[79 empty] | WLDFR | HFTD - Distribution - Tier 2 - 5QU CoRE ¦ 5QU LoRE | Seismic - Non-Red Flag Warning - Catastrophic Fires | 2046 | 2.0472e-12 | 1.0236e-12 | 2.6321e-12 | 26191.7278 | 544.1291 | 16654.7414 | 8992.8573 | 0 | 0 | 0 | 1.7053e-09 |  | 5.362e-08 | 0 | 5.362e-08 | 2.681e-08 | 0 | 2.681e-08 | 6.894e-08 | 0 | 6.894e-08 | [16 empty] | 7.3.1.3 Ignition probability mapping showing the probability of ignition along the electric lines and equipmentWLDFRAggregatedAggregated | WLDFR | HFTD - Distribution - Tier 3 - 1QU CoRE ¦ 1QU LoRE | Red Flag Warning - Large Fires | Aggregated | Aggregated | 2047 | 0.00015365 | 0 | 68.3395 | 0.0105 | 2047 | Mitigation | 0.08575 | 30 | 0 | esc | 0.0012005 | 1.8445e-07 | 0.00060025 | 9.2226e-08 | 0.0015435 | 2.3715e-07
[79 empty] | WLDFR | HFTD - Distribution - Tier 2 - 5QU CoRE ¦ 5QU LoRE | Seismic - Non-Red Flag Warning - Catastrophic Fires | 2047 | 2.0472e-12 | 1.0236e-12 | 2.6321e-12 | 26191.7278 | 544.1291 | 16654.7414 | 8992.8573 | 0 | 0 | 0 | 1.7053e-09 |  | 5.362e-08 | 0 | 5.362e-08 | 2.681e-08 | 0 | 2.681e-08 | 6.894e-08 | 0 | 6.894e-08 | [16 empty] | 7.3.1.3 Ignition probability mapping showing the probability of ignition along the electric lines and equipmentWLDFRAggregatedAggregated | WLDFR | HFTD - Distribution - Tier 3 - 1QU CoRE ¦ 1QU LoRE | Red Flag Warning - Large Fires | Aggregated | Aggregated | 2048 | 0.00015365 | 0 | 68.3395 | 0.0105 | 2048 | Mitigation | 0.08575 | 30 | 0 | esc | 0.0012005 | 1.8445e-07 | 0.00060025 | 9.2226e-08 | 0.0015435 | 2.3715e-07
[79 empty] | WLDFR | HFTD - Distribution - Tier 2 - 5QU CoRE ¦ 5QU LoRE | Seismic - Non-Red Flag Warning - Catastrophic Fires | 2048 | 2.0472e-12 | 1.0236e-12 | 2.6321e-12 | 27464.7227 | 578.8407 | 17445.538 | 9440.3441 | 0 | 0 | 0 | 1.7053e-09 |  | 5.6226e-08 | 0 | 5.6226e-08 | 2.8113e-08 | 0 | 2.8113e-08 | 7.2291e-08 | 0 | 7.2291e-08 | [16 empty] | 7.3.1.3 Ignition probability mapping showing the probability of ignition along the electric lines and equipmentWLDFRAggregatedAggregated | WLDFR | HFTD - Distribution - Tier 3 - 1QU CoRE ¦ 1QU LoRE | Red Flag Warning - Large Fires | Aggregated | Aggregated | 2049 | 0.00015365 | 0 | 68.3395 | 0.0105 | 2049 | Mitigation | 0.08575 | 30 | 0 | esc | 0.0012005 | 1.8445e-07 | 0.00060025 | 9.2226e-08 | 0.0015435 | 2.3715e-07
[79 empty] | WLDFR | HFTD - Distribution - Tier 2 - 5QU CoRE ¦ 5QU LoRE | Seismic - Non-Red Flag Warning - Catastrophic Fires | 2049 | 2.0472e-12 | 1.0236e-12 | 2.6321e-12 | 27464.7227 | 578.8407 | 17445.538 | 9440.3441 | 0 | 0 | 0 | 1.7053e-09 |  | 5.6226e-08 | 0 | 5.6226e-08 | 2.8113e-08 | 0 | 2.8113e-08 | 7.2291e-08 | 0 | 7.2291e-08 | [16 empty] | 7.3.1.3 Ignition probability mapping showing the probability of ignition along the electric lines and equipmentWLDFRAggregatedAggregated | WLDFR | HFTD - Distribution - Tier 3 - 1QU CoRE ¦ 1QU LoRE | Red Flag Warning - Large Fires | Aggregated | Aggregated | 2050 | 0.00015365 | 0 | 68.3395 | 0.0105 | 2050 | Mitigation | 0.08575 | 30 | 0 | esc | 0 | 0 | 0.00060025 | 9.2226e-08 | 0.0015435 | 2.3715e-07
[79 empty] | WLDFR | HFTD - Distribution - Tier 2 - 5QU CoRE ¦ 5QU LoRE | Seismic - Non-Red Flag Warning - Catastrophic Fires | 2050 | 0 | 1.0236e-12 | 2.6321e-12 | 27464.7227 | 578.8407 | 17445.538 | 9440.3441 | 0 | 0 | 0 | 1.7053e-09 |  | 0 | 0 | 0 | 2.8113e-08 | 0 | 2.8113e-08 | 7.2291e-08 | 0 | 7.2291e-08 | [16 empty] | 7.3.1.3 Ignition probability mapping showing the probability of ignition along the electric lines and equipmentWLDFRAggregatedAggregated | WLDFR | HFTD - Distribution - Tier 3 - 1QU CoRE ¦ 1QU LoRE | Red Flag Warning - Large Fires | Aggregated | Aggregated | 2051 | 0.00015365 | 0 | 68.3395 | 0.0105 | 2051 | Mitigation | 0.08575 | 30 | 0 | esc | 0 | 0 | 0 | 0 | 0.0015435 | 2.3715e-07
[79 empty] | WLDFR | HFTD - Distribution - Tier 2 - 5QU CoRE ¦ 5QU LoRE | Seismic - Non-Red Flag Warning - Catastrophic Fires | 2051 | 0 | 0 | 2.6321e-12 | 27464.7227 | 578.8407 | 17445.538 | 9440.3441 | 0 | 0 | 0 | 1.7053e-09 |  | 0 | 0 | 0 | 0 | 0 | 0 | 7.2291e-08 | 0 | 7.2291e-08 | [16 empty] | 7.3.1.3 Ignition probability mapping showing the probability of ignition along the electric lines and equipmentWLDFRAggregatedAggregated | WLDFR | HFTD - Distribution - Tier 3 - 1QU CoRE ¦ 1QU LoRE | Red Flag Warning - Small Fires | Aggregated | Aggregated | 2021 | 0.0010411 | 0 | 68.3395 | 0.071152 | 2021 | Mitigation | 0.08575 | 30 | 0 | esc | 0.0012005 | 1.2499e-06 | 0.00060025 | 6.2495e-07 | 0 | 0
[79 empty] | WLDFR | HFTD - Distribution - Tier 2 - 5QU CoRE ¦ 5QU LoRE | Seismic - Red Flag Warning - Catastrophic Fires | 2020 | 8.8294e-11 | 0 | 0 | 21083.8428 | 409.2237 | 13469.0878 | 7205.5313 | 0 | 0 | 0 | 7.3547e-08 |  | 1.8616e-06 | 0 | 1.8616e-06 | 0 | 0 | 0 | 0 | 0 | 0 | [16 empty] | 7.3.1.3 Ignition probability mapping showing the probability of ignition along the electric lines and equipmentWLDFRAggregatedAggregated | WLDFR | HFTD - Distribution - Tier 3 - 1QU CoRE ¦ 1QU LoRE | Red Flag Warning - Small Fires | Aggregated | Aggregated | 2022 | 0.0010411 | 0 | 68.3395 | 0.071152 | 2022 | Mitigation | 0.08575 | 30 | 0 | esc | 0.0012005 | 1.2499e-06 | 0.00060025 | 6.2495e-07 | 0.0015435 | 1.607e-06
[79 empty] | WLDFR | HFTD - Distribution - Tier 2 - 5QU CoRE ¦ 5QU LoRE | Seismic - Red Flag Warning - Catastrophic Fires | 2021 | 8.8294e-11 | 4.4147e-11 | 0 | 21083.8428 | 409.2237 | 13469.0878 | 7205.5313 | 0 | 0 | 0 | 7.3547e-08 |  | 1.8616e-06 | 0 | 1.8616e-06 | 9.3078e-07 | 0 | 9.3078e-07 | 0 | 0 | 0 | [16 empty] | 7.3.1.3 Ignition probability mapping showing the probability of ignition along the electric lines and equipmentWLDFRAggregatedAggregated | WLDFR | HFTD - Distribution - Tier 3 - 1QU CoRE ¦ 1QU LoRE | Red Flag Warning - Small Fires | Aggregated | Aggregated | 2023 | 0.0010411 | 0 | 68.3395 | 0.071152 | 2023 | Mitigation | 0.08575 | 30 | 0 | esc | 0.0012005 | 1.2499e-06 | 0.00060025 | 6.2495e-07 | 0.0015435 | 1.607e-06
[79 empty] | WLDFR | HFTD - Distribution - Tier 2 - 5QU CoRE ¦ 5QU LoRE | Seismic - Red Flag Warning - Catastrophic Fires | 2022 | 8.8294e-11 | 4.4147e-11 | 1.1352e-10 | 21083.8428 | 409.2237 | 13469.0878 | 7205.5313 | 0 | 0 | 0 | 7.3547e-08 |  | 1.8616e-06 | 0 | 1.8616e-06 | 9.3078e-07 | 0 | 9.3078e-07 | 2.3934e-06 | 0 | 2.3934e-06 | [16 empty] | 7.3.1.3 Ignition probability mapping showing the probability of ignition along the electric lines and equipmentWLDFRAggregatedAggregated | WLDFR | HFTD - Distribution - Tier 3 - 1QU CoRE ¦ 1QU LoRE | Red Flag Warning - Small Fires | Aggregated | Aggregated | 2024 | 0.0010411 | 0 | 68.3395 | 0.071152 | 2024 | Mitigation | 0.08575 | 30 | 0 | esc | 0.0012005 | 1.2499e-06 | 0.00060025 | 6.2495e-07 | 0.0015435 | 1.607e-06
[79 empty] | WLDFR | HFTD - Distribution - Tier 2 - 5QU CoRE ¦ 5QU LoRE | Seismic - Red Flag Warning - Catastrophic Fires | 2023 | 8.8294e-11 | 4.4147e-11 | 1.1352e-10 | 21835.9781 | 428.6023 | 13939.561 | 7467.8148 | 0 | 0 | 0 | 7.3547e-08 |  | 1.928e-06 | 0 | 1.928e-06 | 9.6399e-07 | 0 | 9.6399e-07 | 2.4788e-06 | 0 | 2.4788e-06 | [16 empty] | 7.3.1.3 Ignition probability mapping showing the probability of ignition along the electric lines and equipmentWLDFRAggregatedAggregated | WLDFR | HFTD - Distribution - Tier 3 - 1QU CoRE ¦ 1QU LoRE | Red Flag Warning - Small Fires | Aggregated | Aggregated | 2025 | 0.0010411 | 0 | 68.3395 | 0.071152 | 2025 | Mitigation | 0.08575 | 30 | 0 | esc | 0.0012005 | 1.2499e-06 | 0.00060025 | 6.2495e-07 | 0.0015435 | 1.607e-06
[79 empty] | WLDFR | HFTD - Distribution - Tier 2 - 5QU CoRE ¦ 5QU LoRE | Seismic - Red Flag Warning - Catastrophic Fires | 2024 | 8.8294e-11 | 4.4147e-11 | 1.1352e-10 | 21835.9781 | 428.6023 | 13939.561 | 7467.8148 | 0 | 0 | 0 | 7.3547e-08 |  | 1.928e-06 | 0 | 1.928e-06 | 9.6399e-07 | 0 | 9.6399e-07 | 2.4788e-06 | 0 | 2.4788e-06 | [16 empty] | 7.3.1.3 Ignition probability mapping showing the probability of ignition along the electric lines and equipmentWLDFRAggregatedAggregated | WLDFR | HFTD - Distribution - Tier 3 - 1QU CoRE ¦ 1QU LoRE | Red Flag Warning - Small Fires | Aggregated | Aggregated | 2026 | 0.0010411 | 0 | 68.3395 | 0.071152 | 2026 | Mitigation | 0.08575 | 30 | 0 | esc | 0.0012005 | 1.2499e-06 | 0.00060025 | 6.2495e-07 | 0.0015435 | 1.607e-06
[79 empty] | WLDFR | HFTD - Distribution - Tier 2 - 5QU CoRE ¦ 5QU LoRE | Seismic - Red Flag Warning - Catastrophic Fires | 2025 | 8.8294e-11 | 4.4147e-11 | 1.1352e-10 | 21835.9781 | 428.6023 | 13939.561 | 7467.8148 | 0 | 0 | 0 | 7.3547e-08 |  | 1.928e-06 | 0 | 1.928e-06 | 9.6399e-07 | 0 | 9.6399e-07 | 2.4788e-06 | 0 | 2.4788e-06 | [16 empty] | 7.3.1.3 Ignition probability mapping showing the probability of ignition along the electric lines and equipmentWLDFRAggregatedAggregated | WLDFR | HFTD - Distribution - Tier 3 - 1QU CoRE ¦ 1QU LoRE | Red Flag Warning - Small Fires | Aggregated | Aggregated | 2027 | 0.0010411 | 0 | 68.3395 | 0.071152 | 2027 | Mitigation | 0.08575 | 30 | 0 | esc | 0.0012005 | 1.2499e-06 | 0.00060025 | 6.2495e-07 | 0.0015435 | 1.607e-06
[79 empty] | WLDFR | HFTD - Distribution - Tier 2 - 5QU CoRE ¦ 5QU LoRE | Seismic - Red Flag Warning - Catastrophic Fires | 2026 | 8.8294e-11 | 4.4147e-11 | 1.1352e-10 | 21835.9781 | 428.6023 | 13939.561 | 7467.8148 | 0 | 0 | 0 | 7.3547e-08 |  | 1.928e-06 | 0 | 1.928e-06 | 9.6399e-07 | 0 | 9.6399e-07 | 2.4788e-06 | 0 | 2.4788e-06 | [16 empty] | 7.3.1.3 Ignition probability mapping showing the probability of ignition along the electric lines and equipmentWLDFRAggregatedAggregated | WLDFR | HFTD - Distribution - Tier 3 - 1QU CoRE ¦ 1QU LoRE | Red Flag Warning - Small Fires | Aggregated | Aggregated | 2028 | 0.0010411 | 0 | 68.3395 | 0.071152 | 2028 | Mitigation | 0.08575 | 30 | 0 | esc | 0.0012005 | 1.2499e-06 | 0.00060025 | 6.2495e-07 | 0.0015435 | 1.607e-06
[79 empty] | WLDFR | HFTD - Distribution - Tier 2 - 5QU CoRE ¦ 5QU LoRE | Seismic - Red Flag Warning - Catastrophic Fires | 2027 | 8.8294e-11 | 4.4147e-11 | 1.1352e-10 | 21835.9781 | 428.6023 | 13939.561 | 7467.8148 | 0 | 0 | 0 | 7.3547e-08 |  | 1.928e-06 | 0 | 1.928e-06 | 9.6399e-07 | 0 | 9.6399e-07 | 2.4788e-06 | 0 | 2.4788e-06 | [16 empty] | 7.3.1.3 Ignition probability mapping showing the probability of ignition along the electric lines and equipmentWLDFRAggregatedAggregated | WLDFR | HFTD - Distribution - Tier 3 - 1QU CoRE ¦ 1QU LoRE | Red Flag Warning - Small Fires | Aggregated | Aggregated | 2029 | 0.0010411 | 0 | 68.3395 | 0.071152 | 2029 | Mitigation | 0.08575 | 30 | 0 | esc | 0.0012005 | 1.2499e-06 | 0.00060025 | 6.2495e-07 | 0.0015435 | 1.607e-06
[79 empty] | WLDFR | HFTD - Distribution - Tier 2 - 5QU CoRE ¦ 5QU LoRE | Seismic - Red Flag Warning - Catastrophic Fires | 2028 | 8.8294e-11 | 4.4147e-11 | 1.1352e-10 | 22783.187 | 453.261 | 14531.3357 | 7798.5904 | 0 | 0 | 0 | 7.3547e-08 |  | 2.0116e-06 | 0 | 2.0116e-06 | 1.0058e-06 | 0 | 1.0058e-06 | 2.5864e-06 | 0 | 2.5864e-06 | [16 empty] | 7.3.1.3 Ignition probability mapping showing the probability of ignition along the electric lines and equipmentWLDFRAggregatedAggregated | WLDFR | HFTD - Distribution - Tier 3 - 1QU CoRE ¦ 1QU LoRE | Red Flag Warning - Small Fires | Aggregated | Aggregated | 2030 | 0.0010411 | 0 | 68.3395 | 0.071152 | 2030 | Mitigation | 0.08575 | 30 | 0 | esc | 0.0012005 | 1.2499e-06 | 0.00060025 | 6.2495e-07 | 0.0015435 | 1.607e-06
[79 empty] | WLDFR | HFTD - Distribution - Tier 2 - 5QU CoRE ¦ 5QU LoRE | Seismic - Red Flag Warning - Catastrophic Fires | 2029 | 8.8294e-11 | 4.4147e-11 | 1.1352e-10 | 22783.187 | 453.261 | 14531.3357 | 7798.5904 | 0 | 0 | 0 | 7.3547e-08 |  | 2.0116e-06 | 0 | 2.0116e-06 | 1.0058e-06 | 0 | 1.0058e-06 | 2.5864e-06 | 0 | 2.5864e-06 | [16 empty] | 7.3.1.3 Ignition probability mapping showing the probability of ignition along the electric lines and equipmentWLDFRAggregatedAggregated | WLDFR | HFTD - Distribution - Tier 3 - 1QU CoRE ¦ 1QU LoRE | Red Flag Warning - Small Fires | Aggregated | Aggregated | 2031 | 0.0010411 | 0 | 68.3395 | 0.071152 | 2031 | Mitigation | 0.08575 | 30 | 0 | esc | 0.0012005 | 1.2499e-06 | 0.00060025 | 6.2495e-07 | 0.0015435 | 1.607e-06
[79 empty] | WLDFR | HFTD - Distribution - Tier 2 - 5QU CoRE ¦ 5QU LoRE | Seismic - Red Flag Warning - Catastrophic Fires | 2030 | 8.8294e-11 | 4.4147e-11 | 1.1352e-10 | 22783.187 | 453.261 | 14531.3357 | 7798.5904 | 0 | 0 | 0 | 7.3547e-08 |  | 2.0116e-06 | 0 | 2.0116e-06 | 1.0058e-06 | 0 | 1.0058e-06 | 2.5864e-06 | 0 | 2.5864e-06 | [16 empty] | 7.3.1.3 Ignition probability mapping showing the probability of ignition along the electric lines and equipmentWLDFRAggregatedAggregated | WLDFR | HFTD - Distribution - Tier 3 - 1QU CoRE ¦ 1QU LoRE | Red Flag Warning - Small Fires | Aggregated | Aggregated | 2032 | 0.0010411 | 0 | 68.3395 | 0.071152 | 2032 | Mitigation | 0.08575 | 30 | 0 | esc | 0.0012005 | 1.2499e-06 | 0.00060025 | 6.2495e-07 | 0.0015435 | 1.607e-06
[79 empty] | WLDFR | HFTD - Distribution - Tier 2 - 5QU CoRE ¦ 5QU LoRE | Seismic - Red Flag Warning - Catastrophic Fires | 2031 | 8.8294e-11 | 4.4147e-11 | 1.1352e-10 | 22783.187 | 453.261 | 14531.3357 | 7798.5904 | 0 | 0 | 0 | 7.3547e-08 |  | 2.0116e-06 | 0 | 2.0116e-06 | 1.0058e-06 | 0 | 1.0058e-06 | 2.5864e-06 | 0 | 2.5864e-06 | [16 empty] | 7.3.1.3 Ignition probability mapping showing the probability of ignition along the electric lines and equipmentWLDFRAggregatedAggregated | WLDFR | HFTD - Distribution - Tier 3 - 1QU CoRE ¦ 1QU LoRE | Red Flag Warning - Small Fires | Aggregated | Aggregated | 2033 | 0.0010411 | 0 | 68.3395 | 0.071152 | 2033 | Mitigation | 0.08575 | 30 | 0 | esc | 0.0012005 | 1.2499e-06 | 0.00060025 | 6.2495e-07 | 0.0015435 | 1.607e-06
[79 empty] | WLDFR | HFTD - Distribution - Tier 2 - 5QU CoRE ¦ 5QU LoRE | Seismic - Red Flag Warning - Catastrophic Fires | 2032 | 8.8294e-11 | 4.4147e-11 | 1.1352e-10 | 22783.187 | 453.261 | 14531.3357 | 7798.5904 | 0 | 0 | 0 | 7.3547e-08 |  | 2.0116e-06 | 0 | 2.0116e-06 | 1.0058e-06 | 0 | 1.0058e-06 | 2.5864e-06 | 0 | 2.5864e-06 | [16 empty] | 7.3.1.3 Ignition probability mapping showing the probability of ignition along the electric lines and equipmentWLDFRAggregatedAggregated | WLDFR | HFTD - Distribution - Tier 3 - 1QU CoRE ¦ 1QU LoRE | Red Flag Warning - Small Fires | Aggregated | Aggregated | 2034 | 0.0010411 | 0 | 68.3395 | 0.071152 | 2034 | Mitigation | 0.08575 | 30 | 0 | esc | 0.0012005 | 1.2499e-06 | 0.00060025 | 6.2495e-07 | 0.0015435 | 1.607e-06
[79 empty] | WLDFR | HFTD - Distribution - Tier 2 - 5QU CoRE ¦ 5QU LoRE | Seismic - Red Flag Warning - Catastrophic Fires | 2033 | 8.8294e-11 | 4.4147e-11 | 1.1352e-10 | 23835.2641 | 480.9649 | 15187.7294 | 8166.5698 | 0 | 0 | 0 | 7.3547e-08 |  | 2.1045e-06 | 0 | 2.1045e-06 | 1.0522e-06 | 0 | 1.0522e-06 | 2.7058e-06 | 0 | 2.7058e-06 | [16 empty] | 7.3.1.3 Ignition probability mapping showing the probability of ignition along the electric lines and equipmentWLDFRAggregatedAggregated | WLDFR | HFTD - Distribution - Tier 3 - 1QU CoRE ¦ 1QU LoRE | Red Flag Warning - Small Fires | Aggregated | Aggregated | 2035 | 0.0010411 | 0 | 68.3395 | 0.071152 | 2035 | Mitigation | 0.08575 | 30 | 0 | esc | 0.0012005 | 1.2499e-06 | 0.00060025 | 6.2495e-07 | 0.0015435 | 1.607e-06
[79 empty] | WLDFR | HFTD - Distribution - Tier 2 - 5QU CoRE ¦ 5QU LoRE | Seismic - Red Flag Warning - Catastrophic Fires | 2034 | 8.8294e-11 | 4.4147e-11 | 1.1352e-10 | 23835.2641 | 480.9649 | 15187.7294 | 8166.5698 | 0 | 0 | 0 | 7.3547e-08 |  | 2.1045e-06 | 0 | 2.1045e-06 | 1.0522e-06 | 0 | 1.0522e-06 | 2.7058e-06 | 0 | 2.7058e-06 | [16 empty] | 7.3.1.3 Ignition probability mapping showing the probability of ignition along the electric lines and equipmentWLDFRAggregatedAggregated | WLDFR | HFTD - Distribution - Tier 3 - 1QU CoRE ¦ 1QU LoRE | Red Flag Warning - Small Fires | Aggregated | Aggregated | 2036 | 0.0010411 | 0 | 68.3395 | 0.071152 | 2036 | Mitigation | 0.08575 | 30 | 0 | esc | 0.0012005 | 1.2499e-06 | 0.00060025 | 6.2495e-07 | 0.0015435 | 1.607e-06
[79 empty] | WLDFR | HFTD - Distribution - Tier 2 - 5QU CoRE ¦ 5QU LoRE | Seismic - Red Flag Warning - Catastrophic Fires | 2035 | 8.8294e-11 | 4.4147e-11 | 1.1352e-10 | 23835.2641 | 480.9649 | 15187.7294 | 8166.5698 | 0 | 0 | 0 | 7.3547e-08 |  | 2.1045e-06 | 0 | 2.1045e-06 | 1.0522e-06 | 0 | 1.0522e-06 | 2.7058e-06 | 0 | 2.7058e-06 | [16 empty] | 7.3.1.3 Ignition probability mapping showing the probability of ignition along the electric lines and equipmentWLDFRAggregatedAggregated | WLDFR | HFTD - Distribution - Tier 3 - 1QU CoRE ¦ 1QU LoRE | Red Flag Warning - Small Fires | Aggregated | Aggregated | 2037 | 0.0010411 | 0 | 68.3395 | 0.071152 | 2037 | Mitigation | 0.08575 | 30 | 0 | esc | 0.0012005 | 1.2499e-06 | 0.00060025 | 6.2495e-07 | 0.0015435 | 1.607e-06
[79 empty] | WLDFR | HFTD - Distribution - Tier 2 - 5QU CoRE ¦ 5QU LoRE | Seismic - Red Flag Warning - Catastrophic Fires | 2036 | 8.8294e-11 | 4.4147e-11 | 1.1352e-10 | 23835.2641 | 480.9649 | 15187.7294 | 8166.5698 | 0 | 0 | 0 | 7.3547e-08 |  | 2.1045e-06 | 0 | 2.1045e-06 | 1.0522e-06 | 0 | 1.0522e-06 | 2.7058e-06 | 0 | 2.7058e-06 | [16 empty] | 7.3.1.3 Ignition probability mapping showing the probability of ignition along the electric lines and equipmentWLDFRAggregatedAggregated | WLDFR | HFTD - Distribution - Tier 3 - 1QU CoRE ¦ 1QU LoRE | Red Flag Warning - Small Fires | Aggregated | Aggregated | 2038 | 0.0010411 | 0 | 68.3395 | 0.071152 | 2038 | Mitigation | 0.08575 | 30 | 0 | esc | 0.0012005 | 1.2499e-06 | 0.00060025 | 6.2495e-07 | 0.0015435 | 1.607e-06
[79 empty] | WLDFR | HFTD - Distribution - Tier 2 - 5QU CoRE ¦ 5QU LoRE | Seismic - Red Flag Warning - Catastrophic Fires | 2037 | 8.8294e-11 | 4.4147e-11 | 1.1352e-10 | 23835.2641 | 480.9649 | 15187.7294 | 8166.5698 | 0 | 0 | 0 | 7.3547e-08 |  | 2.1045e-06 | 0 | 2.1045e-06 | 1.0522e-06 | 0 | 1.0522e-06 | 2.7058e-06 | 0 | 2.7058e-06 | [16 empty] | 7.3.1.3 Ignition probability mapping showing the probability of ignition along the electric lines and equipmentWLDFRAggregatedAggregated | WLDFR | HFTD - Distribution - Tier 3 - 1QU CoRE ¦ 1QU LoRE | Red Flag Warning - Small Fires | Aggregated | Aggregated | 2039 | 0.0010411 | 0 | 68.3395 | 0.071152 | 2039 | Mitigation | 0.08575 | 30 | 0 | esc | 0.0012005 | 1.2499e-06 | 0.00060025 | 6.2495e-07 | 0.0015435 | 1.607e-06
[79 empty] | WLDFR | HFTD - Distribution - Tier 2 - 5QU CoRE ¦ 5QU LoRE | Seismic - Red Flag Warning - Catastrophic Fires | 2038 | 8.8294e-11 | 4.4147e-11 | 1.1352e-10 | 24976.6418 | 511.3745 | 15898.8237 | 8566.4437 | 0 | 0 | 0 | 7.3547e-08 |  | 2.2053e-06 | 0 | 2.2053e-06 | 1.1026e-06 | 0 | 1.1026e-06 | 2.8354e-06 | 0 | 2.8354e-06 | [16 empty] | 7.3.1.3 Ignition probability mapping showing the probability of ignition along the electric lines and equipmentWLDFRAggregatedAggregated | WLDFR | HFTD - Distribution - Tier 3 - 1QU CoRE ¦ 1QU LoRE | Red Flag Warning - Small Fires | Aggregated | Aggregated | 2040 | 0.0010411 | 0 | 68.3395 | 0.071152 | 2040 | Mitigation | 0.08575 | 30 | 0 | esc | 0.0012005 | 1.2499e-06 | 0.00060025 | 6.2495e-07 | 0.0015435 | 1.607e-06
[79 empty] | WLDFR | HFTD - Distribution - Tier 2 - 5QU CoRE ¦ 5QU LoRE | Seismic - Red Flag Warning - Catastrophic Fires | 2039 | 8.8294e-11 | 4.4147e-11 | 1.1352e-10 | 24976.6418 | 511.3745 | 15898.8237 | 8566.4437 | 0 | 0 | 0 | 7.3547e-08 |  | 2.2053e-06 | 0 | 2.2053e-06 | 1.1026e-06 | 0 | 1.1026e-06 | 2.8354e-06 | 0 | 2.8354e-06 | [16 empty] | 7.3.1.3 Ignition probability mapping showing the probability of ignition along the electric lines and equipmentWLDFRAggregatedAggregated | WLDFR | HFTD - Distribution - Tier 3 - 1QU CoRE ¦ 1QU LoRE | Red Flag Warning - Small Fires | Aggregated | Aggregated | 2041 | 0.0010411 | 0 | 68.3395 | 0.071152 | 2041 | Mitigation | 0.08575 | 30 | 0 | esc | 0.0012005 | 1.2499e-06 | 0.00060025 | 6.2495e-07 | 0.0015435 | 1.607e-06
[79 empty] | WLDFR | HFTD - Distribution - Tier 2 - 5QU CoRE ¦ 5QU LoRE | Seismic - Red Flag Warning - Catastrophic Fires | 2040 | 8.8294e-11 | 4.4147e-11 | 1.1352e-10 | 24976.6418 | 511.3745 | 15898.8237 | 8566.4437 | 0 | 0 | 0 | 7.3547e-08 |  | 2.2053e-06 | 0 | 2.2053e-06 | 1.1026e-06 | 0 | 1.1026e-06 | 2.8354e-06 | 0 | 2.8354e-06 | [16 empty] | 7.3.1.3 Ignition probability mapping showing the probability of ignition along the electric lines and equipmentWLDFRAggregatedAggregated | WLDFR | HFTD - Distribution - Tier 3 - 1QU CoRE ¦ 1QU LoRE | Red Flag Warning - Small Fires | Aggregated | Aggregated | 2042 | 0.0010411 | 0 | 68.3395 | 0.071152 | 2042 | Mitigation | 0.08575 | 30 | 0 | esc | 0.0012005 | 1.2499e-06 | 0.00060025 | 6.2495e-07 | 0.0015435 | 1.607e-06
[79 empty] | WLDFR | HFTD - Distribution - Tier 2 - 5QU CoRE ¦ 5QU LoRE | Seismic - Red Flag Warning - Catastrophic Fires | 2041 | 8.8294e-11 | 4.4147e-11 | 1.1352e-10 | 24976.6418 | 511.3745 | 15898.8237 | 8566.4437 | 0 | 0 | 0 | 7.3547e-08 |  | 2.2053e-06 | 0 | 2.2053e-06 | 1.1026e-06 | 0 | 1.1026e-06 | 2.8354e-06 | 0 | 2.8354e-06 | [16 empty] | 7.3.1.3 Ignition probability mapping showing the probability of ignition along the electric lines and equipmentWLDFRAggregatedAggregated | WLDFR | HFTD - Distribution - Tier 3 - 1QU CoRE ¦ 1QU LoRE | Red Flag Warning - Small Fires | Aggregated | Aggregated | 2043 | 0.0010411 | 0 | 68.3395 | 0.071152 | 2043 | Mitigation | 0.08575 | 30 | 0 | esc | 0.0012005 | 1.2499e-06 | 0.00060025 | 6.2495e-07 | 0.0015435 | 1.607e-06
[79 empty] | WLDFR | HFTD - Distribution - Tier 2 - 5QU CoRE ¦ 5QU LoRE | Seismic - Red Flag Warning - Catastrophic Fires | 2042 | 8.8294e-11 | 4.4147e-11 | 1.1352e-10 | 24976.6418 | 511.3745 | 15898.8237 | 8566.4437 | 0 | 0 | 0 | 7.3547e-08 |  | 2.2053e-06 | 0 | 2.2053e-06 | 1.1026e-06 | 0 | 1.1026e-06 | 2.8354e-06 | 0 | 2.8354e-06 | [16 empty] | 7.3.1.3 Ignition probability mapping showing the probability of ignition along the electric lines and equipmentWLDFRAggregatedAggregated | WLDFR | HFTD - Distribution - Tier 3 - 1QU CoRE ¦ 1QU LoRE | Red Flag Warning - Small Fires | Aggregated | Aggregated | 2044 | 0.0010411 | 0 | 68.3395 | 0.071152 | 2044 | Mitigation | 0.08575 | 30 | 0 | esc | 0.0012005 | 1.2499e-06 | 0.00060025 | 6.2495e-07 | 0.0015435 | 1.607e-06
[79 empty] | WLDFR | HFTD - Distribution - Tier 2 - 5QU CoRE ¦ 5QU LoRE | Seismic - Red Flag Warning - Catastrophic Fires | 2043 | 8.8294e-11 | 4.4147e-11 | 1.1352e-10 | 26191.7278 | 544.1291 | 16654.7414 | 8992.8573 | 0 | 0 | 0 | 7.3547e-08 |  | 2.3126e-06 | 0 | 2.3126e-06 | 1.1563e-06 | 0 | 1.1563e-06 | 2.9733e-06 | 0 | 2.9733e-06 | [16 empty] | 7.3.1.3 Ignition probability mapping showing the probability of ignition along the electric lines and equipmentWLDFRAggregatedAggregated | WLDFR | HFTD - Distribution - Tier 3 - 1QU CoRE ¦ 1QU LoRE | Red Flag Warning - Small Fires | Aggregated | Aggregated | 2045 | 0.0010411 | 0 | 68.3395 | 0.071152 | 2045 | Mitigation | 0.08575 | 30 | 0 | esc | 0.0012005 | 1.2499e-06 | 0.00060025 | 6.2495e-07 | 0.0015435 | 1.607e-06
[79 empty] | WLDFR | HFTD - Distribution - Tier 2 - 5QU CoRE ¦ 5QU LoRE | Seismic - Red Flag Warning - Catastrophic Fires | 2044 | 8.8294e-11 | 4.4147e-11 | 1.1352e-10 | 26191.7278 | 544.1291 | 16654.7414 | 8992.8573 | 0 | 0 | 0 | 7.3547e-08 |  | 2.3126e-06 | 0 | 2.3126e-06 | 1.1563e-06 | 0 | 1.1563e-06 | 2.9733e-06 | 0 | 2.9733e-06 | [16 empty] | 7.3.1.3 Ignition probability mapping showing the probability of ignition along the electric lines and equipmentWLDFRAggregatedAggregated | WLDFR | HFTD - Distribution - Tier 3 - 1QU CoRE ¦ 1QU LoRE | Red Flag Warning - Small Fires | Aggregated | Aggregated | 2046 | 0.0010411 | 0 | 68.3395 | 0.071152 | 2046 | Mitigation | 0.08575 | 30 | 0 | esc | 0.0012005 | 1.2499e-06 | 0.00060025 | 6.2495e-07 | 0.0015435 | 1.607e-06
[79 empty] | WLDFR | HFTD - Distribution - Tier 2 - 5QU CoRE ¦ 5QU LoRE | Seismic - Red Flag Warning - Catastrophic Fires | 2045 | 8.8294e-11 | 4.4147e-11 | 1.1352e-10 | 26191.7278 | 544.1291 | 16654.7414 | 8992.8573 | 0 | 0 | 0 | 7.3547e-08 |  | 2.3126e-06 | 0 | 2.3126e-06 | 1.1563e-06 | 0 | 1.1563e-06 | 2.9733e-06 | 0 | 2.9733e-06 | [16 empty] | 7.3.1.3 Ignition probability mapping showing the probability of ignition along the electric lines and equipmentWLDFRAggregatedAggregated | WLDFR | HFTD - Distribution - Tier 3 - 1QU CoRE ¦ 1QU LoRE | Red Flag Warning - Small Fires | Aggregated | Aggregated | 2047 | 0.0010411 | 0 | 68.3395 | 0.071152 | 2047 | Mitigation | 0.08575 | 30 | 0 | esc | 0.0012005 | 1.2499e-06 | 0.00060025 | 6.2495e-07 | 0.0015435 | 1.607e-06
[79 empty] | WLDFR | HFTD - Distribution - Tier 2 - 5QU CoRE ¦ 5QU LoRE | Seismic - Red Flag Warning - Catastrophic Fires | 2046 | 8.8294e-11 | 4.4147e-11 | 1.1352e-10 | 26191.7278 | 544.1291 | 16654.7414 | 8992.8573 | 0 | 0 | 0 | 7.3547e-08 |  | 2.3126e-06 | 0 | 2.3126e-06 | 1.1563e-06 | 0 | 1.1563e-06 | 2.9733e-06 | 0 | 2.9733e-06 | [16 empty] | 7.3.1.3 Ignition probability mapping showing the probability of ignition along the electric lines and equipmentWLDFRAggregatedAggregated | WLDFR | HFTD - Distribution - Tier 3 - 1QU CoRE ¦ 1QU LoRE | Red Flag Warning - Small Fires | Aggregated | Aggregated | 2048 | 0.0010411 | 0 | 68.3395 | 0.071152 | 2048 | Mitigation | 0.08575 | 30 | 0 | esc | 0.0012005 | 1.2499e-06 | 0.00060025 | 6.2495e-07 | 0.0015435 | 1.607e-06
[79 empty] | WLDFR | HFTD - Distribution - Tier 2 - 5QU CoRE ¦ 5QU LoRE | Seismic - Red Flag Warning - Catastrophic Fires | 2047 | 8.8294e-11 | 4.4147e-11 | 1.1352e-10 | 26191.7278 | 544.1291 | 16654.7414 | 8992.8573 | 0 | 0 | 0 | 7.3547e-08 |  | 2.3126e-06 | 0 | 2.3126e-06 | 1.1563e-06 | 0 | 1.1563e-06 | 2.9733e-06 | 0 | 2.9733e-06 | [16 empty] | 7.3.1.3 Ignition probability mapping showing the probability of ignition along the electric lines and equipmentWLDFRAggregatedAggregated | WLDFR | HFTD - Distribution - Tier 3 - 1QU CoRE ¦ 1QU LoRE | Red Flag Warning - Small Fires | Aggregated | Aggregated | 2049 | 0.0010411 | 0 | 68.3395 | 0.071152 | 2049 | Mitigation | 0.08575 | 30 | 0 | esc | 0.0012005 | 1.2499e-06 | 0.00060025 | 6.2495e-07 | 0.0015435 | 1.607e-06
[79 empty] | WLDFR | HFTD - Distribution - Tier 2 - 5QU CoRE ¦ 5QU LoRE | Seismic - Red Flag Warning - Catastrophic Fires | 2048 | 8.8294e-11 | 4.4147e-11 | 1.1352e-10 | 27464.7227 | 578.8407 | 17445.538 | 9440.3441 | 0 | 0 | 0 | 7.3547e-08 |  | 2.425e-06 | 0 | 2.425e-06 | 1.2125e-06 | 0 | 1.2125e-06 | 3.1178e-06 | 0 | 3.1178e-06 | [16 empty] | 7.3.1.3 Ignition probability mapping showing the probability of ignition along the electric lines and equipmentWLDFRAggregatedAggregated | WLDFR | HFTD - Distribution - Tier 3 - 1QU CoRE ¦ 1QU LoRE | Red Flag Warning - Small Fires | Aggregated | Aggregated | 2050 | 0.0010411 | 0 | 68.3395 | 0.071152 | 2050 | Mitigation | 0.08575 | 30 | 0 | esc | 0 | 0 | 0.00060025 | 6.2495e-07 | 0.0015435 | 1.607e-06
[79 empty] | WLDFR | HFTD - Distribution - Tier 2 - 5QU CoRE ¦ 5QU LoRE | Seismic - Red Flag Warning - Catastrophic Fires | 2049 | 8.8294e-11 | 4.4147e-11 | 1.1352e-10 | 27464.7227 | 578.8407 | 17445.538 | 9440.3441 | 0 | 0 | 0 | 7.3547e-08 |  | 2.425e-06 | 0 | 2.425e-06 | 1.2125e-06 | 0 | 1.2125e-06 | 3.1178e-06 | 0 | 3.1178e-06 | [16 empty] | 7.3.1.3 Ignition probability mapping showing the probability of ignition along the electric lines and equipmentWLDFRAggregatedAggregated | WLDFR | HFTD - Distribution - Tier 3 - 1QU CoRE ¦ 1QU LoRE | Red Flag Warning - Small Fires | Aggregated | Aggregated | 2051 | 0.0010411 | 0 | 68.3395 | 0.071152 | 2051 | Mitigation | 0.08575 | 30 | 0 | esc | 0 | 0 | 0 | 0 | 0.0015435 | 1.607e-06
[79 empty] | WLDFR | HFTD - Distribution - Tier 2 - 5QU CoRE ¦ 5QU LoRE | Seismic - Red Flag Warning - Catastrophic Fires | 2050 | 0 | 4.4147e-11 | 1.1352e-10 | 27464.7227 | 578.8407 | 17445.538 | 9440.3441 | 0 | 0 | 0 | 7.3547e-08 |  | 0 | 0 | 0 | 1.2125e-06 | 0 | 1.2125e-06 | 3.1178e-06 | 0 | 3.1178e-06 | [16 empty] | 7.3.1.3 Ignition probability mapping showing the probability of ignition along the electric lines and equipmentWLDFRAggregatedAggregated | WLDFR | HFTD - Distribution - Tier 3 - 1QU CoRE ¦ 1QU LoRE | Seismic - Non-Red Flag Warning - Catastrophic Fires | Aggregated | Aggregated | 2021 | 4.1156e-10 | 0 | 68.3395 | 2.8126e-08 | 2021 | Mitigation | 0.08575 | 30 | 0 | esc | 0.0012005 | 4.9408e-13 | 0.00060025 | 2.4704e-13 | 0 | 0
[79 empty] | WLDFR | HFTD - Distribution - Tier 2 - 5QU CoRE ¦ 5QU LoRE | Seismic - Red Flag Warning - Catastrophic Fires | 2051 | 0 | 0 | 1.1352e-10 | 27464.7227 | 578.8407 | 17445.538 | 9440.3441 | 0 | 0 | 0 | 7.3547e-08 |  | 0 | 0 | 0 | 0 | 0 | 0 | 3.1178e-06 | 0 | 3.1178e-06 | [16 empty] | 7.3.1.3 Ignition probability mapping showing the probability of ignition along the electric lines and equipmentWLDFRAggregatedAggregated | WLDFR | HFTD - Distribution - Tier 3 - 1QU CoRE ¦ 1QU LoRE | Seismic - Non-Red Flag Warning - Catastrophic Fires | Aggregated | Aggregated | 2022 | 4.1156e-10 | 0 | 68.3395 | 2.8126e-08 | 2022 | Mitigation | 0.08575 | 30 | 0 | esc | 0.0012005 | 4.9408e-13 | 0.00060025 | 2.4704e-13 | 0.0015435 | 6.3524e-13
[79 empty] | WLDFR | HFTD - Distribution - Tier 3 - 1QU CoRE ¦ 1QU LoRE | Non-Red Flag Warning - Catastrophic Fires | 2020 | 2.821e-08 | 0 | 0 | 14146.1306 | 222.2294 | 8585.7228 | 5338.1784 | 0 | 0 | 0 | 2.3498e-05 |  | 0.00039906 | 0 | 0.00039906 | 0 | 0 | 0 | 0 | 0 | 0 | [16 empty] | 7.3.1.3 Ignition probability mapping showing the probability of ignition along the electric lines and equipmentWLDFRAggregatedAggregated | WLDFR | HFTD - Distribution - Tier 3 - 1QU CoRE ¦ 1QU LoRE | Seismic - Non-Red Flag Warning - Catastrophic Fires | Aggregated | Aggregated | 2023 | 4.1156e-10 | 0 | 68.3395 | 2.8126e-08 | 2023 | Mitigation | 0.08575 | 30 | 0 | esc | 0.0012005 | 4.9408e-13 | 0.00060025 | 2.4704e-13 | 0.0015435 | 6.3524e-13
[79 empty] | WLDFR | HFTD - Distribution - Tier 3 - 1QU CoRE ¦ 1QU LoRE | Non-Red Flag Warning - Catastrophic Fires | 2021 | 2.821e-08 | 1.4105e-08 | 0 | 14146.1306 | 222.2294 | 8585.7228 | 5338.1784 | 0 | 0 | 0 | 2.3498e-05 |  | 0.00039906 | 0 | 0.00039906 | 0.00019953 | 0 | 0.00019953 | 0 | 0 | 0 | [16 empty] | 7.3.1.3 Ignition probability mapping showing the probability of ignition along the electric lines and equipmentWLDFRAggregatedAggregated | WLDFR | HFTD - Distribution - Tier 3 - 1QU CoRE ¦ 1QU LoRE | Seismic - Non-Red Flag Warning - Catastrophic Fires | Aggregated | Aggregated | 2024 | 4.1156e-10 | 0 | 68.3395 | 2.8126e-08 | 2024 | Mitigation | 0.08575 | 30 | 0 | esc | 0.0012005 | 4.9408e-13 | 0.00060025 | 2.4704e-13 | 0.0015435 | 6.3524e-13
[79 empty] | WLDFR | HFTD - Distribution - Tier 3 - 1QU CoRE ¦ 1QU LoRE | Non-Red Flag Warning - Catastrophic Fires | 2022 | 2.821e-08 | 1.4105e-08 | 3.627e-08 | 14146.1306 | 222.2294 | 8585.7228 | 5338.1784 | 0 | 0 | 0 | 2.3498e-05 |  | 0.00039906 | 0 | 0.00039906 | 0.00019953 | 0 | 0.00019953 | 0.00051308 | 0 | 0.00051308 | [16 empty] | 7.3.1.3 Ignition probability mapping showing the probability of ignition along the electric lines and equipmentWLDFRAggregatedAggregated | WLDFR | HFTD - Distribution - Tier 3 - 1QU CoRE ¦ 1QU LoRE | Seismic - Non-Red Flag Warning - Catastrophic Fires | Aggregated | Aggregated | 2025 | 4.1156e-10 | 0 | 68.3395 | 2.8126e-08 | 2025 | Mitigation | 0.08575 | 30 | 0 | esc | 0.0012005 | 4.9408e-13 | 0.00060025 | 2.4704e-13 | 0.0015435 | 6.3524e-13
[79 empty] | WLDFR | HFTD - Distribution - Tier 3 - 1QU CoRE ¦ 1QU LoRE | Non-Red Flag Warning - Catastrophic Fires | 2023 | 2.821e-08 | 1.4105e-08 | 3.627e-08 | 14664.6376 | 233.2301 | 8896.516 | 5534.8915 | 0 | 0 | 0 | 2.3498e-05 |  | 0.00041369 | 0 | 0.00041369 | 0.00020684 | 0 | 0.00020684 | 0.00053188 | 0 | 0.00053188 | [16 empty] | 7.3.1.3 Ignition probability mapping showing the probability of ignition along the electric lines and equipmentWLDFRAggregatedAggregated | WLDFR | HFTD - Distribution - Tier 3 - 1QU CoRE ¦ 1QU LoRE | Seismic - Non-Red Flag Warning - Catastrophic Fires | Aggregated | Aggregated | 2026 | 4.1156e-10 | 0 | 68.3395 | 2.8126e-08 | 2026 | Mitigation | 0.08575 | 30 | 0 | esc | 0.0012005 | 4.9408e-13 | 0.00060025 | 2.4704e-13 | 0.0015435 | 6.3524e-13
[79 empty] | WLDFR | HFTD - Distribution - Tier 3 - 1QU CoRE ¦ 1QU LoRE | Non-Red Flag Warning - Catastrophic Fires | 2024 | 2.821e-08 | 1.4105e-08 | 3.627e-08 | 14664.6376 | 233.2301 | 8896.516 | 5534.8915 | 0 | 0 | 0 | 2.3498e-05 |  | 0.00041369 | 0 | 0.00041369 | 0.00020684 | 0 | 0.00020684 | 0.00053188 | 0 | 0.00053188 | [16 empty] | 7.3.1.3 Ignition probability mapping showing the probability of ignition along the electric lines and equipmentWLDFRAggregatedAggregated | WLDFR | HFTD - Distribution - Tier 3 - 1QU CoRE ¦ 1QU LoRE | Seismic - Non-Red Flag Warning - Catastrophic Fires | Aggregated | Aggregated | 2027 | 4.1156e-10 | 0 | 68.3395 | 2.8126e-08 | 2027 | Mitigation | 0.08575 | 30 | 0 | esc | 0.0012005 | 4.9408e-13 | 0.00060025 | 2.4704e-13 | 0.0015435 | 6.3524e-13
[79 empty] | WLDFR | HFTD - Distribution - Tier 3 - 1QU CoRE ¦ 1QU LoRE | Non-Red Flag Warning - Catastrophic Fires | 2025 | 2.821e-08 | 1.4105e-08 | 3.627e-08 | 14664.6376 | 233.2301 | 8896.516 | 5534.8915 | 0 | 0 | 0 | 2.3498e-05 |  | 0.00041369 | 0 | 0.00041369 | 0.00020684 | 0 | 0.00020684 | 0.00053188 | 0 | 0.00053188 | [16 empty] | 7.3.1.3 Ignition probability mapping showing the probability of ignition along the electric lines and equipmentWLDFRAggregatedAggregated | WLDFR | HFTD - Distribution - Tier 3 - 1QU CoRE ¦ 1QU LoRE | Seismic - Non-Red Flag Warning - Catastrophic Fires | Aggregated | Aggregated | 2028 | 4.1156e-10 | 0 | 68.3395 | 2.8126e-08 | 2028 | Mitigation | 0.08575 | 30 | 0 | esc | 0.0012005 | 4.9408e-13 | 0.00060025 | 2.4704e-13 | 0.0015435 | 6.3524e-13
[79 empty] | WLDFR | HFTD - Distribution - Tier 3 - 1QU CoRE ¦ 1QU LoRE | Non-Red Flag Warning - Catastrophic Fires | 2026 | 2.821e-08 | 1.4105e-08 | 3.627e-08 | 14664.6376 | 233.2301 | 8896.516 | 5534.8915 | 0 | 0 | 0 | 2.3498e-05 |  | 0.00041369 | 0 | 0.00041369 | 0.00020684 | 0 | 0.00020684 | 0.00053188 | 0 | 0.00053188 | [16 empty] | 7.3.1.3 Ignition probability mapping showing the probability of ignition along the electric lines and equipmentWLDFRAggregatedAggregated | WLDFR | HFTD - Distribution - Tier 3 - 1QU CoRE ¦ 1QU LoRE | Seismic - Non-Red Flag Warning - Catastrophic Fires | Aggregated | Aggregated | 2029 | 4.1156e-10 | 0 | 68.3395 | 2.8126e-08 | 2029 | Mitigation | 0.08575 | 30 | 0 | esc | 0.0012005 | 4.9408e-13 | 0.00060025 | 2.4704e-13 | 0.0015435 | 6.3524e-13
[79 empty] | WLDFR | HFTD - Distribution - Tier 3 - 1QU CoRE ¦ 1QU LoRE | Non-Red Flag Warning - Catastrophic Fires | 2027 | 2.821e-08 | 1.4105e-08 | 3.627e-08 | 14664.6376 | 233.2301 | 8896.516 | 5534.8915 | 0 | 0 | 0 | 2.3498e-05 |  | 0.00041369 | 0 | 0.00041369 | 0.00020684 | 0 | 0.00020684 | 0.00053188 | 0 | 0.00053188 | [16 empty] | 7.3.1.3 Ignition probability mapping showing the probability of ignition along the electric lines and equipmentWLDFRAggregatedAggregated | WLDFR | HFTD - Distribution - Tier 3 - 1QU CoRE ¦ 1QU LoRE | Seismic - Non-Red Flag Warning - Catastrophic Fires | Aggregated | Aggregated | 2030 | 4.1156e-10 | 0 | 68.3395 | 2.8126e-08 | 2030 | Mitigation | 0.08575 | 30 | 0 | esc | 0.0012005 | 4.9408e-13 | 0.00060025 | 2.4704e-13 | 0.0015435 | 6.3524e-13
[79 empty] | WLDFR | HFTD - Distribution - Tier 3 - 1QU CoRE ¦ 1QU LoRE | Non-Red Flag Warning - Catastrophic Fires | 2028 | 2.821e-08 | 1.4105e-08 | 3.627e-08 | 15317.9909 | 247.273 | 9287.6491 | 5783.0689 | 0 | 0 | 0 | 2.3498e-05 |  | 0.00043212 | 0 | 0.00043212 | 0.00021606 | 0 | 0.00021606 | 0.00055558 | 0 | 0.00055558 | [16 empty] | 7.3.1.3 Ignition probability mapping showing the probability of ignition along the electric lines and equipmentWLDFRAggregatedAggregated | WLDFR | HFTD - Distribution - Tier 3 - 1QU CoRE ¦ 1QU LoRE | Seismic - Non-Red Flag Warning - Catastrophic Fires | Aggregated | Aggregated | 2031 | 4.1156e-10 | 0 | 68.3395 | 2.8126e-08 | 2031 | Mitigation | 0.08575 | 30 | 0 | esc | 0.0012005 | 4.9408e-13 | 0.00060025 | 2.4704e-13 | 0.0015435 | 6.3524e-13
[79 empty] | WLDFR | HFTD - Distribution - Tier 3 - 1QU CoRE ¦ 1QU LoRE | Non-Red Flag Warning - Catastrophic Fires | 2029 | 2.821e-08 | 1.4105e-08 | 3.627e-08 | 15317.9909 | 247.273 | 9287.6491 | 5783.0689 | 0 | 0 | 0 | 2.3498e-05 |  | 0.00043212 | 0 | 0.00043212 | 0.00021606 | 0 | 0.00021606 | 0.00055558 | 0 | 0.00055558 | [16 empty] | 7.3.1.3 Ignition probability mapping showing the probability of ignition along the electric lines and equipmentWLDFRAggregatedAggregated | WLDFR | HFTD - Distribution - Tier 3 - 1QU CoRE ¦ 1QU LoRE | Seismic - Non-Red Flag Warning - Catastrophic Fires | Aggregated | Aggregated | 2032 | 4.1156e-10 | 0 | 68.3395 | 2.8126e-08 | 2032 | Mitigation | 0.08575 | 30 | 0 | esc | 0.0012005 | 4.9408e-13 | 0.00060025 | 2.4704e-13 | 0.0015435 | 6.3524e-13
[79 empty] | WLDFR | HFTD - Distribution - Tier 3 - 1QU CoRE ¦ 1QU LoRE | Non-Red Flag Warning - Catastrophic Fires | 2030 | 2.821e-08 | 1.4105e-08 | 3.627e-08 | 15317.9909 | 247.273 | 9287.6491 | 5783.0689 | 0 | 0 | 0 | 2.3498e-05 |  | 0.00043212 | 0 | 0.00043212 | 0.00021606 | 0 | 0.00021606 | 0.00055558 | 0 | 0.00055558 | [16 empty] | 7.3.1.3 Ignition probability mapping showing the probability of ignition along the electric lines and equipmentWLDFRAggregatedAggregated | WLDFR | HFTD - Distribution - Tier 3 - 1QU CoRE ¦ 1QU LoRE | Seismic - Non-Red Flag Warning - Catastrophic Fires | Aggregated | Aggregated | 2033 | 4.1156e-10 | 0 | 68.3395 | 2.8126e-08 | 2033 | Mitigation | 0.08575 | 30 | 0 | esc | 0.0012005 | 4.9408e-13 | 0.00060025 | 2.4704e-13 | 0.0015435 | 6.3524e-13
[79 empty] | WLDFR | HFTD - Distribution - Tier 3 - 1QU CoRE ¦ 1QU LoRE | Non-Red Flag Warning - Catastrophic Fires | 2031 | 2.821e-08 | 1.4105e-08 | 3.627e-08 | 15317.9909 | 247.273 | 9287.6491 | 5783.0689 | 0 | 0 | 0 | 2.3498e-05 |  | 0.00043212 | 0 | 0.00043212 | 0.00021606 | 0 | 0.00021606 | 0.00055558 | 0 | 0.00055558 | [16 empty] | 7.3.1.3 Ignition probability mapping showing the probability of ignition along the electric lines and equipmentWLDFRAggregatedAggregated | WLDFR | HFTD - Distribution - Tier 3 - 1QU CoRE ¦ 1QU LoRE | Seismic - Non-Red Flag Warning - Catastrophic Fires | Aggregated | Aggregated | 2034 | 4.1156e-10 | 0 | 68.3395 | 2.8126e-08 | 2034 | Mitigation | 0.08575 | 30 | 0 | esc | 0.0012005 | 4.9408e-13 | 0.00060025 | 2.4704e-13 | 0.0015435 | 6.3524e-13
[79 empty] | WLDFR | HFTD - Distribution - Tier 3 - 1QU CoRE ¦ 1QU LoRE | Non-Red Flag Warning - Catastrophic Fires | 2032 | 2.821e-08 | 1.4105e-08 | 3.627e-08 | 15317.9909 | 247.273 | 9287.6491 | 5783.0689 | 0 | 0 | 0 | 2.3498e-05 |  | 0.00043212 | 0 | 0.00043212 | 0.00021606 | 0 | 0.00021606 | 0.00055558 | 0 | 0.00055558 | [16 empty] | 7.3.1.3 Ignition probability mapping showing the probability of ignition along the electric lines and equipmentWLDFRAggregatedAggregated | WLDFR | HFTD - Distribution - Tier 3 - 1QU CoRE ¦ 1QU LoRE | Seismic - Non-Red Flag Warning - Catastrophic Fires | Aggregated | Aggregated | 2035 | 4.1156e-10 | 0 | 68.3395 | 2.8126e-08 | 2035 | Mitigation | 0.08575 | 30 | 0 | esc | 0.0012005 | 4.9408e-13 | 0.00060025 | 2.4704e-13 | 0.0015435 | 6.3524e-13
[79 empty] | WLDFR | HFTD - Distribution - Tier 3 - 1QU CoRE ¦ 1QU LoRE | Non-Red Flag Warning - Catastrophic Fires | 2033 | 2.821e-08 | 1.4105e-08 | 3.627e-08 | 16044.1264 | 263.1074 | 9721.74 | 6059.2791 | 0 | 0 | 0 | 2.3498e-05 |  | 0.0004526 | 0 | 0.0004526 | 0.0002263 | 0 | 0.0002263 | 0.00058192 | 0 | 0.00058192 | [16 empty] | 7.3.1.3 Ignition probability mapping showing the probability of ignition along the electric lines and equipmentWLDFRAggregatedAggregated | WLDFR | HFTD - Distribution - Tier 3 - 1QU CoRE ¦ 1QU LoRE | Seismic - Non-Red Flag Warning - Catastrophic Fires | Aggregated | Aggregated | 2036 | 4.1156e-10 | 0 | 68.3395 | 2.8126e-08 | 2036 | Mitigation | 0.08575 | 30 | 0 | esc | 0.0012005 | 4.9408e-13 | 0.00060025 | 2.4704e-13 | 0.0015435 | 6.3524e-13
[79 empty] | WLDFR | HFTD - Distribution - Tier 3 - 1QU CoRE ¦ 1QU LoRE | Non-Red Flag Warning - Catastrophic Fires | 2034 | 2.821e-08 | 1.4105e-08 | 3.627e-08 | 16044.1264 | 263.1074 | 9721.74 | 6059.2791 | 0 | 0 | 0 | 2.3498e-05 |  | 0.0004526 | 0 | 0.0004526 | 0.0002263 | 0 | 0.0002263 | 0.00058192 | 0 | 0.00058192 | [16 empty] | 7.3.1.3 Ignition probability mapping showing the probability of ignition along the electric lines and equipmentWLDFRAggregatedAggregated | WLDFR | HFTD - Distribution - Tier 3 - 1QU CoRE ¦ 1QU LoRE | Seismic - Non-Red Flag Warning - Catastrophic Fires | Aggregated | Aggregated | 2037 | 4.1156e-10 | 0 | 68.3395 | 2.8126e-08 | 2037 | Mitigation | 0.08575 | 30 | 0 | esc | 0.0012005 | 4.9408e-13 | 0.00060025 | 2.4704e-13 | 0.0015435 | 6.3524e-13
[79 empty] | WLDFR | HFTD - Distribution - Tier 3 - 1QU CoRE ¦ 1QU LoRE | Non-Red Flag Warning - Catastrophic Fires | 2035 | 2.821e-08 | 1.4105e-08 | 3.627e-08 | 16044.1264 | 263.1074 | 9721.74 | 6059.2791 | 0 | 0 | 0 | 2.3498e-05 |  | 0.0004526 | 0 | 0.0004526 | 0.0002263 | 0 | 0.0002263 | 0.00058192 | 0 | 0.00058192 | [16 empty] | 7.3.1.3 Ignition probability mapping showing the probability of ignition along the electric lines and equipmentWLDFRAggregatedAggregated | WLDFR | HFTD - Distribution - Tier 3 - 1QU CoRE ¦ 1QU LoRE | Seismic - Non-Red Flag Warning - Catastrophic Fires | Aggregated | Aggregated | 2038 | 4.1156e-10 | 0 | 68.3395 | 2.8126e-08 | 2038 | Mitigation | 0.08575 | 30 | 0 | esc | 0.0012005 | 4.9408e-13 | 0.00060025 | 2.4704e-13 | 0.0015435 | 6.3524e-13
[79 empty] | WLDFR | HFTD - Distribution - Tier 3 - 1QU CoRE ¦ 1QU LoRE | Non-Red Flag Warning - Catastrophic Fires | 2036 | 2.821e-08 | 1.4105e-08 | 3.627e-08 | 16044.1264 | 263.1074 | 9721.74 | 6059.2791 | 0 | 0 | 0 | 2.3498e-05 |  | 0.0004526 | 0 | 0.0004526 | 0.0002263 | 0 | 0.0002263 | 0.00058192 | 0 | 0.00058192 | [16 empty] | 7.3.1.3 Ignition probability mapping showing the probability of ignition along the electric lines and equipmentWLDFRAggregatedAggregated | WLDFR | HFTD - Distribution - Tier 3 - 1QU CoRE ¦ 1QU LoRE | Seismic - Non-Red Flag Warning - Catastrophic Fires | Aggregated | Aggregated | 2039 | 4.1156e-10 | 0 | 68.3395 | 2.8126e-08 | 2039 | Mitigation | 0.08575 | 30 | 0 | esc | 0.0012005 | 4.9408e-13 | 0.00060025 | 2.4704e-13 | 0.0015435 | 6.3524e-13
[79 empty] | WLDFR | HFTD - Distribution - Tier 3 - 1QU CoRE ¦ 1QU LoRE | Non-Red Flag Warning - Catastrophic Fires | 2037 | 2.821e-08 | 1.4105e-08 | 3.627e-08 | 16044.1264 | 263.1074 | 9721.74 | 6059.2791 | 0 | 0 | 0 | 2.3498e-05 |  | 0.0004526 | 0 | 0.0004526 | 0.0002263 | 0 | 0.0002263 | 0.00058192 | 0 | 0.00058192 | [16 empty] | 7.3.1.3 Ignition probability mapping showing the probability of ignition along the electric lines and equipmentWLDFRAggregatedAggregated | WLDFR | HFTD - Distribution - Tier 3 - 1QU CoRE ¦ 1QU LoRE | Seismic - Non-Red Flag Warning - Catastrophic Fires | Aggregated | Aggregated | 2040 | 4.1156e-10 | 0 | 68.3395 | 2.8126e-08 | 2040 | Mitigation | 0.08575 | 30 | 0 | esc | 0.0012005 | 4.9408e-13 | 0.00060025 | 2.4704e-13 | 0.0015435 | 6.3524e-13
[79 empty] | WLDFR | HFTD - Distribution - Tier 3 - 1QU CoRE ¦ 1QU LoRE | Non-Red Flag Warning - Catastrophic Fires | 2038 | 2.821e-08 | 1.4105e-08 | 3.627e-08 | 16832.3912 | 280.5544 | 10192.2718 | 6359.5651 | 0 | 0 | 0 | 2.3498e-05 |  | 0.00047484 | 0 | 0.00047484 | 0.00023742 | 0 | 0.00023742 | 0.00061051 | 0 | 0.00061051 | [16 empty] | 7.3.1.3 Ignition probability mapping showing the probability of ignition along the electric lines and equipmentWLDFRAggregatedAggregated | WLDFR | HFTD - Distribution - Tier 3 - 1QU CoRE ¦ 1QU LoRE | Seismic - Non-Red Flag Warning - Catastrophic Fires | Aggregated | Aggregated | 2041 | 4.1156e-10 | 0 | 68.3395 | 2.8126e-08 | 2041 | Mitigation | 0.08575 | 30 | 0 | esc | 0.0012005 | 4.9408e-13 | 0.00060025 | 2.4704e-13 | 0.0015435 | 6.3524e-13
[79 empty] | WLDFR | HFTD - Distribution - Tier 3 - 1QU CoRE ¦ 1QU LoRE | Non-Red Flag Warning - Catastrophic Fires | 2039 | 2.821e-08 | 1.4105e-08 | 3.627e-08 | 16832.3912 | 280.5544 | 10192.2718 | 6359.5651 | 0 | 0 | 0 | 2.3498e-05 |  | 0.00047484 | 0 | 0.00047484 | 0.00023742 | 0 | 0.00023742 | 0.00061051 | 0 | 0.00061051 | [16 empty] | 7.3.1.3 Ignition probability mapping showing the probability of ignition along the electric lines and equipmentWLDFRAggregatedAggregated | WLDFR | HFTD - Distribution - Tier 3 - 1QU CoRE ¦ 1QU LoRE | Seismic - Non-Red Flag Warning - Catastrophic Fires | Aggregated | Aggregated | 2042 | 4.1156e-10 | 0 | 68.3395 | 2.8126e-08 | 2042 | Mitigation | 0.08575 | 30 | 0 | esc | 0.0012005 | 4.9408e-13 | 0.00060025 | 2.4704e-13 | 0.0015435 | 6.3524e-13
[79 empty] | WLDFR | HFTD - Distribution - Tier 3 - 1QU CoRE ¦ 1QU LoRE | Non-Red Flag Warning - Catastrophic Fires | 2040 | 2.821e-08 | 1.4105e-08 | 3.627e-08 | 16832.3912 | 280.5544 | 10192.2718 | 6359.5651 | 0 | 0 | 0 | 2.3498e-05 |  | 0.00047484 | 0 | 0.00047484 | 0.00023742 | 0 | 0.00023742 | 0.00061051 | 0 | 0.00061051 | [16 empty] | 7.3.1.3 Ignition probability mapping showing the probability of ignition along the electric lines and equipmentWLDFRAggregatedAggregated | WLDFR | HFTD - Distribution - Tier 3 - 1QU CoRE ¦ 1QU LoRE | Seismic - Non-Red Flag Warning - Catastrophic Fires | Aggregated | Aggregated | 2043 | 4.1156e-10 | 0 | 68.3395 | 2.8126e-08 | 2043 | Mitigation | 0.08575 | 30 | 0 | esc | 0.0012005 | 4.9408e-13 | 0.00060025 | 2.4704e-13 | 0.0015435 | 6.3524e-13
[79 empty] | WLDFR | HFTD - Distribution - Tier 3 - 1QU CoRE ¦ 1QU LoRE | Non-Red Flag Warning - Catastrophic Fires | 2041 | 2.821e-08 | 1.4105e-08 | 3.627e-08 | 16832.3912 | 280.5544 | 10192.2718 | 6359.5651 | 0 | 0 | 0 | 2.3498e-05 |  | 0.00047484 | 0 | 0.00047484 | 0.00023742 | 0 | 0.00023742 | 0.00061051 | 0 | 0.00061051 | [16 empty] | 7.3.1.3 Ignition probability mapping showing the probability of ignition along the electric lines and equipmentWLDFRAggregatedAggregated | WLDFR | HFTD - Distribution - Tier 3 - 1QU CoRE ¦ 1QU LoRE | Seismic - Non-Red Flag Warning - Catastrophic Fires | Aggregated | Aggregated | 2044 | 4.1156e-10 | 0 | 68.3395 | 2.8126e-08 | 2044 | Mitigation | 0.08575 | 30 | 0 | esc | 0.0012005 | 4.9408e-13 | 0.00060025 | 2.4704e-13 | 0.0015435 | 6.3524e-13
[79 empty] | WLDFR | HFTD - Distribution - Tier 3 - 1QU CoRE ¦ 1QU LoRE | Non-Red Flag Warning - Catastrophic Fires | 2042 | 2.821e-08 | 1.4105e-08 | 3.627e-08 | 16832.3912 | 280.5544 | 10192.2718 | 6359.5651 | 0 | 0 | 0 | 2.3498e-05 |  | 0.00047484 | 0 | 0.00047484 | 0.00023742 | 0 | 0.00023742 | 0.00061051 | 0 | 0.00061051 | [16 empty] | 7.3.1.3 Ignition probability mapping showing the probability of ignition along the electric lines and equipmentWLDFRAggregatedAggregated | WLDFR | HFTD - Distribution - Tier 3 - 1QU CoRE ¦ 1QU LoRE | Seismic - Non-Red Flag Warning - Catastrophic Fires | Aggregated | Aggregated | 2045 | 4.1156e-10 | 0 | 68.3395 | 2.8126e-08 | 2045 | Mitigation | 0.08575 | 30 | 0 | esc | 0.0012005 | 4.9408e-13 | 0.00060025 | 2.4704e-13 | 0.0015435 | 6.3524e-13
[79 empty] | WLDFR | HFTD - Distribution - Tier 3 - 1QU CoRE ¦ 1QU LoRE | Non-Red Flag Warning - Catastrophic Fires | 2043 | 2.821e-08 | 1.4105e-08 | 3.627e-08 | 17672.0852 | 299.42 | 10692.7362 | 6679.929 | 0 | 0 | 0 | 2.3498e-05 |  | 0.00049853 | 0 | 0.00049853 | 0.00024926 | 0 | 0.00024926 | 0.00064096 | 0 | 0.00064096 | [16 empty] | 7.3.1.3 Ignition probability mapping showing the probability of ignition along the electric lines and equipmentWLDFRAggregatedAggregated | WLDFR | HFTD - Distribution - Tier 3 - 1QU CoRE ¦ 1QU LoRE | Seismic - Non-Red Flag Warning - Catastrophic Fires | Aggregated | Aggregated | 2046 | 4.1156e-10 | 0 | 68.3395 | 2.8126e-08 | 2046 | Mitigation | 0.08575 | 30 | 0 | esc | 0.0012005 | 4.9408e-13 | 0.00060025 | 2.4704e-13 | 0.0015435 | 6.3524e-13
[79 empty] | WLDFR | HFTD - Distribution - Tier 3 - 1QU CoRE ¦ 1QU LoRE | Non-Red Flag Warning - Catastrophic Fires | 2044 | 2.821e-08 | 1.4105e-08 | 3.627e-08 | 17672.0852 | 299.42 | 10692.7362 | 6679.929 | 0 | 0 | 0 | 2.3498e-05 |  | 0.00049853 | 0 | 0.00049853 | 0.00024926 | 0 | 0.00024926 | 0.00064096 | 0 | 0.00064096 | [16 empty] | 7.3.1.3 Ignition probability mapping showing the probability of ignition along the electric lines and equipmentWLDFRAggregatedAggregated | WLDFR | HFTD - Distribution - Tier 3 - 1QU CoRE ¦ 1QU LoRE | Seismic - Non-Red Flag Warning - Catastrophic Fires | Aggregated | Aggregated | 2047 | 4.1156e-10 | 0 | 68.3395 | 2.8126e-08 | 2047 | Mitigation | 0.08575 | 30 | 0 | esc | 0.0012005 | 4.9408e-13 | 0.00060025 | 2.4704e-13 | 0.0015435 | 6.3524e-13
[79 empty] | WLDFR | HFTD - Distribution - Tier 3 - 1QU CoRE ¦ 1QU LoRE | Non-Red Flag Warning - Catastrophic Fires | 2045 | 2.821e-08 | 1.4105e-08 | 3.627e-08 | 17672.0852 | 299.42 | 10692.7362 | 6679.929 | 0 | 0 | 0 | 2.3498e-05 |  | 0.00049853 | 0 | 0.00049853 | 0.00024926 | 0 | 0.00024926 | 0.00064096 | 0 | 0.00064096 | [16 empty] | 7.3.1.3 Ignition probability mapping showing the probability of ignition along the electric lines and equipmentWLDFRAggregatedAggregated | WLDFR | HFTD - Distribution - Tier 3 - 1QU CoRE ¦ 1QU LoRE | Seismic - Non-Red Flag Warning - Catastrophic Fires | Aggregated | Aggregated | 2048 | 4.1156e-10 | 0 | 68.3395 | 2.8126e-08 | 2048 | Mitigation | 0.08575 | 30 | 0 | esc | 0.0012005 | 4.9408e-13 | 0.00060025 | 2.4704e-13 | 0.0015435 | 6.3524e-13
[79 empty] | WLDFR | HFTD - Distribution - Tier 3 - 1QU CoRE ¦ 1QU LoRE | Non-Red Flag Warning - Catastrophic Fires | 2046 | 2.821e-08 | 1.4105e-08 | 3.627e-08 | 17672.0852 | 299.42 | 10692.7362 | 6679.929 | 0 | 0 | 0 | 2.3498e-05 |  | 0.00049853 | 0 | 0.00049853 | 0.00024926 | 0 | 0.00024926 | 0.00064096 | 0 | 0.00064096 | [16 empty] | 7.3.1.3 Ignition probability mapping showing the probability of ignition along the electric lines and equipmentWLDFRAggregatedAggregated | WLDFR | HFTD - Distribution - Tier 3 - 1QU CoRE ¦ 1QU LoRE | Seismic - Non-Red Flag Warning - Catastrophic Fires | Aggregated | Aggregated | 2049 | 4.1156e-10 | 0 | 68.3395 | 2.8126e-08 | 2049 | Mitigation | 0.08575 | 30 | 0 | esc | 0.0012005 | 4.9408e-13 | 0.00060025 | 2.4704e-13 | 0.0015435 | 6.3524e-13
[79 empty] | WLDFR | HFTD - Distribution - Tier 3 - 1QU CoRE ¦ 1QU LoRE | Non-Red Flag Warning - Catastrophic Fires | 2047 | 2.821e-08 | 1.4105e-08 | 3.627e-08 | 17672.0852 | 299.42 | 10692.7362 | 6679.929 | 0 | 0 | 0 | 2.3498e-05 |  | 0.00049853 | 0 | 0.00049853 | 0.00024926 | 0 | 0.00024926 | 0.00064096 | 0 | 0.00064096 | [16 empty] | 7.3.1.3 Ignition probability mapping showing the probability of ignition along the electric lines and equipmentWLDFRAggregatedAggregated | WLDFR | HFTD - Distribution - Tier 3 - 1QU CoRE ¦ 1QU LoRE | Seismic - Non-Red Flag Warning - Catastrophic Fires | Aggregated | Aggregated | 2050 | 4.1156e-10 | 0 | 68.3395 | 2.8126e-08 | 2050 | Mitigation | 0.08575 | 30 | 0 | esc | 0 | 0 | 0.00060025 | 2.4704e-13 | 0.0015435 | 6.3524e-13
[79 empty] | WLDFR | HFTD - Distribution - Tier 3 - 1QU CoRE ¦ 1QU LoRE | Non-Red Flag Warning - Catastrophic Fires | 2048 | 2.821e-08 | 1.4105e-08 | 3.627e-08 | 18552.3348 | 319.4911 | 11216.5626 | 7016.281 | 0 | 0 | 0 | 2.3498e-05 |  | 0.00052336 | 0 | 0.00052336 | 0.00026168 | 0 | 0.00026168 | 0.00067289 | 0 | 0.00067289 | [16 empty] | 7.3.1.3 Ignition probability mapping showing the probability of ignition along the electric lines and equipmentWLDFRAggregatedAggregated | WLDFR | HFTD - Distribution - Tier 3 - 1QU CoRE ¦ 1QU LoRE | Seismic - Non-Red Flag Warning - Catastrophic Fires | Aggregated | Aggregated | 2051 | 4.1156e-10 | 0 | 68.3395 | 2.8126e-08 | 2051 | Mitigation | 0.08575 | 30 | 0 | esc | 0 | 0 | 0 | 0 | 0.0015435 | 6.3524e-13
[79 empty] | WLDFR | HFTD - Distribution - Tier 3 - 1QU CoRE ¦ 1QU LoRE | Non-Red Flag Warning - Catastrophic Fires | 2049 | 2.821e-08 | 1.4105e-08 | 3.627e-08 | 18552.3348 | 319.4911 | 11216.5626 | 7016.281 | 0 | 0 | 0 | 2.3498e-05 |  | 0.00052336 | 0 | 0.00052336 | 0.00026168 | 0 | 0.00026168 | 0.00067289 | 0 | 0.00067289 | [16 empty] | 7.3.1.3 Ignition probability mapping showing the probability of ignition along the electric lines and equipmentWLDFRAggregatedAggregated | WLDFR | HFTD - Distribution - Tier 3 - 1QU CoRE ¦ 1QU LoRE | Seismic - Red Flag Warning - Catastrophic Fires | Aggregated | Aggregated | 2021 | 1.775e-08 | 0 | 68.3395 | 1.213e-06 | 2021 | Mitigation | 0.08575 | 30 | 0 | esc | 0.0012005 | 2.1309e-11 | 0.00060025 | 1.0654e-11 | 0 | 0
[79 empty] | WLDFR | HFTD - Distribution - Tier 3 - 1QU CoRE ¦ 1QU LoRE | Non-Red Flag Warning - Catastrophic Fires | 2050 | 0 | 1.4105e-08 | 3.627e-08 | 18552.3348 | 319.4911 | 11216.5626 | 7016.281 | 0 | 0 | 0 | 2.3498e-05 |  | 0 | 0 | 0 | 0.00026168 | 0 | 0.00026168 | 0.00067289 | 0 | 0.00067289 | [16 empty] | 7.3.1.3 Ignition probability mapping showing the probability of ignition along the electric lines and equipmentWLDFRAggregatedAggregated | WLDFR | HFTD - Distribution - Tier 3 - 1QU CoRE ¦ 1QU LoRE | Seismic - Red Flag Warning - Catastrophic Fires | Aggregated | Aggregated | 2022 | 1.775e-08 | 0 | 68.3395 | 1.213e-06 | 2022 | Mitigation | 0.08575 | 30 | 0 | esc | 0.0012005 | 2.1309e-11 | 0.00060025 | 1.0654e-11 | 0.0015435 | 2.7397e-11
[79 empty] | WLDFR | HFTD - Distribution - Tier 3 - 1QU CoRE ¦ 1QU LoRE | Non-Red Flag Warning - Catastrophic Fires | 2051 | 0 | 0 | 3.627e-08 | 18552.3348 | 319.4911 | 11216.5626 | 7016.281 | 0 | 0 | 0 | 2.3498e-05 |  | 0 | 0 | 0 | 0 | 0 | 0 | 0.00067289 | 0 | 0.00067289 | [16 empty] | 7.3.1.3 Ignition probability mapping showing the probability of ignition along the electric lines and equipmentWLDFRAggregatedAggregated | WLDFR | HFTD - Distribution - Tier 3 - 1QU CoRE ¦ 1QU LoRE | Seismic - Red Flag Warning - Catastrophic Fires | Aggregated | Aggregated | 2023 | 1.775e-08 | 0 | 68.3395 | 1.213e-06 | 2023 | Mitigation | 0.08575 | 30 | 0 | esc | 0.0012005 | 2.1309e-11 | 0.00060025 | 1.0654e-11 | 0.0015435 | 2.7397e-11
[79 empty] | WLDFR | HFTD - Distribution - Tier 3 - 1QU CoRE ¦ 1QU LoRE | Non-Red Flag Warning - Destructive Fires | 2020 | 2.6526e-08 | 0 | 0 | 8807.9522 | 222.2294 | 8585.7228 | 0 | 0 | 0 | 0 | 2.2096e-05 |  | 0.00023364 | 0 | 0.00023364 | 0 | 0 | 0 | 0 | 0 | 0 | [16 empty] | 7.3.1.3 Ignition probability mapping showing the probability of ignition along the electric lines and equipmentWLDFRAggregatedAggregated | WLDFR | HFTD - Distribution - Tier 3 - 1QU CoRE ¦ 1QU LoRE | Seismic - Red Flag Warning - Catastrophic Fires | Aggregated | Aggregated | 2024 | 1.775e-08 | 0 | 68.3395 | 1.213e-06 | 2024 | Mitigation | 0.08575 | 30 | 0 | esc | 0.0012005 | 2.1309e-11 | 0.00060025 | 1.0654e-11 | 0.0015435 | 2.7397e-11
[79 empty] | WLDFR | HFTD - Distribution - Tier 3 - 1QU CoRE ¦ 1QU LoRE | Non-Red Flag Warning - Destructive Fires | 2021 | 2.6526e-08 | 1.3263e-08 | 0 | 8807.9522 | 222.2294 | 8585.7228 | 0 | 0 | 0 | 0 | 2.2096e-05 |  | 0.00023364 | 0 | 0.00023364 | 0.00011682 | 0 | 0.00011682 | 0 | 0 | 0 | [16 empty] | 7.3.1.3 Ignition probability mapping showing the probability of ignition along the electric lines and equipmentWLDFRAggregatedAggregated | WLDFR | HFTD - Distribution - Tier 3 - 1QU CoRE ¦ 1QU LoRE | Seismic - Red Flag Warning - Catastrophic Fires | Aggregated | Aggregated | 2025 | 1.775e-08 | 0 | 68.3395 | 1.213e-06 | 2025 | Mitigation | 0.08575 | 30 | 0 | esc | 0.0012005 | 2.1309e-11 | 0.00060025 | 1.0654e-11 | 0.0015435 | 2.7397e-11
[79 empty] | WLDFR | HFTD - Distribution - Tier 3 - 1QU CoRE ¦ 1QU LoRE | Non-Red Flag Warning - Destructive Fires | 2022 | 2.6526e-08 | 1.3263e-08 | 3.4105e-08 | 8807.9522 | 222.2294 | 8585.7228 | 0 | 0 | 0 | 0 | 2.2096e-05 |  | 0.00023364 | 0 | 0.00023364 | 0.00011682 | 0 | 0.00011682 | 0.0003004 | 0 | 0.0003004 | [16 empty] | 7.3.1.3 Ignition probability mapping showing the probability of ignition along the electric lines and equipmentWLDFRAggregatedAggregated | WLDFR | HFTD - Distribution - Tier 3 - 1QU CoRE ¦ 1QU LoRE | Seismic - Red Flag Warning - Catastrophic Fires | Aggregated | Aggregated | 2026 | 1.775e-08 | 0 | 68.3395 | 1.213e-06 | 2026 | Mitigation | 0.08575 | 30 | 0 | esc | 0.0012005 | 2.1309e-11 | 0.00060025 | 1.0654e-11 | 0.0015435 | 2.7397e-11
[79 empty] | WLDFR | HFTD - Distribution - Tier 3 - 1QU CoRE ¦ 1QU LoRE | Non-Red Flag Warning - Destructive Fires | 2023 | 2.6526e-08 | 1.3263e-08 | 3.4105e-08 | 9129.7461 | 233.2301 | 8896.516 | 0 | 0 | 0 | 0 | 2.2096e-05 |  | 0.00024218 | 0 | 0.00024218 | 0.00012109 | 0 | 0.00012109 | 0.00031137 | 0 | 0.00031137 | [16 empty] | 7.3.1.3 Ignition probability mapping showing the probability of ignition along the electric lines and equipmentWLDFRAggregatedAggregated | WLDFR | HFTD - Distribution - Tier 3 - 1QU CoRE ¦ 1QU LoRE | Seismic - Red Flag Warning - Catastrophic Fires | Aggregated | Aggregated | 2027 | 1.775e-08 | 0 | 68.3395 | 1.213e-06 | 2027 | Mitigation | 0.08575 | 30 | 0 | esc | 0.0012005 | 2.1309e-11 | 0.00060025 | 1.0654e-11 | 0.0015435 | 2.7397e-11
[79 empty] | WLDFR | HFTD - Distribution - Tier 3 - 1QU CoRE ¦ 1QU LoRE | Non-Red Flag Warning - Destructive Fires | 2024 | 2.6526e-08 | 1.3263e-08 | 3.4105e-08 | 9129.7461 | 233.2301 | 8896.516 | 0 | 0 | 0 | 0 | 2.2096e-05 |  | 0.00024218 | 0 | 0.00024218 | 0.00012109 | 0 | 0.00012109 | 0.00031137 | 0 | 0.00031137 | [16 empty] | 7.3.1.3 Ignition probability mapping showing the probability of ignition along the electric lines and equipmentWLDFRAggregatedAggregated | WLDFR | HFTD - Distribution - Tier 3 - 1QU CoRE ¦ 1QU LoRE | Seismic - Red Flag Warning - Catastrophic Fires | Aggregated | Aggregated | 2028 | 1.775e-08 | 0 | 68.3395 | 1.213e-06 | 2028 | Mitigation | 0.08575 | 30 | 0 | esc | 0.0012005 | 2.1309e-11 | 0.00060025 | 1.0654e-11 | 0.0015435 | 2.7397e-11
[79 empty] | WLDFR | HFTD - Distribution - Tier 3 - 1QU CoRE ¦ 1QU LoRE | Non-Red Flag Warning - Destructive Fires | 2025 | 2.6526e-08 | 1.3263e-08 | 3.4105e-08 | 9129.7461 | 233.2301 | 8896.516 | 0 | 0 | 0 | 0 | 2.2096e-05 |  | 0.00024218 | 0 | 0.00024218 | 0.00012109 | 0 | 0.00012109 | 0.00031137 | 0 | 0.00031137 | [16 empty] | 7.3.1.3 Ignition probability mapping showing the probability of ignition along the electric lines and equipmentWLDFRAggregatedAggregated | WLDFR | HFTD - Distribution - Tier 3 - 1QU CoRE ¦ 1QU LoRE | Seismic - Red Flag Warning - Catastrophic Fires | Aggregated | Aggregated | 2029 | 1.775e-08 | 0 | 68.3395 | 1.213e-06 | 2029 | Mitigation | 0.08575 | 30 | 0 | esc | 0.0012005 | 2.1309e-11 | 0.00060025 | 1.0654e-11 | 0.0015435 | 2.7397e-11
[79 empty] | WLDFR | HFTD - Distribution - Tier 3 - 1QU CoRE ¦ 1QU LoRE | Non-Red Flag Warning - Destructive Fires | 2026 | 2.6526e-08 | 1.3263e-08 | 3.4105e-08 | 9129.7461 | 233.2301 | 8896.516 | 0 | 0 | 0 | 0 | 2.2096e-05 |  | 0.00024218 | 0 | 0.00024218 | 0.00012109 | 0 | 0.00012109 | 0.00031137 | 0 | 0.00031137 | [16 empty] | 7.3.1.3 Ignition probability mapping showing the probability of ignition along the electric lines and equipmentWLDFRAggregatedAggregated | WLDFR | HFTD - Distribution - Tier 3 - 1QU CoRE ¦ 1QU LoRE | Seismic - Red Flag Warning - Catastrophic Fires | Aggregated | Aggregated | 2030 | 1.775e-08 | 0 | 68.3395 | 1.213e-06 | 2030 | Mitigation | 0.08575 | 30 | 0 | esc | 0.0012005 | 2.1309e-11 | 0.00060025 | 1.0654e-11 | 0.0015435 | 2.7397e-11
[79 empty] | WLDFR | HFTD - Distribution - Tier 3 - 1QU CoRE ¦ 1QU LoRE | Non-Red Flag Warning - Destructive Fires | 2027 | 2.6526e-08 | 1.3263e-08 | 3.4105e-08 | 9129.7461 | 233.2301 | 8896.516 | 0 | 0 | 0 | 0 | 2.2096e-05 |  | 0.00024218 | 0 | 0.00024218 | 0.00012109 | 0 | 0.00012109 | 0.00031137 | 0 | 0.00031137 | [16 empty] | 7.3.1.3 Ignition probability mapping showing the probability of ignition along the electric lines and equipmentWLDFRAggregatedAggregated | WLDFR | HFTD - Distribution - Tier 3 - 1QU CoRE ¦ 1QU LoRE | Seismic - Red Flag Warning - Catastrophic Fires | Aggregated | Aggregated | 2031 | 1.775e-08 | 0 | 68.3395 | 1.213e-06 | 2031 | Mitigation | 0.08575 | 30 | 0 | esc | 0.0012005 | 2.1309e-11 | 0.00060025 | 1.0654e-11 | 0.0015435 | 2.7397e-11
[79 empty] | WLDFR | HFTD - Distribution - Tier 3 - 1QU CoRE ¦ 1QU LoRE | Non-Red Flag Warning - Destructive Fires | 2028 | 2.6526e-08 | 1.3263e-08 | 3.4105e-08 | 9534.9221 | 247.273 | 9287.6491 | 0 | 0 | 0 | 0 | 2.2096e-05 |  | 0.00025293 | 0 | 0.00025293 | 0.00012646 | 0 | 0.00012646 | 0.00032519 | 0 | 0.00032519 | [16 empty] | 7.3.1.3 Ignition probability mapping showing the probability of ignition along the electric lines and equipmentWLDFRAggregatedAggregated | WLDFR | HFTD - Distribution - Tier 3 - 1QU CoRE ¦ 1QU LoRE | Seismic - Red Flag Warning - Catastrophic Fires | Aggregated | Aggregated | 2032 | 1.775e-08 | 0 | 68.3395 | 1.213e-06 | 2032 | Mitigation | 0.08575 | 30 | 0 | esc | 0.0012005 | 2.1309e-11 | 0.00060025 | 1.0654e-11 | 0.0015435 | 2.7397e-11
[79 empty] | WLDFR | HFTD - Distribution - Tier 3 - 1QU CoRE ¦ 1QU LoRE | Non-Red Flag Warning - Destructive Fires | 2029 | 2.6526e-08 | 1.3263e-08 | 3.4105e-08 | 9534.9221 | 247.273 | 9287.6491 | 0 | 0 | 0 | 0 | 2.2096e-05 |  | 0.00025293 | 0 | 0.00025293 | 0.00012646 | 0 | 0.00012646 | 0.00032519 | 0 | 0.00032519 | [16 empty] | 7.3.1.3 Ignition probability mapping showing the probability of ignition along the electric lines and equipmentWLDFRAggregatedAggregated | WLDFR | HFTD - Distribution - Tier 3 - 1QU CoRE ¦ 1QU LoRE | Seismic - Red Flag Warning - Catastrophic Fires | Aggregated | Aggregated | 2033 | 1.775e-08 | 0 | 68.3395 | 1.213e-06 | 2033 | Mitigation | 0.08575 | 30 | 0 | esc | 0.0012005 | 2.1309e-11 | 0.00060025 | 1.0654e-11 | 0.0015435 | 2.7397e-11
[79 empty] | WLDFR | HFTD - Distribution - Tier 3 - 1QU CoRE ¦ 1QU LoRE | Non-Red Flag Warning - Destructive Fires | 2030 | 2.6526e-08 | 1.3263e-08 | 3.4105e-08 | 9534.9221 | 247.273 | 9287.6491 | 0 | 0 | 0 | 0 | 2.2096e-05 |  | 0.00025293 | 0 | 0.00025293 | 0.00012646 | 0 | 0.00012646 | 0.00032519 | 0 | 0.00032519 | [16 empty] | 7.3.1.3 Ignition probability mapping showing the probability of ignition along the electric lines and equipmentWLDFRAggregatedAggregated | WLDFR | HFTD - Distribution - Tier 3 - 1QU CoRE ¦ 1QU LoRE | Seismic - Red Flag Warning - Catastrophic Fires | Aggregated | Aggregated | 2034 | 1.775e-08 | 0 | 68.3395 | 1.213e-06 | 2034 | Mitigation | 0.08575 | 30 | 0 | esc | 0.0012005 | 2.1309e-11 | 0.00060025 | 1.0654e-11 | 0.0015435 | 2.7397e-11
[79 empty] | WLDFR | HFTD - Distribution - Tier 3 - 1QU CoRE ¦ 1QU LoRE | Non-Red Flag Warning - Destructive Fires | 2031 | 2.6526e-08 | 1.3263e-08 | 3.4105e-08 | 9534.9221 | 247.273 | 9287.6491 | 0 | 0 | 0 | 0 | 2.2096e-05 |  | 0.00025293 | 0 | 0.00025293 | 0.00012646 | 0 | 0.00012646 | 0.00032519 | 0 | 0.00032519 | [16 empty] | 7.3.1.3 Ignition probability mapping showing the probability of ignition along the electric lines and equipmentWLDFRAggregatedAggregated | WLDFR | HFTD - Distribution - Tier 3 - 1QU CoRE ¦ 1QU LoRE | Seismic - Red Flag Warning - Catastrophic Fires | Aggregated | Aggregated | 2035 | 1.775e-08 | 0 | 68.3395 | 1.213e-06 | 2035 | Mitigation | 0.08575 | 30 | 0 | esc | 0.0012005 | 2.1309e-11 | 0.00060025 | 1.0654e-11 | 0.0015435 | 2.7397e-11
[79 empty] | WLDFR | HFTD - Distribution - Tier 3 - 1QU CoRE ¦ 1QU LoRE | Non-Red Flag Warning - Destructive Fires | 2032 | 2.6526e-08 | 1.3263e-08 | 3.4105e-08 | 9534.9221 | 247.273 | 9287.6491 | 0 | 0 | 0 | 0 | 2.2096e-05 |  | 0.00025293 | 0 | 0.00025293 | 0.00012646 | 0 | 0.00012646 | 0.00032519 | 0 | 0.00032519 | [16 empty] | 7.3.1.3 Ignition probability mapping showing the probability of ignition along the electric lines and equipmentWLDFRAggregatedAggregated | WLDFR | HFTD - Distribution - Tier 3 - 1QU CoRE ¦ 1QU LoRE | Seismic - Red Flag Warning - Catastrophic Fires | Aggregated | Aggregated | 2036 | 1.775e-08 | 0 | 68.3395 | 1.213e-06 | 2036 | Mitigation | 0.08575 | 30 | 0 | esc | 0.0012005 | 2.1309e-11 | 0.00060025 | 1.0654e-11 | 0.0015435 | 2.7397e-11
[79 empty] | WLDFR | HFTD - Distribution - Tier 3 - 1QU CoRE ¦ 1QU LoRE | Non-Red Flag Warning - Destructive Fires | 2033 | 2.6526e-08 | 1.3263e-08 | 3.4105e-08 | 9984.8474 | 263.1074 | 9721.74 | 0 | 0 | 0 | 0 | 2.2096e-05 |  | 0.00026486 | 0 | 0.00026486 | 0.00013243 | 0 | 0.00013243 | 0.00034054 | 0 | 0.00034054 | [16 empty] | 7.3.1.3 Ignition probability mapping showing the probability of ignition along the electric lines and equipmentWLDFRAggregatedAggregated | WLDFR | HFTD - Distribution - Tier 3 - 1QU CoRE ¦ 1QU LoRE | Seismic - Red Flag Warning - Catastrophic Fires | Aggregated | Aggregated | 2037 | 1.775e-08 | 0 | 68.3395 | 1.213e-06 | 2037 | Mitigation | 0.08575 | 30 | 0 | esc | 0.0012005 | 2.1309e-11 | 0.00060025 | 1.0654e-11 | 0.0015435 | 2.7397e-11
[79 empty] | WLDFR | HFTD - Distribution - Tier 3 - 1QU CoRE ¦ 1QU LoRE | Non-Red Flag Warning - Destructive Fires | 2034 | 2.6526e-08 | 1.3263e-08 | 3.4105e-08 | 9984.8474 | 263.1074 | 9721.74 | 0 | 0 | 0 | 0 | 2.2096e-05 |  | 0.00026486 | 0 | 0.00026486 | 0.00013243 | 0 | 0.00013243 | 0.00034054 | 0 | 0.00034054 | [16 empty] | 7.3.1.3 Ignition probability mapping showing the probability of ignition along the electric lines and equipmentWLDFRAggregatedAggregated | WLDFR | HFTD - Distribution - Tier 3 - 1QU CoRE ¦ 1QU LoRE | Seismic - Red Flag Warning - Catastrophic Fires | Aggregated | Aggregated | 2038 | 1.775e-08 | 0 | 68.3395 | 1.213e-06 | 2038 | Mitigation | 0.08575 | 30 | 0 | esc | 0.0012005 | 2.1309e-11 | 0.00060025 | 1.0654e-11 | 0.0015435 | 2.7397e-11
[79 empty] | WLDFR | HFTD - Distribution - Tier 3 - 1QU CoRE ¦ 1QU LoRE | Non-Red Flag Warning - Destructive Fires | 2035 | 2.6526e-08 | 1.3263e-08 | 3.4105e-08 | 9984.8474 | 263.1074 | 9721.74 | 0 | 0 | 0 | 0 | 2.2096e-05 |  | 0.00026486 | 0 | 0.00026486 | 0.00013243 | 0 | 0.00013243 | 0.00034054 | 0 | 0.00034054 | [16 empty] | 7.3.1.3 Ignition probability mapping showing the probability of ignition along the electric lines and equipmentWLDFRAggregatedAggregated | WLDFR | HFTD - Distribution - Tier 3 - 1QU CoRE ¦ 1QU LoRE | Seismic - Red Flag Warning - Catastrophic Fires | Aggregated | Aggregated | 2039 | 1.775e-08 | 0 | 68.3395 | 1.213e-06 | 2039 | Mitigation | 0.08575 | 30 | 0 | esc | 0.0012005 | 2.1309e-11 | 0.00060025 | 1.0654e-11 | 0.0015435 | 2.7397e-11
[79 empty] | WLDFR | HFTD - Distribution - Tier 3 - 1QU CoRE ¦ 1QU LoRE | Non-Red Flag Warning - Destructive Fires | 2036 | 2.6526e-08 | 1.3263e-08 | 3.4105e-08 | 9984.8474 | 263.1074 | 9721.74 | 0 | 0 | 0 | 0 | 2.2096e-05 |  | 0.00026486 | 0 | 0.00026486 | 0.00013243 | 0 | 0.00013243 | 0.00034054 | 0 | 0.00034054 | [16 empty] | 7.3.1.3 Ignition probability mapping showing the probability of ignition along the electric lines and equipmentWLDFRAggregatedAggregated | WLDFR | HFTD - Distribution - Tier 3 - 1QU CoRE ¦ 1QU LoRE | Seismic - Red Flag Warning - Catastrophic Fires | Aggregated | Aggregated | 2040 | 1.775e-08 | 0 | 68.3395 | 1.213e-06 | 2040 | Mitigation | 0.08575 | 30 | 0 | esc | 0.0012005 | 2.1309e-11 | 0.00060025 | 1.0654e-11 | 0.0015435 | 2.7397e-11
[79 empty] | WLDFR | HFTD - Distribution - Tier 3 - 1QU CoRE ¦ 1QU LoRE | Non-Red Flag Warning - Destructive Fires | 2037 | 2.6526e-08 | 1.3263e-08 | 3.4105e-08 | 9984.8474 | 263.1074 | 9721.74 | 0 | 0 | 0 | 0 | 2.2096e-05 |  | 0.00026486 | 0 | 0.00026486 | 0.00013243 | 0 | 0.00013243 | 0.00034054 | 0 | 0.00034054 | [16 empty] | 7.3.1.3 Ignition probability mapping showing the probability of ignition along the electric lines and equipmentWLDFRAggregatedAggregated | WLDFR | HFTD - Distribution - Tier 3 - 1QU CoRE ¦ 1QU LoRE | Seismic - Red Flag Warning - Catastrophic Fires | Aggregated | Aggregated | 2041 | 1.775e-08 | 0 | 68.3395 | 1.213e-06 | 2041 | Mitigation | 0.08575 | 30 | 0 | esc | 0.0012005 | 2.1309e-11 | 0.00060025 | 1.0654e-11 | 0.0015435 | 2.7397e-11
[79 empty] | WLDFR | HFTD - Distribution - Tier 3 - 1QU CoRE ¦ 1QU LoRE | Non-Red Flag Warning - Destructive Fires | 2038 | 2.6526e-08 | 1.3263e-08 | 3.4105e-08 | 10472.8261 | 280.5544 | 10192.2718 | 0 | 0 | 0 | 0 | 2.2096e-05 |  | 0.00027781 | 0 | 0.00027781 | 0.0001389 | 0 | 0.0001389 | 0.00035718 | 0 | 0.00035718 | [16 empty] | 7.3.1.3 Ignition probability mapping showing the probability of ignition along the electric lines and equipmentWLDFRAggregatedAggregated | WLDFR | HFTD - Distribution - Tier 3 - 1QU CoRE ¦ 1QU LoRE | Seismic - Red Flag Warning - Catastrophic Fires | Aggregated | Aggregated | 2042 | 1.775e-08 | 0 | 68.3395 | 1.213e-06 | 2042 | Mitigation | 0.08575 | 30 | 0 | esc | 0.0012005 | 2.1309e-11 | 0.00060025 | 1.0654e-11 | 0.0015435 | 2.7397e-11
[79 empty] | WLDFR | HFTD - Distribution - Tier 3 - 1QU CoRE ¦ 1QU LoRE | Non-Red Flag Warning - Destructive Fires | 2039 | 2.6526e-08 | 1.3263e-08 | 3.4105e-08 | 10472.8261 | 280.5544 | 10192.2718 | 0 | 0 | 0 | 0 | 2.2096e-05 |  | 0.00027781 | 0 | 0.00027781 | 0.0001389 | 0 | 0.0001389 | 0.00035718 | 0 | 0.00035718 | [16 empty] | 7.3.1.3 Ignition probability mapping showing the probability of ignition along the electric lines and equipmentWLDFRAggregatedAggregated | WLDFR | HFTD - Distribution - Tier 3 - 1QU CoRE ¦ 1QU LoRE | Seismic - Red Flag Warning - Catastrophic Fires | Aggregated | Aggregated | 2043 | 1.775e-08 | 0 | 68.3395 | 1.213e-06 | 2043 | Mitigation | 0.08575 | 30 | 0 | esc | 0.0012005 | 2.1309e-11 | 0.00060025 | 1.0654e-11 | 0.0015435 | 2.7397e-11
[79 empty] | WLDFR | HFTD - Distribution - Tier 3 - 1QU CoRE ¦ 1QU LoRE | Non-Red Flag Warning - Destructive Fires | 2040 | 2.6526e-08 | 1.3263e-08 | 3.4105e-08 | 10472.8261 | 280.5544 | 10192.2718 | 0 | 0 | 0 | 0 | 2.2096e-05 |  | 0.00027781 | 0 | 0.00027781 | 0.0001389 | 0 | 0.0001389 | 0.00035718 | 0 | 0.00035718 | [16 empty] | 7.3.1.3 Ignition probability mapping showing the probability of ignition along the electric lines and equipmentWLDFRAggregatedAggregated | WLDFR | HFTD - Distribution - Tier 3 - 1QU CoRE ¦ 1QU LoRE | Seismic - Red Flag Warning - Catastrophic Fires | Aggregated | Aggregated | 2044 | 1.775e-08 | 0 | 68.3395 | 1.213e-06 | 2044 | Mitigation | 0.08575 | 30 | 0 | esc | 0.0012005 | 2.1309e-11 | 0.00060025 | 1.0654e-11 | 0.0015435 | 2.7397e-11
[79 empty] | WLDFR | HFTD - Distribution - Tier 3 - 1QU CoRE ¦ 1QU LoRE | Non-Red Flag Warning - Destructive Fires | 2041 | 2.6526e-08 | 1.3263e-08 | 3.4105e-08 | 10472.8261 | 280.5544 | 10192.2718 | 0 | 0 | 0 | 0 | 2.2096e-05 |  | 0.00027781 | 0 | 0.00027781 | 0.0001389 | 0 | 0.0001389 | 0.00035718 | 0 | 0.00035718 | [16 empty] | 7.3.1.3 Ignition probability mapping showing the probability of ignition along the electric lines and equipmentWLDFRAggregatedAggregated | WLDFR | HFTD - Distribution - Tier 3 - 1QU CoRE ¦ 1QU LoRE | Seismic - Red Flag Warning - Catastrophic Fires | Aggregated | Aggregated | 2045 | 1.775e-08 | 0 | 68.3395 | 1.213e-06 | 2045 | Mitigation | 0.08575 | 30 | 0 | esc | 0.0012005 | 2.1309e-11 | 0.00060025 | 1.0654e-11 | 0.0015435 | 2.7397e-11
[79 empty] | WLDFR | HFTD - Distribution - Tier 3 - 1QU CoRE ¦ 1QU LoRE | Non-Red Flag Warning - Destructive Fires | 2042 | 2.6526e-08 | 1.3263e-08 | 3.4105e-08 | 10472.8261 | 280.5544 | 10192.2718 | 0 | 0 | 0 | 0 | 2.2096e-05 |  | 0.00027781 | 0 | 0.00027781 | 0.0001389 | 0 | 0.0001389 | 0.00035718 | 0 | 0.00035718 | [16 empty] | 7.3.1.3 Ignition probability mapping showing the probability of ignition along the electric lines and equipmentWLDFRAggregatedAggregated | WLDFR | HFTD - Distribution - Tier 3 - 1QU CoRE ¦ 1QU LoRE | Seismic - Red Flag Warning - Catastrophic Fires | Aggregated | Aggregated | 2046 | 1.775e-08 | 0 | 68.3395 | 1.213e-06 | 2046 | Mitigation | 0.08575 | 30 | 0 | esc | 0.0012005 | 2.1309e-11 | 0.00060025 | 1.0654e-11 | 0.0015435 | 2.7397e-11
[79 empty] | WLDFR | HFTD - Distribution - Tier 3 - 1QU CoRE ¦ 1QU LoRE | Non-Red Flag Warning - Destructive Fires | 2043 | 2.6526e-08 | 1.3263e-08 | 3.4105e-08 | 10992.1562 | 299.42 | 10692.7362 | 0 | 0 | 0 | 0 | 2.2096e-05 |  | 0.00029158 | 0 | 0.00029158 | 0.00014579 | 0 | 0.00014579 | 0.00037489 | 0 | 0.00037489 | [16 empty] | 7.3.1.3 Ignition probability mapping showing the probability of ignition along the electric lines and equipmentWLDFRAggregatedAggregated | WLDFR | HFTD - Distribution - Tier 3 - 1QU CoRE ¦ 1QU LoRE | Seismic - Red Flag Warning - Catastrophic Fires | Aggregated | Aggregated | 2047 | 1.775e-08 | 0 | 68.3395 | 1.213e-06 | 2047 | Mitigation | 0.08575 | 30 | 0 | esc | 0.0012005 | 2.1309e-11 | 0.00060025 | 1.0654e-11 | 0.0015435 | 2.7397e-11
[79 empty] | WLDFR | HFTD - Distribution - Tier 3 - 1QU CoRE ¦ 1QU LoRE | Non-Red Flag Warning - Destructive Fires | 2044 | 2.6526e-08 | 1.3263e-08 | 3.4105e-08 | 10992.1562 | 299.42 | 10692.7362 | 0 | 0 | 0 | 0 | 2.2096e-05 |  | 0.00029158 | 0 | 0.00029158 | 0.00014579 | 0 | 0.00014579 | 0.00037489 | 0 | 0.00037489 | [16 empty] | 7.3.1.3 Ignition probability mapping showing the probability of ignition along the electric lines and equipmentWLDFRAggregatedAggregated | WLDFR | HFTD - Distribution - Tier 3 - 1QU CoRE ¦ 1QU LoRE | Seismic - Red Flag Warning - Catastrophic Fires | Aggregated | Aggregated | 2048 | 1.775e-08 | 0 | 68.3395 | 1.213e-06 | 2048 | Mitigation | 0.08575 | 30 | 0 | esc | 0.0012005 | 2.1309e-11 | 0.00060025 | 1.0654e-11 | 0.0015435 | 2.7397e-11
[79 empty] | WLDFR | HFTD - Distribution - Tier 3 - 1QU CoRE ¦ 1QU LoRE | Non-Red Flag Warning - Destructive Fires | 2045 | 2.6526e-08 | 1.3263e-08 | 3.4105e-08 | 10992.1562 | 299.42 | 10692.7362 | 0 | 0 | 0 | 0 | 2.2096e-05 |  | 0.00029158 | 0 | 0.00029158 | 0.00014579 | 0 | 0.00014579 | 0.00037489 | 0 | 0.00037489 | [16 empty] | 7.3.1.3 Ignition probability mapping showing the probability of ignition along the electric lines and equipmentWLDFRAggregatedAggregated | WLDFR | HFTD - Distribution - Tier 3 - 1QU CoRE ¦ 1QU LoRE | Seismic - Red Flag Warning - Catastrophic Fires | Aggregated | Aggregated | 2049 | 1.775e-08 | 0 | 68.3395 | 1.213e-06 | 2049 | Mitigation | 0.08575 | 30 | 0 | esc | 0.0012005 | 2.1309e-11 | 0.00060025 | 1.0654e-11 | 0.0015435 | 2.7397e-11
[79 empty] | WLDFR | HFTD - Distribution - Tier 3 - 1QU CoRE ¦ 1QU LoRE | Non-Red Flag Warning - Destructive Fires | 2046 | 2.6526e-08 | 1.3263e-08 | 3.4105e-08 | 10992.1562 | 299.42 | 10692.7362 | 0 | 0 | 0 | 0 | 2.2096e-05 |  | 0.00029158 | 0 | 0.00029158 | 0.00014579 | 0 | 0.00014579 | 0.00037489 | 0 | 0.00037489 | [16 empty] | 7.3.1.3 Ignition probability mapping showing the probability of ignition along the electric lines and equipmentWLDFRAggregatedAggregated | WLDFR | HFTD - Distribution - Tier 3 - 1QU CoRE ¦ 1QU LoRE | Seismic - Red Flag Warning - Catastrophic Fires | Aggregated | Aggregated | 2050 | 1.775e-08 | 0 | 68.3395 | 1.213e-06 | 2050 | Mitigation | 0.08575 | 30 | 0 | esc | 0 | 0 | 0.00060025 | 1.0654e-11 | 0.0015435 | 2.7397e-11
[79 empty] | WLDFR | HFTD - Distribution - Tier 3 - 1QU CoRE ¦ 1QU LoRE | Non-Red Flag Warning - Destructive Fires | 2047 | 2.6526e-08 | 1.3263e-08 | 3.4105e-08 | 10992.1562 | 299.42 | 10692.7362 | 0 | 0 | 0 | 0 | 2.2096e-05 |  | 0.00029158 | 0 | 0.00029158 | 0.00014579 | 0 | 0.00014579 | 0.00037489 | 0 | 0.00037489 | [16 empty] | 7.3.1.3 Ignition probability mapping showing the probability of ignition along the electric lines and equipmentWLDFRAggregatedAggregated | WLDFR | HFTD - Distribution - Tier 3 - 1QU CoRE ¦ 1QU LoRE | Seismic - Red Flag Warning - Catastrophic Fires | Aggregated | Aggregated | 2051 | 1.775e-08 | 0 | 68.3395 | 1.213e-06 | 2051 | Mitigation | 0.08575 | 30 | 0 | esc | 0 | 0 | 0 | 0 | 0.0015435 | 2.7397e-11
[79 empty] | WLDFR | HFTD - Distribution - Tier 3 - 1QU CoRE ¦ 1QU LoRE | Non-Red Flag Warning - Destructive Fires | 2048 | 2.6526e-08 | 1.3263e-08 | 3.4105e-08 | 11536.0538 | 319.4911 | 11216.5626 | 0 | 0 | 0 | 0 | 2.2096e-05 |  | 0.00030601 | 0 | 0.00030601 | 0.000153 | 0 | 0.000153 | 0.00039344 | 0 | 0.00039344 | [16 empty] | 7.3.1.3 Ignition probability mapping showing the probability of ignition along the electric lines and equipmentWLDFRAggregatedAggregated | WLDFR | HFTD - Distribution - Tier 3 - 1QU CoRE ¦ 2QU LoRE | Non-Red Flag Warning - Catastrophic Fires | Aggregated | Aggregated | 2021 | 7.6707e-06 | 0 | 145.2608 | 0.0011142 | 2021 | Mitigation | 0.08575 | 30 | 0 | esc | 0.0012005 | 9.2087e-09 | 0.00060025 | 4.6043e-09 | 0 | 0
[79 empty] | WLDFR | HFTD - Distribution - Tier 3 - 1QU CoRE ¦ 1QU LoRE | Non-Red Flag Warning - Destructive Fires | 2049 | 2.6526e-08 | 1.3263e-08 | 3.4105e-08 | 11536.0538 | 319.4911 | 11216.5626 | 0 | 0 | 0 | 0 | 2.2096e-05 |  | 0.00030601 | 0 | 0.00030601 | 0.000153 | 0 | 0.000153 | 0.00039344 | 0 | 0.00039344 | [16 empty] | 7.3.1.3 Ignition probability mapping showing the probability of ignition along the electric lines and equipmentWLDFRAggregatedAggregated | WLDFR | HFTD - Distribution - Tier 3 - 1QU CoRE ¦ 2QU LoRE | Non-Red Flag Warning - Catastrophic Fires | Aggregated | Aggregated | 2022 | 7.6707e-06 | 0 | 145.2608 | 0.0011142 | 2022 | Mitigation | 0.08575 | 30 | 0 | esc | 0.0012005 | 9.2087e-09 | 0.00060025 | 4.6043e-09 | 0.0015435 | 1.184e-08
[79 empty] | WLDFR | HFTD - Distribution - Tier 3 - 1QU CoRE ¦ 1QU LoRE | Non-Red Flag Warning - Destructive Fires | 2050 | 0 | 1.3263e-08 | 3.4105e-08 | 11536.0538 | 319.4911 | 11216.5626 | 0 | 0 | 0 | 0 | 2.2096e-05 |  | 0 | 0 | 0 | 0.000153 | 0 | 0.000153 | 0.00039344 | 0 | 0.00039344 | [16 empty] | 7.3.1.3 Ignition probability mapping showing the probability of ignition along the electric lines and equipmentWLDFRAggregatedAggregated | WLDFR | HFTD - Distribution - Tier 3 - 1QU CoRE ¦ 2QU LoRE | Non-Red Flag Warning - Catastrophic Fires | Aggregated | Aggregated | 2023 | 7.6707e-06 | 0 | 145.2608 | 0.0011142 | 2023 | Mitigation | 0.08575 | 30 | 0 | esc | 0.0012005 | 9.2087e-09 | 0.00060025 | 4.6043e-09 | 0.0015435 | 1.184e-08
[79 empty] | WLDFR | HFTD - Distribution - Tier 3 - 1QU CoRE ¦ 1QU LoRE | Non-Red Flag Warning - Destructive Fires | 2051 | 0 | 0 | 3.4105e-08 | 11536.0538 | 319.4911 | 11216.5626 | 0 | 0 | 0 | 0 | 2.2096e-05 |  | 0 | 0 | 0 | 0 | 0 | 0 | 0.00039344 | 0 | 0.00039344 | [16 empty] | 7.3.1.3 Ignition probability mapping showing the probability of ignition along the electric lines and equipmentWLDFRAggregatedAggregated | WLDFR | HFTD - Distribution - Tier 3 - 1QU CoRE ¦ 2QU LoRE | Non-Red Flag Warning - Catastrophic Fires | Aggregated | Aggregated | 2024 | 7.6707e-06 | 0 | 145.2608 | 0.0011142 | 2024 | Mitigation | 0.08575 | 30 | 0 | esc | 0.0012005 | 9.2087e-09 | 0.00060025 | 4.6043e-09 | 0.0015435 | 1.184e-08
[79 empty] | WLDFR | HFTD - Distribution - Tier 3 - 1QU CoRE ¦ 1QU LoRE | Non-Red Flag Warning - Large Fires | 2020 | 1.2948e-07 | 0 | 0 | 5.2406 | 0.69642 | 2.942 | 1.6022 | 0 | 0 | 0 | 0.00010786 |  | 6.7855e-07 | 0 | 6.7855e-07 | 0 | 0 | 0 | 0 | 0 | 0 | [16 empty] | 7.3.1.3 Ignition probability mapping showing the probability of ignition along the electric lines and equipmentWLDFRAggregatedAggregated | WLDFR | HFTD - Distribution - Tier 3 - 1QU CoRE ¦ 2QU LoRE | Non-Red Flag Warning - Catastrophic Fires | Aggregated | Aggregated | 2025 | 7.6707e-06 | 0 | 145.2608 | 0.0011142 | 2025 | Mitigation | 0.08575 | 30 | 0 | esc | 0.0012005 | 9.2087e-09 | 0.00060025 | 4.6043e-09 | 0.0015435 | 1.184e-08
[79 empty] | WLDFR | HFTD - Distribution - Tier 3 - 1QU CoRE ¦ 1QU LoRE | Non-Red Flag Warning - Large Fires | 2021 | 1.2948e-07 | 6.474e-08 | 0 | 5.2406 | 0.69642 | 2.942 | 1.6022 | 0 | 0 | 0 | 0.00010786 |  | 6.7855e-07 | 0 | 6.7855e-07 | 3.3927e-07 | 0 | 3.3927e-07 | 0 | 0 | 0 | [16 empty] | 7.3.1.3 Ignition probability mapping showing the probability of ignition along the electric lines and equipmentWLDFRAggregatedAggregated | WLDFR | HFTD - Distribution - Tier 3 - 1QU CoRE ¦ 2QU LoRE | Non-Red Flag Warning - Catastrophic Fires | Aggregated | Aggregated | 2026 | 7.6707e-06 | 0 | 145.2608 | 0.0011142 | 2026 | Mitigation | 0.08575 | 30 | 0 | esc | 0.0012005 | 9.2087e-09 | 0.00060025 | 4.6043e-09 | 0.0015435 | 1.184e-08
[79 empty] | WLDFR | HFTD - Distribution - Tier 3 - 1QU CoRE ¦ 1QU LoRE | Non-Red Flag Warning - Large Fires | 2022 | 1.2948e-07 | 6.474e-08 | 1.6647e-07 | 5.2406 | 0.69642 | 2.942 | 1.6022 | 0 | 0 | 0 | 0.00010786 |  | 6.7855e-07 | 0 | 6.7855e-07 | 3.3927e-07 | 0 | 3.3927e-07 | 8.7242e-07 | 0 | 8.7242e-07 | [16 empty] | 7.3.1.3 Ignition probability mapping showing the probability of ignition along the electric lines and equipmentWLDFRAggregatedAggregated | WLDFR | HFTD - Distribution - Tier 3 - 1QU CoRE ¦ 2QU LoRE | Non-Red Flag Warning - Catastrophic Fires | Aggregated | Aggregated | 2027 | 7.6707e-06 | 0 | 145.2608 | 0.0011142 | 2027 | Mitigation | 0.08575 | 30 | 0 | esc | 0.0012005 | 9.2087e-09 | 0.00060025 | 4.6043e-09 | 0.0015435 | 1.184e-08
[79 empty] | WLDFR | HFTD - Distribution - Tier 3 - 1QU CoRE ¦ 1QU LoRE | Non-Red Flag Warning - Large Fires | 2023 | 1.2948e-07 | 6.474e-08 | 1.6647e-07 | 5.475 | 0.71896 | 3.0715 | 1.6846 | 0 | 0 | 0 | 0.00010786 |  | 7.0891e-07 | 0 | 7.0891e-07 | 3.5445e-07 | 0 | 3.5445e-07 | 9.1145e-07 | 0 | 9.1145e-07 | [16 empty] | 7.3.1.3 Ignition probability mapping showing the probability of ignition along the electric lines and equipmentWLDFRAggregatedAggregated | WLDFR | HFTD - Distribution - Tier 3 - 1QU CoRE ¦ 2QU LoRE | Non-Red Flag Warning - Catastrophic Fires | Aggregated | Aggregated | 2028 | 7.6707e-06 | 0 | 145.2608 | 0.0011142 | 2028 | Mitigation | 0.08575 | 30 | 0 | esc | 0.0012005 | 9.2087e-09 | 0.00060025 | 4.6043e-09 | 0.0015435 | 1.184e-08
[79 empty] | WLDFR | HFTD - Distribution - Tier 3 - 1QU CoRE ¦ 1QU LoRE | Non-Red Flag Warning - Large Fires | 2024 | 1.2948e-07 | 6.474e-08 | 1.6647e-07 | 5.475 | 0.71896 | 3.0715 | 1.6846 | 0 | 0 | 0 | 0.00010786 |  | 7.0891e-07 | 0 | 7.0891e-07 | 3.5445e-07 | 0 | 3.5445e-07 | 9.1145e-07 | 0 | 9.1145e-07 | [16 empty] | 7.3.1.3 Ignition probability mapping showing the probability of ignition along the electric lines and equipmentWLDFRAggregatedAggregated | WLDFR | HFTD - Distribution - Tier 3 - 1QU CoRE ¦ 2QU LoRE | Non-Red Flag Warning - Catastrophic Fires | Aggregated | Aggregated | 2029 | 7.6707e-06 | 0 | 145.2608 | 0.0011142 | 2029 | Mitigation | 0.08575 | 30 | 0 | esc | 0.0012005 | 9.2087e-09 | 0.00060025 | 4.6043e-09 | 0.0015435 | 1.184e-08
[79 empty] | WLDFR | HFTD - Distribution - Tier 3 - 1QU CoRE ¦ 1QU LoRE | Non-Red Flag Warning - Large Fires | 2025 | 1.2948e-07 | 6.474e-08 | 1.6647e-07 | 5.475 | 0.71896 | 3.0715 | 1.6846 | 0 | 0 | 0 | 0.00010786 |  | 7.0891e-07 | 0 | 7.0891e-07 | 3.5445e-07 | 0 | 3.5445e-07 | 9.1145e-07 | 0 | 9.1145e-07 | [16 empty] | 7.3.1.3 Ignition probability mapping showing the probability of ignition along the electric lines and equipmentWLDFRAggregatedAggregated | WLDFR | HFTD - Distribution - Tier 3 - 1QU CoRE ¦ 2QU LoRE | Non-Red Flag Warning - Catastrophic Fires | Aggregated | Aggregated | 2030 | 7.6707e-06 | 0 | 145.2608 | 0.0011142 | 2030 | Mitigation | 0.08575 | 30 | 0 | esc | 0.0012005 | 9.2087e-09 | 0.00060025 | 4.6043e-09 | 0.0015435 | 1.184e-08
[79 empty] | WLDFR | HFTD - Distribution - Tier 3 - 1QU CoRE ¦ 1QU LoRE | Non-Red Flag Warning - Large Fires | 2026 | 1.2948e-07 | 6.474e-08 | 1.6647e-07 | 5.475 | 0.71896 | 3.0715 | 1.6846 | 0 | 0 | 0 | 0.00010786 |  | 7.0891e-07 | 0 | 7.0891e-07 | 3.5445e-07 | 0 | 3.5445e-07 | 9.1145e-07 | 0 | 9.1145e-07 | [16 empty] | 7.3.1.3 Ignition probability mapping showing the probability of ignition along the electric lines and equipmentWLDFRAggregatedAggregated | WLDFR | HFTD - Distribution - Tier 3 - 1QU CoRE ¦ 2QU LoRE | Non-Red Flag Warning - Catastrophic Fires | Aggregated | Aggregated | 2031 | 7.6707e-06 | 0 | 145.2608 | 0.0011142 | 2031 | Mitigation | 0.08575 | 30 | 0 | esc | 0.0012005 | 9.2087e-09 | 0.00060025 | 4.6043e-09 | 0.0015435 | 1.184e-08
[79 empty] | WLDFR | HFTD - Distribution - Tier 3 - 1QU CoRE ¦ 1QU LoRE | Non-Red Flag Warning - Large Fires | 2027 | 1.2948e-07 | 6.474e-08 | 1.6647e-07 | 5.475 | 0.71896 | 3.0715 | 1.6846 | 0 | 0 | 0 | 0.00010786 |  | 7.0891e-07 | 0 | 7.0891e-07 | 3.5445e-07 | 0 | 3.5445e-07 | 9.1145e-07 | 0 | 9.1145e-07 | [16 empty] | 7.3.1.3 Ignition probability mapping showing the probability of ignition along the electric lines and equipmentWLDFRAggregatedAggregated | WLDFR | HFTD - Distribution - Tier 3 - 1QU CoRE ¦ 2QU LoRE | Non-Red Flag Warning - Catastrophic Fires | Aggregated | Aggregated | 2032 | 7.6707e-06 | 0 | 145.2608 | 0.0011142 | 2032 | Mitigation | 0.08575 | 30 | 0 | esc | 0.0012005 | 9.2087e-09 | 0.00060025 | 4.6043e-09 | 0.0015435 | 1.184e-08
[79 empty] | WLDFR | HFTD - Distribution - Tier 3 - 1QU CoRE ¦ 1QU LoRE | Non-Red Flag Warning - Large Fires | 2028 | 1.2948e-07 | 6.474e-08 | 1.6647e-07 | 5.777 | 0.74734 | 3.238 | 1.7917 | 0 | 0 | 0 | 0.00010786 |  | 7.4801e-07 | 0 | 7.4801e-07 | 3.74e-07 | 0 | 3.74e-07 | 9.6173e-07 | 0 | 9.6173e-07 | [16 empty] | 7.3.1.3 Ignition probability mapping showing the probability of ignition along the electric lines and equipmentWLDFRAggregatedAggregated | WLDFR | HFTD - Distribution - Tier 3 - 1QU CoRE ¦ 2QU LoRE | Non-Red Flag Warning - Catastrophic Fires | Aggregated | Aggregated | 2033 | 7.6707e-06 | 0 | 145.2608 | 0.0011142 | 2033 | Mitigation | 0.08575 | 30 | 0 | esc | 0.0012005 | 9.2087e-09 | 0.00060025 | 4.6043e-09 | 0.0015435 | 1.184e-08
[79 empty] | WLDFR | HFTD - Distribution - Tier 3 - 1QU CoRE ¦ 1QU LoRE | Non-Red Flag Warning - Large Fires | 2029 | 1.2948e-07 | 6.474e-08 | 1.6647e-07 | 5.777 | 0.74734 | 3.238 | 1.7917 | 0 | 0 | 0 | 0.00010786 |  | 7.4801e-07 | 0 | 7.4801e-07 | 3.74e-07 | 0 | 3.74e-07 | 9.6173e-07 | 0 | 9.6173e-07 | [16 empty] | 7.3.1.3 Ignition probability mapping showing the probability of ignition along the electric lines and equipmentWLDFRAggregatedAggregated | WLDFR | HFTD - Distribution - Tier 3 - 1QU CoRE ¦ 2QU LoRE | Non-Red Flag Warning - Catastrophic Fires | Aggregated | Aggregated | 2034 | 7.6707e-06 | 0 | 145.2608 | 0.0011142 | 2034 | Mitigation | 0.08575 | 30 | 0 | esc | 0.0012005 | 9.2087e-09 | 0.00060025 | 4.6043e-09 | 0.0015435 | 1.184e-08
[79 empty] | WLDFR | HFTD - Distribution - Tier 3 - 1QU CoRE ¦ 1QU LoRE | Non-Red Flag Warning - Large Fires | 2030 | 1.2948e-07 | 6.474e-08 | 1.6647e-07 | 5.777 | 0.74734 | 3.238 | 1.7917 | 0 | 0 | 0 | 0.00010786 |  | 7.4801e-07 | 0 | 7.4801e-07 | 3.74e-07 | 0 | 3.74e-07 | 9.6173e-07 | 0 | 9.6173e-07 | [16 empty] | 7.3.1.3 Ignition probability mapping showing the probability of ignition along the electric lines and equipmentWLDFRAggregatedAggregated | WLDFR | HFTD - Distribution - Tier 3 - 1QU CoRE ¦ 2QU LoRE | Non-Red Flag Warning - Catastrophic Fires | Aggregated | Aggregated | 2035 | 7.6707e-06 | 0 | 145.2608 | 0.0011142 | 2035 | Mitigation | 0.08575 | 30 | 0 | esc | 0.0012005 | 9.2087e-09 | 0.00060025 | 4.6043e-09 | 0.0015435 | 1.184e-08
[79 empty] | WLDFR | HFTD - Distribution - Tier 3 - 1QU CoRE ¦ 1QU LoRE | Non-Red Flag Warning - Large Fires | 2031 | 1.2948e-07 | 6.474e-08 | 1.6647e-07 | 5.777 | 0.74734 | 3.238 | 1.7917 | 0 | 0 | 0 | 0.00010786 |  | 7.4801e-07 | 0 | 7.4801e-07 | 3.74e-07 | 0 | 3.74e-07 | 9.6173e-07 | 0 | 9.6173e-07 | [16 empty] | 7.3.1.3 Ignition probability mapping showing the probability of ignition along the electric lines and equipmentWLDFRAggregatedAggregated | WLDFR | HFTD - Distribution - Tier 3 - 1QU CoRE ¦ 2QU LoRE | Non-Red Flag Warning - Catastrophic Fires | Aggregated | Aggregated | 2036 | 7.6707e-06 | 0 | 145.2608 | 0.0011142 | 2036 | Mitigation | 0.08575 | 30 | 0 | esc | 0.0012005 | 9.2087e-09 | 0.00060025 | 4.6043e-09 | 0.0015435 | 1.184e-08
[79 empty] | WLDFR | HFTD - Distribution - Tier 3 - 1QU CoRE ¦ 1QU LoRE | Non-Red Flag Warning - Large Fires | 2032 | 1.2948e-07 | 6.474e-08 | 1.6647e-07 | 5.777 | 0.74734 | 3.238 | 1.7917 | 0 | 0 | 0 | 0.00010786 |  | 7.4801e-07 | 0 | 7.4801e-07 | 3.74e-07 | 0 | 3.74e-07 | 9.6173e-07 | 0 | 9.6173e-07 | [16 empty] | 7.3.1.3 Ignition probability mapping showing the probability of ignition along the electric lines and equipmentWLDFRAggregatedAggregated | WLDFR | HFTD - Distribution - Tier 3 - 1QU CoRE ¦ 2QU LoRE | Non-Red Flag Warning - Catastrophic Fires | Aggregated | Aggregated | 2037 | 7.6707e-06 | 0 | 145.2608 | 0.0011142 | 2037 | Mitigation | 0.08575 | 30 | 0 | esc | 0.0012005 | 9.2087e-09 | 0.00060025 | 4.6043e-09 | 0.0015435 | 1.184e-08
[79 empty] | WLDFR | HFTD - Distribution - Tier 3 - 1QU CoRE ¦ 1QU LoRE | Non-Red Flag Warning - Large Fires | 2033 | 1.2948e-07 | 6.474e-08 | 1.6647e-07 | 6.1205 | 0.77885 | 3.4265 | 1.9151 | 0 | 0 | 0 | 0.00010786 |  | 7.9248e-07 | 0 | 7.9248e-07 | 3.9624e-07 | 0 | 3.9624e-07 | 1.0189e-06 | 0 | 1.0189e-06 | [16 empty] | 7.3.1.3 Ignition probability mapping showing the probability of ignition along the electric lines and equipmentWLDFRAggregatedAggregated | WLDFR | HFTD - Distribution - Tier 3 - 1QU CoRE ¦ 2QU LoRE | Non-Red Flag Warning - Catastrophic Fires | Aggregated | Aggregated | 2038 | 7.6707e-06 | 0 | 145.2608 | 0.0011142 | 2038 | Mitigation | 0.08575 | 30 | 0 | esc | 0.0012005 | 9.2087e-09 | 0.00060025 | 4.6043e-09 | 0.0015435 | 1.184e-08
[79 empty] | WLDFR | HFTD - Distribution - Tier 3 - 1QU CoRE ¦ 1QU LoRE | Non-Red Flag Warning - Large Fires | 2034 | 1.2948e-07 | 6.474e-08 | 1.6647e-07 | 6.1205 | 0.77885 | 3.4265 | 1.9151 | 0 | 0 | 0 | 0.00010786 |  | 7.9248e-07 | 0 | 7.9248e-07 | 3.9624e-07 | 0 | 3.9624e-07 | 1.0189e-06 | 0 | 1.0189e-06 | [16 empty] | 7.3.1.3 Ignition probability mapping showing the probability of ignition along the electric lines and equipmentWLDFRAggregatedAggregated | WLDFR | HFTD - Distribution - Tier 3 - 1QU CoRE ¦ 2QU LoRE | Non-Red Flag Warning - Catastrophic Fires | Aggregated | Aggregated | 2039 | 7.6707e-06 | 0 | 145.2608 | 0.0011142 | 2039 | Mitigation | 0.08575 | 30 | 0 | esc | 0.0012005 | 9.2087e-09 | 0.00060025 | 4.6043e-09 | 0.0015435 | 1.184e-08
[79 empty] | WLDFR | HFTD - Distribution - Tier 3 - 1QU CoRE ¦ 1QU LoRE | Non-Red Flag Warning - Large Fires | 2035 | 1.2948e-07 | 6.474e-08 | 1.6647e-07 | 6.1205 | 0.77885 | 3.4265 | 1.9151 | 0 | 0 | 0 | 0.00010786 |  | 7.9248e-07 | 0 | 7.9248e-07 | 3.9624e-07 | 0 | 3.9624e-07 | 1.0189e-06 | 0 | 1.0189e-06 | [16 empty] | 7.3.1.3 Ignition probability mapping showing the probability of ignition along the electric lines and equipmentWLDFRAggregatedAggregated | WLDFR | HFTD - Distribution - Tier 3 - 1QU CoRE ¦ 2QU LoRE | Non-Red Flag Warning - Catastrophic Fires | Aggregated | Aggregated | 2040 | 7.6707e-06 | 0 | 145.2608 | 0.0011142 | 2040 | Mitigation | 0.08575 | 30 | 0 | esc | 0.0012005 | 9.2087e-09 | 0.00060025 | 4.6043e-09 | 0.0015435 | 1.184e-08
[79 empty] | WLDFR | HFTD - Distribution - Tier 3 - 1QU CoRE ¦ 1QU LoRE | Non-Red Flag Warning - Large Fires | 2036 | 1.2948e-07 | 6.474e-08 | 1.6647e-07 | 6.1205 | 0.77885 | 3.4265 | 1.9151 | 0 | 0 | 0 | 0.00010786 |  | 7.9248e-07 | 0 | 7.9248e-07 | 3.9624e-07 | 0 | 3.9624e-07 | 1.0189e-06 | 0 | 1.0189e-06 | [16 empty] | 7.3.1.3 Ignition probability mapping showing the probability of ignition along the electric lines and equipmentWLDFRAggregatedAggregated | WLDFR | HFTD - Distribution - Tier 3 - 1QU CoRE ¦ 2QU LoRE | Non-Red Flag Warning - Catastrophic Fires | Aggregated | Aggregated | 2041 | 7.6707e-06 | 0 | 145.2608 | 0.0011142 | 2041 | Mitigation | 0.08575 | 30 | 0 | esc | 0.0012005 | 9.2087e-09 | 0.00060025 | 4.6043e-09 | 0.0015435 | 1.184e-08
[79 empty] | WLDFR | HFTD - Distribution - Tier 3 - 1QU CoRE ¦ 1QU LoRE | Non-Red Flag Warning - Large Fires | 2037 | 1.2948e-07 | 6.474e-08 | 1.6647e-07 | 6.1205 | 0.77885 | 3.4265 | 1.9151 | 0 | 0 | 0 | 0.00010786 |  | 7.9248e-07 | 0 | 7.9248e-07 | 3.9624e-07 | 0 | 3.9624e-07 | 1.0189e-06 | 0 | 1.0189e-06 | [16 empty] | 7.3.1.3 Ignition probability mapping showing the probability of ignition along the electric lines and equipmentWLDFRAggregatedAggregated | WLDFR | HFTD - Distribution - Tier 3 - 1QU CoRE ¦ 2QU LoRE | Non-Red Flag Warning - Catastrophic Fires | Aggregated | Aggregated | 2042 | 7.6707e-06 | 0 | 145.2608 | 0.0011142 | 2042 | Mitigation | 0.08575 | 30 | 0 | esc | 0.0012005 | 9.2087e-09 | 0.00060025 | 4.6043e-09 | 0.0015435 | 1.184e-08
[79 empty] | WLDFR | HFTD - Distribution - Tier 3 - 1QU CoRE ¦ 1QU LoRE | Non-Red Flag Warning - Large Fires | 2038 | 1.2948e-07 | 6.474e-08 | 1.6647e-07 | 6.5028 | 0.81304 | 3.6355 | 2.0543 | 0 | 0 | 0 | 0.00010786 |  | 8.4199e-07 | 0 | 8.4199e-07 | 4.2099e-07 | 0 | 4.2099e-07 | 1.0826e-06 | 0 | 1.0826e-06 | [16 empty] | 7.3.1.3 Ignition probability mapping showing the probability of ignition along the electric lines and equipmentWLDFRAggregatedAggregated | WLDFR | HFTD - Distribution - Tier 3 - 1QU CoRE ¦ 2QU LoRE | Non-Red Flag Warning - Catastrophic Fires | Aggregated | Aggregated | 2043 | 7.6707e-06 | 0 | 145.2608 | 0.0011142 | 2043 | Mitigation | 0.08575 | 30 | 0 | esc | 0.0012005 | 9.2087e-09 | 0.00060025 | 4.6043e-09 | 0.0015435 | 1.184e-08
[79 empty] | WLDFR | HFTD - Distribution - Tier 3 - 1QU CoRE ¦ 1QU LoRE | Non-Red Flag Warning - Large Fires | 2039 | 1.2948e-07 | 6.474e-08 | 1.6647e-07 | 6.5028 | 0.81304 | 3.6355 | 2.0543 | 0 | 0 | 0 | 0.00010786 |  | 8.4199e-07 | 0 | 8.4199e-07 | 4.2099e-07 | 0 | 4.2099e-07 | 1.0826e-06 | 0 | 1.0826e-06 | [16 empty] | 7.3.1.3 Ignition probability mapping showing the probability of ignition along the electric lines and equipmentWLDFRAggregatedAggregated | WLDFR | HFTD - Distribution - Tier 3 - 1QU CoRE ¦ 2QU LoRE | Non-Red Flag Warning - Catastrophic Fires | Aggregated | Aggregated | 2044 | 7.6707e-06 | 0 | 145.2608 | 0.0011142 | 2044 | Mitigation | 0.08575 | 30 | 0 | esc | 0.0012005 | 9.2087e-09 | 0.00060025 | 4.6043e-09 | 0.0015435 | 1.184e-08
[79 empty] | WLDFR | HFTD - Distribution - Tier 3 - 1QU CoRE ¦ 1QU LoRE | Non-Red Flag Warning - Large Fires | 2040 | 1.2948e-07 | 6.474e-08 | 1.6647e-07 | 6.5028 | 0.81304 | 3.6355 | 2.0543 | 0 | 0 | 0 | 0.00010786 |  | 8.4199e-07 | 0 | 8.4199e-07 | 4.2099e-07 | 0 | 4.2099e-07 | 1.0826e-06 | 0 | 1.0826e-06 | [16 empty] | 7.3.1.3 Ignition probability mapping showing the probability of ignition along the electric lines and equipmentWLDFRAggregatedAggregated | WLDFR | HFTD - Distribution - Tier 3 - 1QU CoRE ¦ 2QU LoRE | Non-Red Flag Warning - Catastrophic Fires | Aggregated | Aggregated | 2045 | 7.6707e-06 | 0 | 145.2608 | 0.0011142 | 2045 | Mitigation | 0.08575 | 30 | 0 | esc | 0.0012005 | 9.2087e-09 | 0.00060025 | 4.6043e-09 | 0.0015435 | 1.184e-08
[79 empty] | WLDFR | HFTD - Distribution - Tier 3 - 1QU CoRE ¦ 1QU LoRE | Non-Red Flag Warning - Large Fires | 2041 | 1.2948e-07 | 6.474e-08 | 1.6647e-07 | 6.5028 | 0.81304 | 3.6355 | 2.0543 | 0 | 0 | 0 | 0.00010786 |  | 8.4199e-07 | 0 | 8.4199e-07 | 4.2099e-07 | 0 | 4.2099e-07 | 1.0826e-06 | 0 | 1.0826e-06 | [16 empty] | 7.3.1.3 Ignition probability mapping showing the probability of ignition along the electric lines and equipmentWLDFRAggregatedAggregated | WLDFR | HFTD - Distribution - Tier 3 - 1QU CoRE ¦ 2QU LoRE | Non-Red Flag Warning - Catastrophic Fires | Aggregated | Aggregated | 2046 | 7.6707e-06 | 0 | 145.2608 | 0.0011142 | 2046 | Mitigation | 0.08575 | 30 | 0 | esc | 0.0012005 | 9.2087e-09 | 0.00060025 | 4.6043e-09 | 0.0015435 | 1.184e-08
[79 empty] | WLDFR | HFTD - Distribution - Tier 3 - 1QU CoRE ¦ 1QU LoRE | Non-Red Flag Warning - Large Fires | 2042 | 1.2948e-07 | 6.474e-08 | 1.6647e-07 | 6.5028 | 0.81304 | 3.6355 | 2.0543 | 0 | 0 | 0 | 0.00010786 |  | 8.4199e-07 | 0 | 8.4199e-07 | 4.2099e-07 | 0 | 4.2099e-07 | 1.0826e-06 | 0 | 1.0826e-06 | [16 empty] | 7.3.1.3 Ignition probability mapping showing the probability of ignition along the electric lines and equipmentWLDFRAggregatedAggregated | WLDFR | HFTD - Distribution - Tier 3 - 1QU CoRE ¦ 2QU LoRE | Non-Red Flag Warning - Catastrophic Fires | Aggregated | Aggregated | 2047 | 7.6707e-06 | 0 | 145.2608 | 0.0011142 | 2047 | Mitigation | 0.08575 | 30 | 0 | esc | 0.0012005 | 9.2087e-09 | 0.00060025 | 4.6043e-09 | 0.0015435 | 1.184e-08
[79 empty] | WLDFR | HFTD - Distribution - Tier 3 - 1QU CoRE ¦ 1QU LoRE | Non-Red Flag Warning - Large Fires | 2043 | 1.2948e-07 | 6.474e-08 | 1.6647e-07 | 6.9209 | 0.84944 | 3.8632 | 2.2083 | 0 | 0 | 0 | 0.00010786 |  | 8.9612e-07 | 0 | 8.9612e-07 | 4.4806e-07 | 0 | 4.4806e-07 | 1.1522e-06 | 0 | 1.1522e-06 | [16 empty] | 7.3.1.3 Ignition probability mapping showing the probability of ignition along the electric lines and equipmentWLDFRAggregatedAggregated | WLDFR | HFTD - Distribution - Tier 3 - 1QU CoRE ¦ 2QU LoRE | Non-Red Flag Warning - Catastrophic Fires | Aggregated | Aggregated | 2048 | 7.6707e-06 | 0 | 145.2608 | 0.0011142 | 2048 | Mitigation | 0.08575 | 30 | 0 | esc | 0.0012005 | 9.2087e-09 | 0.00060025 | 4.6043e-09 | 0.0015435 | 1.184e-08
[79 empty] | WLDFR | HFTD - Distribution - Tier 3 - 1QU CoRE ¦ 1QU LoRE | Non-Red Flag Warning - Large Fires | 2044 | 1.2948e-07 | 6.474e-08 | 1.6647e-07 | 6.9209 | 0.84944 | 3.8632 | 2.2083 | 0 | 0 | 0 | 0.00010786 |  | 8.9612e-07 | 0 | 8.9612e-07 | 4.4806e-07 | 0 | 4.4806e-07 | 1.1522e-06 | 0 | 1.1522e-06 | [16 empty] | 7.3.1.3 Ignition probability mapping showing the probability of ignition along the electric lines and equipmentWLDFRAggregatedAggregated | WLDFR | HFTD - Distribution - Tier 3 - 1QU CoRE ¦ 2QU LoRE | Non-Red Flag Warning - Catastrophic Fires | Aggregated | Aggregated | 2049 | 7.6707e-06 | 0 | 145.2608 | 0.0011142 | 2049 | Mitigation | 0.08575 | 30 | 0 | esc | 0.0012005 | 9.2087e-09 | 0.00060025 | 4.6043e-09 | 0.0015435 | 1.184e-08
[79 empty] | WLDFR | HFTD - Distribution - Tier 3 - 1QU CoRE ¦ 1QU LoRE | Non-Red Flag Warning - Large Fires | 2045 | 1.2948e-07 | 6.474e-08 | 1.6647e-07 | 6.9209 | 0.84944 | 3.8632 | 2.2083 | 0 | 0 | 0 | 0.00010786 |  | 8.9612e-07 | 0 | 8.9612e-07 | 4.4806e-07 | 0 | 4.4806e-07 | 1.1522e-06 | 0 | 1.1522e-06 | [16 empty] | 7.3.1.3 Ignition probability mapping showing the probability of ignition along the electric lines and equipmentWLDFRAggregatedAggregated | WLDFR | HFTD - Distribution - Tier 3 - 1QU CoRE ¦ 2QU LoRE | Non-Red Flag Warning - Catastrophic Fires | Aggregated | Aggregated | 2050 | 7.6707e-06 | 0 | 145.2608 | 0.0011142 | 2050 | Mitigation | 0.08575 | 30 | 0 | esc | 0 | 0 | 0.00060025 | 4.6043e-09 | 0.0015435 | 1.184e-08
[79 empty] | WLDFR | HFTD - Distribution - Tier 3 - 1QU CoRE ¦ 1QU LoRE | Non-Red Flag Warning - Large Fires | 2046 | 1.2948e-07 | 6.474e-08 | 1.6647e-07 | 6.9209 | 0.84944 | 3.8632 | 2.2083 | 0 | 0 | 0 | 0.00010786 |  | 8.9612e-07 | 0 | 8.9612e-07 | 4.4806e-07 | 0 | 4.4806e-07 | 1.1522e-06 | 0 | 1.1522e-06 | [16 empty] | 7.3.1.3 Ignition probability mapping showing the probability of ignition along the electric lines and equipmentWLDFRAggregatedAggregated | WLDFR | HFTD - Distribution - Tier 3 - 1QU CoRE ¦ 2QU LoRE | Non-Red Flag Warning - Catastrophic Fires | Aggregated | Aggregated | 2051 | 7.6707e-06 | 0 | 145.2608 | 0.0011142 | 2051 | Mitigation | 0.08575 | 30 | 0 | esc | 0 | 0 | 0 | 0 | 0.0015435 | 1.184e-08
[79 empty] | WLDFR | HFTD - Distribution - Tier 3 - 1QU CoRE ¦ 1QU LoRE | Non-Red Flag Warning - Large Fires | 2047 | 1.2948e-07 | 6.474e-08 | 1.6647e-07 | 6.9209 | 0.84944 | 3.8632 | 2.2083 | 0 | 0 | 0 | 0.00010786 |  | 8.9612e-07 | 0 | 8.9612e-07 | 4.4806e-07 | 0 | 4.4806e-07 | 1.1522e-06 | 0 | 1.1522e-06 | [16 empty] | 7.3.1.3 Ignition probability mapping showing the probability of ignition along the electric lines and equipmentWLDFRAggregatedAggregated | WLDFR | HFTD - Distribution - Tier 3 - 1QU CoRE ¦ 2QU LoRE | Non-Red Flag Warning - Destructive Fires | Aggregated | Aggregated | 2021 | 8.5567e-06 | 0 | 145.2608 | 0.001243 | 2021 | Mitigation | 0.08575 | 30 | 0 | esc | 0.0012005 | 1.0272e-08 | 0.00060025 | 5.1362e-09 | 0 | 0
[79 empty] | WLDFR | HFTD - Distribution - Tier 3 - 1QU CoRE ¦ 1QU LoRE | Non-Red Flag Warning - Large Fires | 2048 | 1.2948e-07 | 6.474e-08 | 1.6647e-07 | 7.3713 | 0.88759 | 4.1075 | 2.3763 | 0 | 0 | 0 | 0.00010786 |  | 9.5444e-07 | 0 | 9.5444e-07 | 4.7722e-07 | 0 | 4.7722e-07 | 1.2271e-06 | 0 | 1.2271e-06 | [16 empty] | 7.3.1.3 Ignition probability mapping showing the probability of ignition along the electric lines and equipmentWLDFRAggregatedAggregated | WLDFR | HFTD - Distribution - Tier 3 - 1QU CoRE ¦ 2QU LoRE | Non-Red Flag Warning - Destructive Fires | Aggregated | Aggregated | 2022 | 8.5567e-06 | 0 | 145.2608 | 0.001243 | 2022 | Mitigation | 0.08575 | 30 | 0 | esc | 0.0012005 | 1.0272e-08 | 0.00060025 | 5.1362e-09 | 0.0015435 | 1.3207e-08
[79 empty] | WLDFR | HFTD - Distribution - Tier 3 - 1QU CoRE ¦ 1QU LoRE | Non-Red Flag Warning - Large Fires | 2049 | 1.2948e-07 | 6.474e-08 | 1.6647e-07 | 7.3713 | 0.88759 | 4.1075 | 2.3763 | 0 | 0 | 0 | 0.00010786 |  | 9.5444e-07 | 0 | 9.5444e-07 | 4.7722e-07 | 0 | 4.7722e-07 | 1.2271e-06 | 0 | 1.2271e-06 | [16 empty] | 7.3.1.3 Ignition probability mapping showing the probability of ignition along the electric lines and equipmentWLDFRAggregatedAggregated | WLDFR | HFTD - Distribution - Tier 3 - 1QU CoRE ¦ 2QU LoRE | Non-Red Flag Warning - Destructive Fires | Aggregated | Aggregated | 2023 | 8.5567e-06 | 0 | 145.2608 | 0.001243 | 2023 | Mitigation | 0.08575 | 30 | 0 | esc | 0.0012005 | 1.0272e-08 | 0.00060025 | 5.1362e-09 | 0.0015435 | 1.3207e-08
[79 empty] | WLDFR | HFTD - Distribution - Tier 3 - 1QU CoRE ¦ 1QU LoRE | Non-Red Flag Warning - Large Fires | 2050 | 0 | 6.474e-08 | 1.6647e-07 | 7.3713 | 0.88759 | 4.1075 | 2.3763 | 0 | 0 | 0 | 0.00010786 |  | 0 | 0 | 0 | 4.7722e-07 | 0 | 4.7722e-07 | 1.2271e-06 | 0 | 1.2271e-06 | [16 empty] | 7.3.1.3 Ignition probability mapping showing the probability of ignition along the electric lines and equipmentWLDFRAggregatedAggregated | WLDFR | HFTD - Distribution - Tier 3 - 1QU CoRE ¦ 2QU LoRE | Non-Red Flag Warning - Destructive Fires | Aggregated | Aggregated | 2024 | 8.5567e-06 | 0 | 145.2608 | 0.001243 | 2024 | Mitigation | 0.08575 | 30 | 0 | esc | 0.0012005 | 1.0272e-08 | 0.00060025 | 5.1362e-09 | 0.0015435 | 1.3207e-08
[79 empty] | WLDFR | HFTD - Distribution - Tier 3 - 1QU CoRE ¦ 1QU LoRE | Non-Red Flag Warning - Large Fires | 2051 | 0 | 0 | 1.6647e-07 | 7.3713 | 0.88759 | 4.1075 | 2.3763 | 0 | 0 | 0 | 0.00010786 |  | 0 | 0 | 0 | 0 | 0 | 0 | 1.2271e-06 | 0 | 1.2271e-06 | [16 empty] | 7.3.1.3 Ignition probability mapping showing the probability of ignition along the electric lines and equipmentWLDFRAggregatedAggregated | WLDFR | HFTD - Distribution - Tier 3 - 1QU CoRE ¦ 2QU LoRE | Non-Red Flag Warning - Destructive Fires | Aggregated | Aggregated | 2025 | 8.5567e-06 | 0 | 145.2608 | 0.001243 | 2025 | Mitigation | 0.08575 | 30 | 0 | esc | 0.0012005 | 1.0272e-08 | 0.00060025 | 5.1362e-09 | 0.0015435 | 1.3207e-08
[79 empty] | WLDFR | HFTD - Distribution - Tier 3 - 1QU CoRE ¦ 1QU LoRE | Non-Red Flag Warning - Small Fires | 2020 | 9.5913e-06 | 0 | 0 | 0.077901 | 0.036425 | 0.0015809 | 0.039895 | 0 | 0 | 0 | 0.0079894 |  | 7.4716e-07 | 0 | 7.4716e-07 | 0 | 0 | 0 | 0 | 0 | 0 | [16 empty] | 7.3.1.3 Ignition probability mapping showing the probability of ignition along the electric lines and equipmentWLDFRAggregatedAggregated | WLDFR | HFTD - Distribution - Tier 3 - 1QU CoRE ¦ 2QU LoRE | Non-Red Flag Warning - Destructive Fires | Aggregated | Aggregated | 2026 | 8.5567e-06 | 0 | 145.2608 | 0.001243 | 2026 | Mitigation | 0.08575 | 30 | 0 | esc | 0.0012005 | 1.0272e-08 | 0.00060025 | 5.1362e-09 | 0.0015435 | 1.3207e-08
[79 empty] | WLDFR | HFTD - Distribution - Tier 3 - 1QU CoRE ¦ 1QU LoRE | Non-Red Flag Warning - Small Fires | 2021 | 9.5913e-06 | 4.7956e-06 | 0 | 0.077901 | 0.036425 | 0.0015809 | 0.039895 | 0 | 0 | 0 | 0.0079894 |  | 7.4716e-07 | 0 | 7.4716e-07 | 3.7358e-07 | 0 | 3.7358e-07 | 0 | 0 | 0 | [16 empty] | 7.3.1.3 Ignition probability mapping showing the probability of ignition along the electric lines and equipmentWLDFRAggregatedAggregated | WLDFR | HFTD - Distribution - Tier 3 - 1QU CoRE ¦ 2QU LoRE | Non-Red Flag Warning - Destructive Fires | Aggregated | Aggregated | 2027 | 8.5567e-06 | 0 | 145.2608 | 0.001243 | 2027 | Mitigation | 0.08575 | 30 | 0 | esc | 0.0012005 | 1.0272e-08 | 0.00060025 | 5.1362e-09 | 0.0015435 | 1.3207e-08
[79 empty] | WLDFR | HFTD - Distribution - Tier 3 - 1QU CoRE ¦ 1QU LoRE | Non-Red Flag Warning - Small Fires | 2022 | 9.5913e-06 | 4.7956e-06 | 1.2332e-05 | 0.077901 | 0.036425 | 0.0015809 | 0.039895 | 0 | 0 | 0 | 0.0079894 |  | 7.4716e-07 | 0 | 7.4716e-07 | 3.7358e-07 | 0 | 3.7358e-07 | 9.6064e-07 | 0 | 9.6064e-07 | [16 empty] | 7.3.1.3 Ignition probability mapping showing the probability of ignition along the electric lines and equipmentWLDFRAggregatedAggregated | WLDFR | HFTD - Distribution - Tier 3 - 1QU CoRE ¦ 2QU LoRE | Non-Red Flag Warning - Destructive Fires | Aggregated | Aggregated | 2028 | 8.5567e-06 | 0 | 145.2608 | 0.001243 | 2028 | Mitigation | 0.08575 | 30 | 0 | esc | 0.0012005 | 1.0272e-08 | 0.00060025 | 5.1362e-09 | 0.0015435 | 1.3207e-08
[79 empty] | WLDFR | HFTD - Distribution - Tier 3 - 1QU CoRE ¦ 1QU LoRE | Non-Red Flag Warning - Small Fires | 2023 | 9.5913e-06 | 4.7956e-06 | 1.2332e-05 | 0.080408 | 0.03759 | 0.0016314 | 0.041187 | 0 | 0 | 0 | 0.0079894 |  | 7.7122e-07 | 0 | 7.7122e-07 | 3.8561e-07 | 0 | 3.8561e-07 | 9.9156e-07 | 0 | 9.9156e-07 | [16 empty] | 7.3.1.3 Ignition probability mapping showing the probability of ignition along the electric lines and equipmentWLDFRAggregatedAggregated | WLDFR | HFTD - Distribution - Tier 3 - 1QU CoRE ¦ 2QU LoRE | Non-Red Flag Warning - Destructive Fires | Aggregated | Aggregated | 2029 | 8.5567e-06 | 0 | 145.2608 | 0.001243 | 2029 | Mitigation | 0.08575 | 30 | 0 | esc | 0.0012005 | 1.0272e-08 | 0.00060025 | 5.1362e-09 | 0.0015435 | 1.3207e-08
[79 empty] | WLDFR | HFTD - Distribution - Tier 3 - 1QU CoRE ¦ 1QU LoRE | Non-Red Flag Warning - Small Fires | 2024 | 9.5913e-06 | 4.7956e-06 | 1.2332e-05 | 0.080408 | 0.03759 | 0.0016314 | 0.041187 | 0 | 0 | 0 | 0.0079894 |  | 7.7122e-07 | 0 | 7.7122e-07 | 3.8561e-07 | 0 | 3.8561e-07 | 9.9156e-07 | 0 | 9.9156e-07 | [16 empty] | 7.3.1.3 Ignition probability mapping showing the probability of ignition along the electric lines and equipmentWLDFRAggregatedAggregated | WLDFR | HFTD - Distribution - Tier 3 - 1QU CoRE ¦ 2QU LoRE | Non-Red Flag Warning - Destructive Fires | Aggregated | Aggregated | 2030 | 8.5567e-06 | 0 | 145.2608 | 0.001243 | 2030 | Mitigation | 0.08575 | 30 | 0 | esc | 0.0012005 | 1.0272e-08 | 0.00060025 | 5.1362e-09 | 0.0015435 | 1.3207e-08
[79 empty] | WLDFR | HFTD - Distribution - Tier 3 - 1QU CoRE ¦ 1QU LoRE | Non-Red Flag Warning - Small Fires | 2025 | 9.5913e-06 | 4.7956e-06 | 1.2332e-05 | 0.080408 | 0.03759 | 0.0016314 | 0.041187 | 0 | 0 | 0 | 0.0079894 |  | 7.7122e-07 | 0 | 7.7122e-07 | 3.8561e-07 | 0 | 3.8561e-07 | 9.9156e-07 | 0 | 9.9156e-07 | [16 empty] | 7.3.1.3 Ignition probability mapping showing the probability of ignition along the electric lines and equipmentWLDFRAggregatedAggregated | WLDFR | HFTD - Distribution - Tier 3 - 1QU CoRE ¦ 2QU LoRE | Non-Red Flag Warning - Destructive Fires | Aggregated | Aggregated | 2031 | 8.5567e-06 | 0 | 145.2608 | 0.001243 | 2031 | Mitigation | 0.08575 | 30 | 0 | esc | 0.0012005 | 1.0272e-08 | 0.00060025 | 5.1362e-09 | 0.0015435 | 1.3207e-08
[79 empty] | WLDFR | HFTD - Distribution - Tier 3 - 1QU CoRE ¦ 1QU LoRE | Non-Red Flag Warning - Small Fires | 2026 | 9.5913e-06 | 4.7956e-06 | 1.2332e-05 | 0.080408 | 0.03759 | 0.0016314 | 0.041187 | 0 | 0 | 0 | 0.0079894 |  | 7.7122e-07 | 0 | 7.7122e-07 | 3.8561e-07 | 0 | 3.8561e-07 | 9.9156e-07 | 0 | 9.9156e-07 | [16 empty] | 7.3.1.3 Ignition probability mapping showing the probability of ignition along the electric lines and equipmentWLDFRAggregatedAggregated | WLDFR | HFTD - Distribution - Tier 3 - 1QU CoRE ¦ 2QU LoRE | Non-Red Flag Warning - Destructive Fires | Aggregated | Aggregated | 2032 | 8.5567e-06 | 0 | 145.2608 | 0.001243 | 2032 | Mitigation | 0.08575 | 30 | 0 | esc | 0.0012005 | 1.0272e-08 | 0.00060025 | 5.1362e-09 | 0.0015435 | 1.3207e-08
[79 empty] | WLDFR | HFTD - Distribution - Tier 3 - 1QU CoRE ¦ 1QU LoRE | Non-Red Flag Warning - Small Fires | 2027 | 9.5913e-06 | 4.7956e-06 | 1.2332e-05 | 0.080408 | 0.03759 | 0.0016314 | 0.041187 | 0 | 0 | 0 | 0.0079894 |  | 7.7122e-07 | 0 | 7.7122e-07 | 3.8561e-07 | 0 | 3.8561e-07 | 9.9156e-07 | 0 | 9.9156e-07 | [16 empty] | 7.3.1.3 Ignition probability mapping showing the probability of ignition along the electric lines and equipmentWLDFRAggregatedAggregated | WLDFR | HFTD - Distribution - Tier 3 - 1QU CoRE ¦ 2QU LoRE | Non-Red Flag Warning - Destructive Fires | Aggregated | Aggregated | 2033 | 8.5567e-06 | 0 | 145.2608 | 0.001243 | 2033 | Mitigation | 0.08575 | 30 | 0 | esc | 0.0012005 | 1.0272e-08 | 0.00060025 | 5.1362e-09 | 0.0015435 | 1.3207e-08
[79 empty] | WLDFR | HFTD - Distribution - Tier 3 - 1QU CoRE ¦ 1QU LoRE | Non-Red Flag Warning - Small Fires | 2028 | 9.5913e-06 | 4.7956e-06 | 1.2332e-05 | 0.083606 | 0.039055 | 0.001695 | 0.042856 | 0 | 0 | 0 | 0.0079894 |  | 8.0189e-07 | 0 | 8.0189e-07 | 4.0095e-07 | 0 | 4.0095e-07 | 1.031e-06 | 0 | 1.031e-06 | [16 empty] | 7.3.1.3 Ignition probability mapping showing the probability of ignition along the electric lines and equipmentWLDFRAggregatedAggregated | WLDFR | HFTD - Distribution - Tier 3 - 1QU CoRE ¦ 2QU LoRE | Non-Red Flag Warning - Destructive Fires | Aggregated | Aggregated | 2034 | 8.5567e-06 | 0 | 145.2608 | 0.001243 | 2034 | Mitigation | 0.08575 | 30 | 0 | esc | 0.0012005 | 1.0272e-08 | 0.00060025 | 5.1362e-09 | 0.0015435 | 1.3207e-08
[79 empty] | WLDFR | HFTD - Distribution - Tier 3 - 1QU CoRE ¦ 1QU LoRE | Non-Red Flag Warning - Small Fires | 2029 | 9.5913e-06 | 4.7956e-06 | 1.2332e-05 | 0.083606 | 0.039055 | 0.001695 | 0.042856 | 0 | 0 | 0 | 0.0079894 |  | 8.0189e-07 | 0 | 8.0189e-07 | 4.0095e-07 | 0 | 4.0095e-07 | 1.031e-06 | 0 | 1.031e-06 | [16 empty] | 7.3.1.3 Ignition probability mapping showing the probability of ignition along the electric lines and equipmentWLDFRAggregatedAggregated | WLDFR | HFTD - Distribution - Tier 3 - 1QU CoRE ¦ 2QU LoRE | Non-Red Flag Warning - Destructive Fires | Aggregated | Aggregated | 2035 | 8.5567e-06 | 0 | 145.2608 | 0.001243 | 2035 | Mitigation | 0.08575 | 30 | 0 | esc | 0.0012005 | 1.0272e-08 | 0.00060025 | 5.1362e-09 | 0.0015435 | 1.3207e-08
[79 empty] | WLDFR | HFTD - Distribution - Tier 3 - 1QU CoRE ¦ 1QU LoRE | Non-Red Flag Warning - Small Fires | 2030 | 9.5913e-06 | 4.7956e-06 | 1.2332e-05 | 0.083606 | 0.039055 | 0.001695 | 0.042856 | 0 | 0 | 0 | 0.0079894 |  | 8.0189e-07 | 0 | 8.0189e-07 | 4.0095e-07 | 0 | 4.0095e-07 | 1.031e-06 | 0 | 1.031e-06 | [16 empty] | 7.3.1.3 Ignition probability mapping showing the probability of ignition along the electric lines and equipmentWLDFRAggregatedAggregated | WLDFR | HFTD - Distribution - Tier 3 - 1QU CoRE ¦ 2QU LoRE | Non-Red Flag Warning - Destructive Fires | Aggregated | Aggregated | 2036 | 8.5567e-06 | 0 | 145.2608 | 0.001243 | 2036 | Mitigation | 0.08575 | 30 | 0 | esc | 0.0012005 | 1.0272e-08 | 0.00060025 | 5.1362e-09 | 0.0015435 | 1.3207e-08
[79 empty] | WLDFR | HFTD - Distribution - Tier 3 - 1QU CoRE ¦ 1QU LoRE | Non-Red Flag Warning - Small Fires | 2031 | 9.5913e-06 | 4.7956e-06 | 1.2332e-05 | 0.083606 | 0.039055 | 0.001695 | 0.042856 | 0 | 0 | 0 | 0.0079894 |  | 8.0189e-07 | 0 | 8.0189e-07 | 4.0095e-07 | 0 | 4.0095e-07 | 1.031e-06 | 0 | 1.031e-06 | [16 empty] | 7.3.1.3 Ignition probability mapping showing the probability of ignition along the electric lines and equipmentWLDFRAggregatedAggregated | WLDFR | HFTD - Distribution - Tier 3 - 1QU CoRE ¦ 2QU LoRE | Non-Red Flag Warning - Destructive Fires | Aggregated | Aggregated | 2037 | 8.5567e-06 | 0 | 145.2608 | 0.001243 | 2037 | Mitigation | 0.08575 | 30 | 0 | esc | 0.0012005 | 1.0272e-08 | 0.00060025 | 5.1362e-09 | 0.0015435 | 1.3207e-08
[79 empty] | WLDFR | HFTD - Distribution - Tier 3 - 1QU CoRE ¦ 1QU LoRE | Non-Red Flag Warning - Small Fires | 2032 | 9.5913e-06 | 4.7956e-06 | 1.2332e-05 | 0.083606 | 0.039055 | 0.001695 | 0.042856 | 0 | 0 | 0 | 0.0079894 |  | 8.0189e-07 | 0 | 8.0189e-07 | 4.0095e-07 | 0 | 4.0095e-07 | 1.031e-06 | 0 | 1.031e-06 | [16 empty] | 7.3.1.3 Ignition probability mapping showing the probability of ignition along the electric lines and equipmentWLDFRAggregatedAggregated | WLDFR | HFTD - Distribution - Tier 3 - 1QU CoRE ¦ 2QU LoRE | Non-Red Flag Warning - Destructive Fires | Aggregated | Aggregated | 2038 | 8.5567e-06 | 0 | 145.2608 | 0.001243 | 2038 | Mitigation | 0.08575 | 30 | 0 | esc | 0.0012005 | 1.0272e-08 | 0.00060025 | 5.1362e-09 | 0.0015435 | 1.3207e-08
[79 empty] | WLDFR | HFTD - Distribution - Tier 3 - 1QU CoRE ¦ 1QU LoRE | Non-Red Flag Warning - Small Fires | 2033 | 9.5913e-06 | 4.7956e-06 | 1.2332e-05 | 0.087211 | 0.040679 | 0.0017655 | 0.044766 | 0 | 0 | 0 | 0.0079894 |  | 8.3646e-07 | 0 | 8.3646e-07 | 4.1823e-07 | 0 | 4.1823e-07 | 1.0755e-06 | 0 | 1.0755e-06 | [16 empty] | 7.3.1.3 Ignition probability mapping showing the probability of ignition along the electric lines and equipmentWLDFRAggregatedAggregated | WLDFR | HFTD - Distribution - Tier 3 - 1QU CoRE ¦ 2QU LoRE | Non-Red Flag Warning - Destructive Fires | Aggregated | Aggregated | 2039 | 8.5567e-06 | 0 | 145.2608 | 0.001243 | 2039 | Mitigation | 0.08575 | 30 | 0 | esc | 0.0012005 | 1.0272e-08 | 0.00060025 | 5.1362e-09 | 0.0015435 | 1.3207e-08
[79 empty] | WLDFR | HFTD - Distribution - Tier 3 - 1QU CoRE ¦ 1QU LoRE | Non-Red Flag Warning - Small Fires | 2034 | 9.5913e-06 | 4.7956e-06 | 1.2332e-05 | 0.087211 | 0.040679 | 0.0017655 | 0.044766 | 0 | 0 | 0 | 0.0079894 |  | 8.3646e-07 | 0 | 8.3646e-07 | 4.1823e-07 | 0 | 4.1823e-07 | 1.0755e-06 | 0 | 1.0755e-06 | [16 empty] | 7.3.1.3 Ignition probability mapping showing the probability of ignition along the electric lines and equipmentWLDFRAggregatedAggregated | WLDFR | HFTD - Distribution - Tier 3 - 1QU CoRE ¦ 2QU LoRE | Non-Red Flag Warning - Destructive Fires | Aggregated | Aggregated | 2040 | 8.5567e-06 | 0 | 145.2608 | 0.001243 | 2040 | Mitigation | 0.08575 | 30 | 0 | esc | 0.0012005 | 1.0272e-08 | 0.00060025 | 5.1362e-09 | 0.0015435 | 1.3207e-08
[79 empty] | WLDFR | HFTD - Distribution - Tier 3 - 1QU CoRE ¦ 1QU LoRE | Non-Red Flag Warning - Small Fires | 2035 | 9.5913e-06 | 4.7956e-06 | 1.2332e-05 | 0.087211 | 0.040679 | 0.0017655 | 0.044766 | 0 | 0 | 0 | 0.0079894 |  | 8.3646e-07 | 0 | 8.3646e-07 | 4.1823e-07 | 0 | 4.1823e-07 | 1.0755e-06 | 0 | 1.0755e-06 | [16 empty] | 7.3.1.3 Ignition probability mapping showing the probability of ignition along the electric lines and equipmentWLDFRAggregatedAggregated | WLDFR | HFTD - Distribution - Tier 3 - 1QU CoRE ¦ 2QU LoRE | Non-Red Flag Warning - Destructive Fires | Aggregated | Aggregated | 2041 | 8.5567e-06 | 0 | 145.2608 | 0.001243 | 2041 | Mitigation | 0.08575 | 30 | 0 | esc | 0.0012005 | 1.0272e-08 | 0.00060025 | 5.1362e-09 | 0.0015435 | 1.3207e-08
[79 empty] | WLDFR | HFTD - Distribution - Tier 3 - 1QU CoRE ¦ 1QU LoRE | Non-Red Flag Warning - Small Fires | 2036 | 9.5913e-06 | 4.7956e-06 | 1.2332e-05 | 0.087211 | 0.040679 | 0.0017655 | 0.044766 | 0 | 0 | 0 | 0.0079894 |  | 8.3646e-07 | 0 | 8.3646e-07 | 4.1823e-07 | 0 | 4.1823e-07 | 1.0755e-06 | 0 | 1.0755e-06 | [16 empty] | 7.3.1.3 Ignition probability mapping showing the probability of ignition along the electric lines and equipmentWLDFRAggregatedAggregated | WLDFR | HFTD - Distribution - Tier 3 - 1QU CoRE ¦ 2QU LoRE | Non-Red Flag Warning - Destructive Fires | Aggregated | Aggregated | 2042 | 8.5567e-06 | 0 | 145.2608 | 0.001243 | 2042 | Mitigation | 0.08575 | 30 | 0 | esc | 0.0012005 | 1.0272e-08 | 0.00060025 | 5.1362e-09 | 0.0015435 | 1.3207e-08
[79 empty] | WLDFR | HFTD - Distribution - Tier 3 - 1QU CoRE ¦ 1QU LoRE | Non-Red Flag Warning - Small Fires | 2037 | 9.5913e-06 | 4.7956e-06 | 1.2332e-05 | 0.087211 | 0.040679 | 0.0017655 | 0.044766 | 0 | 0 | 0 | 0.0079894 |  | 8.3646e-07 | 0 | 8.3646e-07 | 4.1823e-07 | 0 | 4.1823e-07 | 1.0755e-06 | 0 | 1.0755e-06 | [16 empty] | 7.3.1.3 Ignition probability mapping showing the probability of ignition along the electric lines and equipmentWLDFRAggregatedAggregated | WLDFR | HFTD - Distribution - Tier 3 - 1QU CoRE ¦ 2QU LoRE | Non-Red Flag Warning - Destructive Fires | Aggregated | Aggregated | 2043 | 8.5567e-06 | 0 | 145.2608 | 0.001243 | 2043 | Mitigation | 0.08575 | 30 | 0 | esc | 0.0012005 | 1.0272e-08 | 0.00060025 | 5.1362e-09 | 0.0015435 | 1.3207e-08
[79 empty] | WLDFR | HFTD - Distribution - Tier 3 - 1QU CoRE ¦ 1QU LoRE | Non-Red Flag Warning - Small Fires | 2038 | 9.5913e-06 | 4.7956e-06 | 1.2332e-05 | 0.091184 | 0.042438 | 0.0018418 | 0.046905 | 0 | 0 | 0 | 0.0079894 |  | 8.7457e-07 | 0 | 8.7457e-07 | 4.3729e-07 | 0 | 4.3729e-07 | 1.1244e-06 | 0 | 1.1244e-06 | [16 empty] | 7.3.1.3 Ignition probability mapping showing the probability of ignition along the electric lines and equipmentWLDFRAggregatedAggregated | WLDFR | HFTD - Distribution - Tier 3 - 1QU CoRE ¦ 2QU LoRE | Non-Red Flag Warning - Destructive Fires | Aggregated | Aggregated | 2044 | 8.5567e-06 | 0 | 145.2608 | 0.001243 | 2044 | Mitigation | 0.08575 | 30 | 0 | esc | 0.0012005 | 1.0272e-08 | 0.00060025 | 5.1362e-09 | 0.0015435 | 1.3207e-08
[79 empty] | WLDFR | HFTD - Distribution - Tier 3 - 1QU CoRE ¦ 1QU LoRE | Non-Red Flag Warning - Small Fires | 2039 | 9.5913e-06 | 4.7956e-06 | 1.2332e-05 | 0.091184 | 0.042438 | 0.0018418 | 0.046905 | 0 | 0 | 0 | 0.0079894 |  | 8.7457e-07 | 0 | 8.7457e-07 | 4.3729e-07 | 0 | 4.3729e-07 | 1.1244e-06 | 0 | 1.1244e-06 | [16 empty] | 7.3.1.3 Ignition probability mapping showing the probability of ignition along the electric lines and equipmentWLDFRAggregatedAggregated | WLDFR | HFTD - Distribution - Tier 3 - 1QU CoRE ¦ 2QU LoRE | Non-Red Flag Warning - Destructive Fires | Aggregated | Aggregated | 2045 | 8.5567e-06 | 0 | 145.2608 | 0.001243 | 2045 | Mitigation | 0.08575 | 30 | 0 | esc | 0.0012005 | 1.0272e-08 | 0.00060025 | 5.1362e-09 | 0.0015435 | 1.3207e-08
[79 empty] | WLDFR | HFTD - Distribution - Tier 3 - 1QU CoRE ¦ 1QU LoRE | Non-Red Flag Warning - Small Fires | 2040 | 9.5913e-06 | 4.7956e-06 | 1.2332e-05 | 0.091184 | 0.042438 | 0.0018418 | 0.046905 | 0 | 0 | 0 | 0.0079894 |  | 8.7457e-07 | 0 | 8.7457e-07 | 4.3729e-07 | 0 | 4.3729e-07 | 1.1244e-06 | 0 | 1.1244e-06 | [16 empty] | 7.3.1.3 Ignition probability mapping showing the probability of ignition along the electric lines and equipmentWLDFRAggregatedAggregated | WLDFR | HFTD - Distribution - Tier 3 - 1QU CoRE ¦ 2QU LoRE | Non-Red Flag Warning - Destructive Fires | Aggregated | Aggregated | 2046 | 8.5567e-06 | 0 | 145.2608 | 0.001243 | 2046 | Mitigation | 0.08575 | 30 | 0 | esc | 0.0012005 | 1.0272e-08 | 0.00060025 | 5.1362e-09 | 0.0015435 | 1.3207e-08
[79 empty] | WLDFR | HFTD - Distribution - Tier 3 - 1QU CoRE ¦ 1QU LoRE | Non-Red Flag Warning - Small Fires | 2041 | 9.5913e-06 | 4.7956e-06 | 1.2332e-05 | 0.091184 | 0.042438 | 0.0018418 | 0.046905 | 0 | 0 | 0 | 0.0079894 |  | 8.7457e-07 | 0 | 8.7457e-07 | 4.3729e-07 | 0 | 4.3729e-07 | 1.1244e-06 | 0 | 1.1244e-06 | [16 empty] | 7.3.1.3 Ignition probability mapping showing the probability of ignition along the electric lines and equipmentWLDFRAggregatedAggregated | WLDFR | HFTD - Distribution - Tier 3 - 1QU CoRE ¦ 2QU LoRE | Non-Red Flag Warning - Destructive Fires | Aggregated | Aggregated | 2047 | 8.5567e-06 | 0 | 145.2608 | 0.001243 | 2047 | Mitigation | 0.08575 | 30 | 0 | esc | 0.0012005 | 1.0272e-08 | 0.00060025 | 5.1362e-09 | 0.0015435 | 1.3207e-08
[79 empty] | WLDFR | HFTD - Distribution - Tier 3 - 1QU CoRE ¦ 1QU LoRE | Non-Red Flag Warning - Small Fires | 2042 | 9.5913e-06 | 4.7956e-06 | 1.2332e-05 | 0.091184 | 0.042438 | 0.0018418 | 0.046905 | 0 | 0 | 0 | 0.0079894 |  | 8.7457e-07 | 0 | 8.7457e-07 | 4.3729e-07 | 0 | 4.3729e-07 | 1.1244e-06 | 0 | 1.1244e-06 | [16 empty] | 7.3.1.3 Ignition probability mapping showing the probability of ignition along the electric lines and equipmentWLDFRAggregatedAggregated | WLDFR | HFTD - Distribution - Tier 3 - 1QU CoRE ¦ 2QU LoRE | Non-Red Flag Warning - Destructive Fires | Aggregated | Aggregated | 2048 | 8.5567e-06 | 0 | 145.2608 | 0.001243 | 2048 | Mitigation | 0.08575 | 30 | 0 | esc | 0.0012005 | 1.0272e-08 | 0.00060025 | 5.1362e-09 | 0.0015435 | 1.3207e-08
[79 empty] | WLDFR | HFTD - Distribution - Tier 3 - 1QU CoRE ¦ 1QU LoRE | Non-Red Flag Warning - Small Fires | 2043 | 9.5913e-06 | 4.7956e-06 | 1.2332e-05 | 0.095486 | 0.044306 | 0.0019228 | 0.049257 | 0 | 0 | 0 | 0.0079894 |  | 9.1583e-07 | 0 | 9.1583e-07 | 4.5791e-07 | 0 | 4.5791e-07 | 1.1775e-06 | 0 | 1.1775e-06 | [16 empty] | 7.3.1.3 Ignition probability mapping showing the probability of ignition along the electric lines and equipmentWLDFRAggregatedAggregated | WLDFR | HFTD - Distribution - Tier 3 - 1QU CoRE ¦ 2QU LoRE | Non-Red Flag Warning - Destructive Fires | Aggregated | Aggregated | 2049 | 8.5567e-06 | 0 | 145.2608 | 0.001243 | 2049 | Mitigation | 0.08575 | 30 | 0 | esc | 0.0012005 | 1.0272e-08 | 0.00060025 | 5.1362e-09 | 0.0015435 | 1.3207e-08
[79 empty] | WLDFR | HFTD - Distribution - Tier 3 - 1QU CoRE ¦ 1QU LoRE | Non-Red Flag Warning - Small Fires | 2044 | 9.5913e-06 | 4.7956e-06 | 1.2332e-05 | 0.095486 | 0.044306 | 0.0019228 | 0.049257 | 0 | 0 | 0 | 0.0079894 |  | 9.1583e-07 | 0 | 9.1583e-07 | 4.5791e-07 | 0 | 4.5791e-07 | 1.1775e-06 | 0 | 1.1775e-06 | [16 empty] | 7.3.1.3 Ignition probability mapping showing the probability of ignition along the electric lines and equipmentWLDFRAggregatedAggregated | WLDFR | HFTD - Distribution - Tier 3 - 1QU CoRE ¦ 2QU LoRE | Non-Red Flag Warning - Destructive Fires | Aggregated | Aggregated | 2050 | 8.5567e-06 | 0 | 145.2608 | 0.001243 | 2050 | Mitigation | 0.08575 | 30 | 0 | esc | 0 | 0 | 0.00060025 | 5.1362e-09 | 0.0015435 | 1.3207e-08
[79 empty] | WLDFR | HFTD - Distribution - Tier 3 - 1QU CoRE ¦ 1QU LoRE | Non-Red Flag Warning - Small Fires | 2045 | 9.5913e-06 | 4.7956e-06 | 1.2332e-05 | 0.095486 | 0.044306 | 0.0019228 | 0.049257 | 0 | 0 | 0 | 0.0079894 |  | 9.1583e-07 | 0 | 9.1583e-07 | 4.5791e-07 | 0 | 4.5791e-07 | 1.1775e-06 | 0 | 1.1775e-06 | [16 empty] | 7.3.1.3 Ignition probability mapping showing the probability of ignition along the electric lines and equipmentWLDFRAggregatedAggregated | WLDFR | HFTD - Distribution - Tier 3 - 1QU CoRE ¦ 2QU LoRE | Non-Red Flag Warning - Destructive Fires | Aggregated | Aggregated | 2051 | 8.5567e-06 | 0 | 145.2608 | 0.001243 | 2051 | Mitigation | 0.08575 | 30 | 0 | esc | 0 | 0 | 0 | 0 | 0.0015435 | 1.3207e-08
[79 empty] | WLDFR | HFTD - Distribution - Tier 3 - 1QU CoRE ¦ 1QU LoRE | Non-Red Flag Warning - Small Fires | 2046 | 9.5913e-06 | 4.7956e-06 | 1.2332e-05 | 0.095486 | 0.044306 | 0.0019228 | 0.049257 | 0 | 0 | 0 | 0.0079894 |  | 9.1583e-07 | 0 | 9.1583e-07 | 4.5791e-07 | 0 | 4.5791e-07 | 1.1775e-06 | 0 | 1.1775e-06 | [16 empty] | 7.3.1.3 Ignition probability mapping showing the probability of ignition along the electric lines and equipmentWLDFRAggregatedAggregated | WLDFR | HFTD - Distribution - Tier 3 - 1QU CoRE ¦ 2QU LoRE | Non-Red Flag Warning - Large Fires | Aggregated | Aggregated | 2021 | 5.7819e-05 | 0 | 145.2608 | 0.0083988 | 2021 | Mitigation | 0.08575 | 30 | 0 | esc | 0.0012005 | 6.9411e-08 | 0.00060025 | 3.4706e-08 | 0 | 0
[79 empty] | WLDFR | HFTD - Distribution - Tier 3 - 1QU CoRE ¦ 1QU LoRE | Non-Red Flag Warning - Small Fires | 2047 | 9.5913e-06 | 4.7956e-06 | 1.2332e-05 | 0.095486 | 0.044306 | 0.0019228 | 0.049257 | 0 | 0 | 0 | 0.0079894 |  | 9.1583e-07 | 0 | 9.1583e-07 | 4.5791e-07 | 0 | 4.5791e-07 | 1.1775e-06 | 0 | 1.1775e-06 | [16 empty] | 7.3.1.3 Ignition probability mapping showing the probability of ignition along the electric lines and equipmentWLDFRAggregatedAggregated | WLDFR | HFTD - Distribution - Tier 3 - 1QU CoRE ¦ 2QU LoRE | Non-Red Flag Warning - Large Fires | Aggregated | Aggregated | 2022 | 5.7819e-05 | 0 | 145.2608 | 0.0083988 | 2022 | Mitigation | 0.08575 | 30 | 0 | esc | 0.0012005 | 6.9411e-08 | 0.00060025 | 3.4706e-08 | 0.0015435 | 8.9243e-08
[79 empty] | WLDFR | HFTD - Distribution - Tier 3 - 1QU CoRE ¦ 1QU LoRE | Non-Red Flag Warning - Small Fires | 2048 | 9.5913e-06 | 4.7956e-06 | 1.2332e-05 | 0.10007 | 0.04626 | 0.0020076 | 0.051804 | 0 | 0 | 0 | 0.0079894 |  | 9.5981e-07 | 0 | 9.5981e-07 | 4.7991e-07 | 0 | 4.7991e-07 | 1.234e-06 | 0 | 1.234e-06 | [16 empty] | 7.3.1.3 Ignition probability mapping showing the probability of ignition along the electric lines and equipmentWLDFRAggregatedAggregated | WLDFR | HFTD - Distribution - Tier 3 - 1QU CoRE ¦ 2QU LoRE | Non-Red Flag Warning - Large Fires | Aggregated | Aggregated | 2023 | 5.7819e-05 | 0 | 145.2608 | 0.0083988 | 2023 | Mitigation | 0.08575 | 30 | 0 | esc | 0.0012005 | 6.9411e-08 | 0.00060025 | 3.4706e-08 | 0.0015435 | 8.9243e-08
[79 empty] | WLDFR | HFTD - Distribution - Tier 3 - 1QU CoRE ¦ 1QU LoRE | Non-Red Flag Warning - Small Fires | 2049 | 9.5913e-06 | 4.7956e-06 | 1.2332e-05 | 0.10007 | 0.04626 | 0.0020076 | 0.051804 | 0 | 0 | 0 | 0.0079894 |  | 9.5981e-07 | 0 | 9.5981e-07 | 4.7991e-07 | 0 | 4.7991e-07 | 1.234e-06 | 0 | 1.234e-06 | [16 empty] | 7.3.1.3 Ignition probability mapping showing the probability of ignition along the electric lines and equipmentWLDFRAggregatedAggregated | WLDFR | HFTD - Distribution - Tier 3 - 1QU CoRE ¦ 2QU LoRE | Non-Red Flag Warning - Large Fires | Aggregated | Aggregated | 2024 | 5.7819e-05 | 0 | 145.2608 | 0.0083988 | 2024 | Mitigation | 0.08575 | 30 | 0 | esc | 0.0012005 | 6.9411e-08 | 0.00060025 | 3.4706e-08 | 0.0015435 | 8.9243e-08
[79 empty] | WLDFR | HFTD - Distribution - Tier 3 - 1QU CoRE ¦ 1QU LoRE | Non-Red Flag Warning - Small Fires | 2050 | 0 | 4.7956e-06 | 1.2332e-05 | 0.10007 | 0.04626 | 0.0020076 | 0.051804 | 0 | 0 | 0 | 0.0079894 |  | 0 | 0 | 0 | 4.7991e-07 | 0 | 4.7991e-07 | 1.234e-06 | 0 | 1.234e-06 | [16 empty] | 7.3.1.3 Ignition probability mapping showing the probability of ignition along the electric lines and equipmentWLDFRAggregatedAggregated | WLDFR | HFTD - Distribution - Tier 3 - 1QU CoRE ¦ 2QU LoRE | Non-Red Flag Warning - Large Fires | Aggregated | Aggregated | 2025 | 5.7819e-05 | 0 | 145.2608 | 0.0083988 | 2025 | Mitigation | 0.08575 | 30 | 0 | esc | 0.0012005 | 6.9411e-08 | 0.00060025 | 3.4706e-08 | 0.0015435 | 8.9243e-08
[79 empty] | WLDFR | HFTD - Distribution - Tier 3 - 1QU CoRE ¦ 1QU LoRE | Non-Red Flag Warning - Small Fires | 2051 | 0 | 0 | 1.2332e-05 | 0.10007 | 0.04626 | 0.0020076 | 0.051804 | 0 | 0 | 0 | 0.0079894 |  | 0 | 0 | 0 | 0 | 0 | 0 | 1.234e-06 | 0 | 1.234e-06 | [16 empty] | 7.3.1.3 Ignition probability mapping showing the probability of ignition along the electric lines and equipmentWLDFRAggregatedAggregated | WLDFR | HFTD - Distribution - Tier 3 - 1QU CoRE ¦ 2QU LoRE | Non-Red Flag Warning - Large Fires | Aggregated | Aggregated | 2026 | 5.7819e-05 | 0 | 145.2608 | 0.0083988 | 2026 | Mitigation | 0.08575 | 30 | 0 | esc | 0.0012005 | 6.9411e-08 | 0.00060025 | 3.4706e-08 | 0.0015435 | 8.9243e-08
[79 empty] | WLDFR | HFTD - Distribution - Tier 3 - 1QU CoRE ¦ 1QU LoRE | Red Flag Warning - Catastrophic Fires | 2020 | 3.6919e-07 | 0 | 0 | 14146.1306 | 222.2294 | 8585.7228 | 5338.1784 | 0 | 0 | 0 | 0.00030753 |  | 0.0052227 | 0 | 0.0052227 | 0 | 0 | 0 | 0 | 0 | 0 | [16 empty] | 7.3.1.3 Ignition probability mapping showing the probability of ignition along the electric lines and equipmentWLDFRAggregatedAggregated | WLDFR | HFTD - Distribution - Tier 3 - 1QU CoRE ¦ 2QU LoRE | Non-Red Flag Warning - Large Fires | Aggregated | Aggregated | 2027 | 5.7819e-05 | 0 | 145.2608 | 0.0083988 | 2027 | Mitigation | 0.08575 | 30 | 0 | esc | 0.0012005 | 6.9411e-08 | 0.00060025 | 3.4706e-08 | 0.0015435 | 8.9243e-08
[79 empty] | WLDFR | HFTD - Distribution - Tier 3 - 1QU CoRE ¦ 1QU LoRE | Red Flag Warning - Catastrophic Fires | 2021 | 3.6919e-07 | 1.846e-07 | 0 | 14146.1306 | 222.2294 | 8585.7228 | 5338.1784 | 0 | 0 | 0 | 0.00030753 |  | 0.0052227 | 0 | 0.0052227 | 0.0026113 | 0 | 0.0026113 | 0 | 0 | 0 | [16 empty] | 7.3.1.3 Ignition probability mapping showing the probability of ignition along the electric lines and equipmentWLDFRAggregatedAggregated | WLDFR | HFTD - Distribution - Tier 3 - 1QU CoRE ¦ 2QU LoRE | Non-Red Flag Warning - Large Fires | Aggregated | Aggregated | 2028 | 5.7819e-05 | 0 | 145.2608 | 0.0083988 | 2028 | Mitigation | 0.08575 | 30 | 0 | esc | 0.0012005 | 6.9411e-08 | 0.00060025 | 3.4706e-08 | 0.0015435 | 8.9243e-08
[79 empty] | WLDFR | HFTD - Distribution - Tier 3 - 1QU CoRE ¦ 1QU LoRE | Red Flag Warning - Catastrophic Fires | 2022 | 3.6919e-07 | 1.846e-07 | 4.7468e-07 | 14146.1306 | 222.2294 | 8585.7228 | 5338.1784 | 0 | 0 | 0 | 0.00030753 |  | 0.0052227 | 0 | 0.0052227 | 0.0026113 | 0 | 0.0026113 | 0.0067148 | 0 | 0.0067148 | [16 empty] | 7.3.1.3 Ignition probability mapping showing the probability of ignition along the electric lines and equipmentWLDFRAggregatedAggregated | WLDFR | HFTD - Distribution - Tier 3 - 1QU CoRE ¦ 2QU LoRE | Non-Red Flag Warning - Large Fires | Aggregated | Aggregated | 2029 | 5.7819e-05 | 0 | 145.2608 | 0.0083988 | 2029 | Mitigation | 0.08575 | 30 | 0 | esc | 0.0012005 | 6.9411e-08 | 0.00060025 | 3.4706e-08 | 0.0015435 | 8.9243e-08
[79 empty] | WLDFR | HFTD - Distribution - Tier 3 - 1QU CoRE ¦ 1QU LoRE | Red Flag Warning - Catastrophic Fires | 2023 | 3.6919e-07 | 1.846e-07 | 4.7468e-07 | 14664.6376 | 233.2301 | 8896.516 | 5534.8915 | 0 | 0 | 0 | 0.00030753 |  | 0.0054141 | 0 | 0.0054141 | 0.002707 | 0 | 0.002707 | 0.006961 | 0 | 0.006961 | [16 empty] | 7.3.1.3 Ignition probability mapping showing the probability of ignition along the electric lines and equipmentWLDFRAggregatedAggregated | WLDFR | HFTD - Distribution - Tier 3 - 1QU CoRE ¦ 2QU LoRE | Non-Red Flag Warning - Large Fires | Aggregated | Aggregated | 2030 | 5.7819e-05 | 0 | 145.2608 | 0.0083988 | 2030 | Mitigation | 0.08575 | 30 | 0 | esc | 0.0012005 | 6.9411e-08 | 0.00060025 | 3.4706e-08 | 0.0015435 | 8.9243e-08
[79 empty] | WLDFR | HFTD - Distribution - Tier 3 - 1QU CoRE ¦ 1QU LoRE | Red Flag Warning - Catastrophic Fires | 2024 | 3.6919e-07 | 1.846e-07 | 4.7468e-07 | 14664.6376 | 233.2301 | 8896.516 | 5534.8915 | 0 | 0 | 0 | 0.00030753 |  | 0.0054141 | 0 | 0.0054141 | 0.002707 | 0 | 0.002707 | 0.006961 | 0 | 0.006961 | [16 empty] | 7.3.1.3 Ignition probability mapping showing the probability of ignition along the electric lines and equipmentWLDFRAggregatedAggregated | WLDFR | HFTD - Distribution - Tier 3 - 1QU CoRE ¦ 2QU LoRE | Non-Red Flag Warning - Large Fires | Aggregated | Aggregated | 2031 | 5.7819e-05 | 0 | 145.2608 | 0.0083988 | 2031 | Mitigation | 0.08575 | 30 | 0 | esc | 0.0012005 | 6.9411e-08 | 0.00060025 | 3.4706e-08 | 0.0015435 | 8.9243e-08
[79 empty] | WLDFR | HFTD - Distribution - Tier 3 - 1QU CoRE ¦ 1QU LoRE | Red Flag Warning - Catastrophic Fires | 2025 | 3.6919e-07 | 1.846e-07 | 4.7468e-07 | 14664.6376 | 233.2301 | 8896.516 | 5534.8915 | 0 | 0 | 0 | 0.00030753 |  | 0.0054141 | 0 | 0.0054141 | 0.002707 | 0 | 0.002707 | 0.006961 | 0 | 0.006961 | [16 empty] | 7.3.1.3 Ignition probability mapping showing the probability of ignition along the electric lines and equipmentWLDFRAggregatedAggregated | WLDFR | HFTD - Distribution - Tier 3 - 1QU CoRE ¦ 2QU LoRE | Non-Red Flag Warning - Large Fires | Aggregated | Aggregated | 2032 | 5.7819e-05 | 0 | 145.2608 | 0.0083988 | 2032 | Mitigation | 0.08575 | 30 | 0 | esc | 0.0012005 | 6.9411e-08 | 0.00060025 | 3.4706e-08 | 0.0015435 | 8.9243e-08
[79 empty] | WLDFR | HFTD - Distribution - Tier 3 - 1QU CoRE ¦ 1QU LoRE | Red Flag Warning - Catastrophic Fires | 2026 | 3.6919e-07 | 1.846e-07 | 4.7468e-07 | 14664.6376 | 233.2301 | 8896.516 | 5534.8915 | 0 | 0 | 0 | 0.00030753 |  | 0.0054141 | 0 | 0.0054141 | 0.002707 | 0 | 0.002707 | 0.006961 | 0 | 0.006961 | [16 empty] | 7.3.1.3 Ignition probability mapping showing the probability of ignition along the electric lines and equipmentWLDFRAggregatedAggregated | WLDFR | HFTD - Distribution - Tier 3 - 1QU CoRE ¦ 2QU LoRE | Non-Red Flag Warning - Large Fires | Aggregated | Aggregated | 2033 | 5.7819e-05 | 0 | 145.2608 | 0.0083988 | 2033 | Mitigation | 0.08575 | 30 | 0 | esc | 0.0012005 | 6.9411e-08 | 0.00060025 | 3.4706e-08 | 0.0015435 | 8.9243e-08
[79 empty] | WLDFR | HFTD - Distribution - Tier 3 - 1QU CoRE ¦ 1QU LoRE | Red Flag Warning - Catastrophic Fires | 2027 | 3.6919e-07 | 1.846e-07 | 4.7468e-07 | 14664.6376 | 233.2301 | 8896.516 | 5534.8915 | 0 | 0 | 0 | 0.00030753 |  | 0.0054141 | 0 | 0.0054141 | 0.002707 | 0 | 0.002707 | 0.006961 | 0 | 0.006961 | [16 empty] | 7.3.1.3 Ignition probability mapping showing the probability of ignition along the electric lines and equipmentWLDFRAggregatedAggregated | WLDFR | HFTD - Distribution - Tier 3 - 1QU CoRE ¦ 2QU LoRE | Non-Red Flag Warning - Large Fires | Aggregated | Aggregated | 2034 | 5.7819e-05 | 0 | 145.2608 | 0.0083988 | 2034 | Mitigation | 0.08575 | 30 | 0 | esc | 0.0012005 | 6.9411e-08 | 0.00060025 | 3.4706e-08 | 0.0015435 | 8.9243e-08
[79 empty] | WLDFR | HFTD - Distribution - Tier 3 - 1QU CoRE ¦ 1QU LoRE | Red Flag Warning - Catastrophic Fires | 2028 | 3.6919e-07 | 1.846e-07 | 4.7468e-07 | 15317.9909 | 247.273 | 9287.6491 | 5783.0689 | 0 | 0 | 0 | 0.00030753 |  | 0.0056553 | 0 | 0.0056553 | 0.0028276 | 0 | 0.0028276 | 0.0072711 | 0 | 0.0072711 | [16 empty] | 7.3.1.3 Ignition probability mapping showing the probability of ignition along the electric lines and equipmentWLDFRAggregatedAggregated | WLDFR | HFTD - Distribution - Tier 3 - 1QU CoRE ¦ 2QU LoRE | Non-Red Flag Warning - Large Fires | Aggregated | Aggregated | 2035 | 5.7819e-05 | 0 | 145.2608 | 0.0083988 | 2035 | Mitigation | 0.08575 | 30 | 0 | esc | 0.0012005 | 6.9411e-08 | 0.00060025 | 3.4706e-08 | 0.0015435 | 8.9243e-08
[79 empty] | WLDFR | HFTD - Distribution - Tier 3 - 1QU CoRE ¦ 1QU LoRE | Red Flag Warning - Catastrophic Fires | 2029 | 3.6919e-07 | 1.846e-07 | 4.7468e-07 | 15317.9909 | 247.273 | 9287.6491 | 5783.0689 | 0 | 0 | 0 | 0.00030753 |  | 0.0056553 | 0 | 0.0056553 | 0.0028276 | 0 | 0.0028276 | 0.0072711 | 0 | 0.0072711 | [16 empty] | 7.3.1.3 Ignition probability mapping showing the probability of ignition along the electric lines and equipmentWLDFRAggregatedAggregated | WLDFR | HFTD - Distribution - Tier 3 - 1QU CoRE ¦ 2QU LoRE | Non-Red Flag Warning - Large Fires | Aggregated | Aggregated | 2036 | 5.7819e-05 | 0 | 145.2608 | 0.0083988 | 2036 | Mitigation | 0.08575 | 30 | 0 | esc | 0.0012005 | 6.9411e-08 | 0.00060025 | 3.4706e-08 | 0.0015435 | 8.9243e-08
[79 empty] | WLDFR | HFTD - Distribution - Tier 3 - 1QU CoRE ¦ 1QU LoRE | Red Flag Warning - Catastrophic Fires | 2030 | 3.6919e-07 | 1.846e-07 | 4.7468e-07 | 15317.9909 | 247.273 | 9287.6491 | 5783.0689 | 0 | 0 | 0 | 0.00030753 |  | 0.0056553 | 0 | 0.0056553 | 0.0028276 | 0 | 0.0028276 | 0.0072711 | 0 | 0.0072711 | [16 empty] | 7.3.1.3 Ignition probability mapping showing the probability of ignition along the electric lines and equipmentWLDFRAggregatedAggregated | WLDFR | HFTD - Distribution - Tier 3 - 1QU CoRE ¦ 2QU LoRE | Non-Red Flag Warning - Large Fires | Aggregated | Aggregated | 2037 | 5.7819e-05 | 0 | 145.2608 | 0.0083988 | 2037 | Mitigation | 0.08575 | 30 | 0 | esc | 0.0012005 | 6.9411e-08 | 0.00060025 | 3.4706e-08 | 0.0015435 | 8.9243e-08
[79 empty] | WLDFR | HFTD - Distribution - Tier 3 - 1QU CoRE ¦ 1QU LoRE | Red Flag Warning - Catastrophic Fires | 2031 | 3.6919e-07 | 1.846e-07 | 4.7468e-07 | 15317.9909 | 247.273 | 9287.6491 | 5783.0689 | 0 | 0 | 0 | 0.00030753 |  | 0.0056553 | 0 | 0.0056553 | 0.0028276 | 0 | 0.0028276 | 0.0072711 | 0 | 0.0072711 | [16 empty] | 7.3.1.3 Ignition probability mapping showing the probability of ignition along the electric lines and equipmentWLDFRAggregatedAggregated | WLDFR | HFTD - Distribution - Tier 3 - 1QU CoRE ¦ 2QU LoRE | Non-Red Flag Warning - Large Fires | Aggregated | Aggregated | 2038 | 5.7819e-05 | 0 | 145.2608 | 0.0083988 | 2038 | Mitigation | 0.08575 | 30 | 0 | esc | 0.0012005 | 6.9411e-08 | 0.00060025 | 3.4706e-08 | 0.0015435 | 8.9243e-08
[79 empty] | WLDFR | HFTD - Distribution - Tier 3 - 1QU CoRE ¦ 1QU LoRE | Red Flag Warning - Catastrophic Fires | 2032 | 3.6919e-07 | 1.846e-07 | 4.7468e-07 | 15317.9909 | 247.273 | 9287.6491 | 5783.0689 | 0 | 0 | 0 | 0.00030753 |  | 0.0056553 | 0 | 0.0056553 | 0.0028276 | 0 | 0.0028276 | 0.0072711 | 0 | 0.0072711 | [16 empty] | 7.3.1.3 Ignition probability mapping showing the probability of ignition along the electric lines and equipmentWLDFRAggregatedAggregated | WLDFR | HFTD - Distribution - Tier 3 - 1QU CoRE ¦ 2QU LoRE | Non-Red Flag Warning - Large Fires | Aggregated | Aggregated | 2039 | 5.7819e-05 | 0 | 145.2608 | 0.0083988 | 2039 | Mitigation | 0.08575 | 30 | 0 | esc | 0.0012005 | 6.9411e-08 | 0.00060025 | 3.4706e-08 | 0.0015435 | 8.9243e-08
[79 empty] | WLDFR | HFTD - Distribution - Tier 3 - 1QU CoRE ¦ 1QU LoRE | Red Flag Warning - Catastrophic Fires | 2033 | 3.6919e-07 | 1.846e-07 | 4.7468e-07 | 16044.1264 | 263.1074 | 9721.74 | 6059.2791 | 0 | 0 | 0 | 0.00030753 |  | 0.0059234 | 0 | 0.0059234 | 0.0029617 | 0 | 0.0029617 | 0.0076158 | 0 | 0.0076158 | [16 empty] | 7.3.1.3 Ignition probability mapping showing the probability of ignition along the electric lines and equipmentWLDFRAggregatedAggregated | WLDFR | HFTD - Distribution - Tier 3 - 1QU CoRE ¦ 2QU LoRE | Non-Red Flag Warning - Large Fires | Aggregated | Aggregated | 2040 | 5.7819e-05 | 0 | 145.2608 | 0.0083988 | 2040 | Mitigation | 0.08575 | 30 | 0 | esc | 0.0012005 | 6.9411e-08 | 0.00060025 | 3.4706e-08 | 0.0015435 | 8.9243e-08
[79 empty] | WLDFR | HFTD - Distribution - Tier 3 - 1QU CoRE ¦ 1QU LoRE | Red Flag Warning - Catastrophic Fires | 2034 | 3.6919e-07 | 1.846e-07 | 4.7468e-07 | 16044.1264 | 263.1074 | 9721.74 | 6059.2791 | 0 | 0 | 0 | 0.00030753 |  | 0.0059234 | 0 | 0.0059234 | 0.0029617 | 0 | 0.0029617 | 0.0076158 | 0 | 0.0076158 | [16 empty] | 7.3.1.3 Ignition probability mapping showing the probability of ignition along the electric lines and equipmentWLDFRAggregatedAggregated | WLDFR | HFTD - Distribution - Tier 3 - 1QU CoRE ¦ 2QU LoRE | Non-Red Flag Warning - Large Fires | Aggregated | Aggregated | 2041 | 5.7819e-05 | 0 | 145.2608 | 0.0083988 | 2041 | Mitigation | 0.08575 | 30 | 0 | esc | 0.0012005 | 6.9411e-08 | 0.00060025 | 3.4706e-08 | 0.0015435 | 8.9243e-08
[79 empty] | WLDFR | HFTD - Distribution - Tier 3 - 1QU CoRE ¦ 1QU LoRE | Red Flag Warning - Catastrophic Fires | 2035 | 3.6919e-07 | 1.846e-07 | 4.7468e-07 | 16044.1264 | 263.1074 | 9721.74 | 6059.2791 | 0 | 0 | 0 | 0.00030753 |  | 0.0059234 | 0 | 0.0059234 | 0.0029617 | 0 | 0.0029617 | 0.0076158 | 0 | 0.0076158 | [16 empty] | 7.3.1.3 Ignition probability mapping showing the probability of ignition along the electric lines and equipmentWLDFRAggregatedAggregated | WLDFR | HFTD - Distribution - Tier 3 - 1QU CoRE ¦ 2QU LoRE | Non-Red Flag Warning - Large Fires | Aggregated | Aggregated | 2042 | 5.7819e-05 | 0 | 145.2608 | 0.0083988 | 2042 | Mitigation | 0.08575 | 30 | 0 | esc | 0.0012005 | 6.9411e-08 | 0.00060025 | 3.4706e-08 | 0.0015435 | 8.9243e-08
[79 empty] | WLDFR | HFTD - Distribution - Tier 3 - 1QU CoRE ¦ 1QU LoRE | Red Flag Warning - Catastrophic Fires | 2036 | 3.6919e-07 | 1.846e-07 | 4.7468e-07 | 16044.1264 | 263.1074 | 9721.74 | 6059.2791 | 0 | 0 | 0 | 0.00030753 |  | 0.0059234 | 0 | 0.0059234 | 0.0029617 | 0 | 0.0029617 | 0.0076158 | 0 | 0.0076158 | [16 empty] | 7.3.1.3 Ignition probability mapping showing the probability of ignition along the electric lines and equipmentWLDFRAggregatedAggregated | WLDFR | HFTD - Distribution - Tier 3 - 1QU CoRE ¦ 2QU LoRE | Non-Red Flag Warning - Large Fires | Aggregated | Aggregated | 2043 | 5.7819e-05 | 0 | 145.2608 | 0.0083988 | 2043 | Mitigation | 0.08575 | 30 | 0 | esc | 0.0012005 | 6.9411e-08 | 0.00060025 | 3.4706e-08 | 0.0015435 | 8.9243e-08
[79 empty] | WLDFR | HFTD - Distribution - Tier 3 - 1QU CoRE ¦ 1QU LoRE | Red Flag Warning - Catastrophic Fires | 2037 | 3.6919e-07 | 1.846e-07 | 4.7468e-07 | 16044.1264 | 263.1074 | 9721.74 | 6059.2791 | 0 | 0 | 0 | 0.00030753 |  | 0.0059234 | 0 | 0.0059234 | 0.0029617 | 0 | 0.0029617 | 0.0076158 | 0 | 0.0076158 | [16 empty] | 7.3.1.3 Ignition probability mapping showing the probability of ignition along the electric lines and equipmentWLDFRAggregatedAggregated | WLDFR | HFTD - Distribution - Tier 3 - 1QU CoRE ¦ 2QU LoRE | Non-Red Flag Warning - Large Fires | Aggregated | Aggregated | 2044 | 5.7819e-05 | 0 | 145.2608 | 0.0083988 | 2044 | Mitigation | 0.08575 | 30 | 0 | esc | 0.0012005 | 6.9411e-08 | 0.00060025 | 3.4706e-08 | 0.0015435 | 8.9243e-08
[79 empty] | WLDFR | HFTD - Distribution - Tier 3 - 1QU CoRE ¦ 1QU LoRE | Red Flag Warning - Catastrophic Fires | 2038 | 3.6919e-07 | 1.846e-07 | 4.7468e-07 | 16832.3912 | 280.5544 | 10192.2718 | 6359.5651 | 0 | 0 | 0 | 0.00030753 |  | 0.0062144 | 0 | 0.0062144 | 0.0031072 | 0 | 0.0031072 | 0.0079899 | 0 | 0.0079899 | [16 empty] | 7.3.1.3 Ignition probability mapping showing the probability of ignition along the electric lines and equipmentWLDFRAggregatedAggregated | WLDFR | HFTD - Distribution - Tier 3 - 1QU CoRE ¦ 2QU LoRE | Non-Red Flag Warning - Large Fires | Aggregated | Aggregated | 2045 | 5.7819e-05 | 0 | 145.2608 | 0.0083988 | 2045 | Mitigation | 0.08575 | 30 | 0 | esc | 0.0012005 | 6.9411e-08 | 0.00060025 | 3.4706e-08 | 0.0015435 | 8.9243e-08
[79 empty] | WLDFR | HFTD - Distribution - Tier 3 - 1QU CoRE ¦ 1QU LoRE | Red Flag Warning - Catastrophic Fires | 2039 | 3.6919e-07 | 1.846e-07 | 4.7468e-07 | 16832.3912 | 280.5544 | 10192.2718 | 6359.5651 | 0 | 0 | 0 | 0.00030753 |  | 0.0062144 | 0 | 0.0062144 | 0.0031072 | 0 | 0.0031072 | 0.0079899 | 0 | 0.0079899 | [16 empty] | 7.3.1.3 Ignition probability mapping showing the probability of ignition along the electric lines and equipmentWLDFRAggregatedAggregated | WLDFR | HFTD - Distribution - Tier 3 - 1QU CoRE ¦ 2QU LoRE | Non-Red Flag Warning - Large Fires | Aggregated | Aggregated | 2046 | 5.7819e-05 | 0 | 145.2608 | 0.0083988 | 2046 | Mitigation | 0.08575 | 30 | 0 | esc | 0.0012005 | 6.9411e-08 | 0.00060025 | 3.4706e-08 | 0.0015435 | 8.9243e-08
[79 empty] | WLDFR | HFTD - Distribution - Tier 3 - 1QU CoRE ¦ 1QU LoRE | Red Flag Warning - Catastrophic Fires | 2040 | 3.6919e-07 | 1.846e-07 | 4.7468e-07 | 16832.3912 | 280.5544 | 10192.2718 | 6359.5651 | 0 | 0 | 0 | 0.00030753 |  | 0.0062144 | 0 | 0.0062144 | 0.0031072 | 0 | 0.0031072 | 0.0079899 | 0 | 0.0079899 | [16 empty] | 7.3.1.3 Ignition probability mapping showing the probability of ignition along the electric lines and equipmentWLDFRAggregatedAggregated | WLDFR | HFTD - Distribution - Tier 3 - 1QU CoRE ¦ 2QU LoRE | Non-Red Flag Warning - Large Fires | Aggregated | Aggregated | 2047 | 5.7819e-05 | 0 | 145.2608 | 0.0083988 | 2047 | Mitigation | 0.08575 | 30 | 0 | esc | 0.0012005 | 6.9411e-08 | 0.00060025 | 3.4706e-08 | 0.0015435 | 8.9243e-08
[79 empty] | WLDFR | HFTD - Distribution - Tier 3 - 1QU CoRE ¦ 1QU LoRE | Red Flag Warning - Catastrophic Fires | 2041 | 3.6919e-07 | 1.846e-07 | 4.7468e-07 | 16832.3912 | 280.5544 | 10192.2718 | 6359.5651 | 0 | 0 | 0 | 0.00030753 |  | 0.0062144 | 0 | 0.0062144 | 0.0031072 | 0 | 0.0031072 | 0.0079899 | 0 | 0.0079899 | [16 empty] | 7.3.1.3 Ignition probability mapping showing the probability of ignition along the electric lines and equipmentWLDFRAggregatedAggregated | WLDFR | HFTD - Distribution - Tier 3 - 1QU CoRE ¦ 2QU LoRE | Non-Red Flag Warning - Large Fires | Aggregated | Aggregated | 2048 | 5.7819e-05 | 0 | 145.2608 | 0.0083988 | 2048 | Mitigation | 0.08575 | 30 | 0 | esc | 0.0012005 | 6.9411e-08 | 0.00060025 | 3.4706e-08 | 0.0015435 | 8.9243e-08
[79 empty] | WLDFR | HFTD - Distribution - Tier 3 - 1QU CoRE ¦ 1QU LoRE | Red Flag Warning - Catastrophic Fires | 2042 | 3.6919e-07 | 1.846e-07 | 4.7468e-07 | 16832.3912 | 280.5544 | 10192.2718 | 6359.5651 | 0 | 0 | 0 | 0.00030753 |  | 0.0062144 | 0 | 0.0062144 | 0.0031072 | 0 | 0.0031072 | 0.0079899 | 0 | 0.0079899 | [16 empty] | 7.3.1.3 Ignition probability mapping showing the probability of ignition along the electric lines and equipmentWLDFRAggregatedAggregated | WLDFR | HFTD - Distribution - Tier 3 - 1QU CoRE ¦ 2QU LoRE | Non-Red Flag Warning - Large Fires | Aggregated | Aggregated | 2049 | 5.7819e-05 | 0 | 145.2608 | 0.0083988 | 2049 | Mitigation | 0.08575 | 30 | 0 | esc | 0.0012005 | 6.9411e-08 | 0.00060025 | 3.4706e-08 | 0.0015435 | 8.9243e-08
[79 empty] | WLDFR | HFTD - Distribution - Tier 3 - 1QU CoRE ¦ 1QU LoRE | Red Flag Warning - Catastrophic Fires | 2043 | 3.6919e-07 | 1.846e-07 | 4.7468e-07 | 17672.0852 | 299.42 | 10692.7362 | 6679.929 | 0 | 0 | 0 | 0.00030753 |  | 0.0065244 | 0 | 0.0065244 | 0.0032622 | 0 | 0.0032622 | 0.0083885 | 0 | 0.0083885 | [16 empty] | 7.3.1.3 Ignition probability mapping showing the probability of ignition along the electric lines and equipmentWLDFRAggregatedAggregated | WLDFR | HFTD - Distribution - Tier 3 - 1QU CoRE ¦ 2QU LoRE | Non-Red Flag Warning - Large Fires | Aggregated | Aggregated | 2050 | 5.7819e-05 | 0 | 145.2608 | 0.0083988 | 2050 | Mitigation | 0.08575 | 30 | 0 | esc | 0 | 0 | 0.00060025 | 3.4706e-08 | 0.0015435 | 8.9243e-08
[79 empty] | WLDFR | HFTD - Distribution - Tier 3 - 1QU CoRE ¦ 1QU LoRE | Red Flag Warning - Catastrophic Fires | 2044 | 3.6919e-07 | 1.846e-07 | 4.7468e-07 | 17672.0852 | 299.42 | 10692.7362 | 6679.929 | 0 | 0 | 0 | 0.00030753 |  | 0.0065244 | 0 | 0.0065244 | 0.0032622 | 0 | 0.0032622 | 0.0083885 | 0 | 0.0083885 | [16 empty] | 7.3.1.3 Ignition probability mapping showing the probability of ignition along the electric lines and equipmentWLDFRAggregatedAggregated | WLDFR | HFTD - Distribution - Tier 3 - 1QU CoRE ¦ 2QU LoRE | Non-Red Flag Warning - Large Fires | Aggregated | Aggregated | 2051 | 5.7819e-05 | 0 | 145.2608 | 0.0083988 | 2051 | Mitigation | 0.08575 | 30 | 0 | esc | 0 | 0 | 0 | 0 | 0.0015435 | 8.9243e-08
[79 empty] | WLDFR | HFTD - Distribution - Tier 3 - 1QU CoRE ¦ 1QU LoRE | Red Flag Warning - Catastrophic Fires | 2045 | 3.6919e-07 | 1.846e-07 | 4.7468e-07 | 17672.0852 | 299.42 | 10692.7362 | 6679.929 | 0 | 0 | 0 | 0.00030753 |  | 0.0065244 | 0 | 0.0065244 | 0.0032622 | 0 | 0.0032622 | 0.0083885 | 0 | 0.0083885 | [16 empty] | 7.3.1.3 Ignition probability mapping showing the probability of ignition along the electric lines and equipmentWLDFRAggregatedAggregated | WLDFR | HFTD - Distribution - Tier 3 - 1QU CoRE ¦ 2QU LoRE | Non-Red Flag Warning - Small Fires | Aggregated | Aggregated | 2021 | 0.0055929 | 0 | 145.2608 | 0.81242 | 2021 | Mitigation | 0.08575 | 30 | 0 | esc | 0.0012005 | 6.7142e-06 | 0.00060025 | 3.3571e-06 | 0 | 0
[79 empty] | WLDFR | HFTD - Distribution - Tier 3 - 1QU CoRE ¦ 1QU LoRE | Red Flag Warning - Catastrophic Fires | 2046 | 3.6919e-07 | 1.846e-07 | 4.7468e-07 | 17672.0852 | 299.42 | 10692.7362 | 6679.929 | 0 | 0 | 0 | 0.00030753 |  | 0.0065244 | 0 | 0.0065244 | 0.0032622 | 0 | 0.0032622 | 0.0083885 | 0 | 0.0083885 | [16 empty] | 7.3.1.3 Ignition probability mapping showing the probability of ignition along the electric lines and equipmentWLDFRAggregatedAggregated | WLDFR | HFTD - Distribution - Tier 3 - 1QU CoRE ¦ 2QU LoRE | Non-Red Flag Warning - Small Fires | Aggregated | Aggregated | 2022 | 0.0055929 | 0 | 145.2608 | 0.81242 | 2022 | Mitigation | 0.08575 | 30 | 0 | esc | 0.0012005 | 6.7142e-06 | 0.00060025 | 3.3571e-06 | 0.0015435 | 8.6326e-06
[79 empty] | WLDFR | HFTD - Distribution - Tier 3 - 1QU CoRE ¦ 1QU LoRE | Red Flag Warning - Catastrophic Fires | 2047 | 3.6919e-07 | 1.846e-07 | 4.7468e-07 | 17672.0852 | 299.42 | 10692.7362 | 6679.929 | 0 | 0 | 0 | 0.00030753 |  | 0.0065244 | 0 | 0.0065244 | 0.0032622 | 0 | 0.0032622 | 0.0083885 | 0 | 0.0083885 | [16 empty] | 7.3.1.3 Ignition probability mapping showing the probability of ignition along the electric lines and equipmentWLDFRAggregatedAggregated | WLDFR | HFTD - Distribution - Tier 3 - 1QU CoRE ¦ 2QU LoRE | Non-Red Flag Warning - Small Fires | Aggregated | Aggregated | 2023 | 0.0055929 | 0 | 145.2608 | 0.81242 | 2023 | Mitigation | 0.08575 | 30 | 0 | esc | 0.0012005 | 6.7142e-06 | 0.00060025 | 3.3571e-06 | 0.0015435 | 8.6326e-06
[79 empty] | WLDFR | HFTD - Distribution - Tier 3 - 1QU CoRE ¦ 1QU LoRE | Red Flag Warning - Catastrophic Fires | 2048 | 3.6919e-07 | 1.846e-07 | 4.7468e-07 | 18552.3348 | 319.4911 | 11216.5626 | 7016.281 | 0 | 0 | 0 | 0.00030753 |  | 0.0068494 | 0 | 0.0068494 | 0.0034247 | 0 | 0.0034247 | 0.0088064 | 0 | 0.0088064 | [16 empty] | 7.3.1.3 Ignition probability mapping showing the probability of ignition along the electric lines and equipmentWLDFRAggregatedAggregated | WLDFR | HFTD - Distribution - Tier 3 - 1QU CoRE ¦ 2QU LoRE | Non-Red Flag Warning - Small Fires | Aggregated | Aggregated | 2024 | 0.0055929 | 0 | 145.2608 | 0.81242 | 2024 | Mitigation | 0.08575 | 30 | 0 | esc | 0.0012005 | 6.7142e-06 | 0.00060025 | 3.3571e-06 | 0.0015435 | 8.6326e-06
[79 empty] | WLDFR | HFTD - Distribution - Tier 3 - 1QU CoRE ¦ 1QU LoRE | Red Flag Warning - Catastrophic Fires | 2049 | 3.6919e-07 | 1.846e-07 | 4.7468e-07 | 18552.3348 | 319.4911 | 11216.5626 | 7016.281 | 0 | 0 | 0 | 0.00030753 |  | 0.0068494 | 0 | 0.0068494 | 0.0034247 | 0 | 0.0034247 | 0.0088064 | 0 | 0.0088064 | [16 empty] | 7.3.1.3 Ignition probability mapping showing the probability of ignition along the electric lines and equipmentWLDFRAggregatedAggregated | WLDFR | HFTD - Distribution - Tier 3 - 1QU CoRE ¦ 2QU LoRE | Non-Red Flag Warning - Small Fires | Aggregated | Aggregated | 2025 | 0.0055929 | 0 | 145.2608 | 0.81242 | 2025 | Mitigation | 0.08575 | 30 | 0 | esc | 0.0012005 | 6.7142e-06 | 0.00060025 | 3.3571e-06 | 0.0015435 | 8.6326e-06
[79 empty] | WLDFR | HFTD - Distribution - Tier 3 - 1QU CoRE ¦ 1QU LoRE | Red Flag Warning - Catastrophic Fires | 2050 | 0 | 1.846e-07 | 4.7468e-07 | 18552.3348 | 319.4911 | 11216.5626 | 7016.281 | 0 | 0 | 0 | 0.00030753 |  | 0 | 0 | 0 | 0.0034247 | 0 | 0.0034247 | 0.0088064 | 0 | 0.0088064 | [16 empty] | 7.3.1.3 Ignition probability mapping showing the probability of ignition along the electric lines and equipmentWLDFRAggregatedAggregated | WLDFR | HFTD - Distribution - Tier 3 - 1QU CoRE ¦ 2QU LoRE | Non-Red Flag Warning - Small Fires | Aggregated | Aggregated | 2026 | 0.0055929 | 0 | 145.2608 | 0.81242 | 2026 | Mitigation | 0.08575 | 30 | 0 | esc | 0.0012005 | 6.7142e-06 | 0.00060025 | 3.3571e-06 | 0.0015435 | 8.6326e-06
[79 empty] | WLDFR | HFTD - Distribution - Tier 3 - 1QU CoRE ¦ 1QU LoRE | Red Flag Warning - Catastrophic Fires | 2051 | 0 | 0 | 4.7468e-07 | 18552.3348 | 319.4911 | 11216.5626 | 7016.281 | 0 | 0 | 0 | 0.00030753 |  | 0 | 0 | 0 | 0 | 0 | 0 | 0.0088064 | 0 | 0.0088064 | [16 empty] | 7.3.1.3 Ignition probability mapping showing the probability of ignition along the electric lines and equipmentWLDFRAggregatedAggregated | WLDFR | HFTD - Distribution - Tier 3 - 1QU CoRE ¦ 2QU LoRE | Non-Red Flag Warning - Small Fires | Aggregated | Aggregated | 2027 | 0.0055929 | 0 | 145.2608 | 0.81242 | 2027 | Mitigation | 0.08575 | 30 | 0 | esc | 0.0012005 | 6.7142e-06 | 0.00060025 | 3.3571e-06 | 0.0015435 | 8.6326e-06
[79 empty] | WLDFR | HFTD - Distribution - Tier 3 - 1QU CoRE ¦ 1QU LoRE | Red Flag Warning - Destructive Fires | 2020 | 5.0543e-08 | 0 | 0 | 8807.9522 | 222.2294 | 8585.7228 | 0 | 0 | 0 | 0 | 4.2101e-05 |  | 0.00044518 | 0 | 0.00044518 | 0 | 0 | 0 | 0 | 0 | 0 | [16 empty] | 7.3.1.3 Ignition probability mapping showing the probability of ignition along the electric lines and equipmentWLDFRAggregatedAggregated | WLDFR | HFTD - Distribution - Tier 3 - 1QU CoRE ¦ 2QU LoRE | Non-Red Flag Warning - Small Fires | Aggregated | Aggregated | 2028 | 0.0055929 | 0 | 145.2608 | 0.81242 | 2028 | Mitigation | 0.08575 | 30 | 0 | esc | 0.0012005 | 6.7142e-06 | 0.00060025 | 3.3571e-06 | 0.0015435 | 8.6326e-06
[79 empty] | WLDFR | HFTD - Distribution - Tier 3 - 1QU CoRE ¦ 1QU LoRE | Red Flag Warning - Destructive Fires | 2021 | 5.0543e-08 | 2.5271e-08 | 0 | 8807.9522 | 222.2294 | 8585.7228 | 0 | 0 | 0 | 0 | 4.2101e-05 |  | 0.00044518 | 0 | 0.00044518 | 0.00022259 | 0 | 0.00022259 | 0 | 0 | 0 | [16 empty] | 7.3.1.3 Ignition probability mapping showing the probability of ignition along the electric lines and equipmentWLDFRAggregatedAggregated | WLDFR | HFTD - Distribution - Tier 3 - 1QU CoRE ¦ 2QU LoRE | Non-Red Flag Warning - Small Fires | Aggregated | Aggregated | 2029 | 0.0055929 | 0 | 145.2608 | 0.81242 | 2029 | Mitigation | 0.08575 | 30 | 0 | esc | 0.0012005 | 6.7142e-06 | 0.00060025 | 3.3571e-06 | 0.0015435 | 8.6326e-06
[79 empty] | WLDFR | HFTD - Distribution - Tier 3 - 1QU CoRE ¦ 1QU LoRE | Red Flag Warning - Destructive Fires | 2022 | 5.0543e-08 | 2.5271e-08 | 6.4983e-08 | 8807.9522 | 222.2294 | 8585.7228 | 0 | 0 | 0 | 0 | 4.2101e-05 |  | 0.00044518 | 0 | 0.00044518 | 0.00022259 | 0 | 0.00022259 | 0.00057237 | 0 | 0.00057237 | [16 empty] | 7.3.1.3 Ignition probability mapping showing the probability of ignition along the electric lines and equipmentWLDFRAggregatedAggregated | WLDFR | HFTD - Distribution - Tier 3 - 1QU CoRE ¦ 2QU LoRE | Non-Red Flag Warning - Small Fires | Aggregated | Aggregated | 2030 | 0.0055929 | 0 | 145.2608 | 0.81242 | 2030 | Mitigation | 0.08575 | 30 | 0 | esc | 0.0012005 | 6.7142e-06 | 0.00060025 | 3.3571e-06 | 0.0015435 | 8.6326e-06
[79 empty] | WLDFR | HFTD - Distribution - Tier 3 - 1QU CoRE ¦ 1QU LoRE | Red Flag Warning - Destructive Fires | 2023 | 5.0543e-08 | 2.5271e-08 | 6.4983e-08 | 9129.7461 | 233.2301 | 8896.516 | 0 | 0 | 0 | 0 | 4.2101e-05 |  | 0.00046144 | 0 | 0.00046144 | 0.00023072 | 0 | 0.00023072 | 0.00059328 | 0 | 0.00059328 | [16 empty] | 7.3.1.3 Ignition probability mapping showing the probability of ignition along the electric lines and equipmentWLDFRAggregatedAggregated | WLDFR | HFTD - Distribution - Tier 3 - 1QU CoRE ¦ 2QU LoRE | Non-Red Flag Warning - Small Fires | Aggregated | Aggregated | 2031 | 0.0055929 | 0 | 145.2608 | 0.81242 | 2031 | Mitigation | 0.08575 | 30 | 0 | esc | 0.0012005 | 6.7142e-06 | 0.00060025 | 3.3571e-06 | 0.0015435 | 8.6326e-06
[79 empty] | WLDFR | HFTD - Distribution - Tier 3 - 1QU CoRE ¦ 1QU LoRE | Red Flag Warning - Destructive Fires | 2024 | 5.0543e-08 | 2.5271e-08 | 6.4983e-08 | 9129.7461 | 233.2301 | 8896.516 | 0 | 0 | 0 | 0 | 4.2101e-05 |  | 0.00046144 | 0 | 0.00046144 | 0.00023072 | 0 | 0.00023072 | 0.00059328 | 0 | 0.00059328 | [16 empty] | 7.3.1.3 Ignition probability mapping showing the probability of ignition along the electric lines and equipmentWLDFRAggregatedAggregated | WLDFR | HFTD - Distribution - Tier 3 - 1QU CoRE ¦ 2QU LoRE | Non-Red Flag Warning - Small Fires | Aggregated | Aggregated | 2032 | 0.0055929 | 0 | 145.2608 | 0.81242 | 2032 | Mitigation | 0.08575 | 30 | 0 | esc | 0.0012005 | 6.7142e-06 | 0.00060025 | 3.3571e-06 | 0.0015435 | 8.6326e-06
[79 empty] | WLDFR | HFTD - Distribution - Tier 3 - 1QU CoRE ¦ 1QU LoRE | Red Flag Warning - Destructive Fires | 2025 | 5.0543e-08 | 2.5271e-08 | 6.4983e-08 | 9129.7461 | 233.2301 | 8896.516 | 0 | 0 | 0 | 0 | 4.2101e-05 |  | 0.00046144 | 0 | 0.00046144 | 0.00023072 | 0 | 0.00023072 | 0.00059328 | 0 | 0.00059328 | [16 empty] | 7.3.1.3 Ignition probability mapping showing the probability of ignition along the electric lines and equipmentWLDFRAggregatedAggregated | WLDFR | HFTD - Distribution - Tier 3 - 1QU CoRE ¦ 2QU LoRE | Non-Red Flag Warning - Small Fires | Aggregated | Aggregated | 2033 | 0.0055929 | 0 | 145.2608 | 0.81242 | 2033 | Mitigation | 0.08575 | 30 | 0 | esc | 0.0012005 | 6.7142e-06 | 0.00060025 | 3.3571e-06 | 0.0015435 | 8.6326e-06
[79 empty] | WLDFR | HFTD - Distribution - Tier 3 - 1QU CoRE ¦ 1QU LoRE | Red Flag Warning - Destructive Fires | 2026 | 5.0543e-08 | 2.5271e-08 | 6.4983e-08 | 9129.7461 | 233.2301 | 8896.516 | 0 | 0 | 0 | 0 | 4.2101e-05 |  | 0.00046144 | 0 | 0.00046144 | 0.00023072 | 0 | 0.00023072 | 0.00059328 | 0 | 0.00059328 | [16 empty] | 7.3.1.3 Ignition probability mapping showing the probability of ignition along the electric lines and equipmentWLDFRAggregatedAggregated | WLDFR | HFTD - Distribution - Tier 3 - 1QU CoRE ¦ 2QU LoRE | Non-Red Flag Warning - Small Fires | Aggregated | Aggregated | 2034 | 0.0055929 | 0 | 145.2608 | 0.81242 | 2034 | Mitigation | 0.08575 | 30 | 0 | esc | 0.0012005 | 6.7142e-06 | 0.00060025 | 3.3571e-06 | 0.0015435 | 8.6326e-06
[79 empty] | WLDFR | HFTD - Distribution - Tier 3 - 1QU CoRE ¦ 1QU LoRE | Red Flag Warning - Destructive Fires | 2027 | 5.0543e-08 | 2.5271e-08 | 6.4983e-08 | 9129.7461 | 233.2301 | 8896.516 | 0 | 0 | 0 | 0 | 4.2101e-05 |  | 0.00046144 | 0 | 0.00046144 | 0.00023072 | 0 | 0.00023072 | 0.00059328 | 0 | 0.00059328 | [16 empty] | 7.3.1.3 Ignition probability mapping showing the probability of ignition along the electric lines and equipmentWLDFRAggregatedAggregated | WLDFR | HFTD - Distribution - Tier 3 - 1QU CoRE ¦ 2QU LoRE | Non-Red Flag Warning - Small Fires | Aggregated | Aggregated | 2035 | 0.0055929 | 0 | 145.2608 | 0.81242 | 2035 | Mitigation | 0.08575 | 30 | 0 | esc | 0.0012005 | 6.7142e-06 | 0.00060025 | 3.3571e-06 | 0.0015435 | 8.6326e-06
[79 empty] | WLDFR | HFTD - Distribution - Tier 3 - 1QU CoRE ¦ 1QU LoRE | Red Flag Warning - Destructive Fires | 2028 | 5.0543e-08 | 2.5271e-08 | 6.4983e-08 | 9534.9221 | 247.273 | 9287.6491 | 0 | 0 | 0 | 0 | 4.2101e-05 |  | 0.00048192 | 0 | 0.00048192 | 0.00024096 | 0 | 0.00024096 | 0.00061961 | 0 | 0.00061961 | [16 empty] | 7.3.1.3 Ignition probability mapping showing the probability of ignition along the electric lines and equipmentWLDFRAggregatedAggregated | WLDFR | HFTD - Distribution - Tier 3 - 1QU CoRE ¦ 2QU LoRE | Non-Red Flag Warning - Small Fires | Aggregated | Aggregated | 2036 | 0.0055929 | 0 | 145.2608 | 0.81242 | 2036 | Mitigation | 0.08575 | 30 | 0 | esc | 0.0012005 | 6.7142e-06 | 0.00060025 | 3.3571e-06 | 0.0015435 | 8.6326e-06
[79 empty] | WLDFR | HFTD - Distribution - Tier 3 - 1QU CoRE ¦ 1QU LoRE | Red Flag Warning - Destructive Fires | 2029 | 5.0543e-08 | 2.5271e-08 | 6.4983e-08 | 9534.9221 | 247.273 | 9287.6491 | 0 | 0 | 0 | 0 | 4.2101e-05 |  | 0.00048192 | 0 | 0.00048192 | 0.00024096 | 0 | 0.00024096 | 0.00061961 | 0 | 0.00061961 | [16 empty] | 7.3.1.3 Ignition probability mapping showing the probability of ignition along the electric lines and equipmentWLDFRAggregatedAggregated | WLDFR | HFTD - Distribution - Tier 3 - 1QU CoRE ¦ 2QU LoRE | Non-Red Flag Warning - Small Fires | Aggregated | Aggregated | 2037 | 0.0055929 | 0 | 145.2608 | 0.81242 | 2037 | Mitigation | 0.08575 | 30 | 0 | esc | 0.0012005 | 6.7142e-06 | 0.00060025 | 3.3571e-06 | 0.0015435 | 8.6326e-06
[79 empty] | WLDFR | HFTD - Distribution - Tier 3 - 1QU CoRE ¦ 1QU LoRE | Red Flag Warning - Destructive Fires | 2030 | 5.0543e-08 | 2.5271e-08 | 6.4983e-08 | 9534.9221 | 247.273 | 9287.6491 | 0 | 0 | 0 | 0 | 4.2101e-05 |  | 0.00048192 | 0 | 0.00048192 | 0.00024096 | 0 | 0.00024096 | 0.00061961 | 0 | 0.00061961 | [16 empty] | 7.3.1.3 Ignition probability mapping showing the probability of ignition along the electric lines and equipmentWLDFRAggregatedAggregated | WLDFR | HFTD - Distribution - Tier 3 - 1QU CoRE ¦ 2QU LoRE | Non-Red Flag Warning - Small Fires | Aggregated | Aggregated | 2038 | 0.0055929 | 0 | 145.2608 | 0.81242 | 2038 | Mitigation | 0.08575 | 30 | 0 | esc | 0.0012005 | 6.7142e-06 | 0.00060025 | 3.3571e-06 | 0.0015435 | 8.6326e-06
[79 empty] | WLDFR | HFTD - Distribution - Tier 3 - 1QU CoRE ¦ 1QU LoRE | Red Flag Warning - Destructive Fires | 2031 | 5.0543e-08 | 2.5271e-08 | 6.4983e-08 | 9534.9221 | 247.273 | 9287.6491 | 0 | 0 | 0 | 0 | 4.2101e-05 |  | 0.00048192 | 0 | 0.00048192 | 0.00024096 | 0 | 0.00024096 | 0.00061961 | 0 | 0.00061961 | [16 empty] | 7.3.1.3 Ignition probability mapping showing the probability of ignition along the electric lines and equipmentWLDFRAggregatedAggregated | WLDFR | HFTD - Distribution - Tier 3 - 1QU CoRE ¦ 2QU LoRE | Non-Red Flag Warning - Small Fires | Aggregated | Aggregated | 2039 | 0.0055929 | 0 | 145.2608 | 0.81242 | 2039 | Mitigation | 0.08575 | 30 | 0 | esc | 0.0012005 | 6.7142e-06 | 0.00060025 | 3.3571e-06 | 0.0015435 | 8.6326e-06
[79 empty] | WLDFR | HFTD - Distribution - Tier 3 - 1QU CoRE ¦ 1QU LoRE | Red Flag Warning - Destructive Fires | 2032 | 5.0543e-08 | 2.5271e-08 | 6.4983e-08 | 9534.9221 | 247.273 | 9287.6491 | 0 | 0 | 0 | 0 | 4.2101e-05 |  | 0.00048192 | 0 | 0.00048192 | 0.00024096 | 0 | 0.00024096 | 0.00061961 | 0 | 0.00061961 | [16 empty] | 7.3.1.3 Ignition probability mapping showing the probability of ignition along the electric lines and equipmentWLDFRAggregatedAggregated | WLDFR | HFTD - Distribution - Tier 3 - 1QU CoRE ¦ 2QU LoRE | Non-Red Flag Warning - Small Fires | Aggregated | Aggregated | 2040 | 0.0055929 | 0 | 145.2608 | 0.81242 | 2040 | Mitigation | 0.08575 | 30 | 0 | esc | 0.0012005 | 6.7142e-06 | 0.00060025 | 3.3571e-06 | 0.0015435 | 8.6326e-06
[79 empty] | WLDFR | HFTD - Distribution - Tier 3 - 1QU CoRE ¦ 1QU LoRE | Red Flag Warning - Destructive Fires | 2033 | 5.0543e-08 | 2.5271e-08 | 6.4983e-08 | 9984.8474 | 263.1074 | 9721.74 | 0 | 0 | 0 | 0 | 4.2101e-05 |  | 0.00050466 | 0 | 0.00050466 | 0.00025233 | 0 | 0.00025233 | 0.00064885 | 0 | 0.00064885 | [16 empty] | 7.3.1.3 Ignition probability mapping showing the probability of ignition along the electric lines and equipmentWLDFRAggregatedAggregated | WLDFR | HFTD - Distribution - Tier 3 - 1QU CoRE ¦ 2QU LoRE | Non-Red Flag Warning - Small Fires | Aggregated | Aggregated | 2041 | 0.0055929 | 0 | 145.2608 | 0.81242 | 2041 | Mitigation | 0.08575 | 30 | 0 | esc | 0.0012005 | 6.7142e-06 | 0.00060025 | 3.3571e-06 | 0.0015435 | 8.6326e-06
[79 empty] | WLDFR | HFTD - Distribution - Tier 3 - 1QU CoRE ¦ 1QU LoRE | Red Flag Warning - Destructive Fires | 2034 | 5.0543e-08 | 2.5271e-08 | 6.4983e-08 | 9984.8474 | 263.1074 | 9721.74 | 0 | 0 | 0 | 0 | 4.2101e-05 |  | 0.00050466 | 0 | 0.00050466 | 0.00025233 | 0 | 0.00025233 | 0.00064885 | 0 | 0.00064885 | [16 empty] | 7.3.1.3 Ignition probability mapping showing the probability of ignition along the electric lines and equipmentWLDFRAggregatedAggregated | WLDFR | HFTD - Distribution - Tier 3 - 1QU CoRE ¦ 2QU LoRE | Non-Red Flag Warning - Small Fires | Aggregated | Aggregated | 2042 | 0.0055929 | 0 | 145.2608 | 0.81242 | 2042 | Mitigation | 0.08575 | 30 | 0 | esc | 0.0012005 | 6.7142e-06 | 0.00060025 | 3.3571e-06 | 0.0015435 | 8.6326e-06
[79 empty] | WLDFR | HFTD - Distribution - Tier 3 - 1QU CoRE ¦ 1QU LoRE | Red Flag Warning - Destructive Fires | 2035 | 5.0543e-08 | 2.5271e-08 | 6.4983e-08 | 9984.8474 | 263.1074 | 9721.74 | 0 | 0 | 0 | 0 | 4.2101e-05 |  | 0.00050466 | 0 | 0.00050466 | 0.00025233 | 0 | 0.00025233 | 0.00064885 | 0 | 0.00064885 | [16 empty] | 7.3.1.3 Ignition probability mapping showing the probability of ignition along the electric lines and equipmentWLDFRAggregatedAggregated | WLDFR | HFTD - Distribution - Tier 3 - 1QU CoRE ¦ 2QU LoRE | Non-Red Flag Warning - Small Fires | Aggregated | Aggregated | 2043 | 0.0055929 | 0 | 145.2608 | 0.81242 | 2043 | Mitigation | 0.08575 | 30 | 0 | esc | 0.0012005 | 6.7142e-06 | 0.00060025 | 3.3571e-06 | 0.0015435 | 8.6326e-06
[79 empty] | WLDFR | HFTD - Distribution - Tier 3 - 1QU CoRE ¦ 1QU LoRE | Red Flag Warning - Destructive Fires | 2036 | 5.0543e-08 | 2.5271e-08 | 6.4983e-08 | 9984.8474 | 263.1074 | 9721.74 | 0 | 0 | 0 | 0 | 4.2101e-05 |  | 0.00050466 | 0 | 0.00050466 | 0.00025233 | 0 | 0.00025233 | 0.00064885 | 0 | 0.00064885 | [16 empty] | 7.3.1.3 Ignition probability mapping showing the probability of ignition along the electric lines and equipmentWLDFRAggregatedAggregated | WLDFR | HFTD - Distribution - Tier 3 - 1QU CoRE ¦ 2QU LoRE | Non-Red Flag Warning - Small Fires | Aggregated | Aggregated | 2044 | 0.0055929 | 0 | 145.2608 | 0.81242 | 2044 | Mitigation | 0.08575 | 30 | 0 | esc | 0.0012005 | 6.7142e-06 | 0.00060025 | 3.3571e-06 | 0.0015435 | 8.6326e-06
[79 empty] | WLDFR | HFTD - Distribution - Tier 3 - 1QU CoRE ¦ 1QU LoRE | Red Flag Warning - Destructive Fires | 2037 | 5.0543e-08 | 2.5271e-08 | 6.4983e-08 | 9984.8474 | 263.1074 | 9721.74 | 0 | 0 | 0 | 0 | 4.2101e-05 |  | 0.00050466 | 0 | 0.00050466 | 0.00025233 | 0 | 0.00025233 | 0.00064885 | 0 | 0.00064885 | [16 empty] | 7.3.1.3 Ignition probability mapping showing the probability of ignition along the electric lines and equipmentWLDFRAggregatedAggregated | WLDFR | HFTD - Distribution - Tier 3 - 1QU CoRE ¦ 2QU LoRE | Non-Red Flag Warning - Small Fires | Aggregated | Aggregated | 2045 | 0.0055929 | 0 | 145.2608 | 0.81242 | 2045 | Mitigation | 0.08575 | 30 | 0 | esc | 0.0012005 | 6.7142e-06 | 0.00060025 | 3.3571e-06 | 0.0015435 | 8.6326e-06
[79 empty] | WLDFR | HFTD - Distribution - Tier 3 - 1QU CoRE ¦ 1QU LoRE | Red Flag Warning - Destructive Fires | 2038 | 5.0543e-08 | 2.5271e-08 | 6.4983e-08 | 10472.8261 | 280.5544 | 10192.2718 | 0 | 0 | 0 | 0 | 4.2101e-05 |  | 0.00052932 | 0 | 0.00052932 | 0.00026466 | 0 | 0.00026466 | 0.00068056 | 0 | 0.00068056 | [16 empty] | 7.3.1.3 Ignition probability mapping showing the probability of ignition along the electric lines and equipmentWLDFRAggregatedAggregated | WLDFR | HFTD - Distribution - Tier 3 - 1QU CoRE ¦ 2QU LoRE | Non-Red Flag Warning - Small Fires | Aggregated | Aggregated | 2046 | 0.0055929 | 0 | 145.2608 | 0.81242 | 2046 | Mitigation | 0.08575 | 30 | 0 | esc | 0.0012005 | 6.7142e-06 | 0.00060025 | 3.3571e-06 | 0.0015435 | 8.6326e-06
[79 empty] | WLDFR | HFTD - Distribution - Tier 3 - 1QU CoRE ¦ 1QU LoRE | Red Flag Warning - Destructive Fires | 2039 | 5.0543e-08 | 2.5271e-08 | 6.4983e-08 | 10472.8261 | 280.5544 | 10192.2718 | 0 | 0 | 0 | 0 | 4.2101e-05 |  | 0.00052932 | 0 | 0.00052932 | 0.00026466 | 0 | 0.00026466 | 0.00068056 | 0 | 0.00068056 | [16 empty] | 7.3.1.3 Ignition probability mapping showing the probability of ignition along the electric lines and equipmentWLDFRAggregatedAggregated | WLDFR | HFTD - Distribution - Tier 3 - 1QU CoRE ¦ 2QU LoRE | Non-Red Flag Warning - Small Fires | Aggregated | Aggregated | 2047 | 0.0055929 | 0 | 145.2608 | 0.81242 | 2047 | Mitigation | 0.08575 | 30 | 0 | esc | 0.0012005 | 6.7142e-06 | 0.00060025 | 3.3571e-06 | 0.0015435 | 8.6326e-06
[79 empty] | WLDFR | HFTD - Distribution - Tier 3 - 1QU CoRE ¦ 1QU LoRE | Red Flag Warning - Destructive Fires | 2040 | 5.0543e-08 | 2.5271e-08 | 6.4983e-08 | 10472.8261 | 280.5544 | 10192.2718 | 0 | 0 | 0 | 0 | 4.2101e-05 |  | 0.00052932 | 0 | 0.00052932 | 0.00026466 | 0 | 0.00026466 | 0.00068056 | 0 | 0.00068056 | [16 empty] | 7.3.1.3 Ignition probability mapping showing the probability of ignition along the electric lines and equipmentWLDFRAggregatedAggregated | WLDFR | HFTD - Distribution - Tier 3 - 1QU CoRE ¦ 2QU LoRE | Non-Red Flag Warning - Small Fires | Aggregated | Aggregated | 2048 | 0.0055929 | 0 | 145.2608 | 0.81242 | 2048 | Mitigation | 0.08575 | 30 | 0 | esc | 0.0012005 | 6.7142e-06 | 0.00060025 | 3.3571e-06 | 0.0015435 | 8.6326e-06
[79 empty] | WLDFR | HFTD - Distribution - Tier 3 - 1QU CoRE ¦ 1QU LoRE | Red Flag Warning - Destructive Fires | 2041 | 5.0543e-08 | 2.5271e-08 | 6.4983e-08 | 10472.8261 | 280.5544 | 10192.2718 | 0 | 0 | 0 | 0 | 4.2101e-05 |  | 0.00052932 | 0 | 0.00052932 | 0.00026466 | 0 | 0.00026466 | 0.00068056 | 0 | 0.00068056 | [16 empty] | 7.3.1.3 Ignition probability mapping showing the probability of ignition along the electric lines and equipmentWLDFRAggregatedAggregated | WLDFR | HFTD - Distribution - Tier 3 - 1QU CoRE ¦ 2QU LoRE | Non-Red Flag Warning - Small Fires | Aggregated | Aggregated | 2049 | 0.0055929 | 0 | 145.2608 | 0.81242 | 2049 | Mitigation | 0.08575 | 30 | 0 | esc | 0.0012005 | 6.7142e-06 | 0.00060025 | 3.3571e-06 | 0.0015435 | 8.6326e-06
[79 empty] | WLDFR | HFTD - Distribution - Tier 3 - 1QU CoRE ¦ 1QU LoRE | Red Flag Warning - Destructive Fires | 2042 | 5.0543e-08 | 2.5271e-08 | 6.4983e-08 | 10472.8261 | 280.5544 | 10192.2718 | 0 | 0 | 0 | 0 | 4.2101e-05 |  | 0.00052932 | 0 | 0.00052932 | 0.00026466 | 0 | 0.00026466 | 0.00068056 | 0 | 0.00068056 | [16 empty] | 7.3.1.3 Ignition probability mapping showing the probability of ignition along the electric lines and equipmentWLDFRAggregatedAggregated | WLDFR | HFTD - Distribution - Tier 3 - 1QU CoRE ¦ 2QU LoRE | Non-Red Flag Warning - Small Fires | Aggregated | Aggregated | 2050 | 0.0055929 | 0 | 145.2608 | 0.81242 | 2050 | Mitigation | 0.08575 | 30 | 0 | esc | 0 | 0 | 0.00060025 | 3.3571e-06 | 0.0015435 | 8.6326e-06
[79 empty] | WLDFR | HFTD - Distribution - Tier 3 - 1QU CoRE ¦ 1QU LoRE | Red Flag Warning - Destructive Fires | 2043 | 5.0543e-08 | 2.5271e-08 | 6.4983e-08 | 10992.1562 | 299.42 | 10692.7362 | 0 | 0 | 0 | 0 | 4.2101e-05 |  | 0.00055557 | 0 | 0.00055557 | 0.00027779 | 0 | 0.00027779 | 0.00071431 | 0 | 0.00071431 | [16 empty] | 7.3.1.3 Ignition probability mapping showing the probability of ignition along the electric lines and equipmentWLDFRAggregatedAggregated | WLDFR | HFTD - Distribution - Tier 3 - 1QU CoRE ¦ 2QU LoRE | Non-Red Flag Warning - Small Fires | Aggregated | Aggregated | 2051 | 0.0055929 | 0 | 145.2608 | 0.81242 | 2051 | Mitigation | 0.08575 | 30 | 0 | esc | 0 | 0 | 0 | 0 | 0.0015435 | 8.6326e-06
[79 empty] | WLDFR | HFTD - Distribution - Tier 3 - 1QU CoRE ¦ 1QU LoRE | Red Flag Warning - Destructive Fires | 2044 | 5.0543e-08 | 2.5271e-08 | 6.4983e-08 | 10992.1562 | 299.42 | 10692.7362 | 0 | 0 | 0 | 0 | 4.2101e-05 |  | 0.00055557 | 0 | 0.00055557 | 0.00027779 | 0 | 0.00027779 | 0.00071431 | 0 | 0.00071431 | [16 empty] | 7.3.1.3 Ignition probability mapping showing the probability of ignition along the electric lines and equipmentWLDFRAggregatedAggregated | WLDFR | HFTD - Distribution - Tier 3 - 1QU CoRE ¦ 2QU LoRE | Red Flag Warning - Catastrophic Fires | Aggregated | Aggregated | 2021 | 0.00019065 | 0 | 145.2608 | 0.027694 | 2021 | Mitigation | 0.08575 | 30 | 0 | esc | 0.0012005 | 2.2888e-07 | 0.00060025 | 1.1444e-07 | 0 | 0
[79 empty] | WLDFR | HFTD - Distribution - Tier 3 - 1QU CoRE ¦ 1QU LoRE | Red Flag Warning - Destructive Fires | 2045 | 5.0543e-08 | 2.5271e-08 | 6.4983e-08 | 10992.1562 | 299.42 | 10692.7362 | 0 | 0 | 0 | 0 | 4.2101e-05 |  | 0.00055557 | 0 | 0.00055557 | 0.00027779 | 0 | 0.00027779 | 0.00071431 | 0 | 0.00071431 | [16 empty] | 7.3.1.3 Ignition probability mapping showing the probability of ignition along the electric lines and equipmentWLDFRAggregatedAggregated | WLDFR | HFTD - Distribution - Tier 3 - 1QU CoRE ¦ 2QU LoRE | Red Flag Warning - Catastrophic Fires | Aggregated | Aggregated | 2022 | 0.00019065 | 0 | 145.2608 | 0.027694 | 2022 | Mitigation | 0.08575 | 30 | 0 | esc | 0.0012005 | 2.2888e-07 | 0.00060025 | 1.1444e-07 | 0.0015435 | 2.9427e-07
[79 empty] | WLDFR | HFTD - Distribution - Tier 3 - 1QU CoRE ¦ 1QU LoRE | Red Flag Warning - Destructive Fires | 2046 | 5.0543e-08 | 2.5271e-08 | 6.4983e-08 | 10992.1562 | 299.42 | 10692.7362 | 0 | 0 | 0 | 0 | 4.2101e-05 |  | 0.00055557 | 0 | 0.00055557 | 0.00027779 | 0 | 0.00027779 | 0.00071431 | 0 | 0.00071431 | [16 empty] | 7.3.1.3 Ignition probability mapping showing the probability of ignition along the electric lines and equipmentWLDFRAggregatedAggregated | WLDFR | HFTD - Distribution - Tier 3 - 1QU CoRE ¦ 2QU LoRE | Red Flag Warning - Catastrophic Fires | Aggregated | Aggregated | 2023 | 0.00019065 | 0 | 145.2608 | 0.027694 | 2023 | Mitigation | 0.08575 | 30 | 0 | esc | 0.0012005 | 2.2888e-07 | 0.00060025 | 1.1444e-07 | 0.0015435 | 2.9427e-07
[79 empty] | WLDFR | HFTD - Distribution - Tier 3 - 1QU CoRE ¦ 1QU LoRE | Red Flag Warning - Destructive Fires | 2047 | 5.0543e-08 | 2.5271e-08 | 6.4983e-08 | 10992.1562 | 299.42 | 10692.7362 | 0 | 0 | 0 | 0 | 4.2101e-05 |  | 0.00055557 | 0 | 0.00055557 | 0.00027779 | 0 | 0.00027779 | 0.00071431 | 0 | 0.00071431 | [16 empty] | 7.3.1.3 Ignition probability mapping showing the probability of ignition along the electric lines and equipmentWLDFRAggregatedAggregated | WLDFR | HFTD - Distribution - Tier 3 - 1QU CoRE ¦ 2QU LoRE | Red Flag Warning - Catastrophic Fires | Aggregated | Aggregated | 2024 | 0.00019065 | 0 | 145.2608 | 0.027694 | 2024 | Mitigation | 0.08575 | 30 | 0 | esc | 0.0012005 | 2.2888e-07 | 0.00060025 | 1.1444e-07 | 0.0015435 | 2.9427e-07
[79 empty] | WLDFR | HFTD - Distribution - Tier 3 - 1QU CoRE ¦ 1QU LoRE | Red Flag Warning - Destructive Fires | 2048 | 5.0543e-08 | 2.5271e-08 | 6.4983e-08 | 11536.0538 | 319.4911 | 11216.5626 | 0 | 0 | 0 | 0 | 4.2101e-05 |  | 0.00058306 | 0 | 0.00058306 | 0.00029153 | 0 | 0.00029153 | 0.00074965 | 0 | 0.00074965 | [16 empty] | 7.3.1.3 Ignition probability mapping showing the probability of ignition along the electric lines and equipmentWLDFRAggregatedAggregated | WLDFR | HFTD - Distribution - Tier 3 - 1QU CoRE ¦ 2QU LoRE | Red Flag Warning - Catastrophic Fires | Aggregated | Aggregated | 2025 | 0.00019065 | 0 | 145.2608 | 0.027694 | 2025 | Mitigation | 0.08575 | 30 | 0 | esc | 0.0012005 | 2.2888e-07 | 0.00060025 | 1.1444e-07 | 0.0015435 | 2.9427e-07
[79 empty] | WLDFR | HFTD - Distribution - Tier 3 - 1QU CoRE ¦ 1QU LoRE | Red Flag Warning - Destructive Fires | 2049 | 5.0543e-08 | 2.5271e-08 | 6.4983e-08 | 11536.0538 | 319.4911 | 11216.5626 | 0 | 0 | 0 | 0 | 4.2101e-05 |  | 0.00058306 | 0 | 0.00058306 | 0.00029153 | 0 | 0.00029153 | 0.00074965 | 0 | 0.00074965 | [16 empty] | 7.3.1.3 Ignition probability mapping showing the probability of ignition along the electric lines and equipmentWLDFRAggregatedAggregated | WLDFR | HFTD - Distribution - Tier 3 - 1QU CoRE ¦ 2QU LoRE | Red Flag Warning - Catastrophic Fires | Aggregated | Aggregated | 2026 | 0.00019065 | 0 | 145.2608 | 0.027694 | 2026 | Mitigation | 0.08575 | 30 | 0 | esc | 0.0012005 | 2.2888e-07 | 0.00060025 | 1.1444e-07 | 0.0015435 | 2.9427e-07
[79 empty] | WLDFR | HFTD - Distribution - Tier 3 - 1QU CoRE ¦ 1QU LoRE | Red Flag Warning - Destructive Fires | 2050 | 0 | 2.5271e-08 | 6.4983e-08 | 11536.0538 | 319.4911 | 11216.5626 | 0 | 0 | 0 | 0 | 4.2101e-05 |  | 0 | 0 | 0 | 0.00029153 | 0 | 0.00029153 | 0.00074965 | 0 | 0.00074965 | [16 empty] | 7.3.1.3 Ignition probability mapping showing the probability of ignition along the electric lines and equipmentWLDFRAggregatedAggregated | WLDFR | HFTD - Distribution - Tier 3 - 1QU CoRE ¦ 2QU LoRE | Red Flag Warning - Catastrophic Fires | Aggregated | Aggregated | 2027 | 0.00019065 | 0 | 145.2608 | 0.027694 | 2027 | Mitigation | 0.08575 | 30 | 0 | esc | 0.0012005 | 2.2888e-07 | 0.00060025 | 1.1444e-07 | 0.0015435 | 2.9427e-07
[79 empty] | WLDFR | HFTD - Distribution - Tier 3 - 1QU CoRE ¦ 1QU LoRE | Red Flag Warning - Destructive Fires | 2051 | 0 | 0 | 6.4983e-08 | 11536.0538 | 319.4911 | 11216.5626 | 0 | 0 | 0 | 0 | 4.2101e-05 |  | 0 | 0 | 0 | 0 | 0 | 0 | 0.00074965 | 0 | 0.00074965 | [16 empty] | 7.3.1.3 Ignition probability mapping showing the probability of ignition along the electric lines and equipmentWLDFRAggregatedAggregated | WLDFR | HFTD - Distribution - Tier 3 - 1QU CoRE ¦ 2QU LoRE | Red Flag Warning - Catastrophic Fires | Aggregated | Aggregated | 2028 | 0.00019065 | 0 | 145.2608 | 0.027694 | 2028 | Mitigation | 0.08575 | 30 | 0 | esc | 0.0012005 | 2.2888e-07 | 0.00060025 | 1.1444e-07 | 0.0015435 | 2.9427e-07
[79 empty] | WLDFR | HFTD - Distribution - Tier 3 - 1QU CoRE ¦ 1QU LoRE | Red Flag Warning - Large Fires | 2020 | 1.8445e-07 | 0 | 0 | 5.2406 | 0.69642 | 2.942 | 1.6022 | 0 | 0 | 0 | 0.00015365 |  | 9.6663e-07 | 0 | 9.6663e-07 | 0 | 0 | 0 | 0 | 0 | 0 | [16 empty] | 7.3.1.3 Ignition probability mapping showing the probability of ignition along the electric lines and equipmentWLDFRAggregatedAggregated | WLDFR | HFTD - Distribution - Tier 3 - 1QU CoRE ¦ 2QU LoRE | Red Flag Warning - Catastrophic Fires | Aggregated | Aggregated | 2029 | 0.00019065 | 0 | 145.2608 | 0.027694 | 2029 | Mitigation | 0.08575 | 30 | 0 | esc | 0.0012005 | 2.2888e-07 | 0.00060025 | 1.1444e-07 | 0.0015435 | 2.9427e-07
[79 empty] | WLDFR | HFTD - Distribution - Tier 3 - 1QU CoRE ¦ 1QU LoRE | Red Flag Warning - Large Fires | 2021 | 1.8445e-07 | 9.2226e-08 | 0 | 5.2406 | 0.69642 | 2.942 | 1.6022 | 0 | 0 | 0 | 0.00015365 |  | 9.6663e-07 | 0 | 9.6663e-07 | 4.8332e-07 | 0 | 4.8332e-07 | 0 | 0 | 0 | [16 empty] | 7.3.1.3 Ignition probability mapping showing the probability of ignition along the electric lines and equipmentWLDFRAggregatedAggregated | WLDFR | HFTD - Distribution - Tier 3 - 1QU CoRE ¦ 2QU LoRE | Red Flag Warning - Catastrophic Fires | Aggregated | Aggregated | 2030 | 0.00019065 | 0 | 145.2608 | 0.027694 | 2030 | Mitigation | 0.08575 | 30 | 0 | esc | 0.0012005 | 2.2888e-07 | 0.00060025 | 1.1444e-07 | 0.0015435 | 2.9427e-07
[79 empty] | WLDFR | HFTD - Distribution - Tier 3 - 1QU CoRE ¦ 1QU LoRE | Red Flag Warning - Large Fires | 2022 | 1.8445e-07 | 9.2226e-08 | 2.3715e-07 | 5.2406 | 0.69642 | 2.942 | 1.6022 | 0 | 0 | 0 | 0.00015365 |  | 9.6663e-07 | 0 | 9.6663e-07 | 4.8332e-07 | 0 | 4.8332e-07 | 1.2428e-06 | 0 | 1.2428e-06 | [16 empty] | 7.3.1.3 Ignition probability mapping showing the probability of ignition along the electric lines and equipmentWLDFRAggregatedAggregated | WLDFR | HFTD - Distribution - Tier 3 - 1QU CoRE ¦ 2QU LoRE | Red Flag Warning - Catastrophic Fires | Aggregated | Aggregated | 2031 | 0.00019065 | 0 | 145.2608 | 0.027694 | 2031 | Mitigation | 0.08575 | 30 | 0 | esc | 0.0012005 | 2.2888e-07 | 0.00060025 | 1.1444e-07 | 0.0015435 | 2.9427e-07
[79 empty] | WLDFR | HFTD - Distribution - Tier 3 - 1QU CoRE ¦ 1QU LoRE | Red Flag Warning - Large Fires | 2023 | 1.8445e-07 | 9.2226e-08 | 2.3715e-07 | 5.475 | 0.71896 | 3.0715 | 1.6846 | 0 | 0 | 0 | 0.00015365 |  | 1.0099e-06 | 0 | 1.0099e-06 | 5.0494e-07 | 0 | 5.0494e-07 | 1.2984e-06 | 0 | 1.2984e-06 | [16 empty] | 7.3.1.3 Ignition probability mapping showing the probability of ignition along the electric lines and equipmentWLDFRAggregatedAggregated | WLDFR | HFTD - Distribution - Tier 3 - 1QU CoRE ¦ 2QU LoRE | Red Flag Warning - Catastrophic Fires | Aggregated | Aggregated | 2032 | 0.00019065 | 0 | 145.2608 | 0.027694 | 2032 | Mitigation | 0.08575 | 30 | 0 | esc | 0.0012005 | 2.2888e-07 | 0.00060025 | 1.1444e-07 | 0.0015435 | 2.9427e-07
[79 empty] | WLDFR | HFTD - Distribution - Tier 3 - 1QU CoRE ¦ 1QU LoRE | Red Flag Warning - Large Fires | 2024 | 1.8445e-07 | 9.2226e-08 | 2.3715e-07 | 5.475 | 0.71896 | 3.0715 | 1.6846 | 0 | 0 | 0 | 0.00015365 |  | 1.0099e-06 | 0 | 1.0099e-06 | 5.0494e-07 | 0 | 5.0494e-07 | 1.2984e-06 | 0 | 1.2984e-06 | [16 empty] | 7.3.1.3 Ignition probability mapping showing the probability of ignition along the electric lines and equipmentWLDFRAggregatedAggregated | WLDFR | HFTD - Distribution - Tier 3 - 1QU CoRE ¦ 2QU LoRE | Red Flag Warning - Catastrophic Fires | Aggregated | Aggregated | 2033 | 0.00019065 | 0 | 145.2608 | 0.027694 | 2033 | Mitigation | 0.08575 | 30 | 0 | esc | 0.0012005 | 2.2888e-07 | 0.00060025 | 1.1444e-07 | 0.0015435 | 2.9427e-07
[79 empty] | WLDFR | HFTD - Distribution - Tier 3 - 1QU CoRE ¦ 1QU LoRE | Red Flag Warning - Large Fires | 2025 | 1.8445e-07 | 9.2226e-08 | 2.3715e-07 | 5.475 | 0.71896 | 3.0715 | 1.6846 | 0 | 0 | 0 | 0.00015365 |  | 1.0099e-06 | 0 | 1.0099e-06 | 5.0494e-07 | 0 | 5.0494e-07 | 1.2984e-06 | 0 | 1.2984e-06 | [16 empty] | 7.3.1.3 Ignition probability mapping showing the probability of ignition along the electric lines and equipmentWLDFRAggregatedAggregated | WLDFR | HFTD - Distribution - Tier 3 - 1QU CoRE ¦ 2QU LoRE | Red Flag Warning - Catastrophic Fires | Aggregated | Aggregated | 2034 | 0.00019065 | 0 | 145.2608 | 0.027694 | 2034 | Mitigation | 0.08575 | 30 | 0 | esc | 0.0012005 | 2.2888e-07 | 0.00060025 | 1.1444e-07 | 0.0015435 | 2.9427e-07
[79 empty] | WLDFR | HFTD - Distribution - Tier 3 - 1QU CoRE ¦ 1QU LoRE | Red Flag Warning - Large Fires | 2026 | 1.8445e-07 | 9.2226e-08 | 2.3715e-07 | 5.475 | 0.71896 | 3.0715 | 1.6846 | 0 | 0 | 0 | 0.00015365 |  | 1.0099e-06 | 0 | 1.0099e-06 | 5.0494e-07 | 0 | 5.0494e-07 | 1.2984e-06 | 0 | 1.2984e-06 | [16 empty] | 7.3.1.3 Ignition probability mapping showing the probability of ignition along the electric lines and equipmentWLDFRAggregatedAggregated | WLDFR | HFTD - Distribution - Tier 3 - 1QU CoRE ¦ 2QU LoRE | Red Flag Warning - Catastrophic Fires | Aggregated | Aggregated | 2035 | 0.00019065 | 0 | 145.2608 | 0.027694 | 2035 | Mitigation | 0.08575 | 30 | 0 | esc | 0.0012005 | 2.2888e-07 | 0.00060025 | 1.1444e-07 | 0.0015435 | 2.9427e-07
[79 empty] | WLDFR | HFTD - Distribution - Tier 3 - 1QU CoRE ¦ 1QU LoRE | Red Flag Warning - Large Fires | 2027 | 1.8445e-07 | 9.2226e-08 | 2.3715e-07 | 5.475 | 0.71896 | 3.0715 | 1.6846 | 0 | 0 | 0 | 0.00015365 |  | 1.0099e-06 | 0 | 1.0099e-06 | 5.0494e-07 | 0 | 5.0494e-07 | 1.2984e-06 | 0 | 1.2984e-06 | [16 empty] | 7.3.1.3 Ignition probability mapping showing the probability of ignition along the electric lines and equipmentWLDFRAggregatedAggregated | WLDFR | HFTD - Distribution - Tier 3 - 1QU CoRE ¦ 2QU LoRE | Red Flag Warning - Catastrophic Fires | Aggregated | Aggregated | 2036 | 0.00019065 | 0 | 145.2608 | 0.027694 | 2036 | Mitigation | 0.08575 | 30 | 0 | esc | 0.0012005 | 2.2888e-07 | 0.00060025 | 1.1444e-07 | 0.0015435 | 2.9427e-07
[79 empty] | WLDFR | HFTD - Distribution - Tier 3 - 1QU CoRE ¦ 1QU LoRE | Red Flag Warning - Large Fires | 2028 | 1.8445e-07 | 9.2226e-08 | 2.3715e-07 | 5.777 | 0.74734 | 3.238 | 1.7917 | 0 | 0 | 0 | 0.00015365 |  | 1.0656e-06 | 0 | 1.0656e-06 | 5.3279e-07 | 0 | 5.3279e-07 | 1.37e-06 | 0 | 1.37e-06 | [16 empty] | 7.3.1.3 Ignition probability mapping showing the probability of ignition along the electric lines and equipmentWLDFRAggregatedAggregated | WLDFR | HFTD - Distribution - Tier 3 - 1QU CoRE ¦ 2QU LoRE | Red Flag Warning - Catastrophic Fires | Aggregated | Aggregated | 2037 | 0.00019065 | 0 | 145.2608 | 0.027694 | 2037 | Mitigation | 0.08575 | 30 | 0 | esc | 0.0012005 | 2.2888e-07 | 0.00060025 | 1.1444e-07 | 0.0015435 | 2.9427e-07
[79 empty] | WLDFR | HFTD - Distribution - Tier 3 - 1QU CoRE ¦ 1QU LoRE | Red Flag Warning - Large Fires | 2029 | 1.8445e-07 | 9.2226e-08 | 2.3715e-07 | 5.777 | 0.74734 | 3.238 | 1.7917 | 0 | 0 | 0 | 0.00015365 |  | 1.0656e-06 | 0 | 1.0656e-06 | 5.3279e-07 | 0 | 5.3279e-07 | 1.37e-06 | 0 | 1.37e-06 | [16 empty] | 7.3.1.3 Ignition probability mapping showing the probability of ignition along the electric lines and equipmentWLDFRAggregatedAggregated | WLDFR | HFTD - Distribution - Tier 3 - 1QU CoRE ¦ 2QU LoRE | Red Flag Warning - Catastrophic Fires | Aggregated | Aggregated | 2038 | 0.00019065 | 0 | 145.2608 | 0.027694 | 2038 | Mitigation | 0.08575 | 30 | 0 | esc | 0.0012005 | 2.2888e-07 | 0.00060025 | 1.1444e-07 | 0.0015435 | 2.9427e-07
[79 empty] | WLDFR | HFTD - Distribution - Tier 3 - 1QU CoRE ¦ 1QU LoRE | Red Flag Warning - Large Fires | 2030 | 1.8445e-07 | 9.2226e-08 | 2.3715e-07 | 5.777 | 0.74734 | 3.238 | 1.7917 | 0 | 0 | 0 | 0.00015365 |  | 1.0656e-06 | 0 | 1.0656e-06 | 5.3279e-07 | 0 | 5.3279e-07 | 1.37e-06 | 0 | 1.37e-06 | [16 empty] | 7.3.1.3 Ignition probability mapping showing the probability of ignition along the electric lines and equipmentWLDFRAggregatedAggregated | WLDFR | HFTD - Distribution - Tier 3 - 1QU CoRE ¦ 2QU LoRE | Red Flag Warning - Catastrophic Fires | Aggregated | Aggregated | 2039 | 0.00019065 | 0 | 145.2608 | 0.027694 | 2039 | Mitigation | 0.08575 | 30 | 0 | esc | 0.0012005 | 2.2888e-07 | 0.00060025 | 1.1444e-07 | 0.0015435 | 2.9427e-07
[79 empty] | WLDFR | HFTD - Distribution - Tier 3 - 1QU CoRE ¦ 1QU LoRE | Red Flag Warning - Large Fires | 2031 | 1.8445e-07 | 9.2226e-08 | 2.3715e-07 | 5.777 | 0.74734 | 3.238 | 1.7917 | 0 | 0 | 0 | 0.00015365 |  | 1.0656e-06 | 0 | 1.0656e-06 | 5.3279e-07 | 0 | 5.3279e-07 | 1.37e-06 | 0 | 1.37e-06 | [16 empty] | 7.3.1.3 Ignition probability mapping showing the probability of ignition along the electric lines and equipmentWLDFRAggregatedAggregated | WLDFR | HFTD - Distribution - Tier 3 - 1QU CoRE ¦ 2QU LoRE | Red Flag Warning - Catastrophic Fires | Aggregated | Aggregated | 2040 | 0.00019065 | 0 | 145.2608 | 0.027694 | 2040 | Mitigation | 0.08575 | 30 | 0 | esc | 0.0012005 | 2.2888e-07 | 0.00060025 | 1.1444e-07 | 0.0015435 | 2.9427e-07
[79 empty] | WLDFR | HFTD - Distribution - Tier 3 - 1QU CoRE ¦ 1QU LoRE | Red Flag Warning - Large Fires | 2032 | 1.8445e-07 | 9.2226e-08 | 2.3715e-07 | 5.777 | 0.74734 | 3.238 | 1.7917 | 0 | 0 | 0 | 0.00015365 |  | 1.0656e-06 | 0 | 1.0656e-06 | 5.3279e-07 | 0 | 5.3279e-07 | 1.37e-06 | 0 | 1.37e-06 | [16 empty] | 7.3.1.3 Ignition probability mapping showing the probability of ignition along the electric lines and equipmentWLDFRAggregatedAggregated | WLDFR | HFTD - Distribution - Tier 3 - 1QU CoRE ¦ 2QU LoRE | Red Flag Warning - Catastrophic Fires | Aggregated | Aggregated | 2041 | 0.00019065 | 0 | 145.2608 | 0.027694 | 2041 | Mitigation | 0.08575 | 30 | 0 | esc | 0.0012005 | 2.2888e-07 | 0.00060025 | 1.1444e-07 | 0.0015435 | 2.9427e-07
[79 empty] | WLDFR | HFTD - Distribution - Tier 3 - 1QU CoRE ¦ 1QU LoRE | Red Flag Warning - Large Fires | 2033 | 1.8445e-07 | 9.2226e-08 | 2.3715e-07 | 6.1205 | 0.77885 | 3.4265 | 1.9151 | 0 | 0 | 0 | 0.00015365 |  | 1.1289e-06 | 0 | 1.1289e-06 | 5.6447e-07 | 0 | 5.6447e-07 | 1.4515e-06 | 0 | 1.4515e-06 | [16 empty] | 7.3.1.3 Ignition probability mapping showing the probability of ignition along the electric lines and equipmentWLDFRAggregatedAggregated | WLDFR | HFTD - Distribution - Tier 3 - 1QU CoRE ¦ 2QU LoRE | Red Flag Warning - Catastrophic Fires | Aggregated | Aggregated | 2042 | 0.00019065 | 0 | 145.2608 | 0.027694 | 2042 | Mitigation | 0.08575 | 30 | 0 | esc | 0.0012005 | 2.2888e-07 | 0.00060025 | 1.1444e-07 | 0.0015435 | 2.9427e-07
[79 empty] | WLDFR | HFTD - Distribution - Tier 3 - 1QU CoRE ¦ 1QU LoRE | Red Flag Warning - Large Fires | 2034 | 1.8445e-07 | 9.2226e-08 | 2.3715e-07 | 6.1205 | 0.77885 | 3.4265 | 1.9151 | 0 | 0 | 0 | 0.00015365 |  | 1.1289e-06 | 0 | 1.1289e-06 | 5.6447e-07 | 0 | 5.6447e-07 | 1.4515e-06 | 0 | 1.4515e-06 | [16 empty] | 7.3.1.3 Ignition probability mapping showing the probability of ignition along the electric lines and equipmentWLDFRAggregatedAggregated | WLDFR | HFTD - Distribution - Tier 3 - 1QU CoRE ¦ 2QU LoRE | Red Flag Warning - Catastrophic Fires | Aggregated | Aggregated | 2043 | 0.00019065 | 0 | 145.2608 | 0.027694 | 2043 | Mitigation | 0.08575 | 30 | 0 | esc | 0.0012005 | 2.2888e-07 | 0.00060025 | 1.1444e-07 | 0.0015435 | 2.9427e-07
[79 empty] | WLDFR | HFTD - Distribution - Tier 3 - 1QU CoRE ¦ 1QU LoRE | Red Flag Warning - Large Fires | 2035 | 1.8445e-07 | 9.2226e-08 | 2.3715e-07 | 6.1205 | 0.77885 | 3.4265 | 1.9151 | 0 | 0 | 0 | 0.00015365 |  | 1.1289e-06 | 0 | 1.1289e-06 | 5.6447e-07 | 0 | 5.6447e-07 | 1.4515e-06 | 0 | 1.4515e-06 | [16 empty] | 7.3.1.3 Ignition probability mapping showing the probability of ignition along the electric lines and equipmentWLDFRAggregatedAggregated | WLDFR | HFTD - Distribution - Tier 3 - 1QU CoRE ¦ 2QU LoRE | Red Flag Warning - Catastrophic Fires | Aggregated | Aggregated | 2044 | 0.00019065 | 0 | 145.2608 | 0.027694 | 2044 | Mitigation | 0.08575 | 30 | 0 | esc | 0.0012005 | 2.2888e-07 | 0.00060025 | 1.1444e-07 | 0.0015435 | 2.9427e-07
[79 empty] | WLDFR | HFTD - Distribution - Tier 3 - 1QU CoRE ¦ 1QU LoRE | Red Flag Warning - Large Fires | 2036 | 1.8445e-07 | 9.2226e-08 | 2.3715e-07 | 6.1205 | 0.77885 | 3.4265 | 1.9151 | 0 | 0 | 0 | 0.00015365 |  | 1.1289e-06 | 0 | 1.1289e-06 | 5.6447e-07 | 0 | 5.6447e-07 | 1.4515e-06 | 0 | 1.4515e-06 | [16 empty] | 7.3.1.3 Ignition probability mapping showing the probability of ignition along the electric lines and equipmentWLDFRAggregatedAggregated | WLDFR | HFTD - Distribution - Tier 3 - 1QU CoRE ¦ 2QU LoRE | Red Flag Warning - Catastrophic Fires | Aggregated | Aggregated | 2045 | 0.00019065 | 0 | 145.2608 | 0.027694 | 2045 | Mitigation | 0.08575 | 30 | 0 | esc | 0.0012005 | 2.2888e-07 | 0.00060025 | 1.1444e-07 | 0.0015435 | 2.9427e-07
[79 empty] | WLDFR | HFTD - Distribution - Tier 3 - 1QU CoRE ¦ 1QU LoRE | Red Flag Warning - Large Fires | 2037 | 1.8445e-07 | 9.2226e-08 | 2.3715e-07 | 6.1205 | 0.77885 | 3.4265 | 1.9151 | 0 | 0 | 0 | 0.00015365 |  | 1.1289e-06 | 0 | 1.1289e-06 | 5.6447e-07 | 0 | 5.6447e-07 | 1.4515e-06 | 0 | 1.4515e-06 | [16 empty] | 7.3.1.3 Ignition probability mapping showing the probability of ignition along the electric lines and equipmentWLDFRAggregatedAggregated | WLDFR | HFTD - Distribution - Tier 3 - 1QU CoRE ¦ 2QU LoRE | Red Flag Warning - Catastrophic Fires | Aggregated | Aggregated | 2046 | 0.00019065 | 0 | 145.2608 | 0.027694 | 2046 | Mitigation | 0.08575 | 30 | 0 | esc | 0.0012005 | 2.2888e-07 | 0.00060025 | 1.1444e-07 | 0.0015435 | 2.9427e-07
[79 empty] | WLDFR | HFTD - Distribution - Tier 3 - 1QU CoRE ¦ 1QU LoRE | Red Flag Warning - Large Fires | 2038 | 1.8445e-07 | 9.2226e-08 | 2.3715e-07 | 6.5028 | 0.81304 | 3.6355 | 2.0543 | 0 | 0 | 0 | 0.00015365 |  | 1.1995e-06 | 0 | 1.1995e-06 | 5.9973e-07 | 0 | 5.9973e-07 | 1.5422e-06 | 0 | 1.5422e-06 | [16 empty] | 7.3.1.3 Ignition probability mapping showing the probability of ignition along the electric lines and equipmentWLDFRAggregatedAggregated | WLDFR | HFTD - Distribution - Tier 3 - 1QU CoRE ¦ 2QU LoRE | Red Flag Warning - Catastrophic Fires | Aggregated | Aggregated | 2047 | 0.00019065 | 0 | 145.2608 | 0.027694 | 2047 | Mitigation | 0.08575 | 30 | 0 | esc | 0.0012005 | 2.2888e-07 | 0.00060025 | 1.1444e-07 | 0.0015435 | 2.9427e-07
[79 empty] | WLDFR | HFTD - Distribution - Tier 3 - 1QU CoRE ¦ 1QU LoRE | Red Flag Warning - Large Fires | 2039 | 1.8445e-07 | 9.2226e-08 | 2.3715e-07 | 6.5028 | 0.81304 | 3.6355 | 2.0543 | 0 | 0 | 0 | 0.00015365 |  | 1.1995e-06 | 0 | 1.1995e-06 | 5.9973e-07 | 0 | 5.9973e-07 | 1.5422e-06 | 0 | 1.5422e-06 | [16 empty] | 7.3.1.3 Ignition probability mapping showing the probability of ignition along the electric lines and equipmentWLDFRAggregatedAggregated | WLDFR | HFTD - Distribution - Tier 3 - 1QU CoRE ¦ 2QU LoRE | Red Flag Warning - Catastrophic Fires | Aggregated | Aggregated | 2048 | 0.00019065 | 0 | 145.2608 | 0.027694 | 2048 | Mitigation | 0.08575 | 30 | 0 | esc | 0.0012005 | 2.2888e-07 | 0.00060025 | 1.1444e-07 | 0.0015435 | 2.9427e-07
[79 empty] | WLDFR | HFTD - Distribution - Tier 3 - 1QU CoRE ¦ 1QU LoRE | Red Flag Warning - Large Fires | 2040 | 1.8445e-07 | 9.2226e-08 | 2.3715e-07 | 6.5028 | 0.81304 | 3.6355 | 2.0543 | 0 | 0 | 0 | 0.00015365 |  | 1.1995e-06 | 0 | 1.1995e-06 | 5.9973e-07 | 0 | 5.9973e-07 | 1.5422e-06 | 0 | 1.5422e-06 | [16 empty] | 7.3.1.3 Ignition probability mapping showing the probability of ignition along the electric lines and equipmentWLDFRAggregatedAggregated | WLDFR | HFTD - Distribution - Tier 3 - 1QU CoRE ¦ 2QU LoRE | Red Flag Warning - Catastrophic Fires | Aggregated | Aggregated | 2049 | 0.00019065 | 0 | 145.2608 | 0.027694 | 2049 | Mitigation | 0.08575 | 30 | 0 | esc | 0.0012005 | 2.2888e-07 | 0.00060025 | 1.1444e-07 | 0.0015435 | 2.9427e-07
[79 empty] | WLDFR | HFTD - Distribution - Tier 3 - 1QU CoRE ¦ 1QU LoRE | Red Flag Warning - Large Fires | 2041 | 1.8445e-07 | 9.2226e-08 | 2.3715e-07 | 6.5028 | 0.81304 | 3.6355 | 2.0543 | 0 | 0 | 0 | 0.00015365 |  | 1.1995e-06 | 0 | 1.1995e-06 | 5.9973e-07 | 0 | 5.9973e-07 | 1.5422e-06 | 0 | 1.5422e-06 | [16 empty] | 7.3.1.3 Ignition probability mapping showing the probability of ignition along the electric lines and equipmentWLDFRAggregatedAggregated | WLDFR | HFTD - Distribution - Tier 3 - 1QU CoRE ¦ 2QU LoRE | Red Flag Warning - Catastrophic Fires | Aggregated | Aggregated | 2050 | 0.00019065 | 0 | 145.2608 | 0.027694 | 2050 | Mitigation | 0.08575 | 30 | 0 | esc | 0 | 0 | 0.00060025 | 1.1444e-07 | 0.0015435 | 2.9427e-07
[79 empty] | WLDFR | HFTD - Distribution - Tier 3 - 1QU CoRE ¦ 1QU LoRE | Red Flag Warning - Large Fires | 2042 | 1.8445e-07 | 9.2226e-08 | 2.3715e-07 | 6.5028 | 0.81304 | 3.6355 | 2.0543 | 0 | 0 | 0 | 0.00015365 |  | 1.1995e-06 | 0 | 1.1995e-06 | 5.9973e-07 | 0 | 5.9973e-07 | 1.5422e-06 | 0 | 1.5422e-06 | [16 empty] | 7.3.1.3 Ignition probability mapping showing the probability of ignition along the electric lines and equipmentWLDFRAggregatedAggregated | WLDFR | HFTD - Distribution - Tier 3 - 1QU CoRE ¦ 2QU LoRE | Red Flag Warning - Catastrophic Fires | Aggregated | Aggregated | 2051 | 0.00019065 | 0 | 145.2608 | 0.027694 | 2051 | Mitigation | 0.08575 | 30 | 0 | esc | 0 | 0 | 0 | 0 | 0.0015435 | 2.9427e-07
[79 empty] | WLDFR | HFTD - Distribution - Tier 3 - 1QU CoRE ¦ 1QU LoRE | Red Flag Warning - Large Fires | 2043 | 1.8445e-07 | 9.2226e-08 | 2.3715e-07 | 6.9209 | 0.84944 | 3.8632 | 2.2083 | 0 | 0 | 0 | 0.00015365 |  | 1.2766e-06 | 0 | 1.2766e-06 | 6.3829e-07 | 0 | 6.3829e-07 | 1.6413e-06 | 0 | 1.6413e-06 | [16 empty] | 7.3.1.3 Ignition probability mapping showing the probability of ignition along the electric lines and equipmentWLDFRAggregatedAggregated | WLDFR | HFTD - Distribution - Tier 3 - 1QU CoRE ¦ 2QU LoRE | Red Flag Warning - Destructive Fires | Aggregated | Aggregated | 2021 | 2.401e-05 | 0 | 145.2608 | 0.0034877 | 2021 | Mitigation | 0.08575 | 30 | 0 | esc | 0.0012005 | 2.8824e-08 | 0.00060025 | 1.4412e-08 | 0 | 0
[79 empty] | WLDFR | HFTD - Distribution - Tier 3 - 1QU CoRE ¦ 1QU LoRE | Red Flag Warning - Large Fires | 2044 | 1.8445e-07 | 9.2226e-08 | 2.3715e-07 | 6.9209 | 0.84944 | 3.8632 | 2.2083 | 0 | 0 | 0 | 0.00015365 |  | 1.2766e-06 | 0 | 1.2766e-06 | 6.3829e-07 | 0 | 6.3829e-07 | 1.6413e-06 | 0 | 1.6413e-06 | [16 empty] | 7.3.1.3 Ignition probability mapping showing the probability of ignition along the electric lines and equipmentWLDFRAggregatedAggregated | WLDFR | HFTD - Distribution - Tier 3 - 1QU CoRE ¦ 2QU LoRE | Red Flag Warning - Destructive Fires | Aggregated | Aggregated | 2022 | 2.401e-05 | 0 | 145.2608 | 0.0034877 | 2022 | Mitigation | 0.08575 | 30 | 0 | esc | 0.0012005 | 2.8824e-08 | 0.00060025 | 1.4412e-08 | 0.0015435 | 3.7059e-08
[79 empty] | WLDFR | HFTD - Distribution - Tier 3 - 1QU CoRE ¦ 1QU LoRE | Red Flag Warning - Large Fires | 2045 | 1.8445e-07 | 9.2226e-08 | 2.3715e-07 | 6.9209 | 0.84944 | 3.8632 | 2.2083 | 0 | 0 | 0 | 0.00015365 |  | 1.2766e-06 | 0 | 1.2766e-06 | 6.3829e-07 | 0 | 6.3829e-07 | 1.6413e-06 | 0 | 1.6413e-06 | [16 empty] | 7.3.1.3 Ignition probability mapping showing the probability of ignition along the electric lines and equipmentWLDFRAggregatedAggregated | WLDFR | HFTD - Distribution - Tier 3 - 1QU CoRE ¦ 2QU LoRE | Red Flag Warning - Destructive Fires | Aggregated | Aggregated | 2023 | 2.401e-05 | 0 | 145.2608 | 0.0034877 | 2023 | Mitigation | 0.08575 | 30 | 0 | esc | 0.0012005 | 2.8824e-08 | 0.00060025 | 1.4412e-08 | 0.0015435 | 3.7059e-08
[79 empty] | WLDFR | HFTD - Distribution - Tier 3 - 1QU CoRE ¦ 1QU LoRE | Red Flag Warning - Large Fires | 2046 | 1.8445e-07 | 9.2226e-08 | 2.3715e-07 | 6.9209 | 0.84944 | 3.8632 | 2.2083 | 0 | 0 | 0 | 0.00015365 |  | 1.2766e-06 | 0 | 1.2766e-06 | 6.3829e-07 | 0 | 6.3829e-07 | 1.6413e-06 | 0 | 1.6413e-06 | [16 empty] | 7.3.1.3 Ignition probability mapping showing the probability of ignition along the electric lines and equipmentWLDFRAggregatedAggregated | WLDFR | HFTD - Distribution - Tier 3 - 1QU CoRE ¦ 2QU LoRE | Red Flag Warning - Destructive Fires | Aggregated | Aggregated | 2024 | 2.401e-05 | 0 | 145.2608 | 0.0034877 | 2024 | Mitigation | 0.08575 | 30 | 0 | esc | 0.0012005 | 2.8824e-08 | 0.00060025 | 1.4412e-08 | 0.0015435 | 3.7059e-08
[79 empty] | WLDFR | HFTD - Distribution - Tier 3 - 1QU CoRE ¦ 1QU LoRE | Red Flag Warning - Large Fires | 2047 | 1.8445e-07 | 9.2226e-08 | 2.3715e-07 | 6.9209 | 0.84944 | 3.8632 | 2.2083 | 0 | 0 | 0 | 0.00015365 |  | 1.2766e-06 | 0 | 1.2766e-06 | 6.3829e-07 | 0 | 6.3829e-07 | 1.6413e-06 | 0 | 1.6413e-06 | [16 empty] | 7.3.1.3 Ignition probability mapping showing the probability of ignition along the electric lines and equipmentWLDFRAggregatedAggregated | WLDFR | HFTD - Distribution - Tier 3 - 1QU CoRE ¦ 2QU LoRE | Red Flag Warning - Destructive Fires | Aggregated | Aggregated | 2025 | 2.401e-05 | 0 | 145.2608 | 0.0034877 | 2025 | Mitigation | 0.08575 | 30 | 0 | esc | 0.0012005 | 2.8824e-08 | 0.00060025 | 1.4412e-08 | 0.0015435 | 3.7059e-08
[79 empty] | WLDFR | HFTD - Distribution - Tier 3 - 1QU CoRE ¦ 1QU LoRE | Red Flag Warning - Large Fires | 2048 | 1.8445e-07 | 9.2226e-08 | 2.3715e-07 | 7.3713 | 0.88759 | 4.1075 | 2.3763 | 0 | 0 | 0 | 0.00015365 |  | 1.3597e-06 | 0 | 1.3597e-06 | 6.7983e-07 | 0 | 6.7983e-07 | 1.7481e-06 | 0 | 1.7481e-06 | [16 empty] | 7.3.1.3 Ignition probability mapping showing the probability of ignition along the electric lines and equipmentWLDFRAggregatedAggregated | WLDFR | HFTD - Distribution - Tier 3 - 1QU CoRE ¦ 2QU LoRE | Red Flag Warning - Destructive Fires | Aggregated | Aggregated | 2026 | 2.401e-05 | 0 | 145.2608 | 0.0034877 | 2026 | Mitigation | 0.08575 | 30 | 0 | esc | 0.0012005 | 2.8824e-08 | 0.00060025 | 1.4412e-08 | 0.0015435 | 3.7059e-08
[79 empty] | WLDFR | HFTD - Distribution - Tier 3 - 1QU CoRE ¦ 1QU LoRE | Red Flag Warning - Large Fires | 2049 | 1.8445e-07 | 9.2226e-08 | 2.3715e-07 | 7.3713 | 0.88759 | 4.1075 | 2.3763 | 0 | 0 | 0 | 0.00015365 |  | 1.3597e-06 | 0 | 1.3597e-06 | 6.7983e-07 | 0 | 6.7983e-07 | 1.7481e-06 | 0 | 1.7481e-06 | [16 empty] | 7.3.1.3 Ignition probability mapping showing the probability of ignition along the electric lines and equipmentWLDFRAggregatedAggregated | WLDFR | HFTD - Distribution - Tier 3 - 1QU CoRE ¦ 2QU LoRE | Red Flag Warning - Destructive Fires | Aggregated | Aggregated | 2027 | 2.401e-05 | 0 | 145.2608 | 0.0034877 | 2027 | Mitigation | 0.08575 | 30 | 0 | esc | 0.0012005 | 2.8824e-08 | 0.00060025 | 1.4412e-08 | 0.0015435 | 3.7059e-08
[79 empty] | WLDFR | HFTD - Distribution - Tier 3 - 1QU CoRE ¦ 1QU LoRE | Red Flag Warning - Large Fires | 2050 | 0 | 9.2226e-08 | 2.3715e-07 | 7.3713 | 0.88759 | 4.1075 | 2.3763 | 0 | 0 | 0 | 0.00015365 |  | 0 | 0 | 0 | 6.7983e-07 | 0 | 6.7983e-07 | 1.7481e-06 | 0 | 1.7481e-06 | [16 empty] | 7.3.1.3 Ignition probability mapping showing the probability of ignition along the electric lines and equipmentWLDFRAggregatedAggregated | WLDFR | HFTD - Distribution - Tier 3 - 1QU CoRE ¦ 2QU LoRE | Red Flag Warning - Destructive Fires | Aggregated | Aggregated | 2028 | 2.401e-05 | 0 | 145.2608 | 0.0034877 | 2028 | Mitigation | 0.08575 | 30 | 0 | esc | 0.0012005 | 2.8824e-08 | 0.00060025 | 1.4412e-08 | 0.0015435 | 3.7059e-08
[79 empty] | WLDFR | HFTD - Distribution - Tier 3 - 1QU CoRE ¦ 1QU LoRE | Red Flag Warning - Large Fires | 2051 | 0 | 0 | 2.3715e-07 | 7.3713 | 0.88759 | 4.1075 | 2.3763 | 0 | 0 | 0 | 0.00015365 |  | 0 | 0 | 0 | 0 | 0 | 0 | 1.7481e-06 | 0 | 1.7481e-06 | [16 empty] | 7.3.1.3 Ignition probability mapping showing the probability of ignition along the electric lines and equipmentWLDFRAggregatedAggregated | WLDFR | HFTD - Distribution - Tier 3 - 1QU CoRE ¦ 2QU LoRE | Red Flag Warning - Destructive Fires | Aggregated | Aggregated | 2029 | 2.401e-05 | 0 | 145.2608 | 0.0034877 | 2029 | Mitigation | 0.08575 | 30 | 0 | esc | 0.0012005 | 2.8824e-08 | 0.00060025 | 1.4412e-08 | 0.0015435 | 3.7059e-08
[79 empty] | WLDFR | HFTD - Distribution - Tier 3 - 1QU CoRE ¦ 1QU LoRE | Red Flag Warning - Small Fires | 2020 | 1.2499e-06 | 0 | 0 | 0.077901 | 0.036425 | 0.0015809 | 0.039895 | 0 | 0 | 0 | 0.0010411 |  | 9.7368e-08 | 0 | 9.7368e-08 | 0 | 0 | 0 | 0 | 0 | 0 | [16 empty] | 7.3.1.3 Ignition probability mapping showing the probability of ignition along the electric lines and equipmentWLDFRAggregatedAggregated | WLDFR | HFTD - Distribution - Tier 3 - 1QU CoRE ¦ 2QU LoRE | Red Flag Warning - Destructive Fires | Aggregated | Aggregated | 2030 | 2.401e-05 | 0 | 145.2608 | 0.0034877 | 2030 | Mitigation | 0.08575 | 30 | 0 | esc | 0.0012005 | 2.8824e-08 | 0.00060025 | 1.4412e-08 | 0.0015435 | 3.7059e-08
[79 empty] | WLDFR | HFTD - Distribution - Tier 3 - 1QU CoRE ¦ 1QU LoRE | Red Flag Warning - Small Fires | 2021 | 1.2499e-06 | 6.2495e-07 | 0 | 0.077901 | 0.036425 | 0.0015809 | 0.039895 | 0 | 0 | 0 | 0.0010411 |  | 9.7368e-08 | 0 | 9.7368e-08 | 4.8684e-08 | 0 | 4.8684e-08 | 0 | 0 | 0 | [16 empty] | 7.3.1.3 Ignition probability mapping showing the probability of ignition along the electric lines and equipmentWLDFRAggregatedAggregated | WLDFR | HFTD - Distribution - Tier 3 - 1QU CoRE ¦ 2QU LoRE | Red Flag Warning - Destructive Fires | Aggregated | Aggregated | 2031 | 2.401e-05 | 0 | 145.2608 | 0.0034877 | 2031 | Mitigation | 0.08575 | 30 | 0 | esc | 0.0012005 | 2.8824e-08 | 0.00060025 | 1.4412e-08 | 0.0015435 | 3.7059e-08
[79 empty] | WLDFR | HFTD - Distribution - Tier 3 - 1QU CoRE ¦ 1QU LoRE | Red Flag Warning - Small Fires | 2022 | 1.2499e-06 | 6.2495e-07 | 1.607e-06 | 0.077901 | 0.036425 | 0.0015809 | 0.039895 | 0 | 0 | 0 | 0.0010411 |  | 9.7368e-08 | 0 | 9.7368e-08 | 4.8684e-08 | 0 | 4.8684e-08 | 1.2519e-07 | 0 | 1.2519e-07 | [16 empty] | 7.3.1.3 Ignition probability mapping showing the probability of ignition along the electric lines and equipmentWLDFRAggregatedAggregated | WLDFR | HFTD - Distribution - Tier 3 - 1QU CoRE ¦ 2QU LoRE | Red Flag Warning - Destructive Fires | Aggregated | Aggregated | 2032 | 2.401e-05 | 0 | 145.2608 | 0.0034877 | 2032 | Mitigation | 0.08575 | 30 | 0 | esc | 0.0012005 | 2.8824e-08 | 0.00060025 | 1.4412e-08 | 0.0015435 | 3.7059e-08
[79 empty] | WLDFR | HFTD - Distribution - Tier 3 - 1QU CoRE ¦ 1QU LoRE | Red Flag Warning - Small Fires | 2023 | 1.2499e-06 | 6.2495e-07 | 1.607e-06 | 0.080408 | 0.03759 | 0.0016314 | 0.041187 | 0 | 0 | 0 | 0.0010411 |  | 1.005e-07 | 0 | 1.005e-07 | 5.0251e-08 | 0 | 5.0251e-08 | 1.2922e-07 | 0 | 1.2922e-07 | [16 empty] | 7.3.1.3 Ignition probability mapping showing the probability of ignition along the electric lines and equipmentWLDFRAggregatedAggregated | WLDFR | HFTD - Distribution - Tier 3 - 1QU CoRE ¦ 2QU LoRE | Red Flag Warning - Destructive Fires | Aggregated | Aggregated | 2033 | 2.401e-05 | 0 | 145.2608 | 0.0034877 | 2033 | Mitigation | 0.08575 | 30 | 0 | esc | 0.0012005 | 2.8824e-08 | 0.00060025 | 1.4412e-08 | 0.0015435 | 3.7059e-08
[79 empty] | WLDFR | HFTD - Distribution - Tier 3 - 1QU CoRE ¦ 1QU LoRE | Red Flag Warning - Small Fires | 2024 | 1.2499e-06 | 6.2495e-07 | 1.607e-06 | 0.080408 | 0.03759 | 0.0016314 | 0.041187 | 0 | 0 | 0 | 0.0010411 |  | 1.005e-07 | 0 | 1.005e-07 | 5.0251e-08 | 0 | 5.0251e-08 | 1.2922e-07 | 0 | 1.2922e-07 | [16 empty] | 7.3.1.3 Ignition probability mapping showing the probability of ignition along the electric lines and equipmentWLDFRAggregatedAggregated | WLDFR | HFTD - Distribution - Tier 3 - 1QU CoRE ¦ 2QU LoRE | Red Flag Warning - Destructive Fires | Aggregated | Aggregated | 2034 | 2.401e-05 | 0 | 145.2608 | 0.0034877 | 2034 | Mitigation | 0.08575 | 30 | 0 | esc | 0.0012005 | 2.8824e-08 | 0.00060025 | 1.4412e-08 | 0.0015435 | 3.7059e-08
[79 empty] | WLDFR | HFTD - Distribution - Tier 3 - 1QU CoRE ¦ 1QU LoRE | Red Flag Warning - Small Fires | 2025 | 1.2499e-06 | 6.2495e-07 | 1.607e-06 | 0.080408 | 0.03759 | 0.0016314 | 0.041187 | 0 | 0 | 0 | 0.0010411 |  | 1.005e-07 | 0 | 1.005e-07 | 5.0251e-08 | 0 | 5.0251e-08 | 1.2922e-07 | 0 | 1.2922e-07 | [16 empty] | 7.3.1.3 Ignition probability mapping showing the probability of ignition along the electric lines and equipmentWLDFRAggregatedAggregated | WLDFR | HFTD - Distribution - Tier 3 - 1QU CoRE ¦ 2QU LoRE | Red Flag Warning - Destructive Fires | Aggregated | Aggregated | 2035 | 2.401e-05 | 0 | 145.2608 | 0.0034877 | 2035 | Mitigation | 0.08575 | 30 | 0 | esc | 0.0012005 | 2.8824e-08 | 0.00060025 | 1.4412e-08 | 0.0015435 | 3.7059e-08
[79 empty] | WLDFR | HFTD - Distribution - Tier 3 - 1QU CoRE ¦ 1QU LoRE | Red Flag Warning - Small Fires | 2026 | 1.2499e-06 | 6.2495e-07 | 1.607e-06 | 0.080408 | 0.03759 | 0.0016314 | 0.041187 | 0 | 0 | 0 | 0.0010411 |  | 1.005e-07 | 0 | 1.005e-07 | 5.0251e-08 | 0 | 5.0251e-08 | 1.2922e-07 | 0 | 1.2922e-07 | [16 empty] | 7.3.1.3 Ignition probability mapping showing the probability of ignition along the electric lines and equipmentWLDFRAggregatedAggregated | WLDFR | HFTD - Distribution - Tier 3 - 1QU CoRE ¦ 2QU LoRE | Red Flag Warning - Destructive Fires | Aggregated | Aggregated | 2036 | 2.401e-05 | 0 | 145.2608 | 0.0034877 | 2036 | Mitigation | 0.08575 | 30 | 0 | esc | 0.0012005 | 2.8824e-08 | 0.00060025 | 1.4412e-08 | 0.0015435 | 3.7059e-08
[79 empty] | WLDFR | HFTD - Distribution - Tier 3 - 1QU CoRE ¦ 1QU LoRE | Red Flag Warning - Small Fires | 2027 | 1.2499e-06 | 6.2495e-07 | 1.607e-06 | 0.080408 | 0.03759 | 0.0016314 | 0.041187 | 0 | 0 | 0 | 0.0010411 |  | 1.005e-07 | 0 | 1.005e-07 | 5.0251e-08 | 0 | 5.0251e-08 | 1.2922e-07 | 0 | 1.2922e-07 | [16 empty] | 7.3.1.3 Ignition probability mapping showing the probability of ignition along the electric lines and equipmentWLDFRAggregatedAggregated | WLDFR | HFTD - Distribution - Tier 3 - 1QU CoRE ¦ 2QU LoRE | Red Flag Warning - Destructive Fires | Aggregated | Aggregated | 2037 | 2.401e-05 | 0 | 145.2608 | 0.0034877 | 2037 | Mitigation | 0.08575 | 30 | 0 | esc | 0.0012005 | 2.8824e-08 | 0.00060025 | 1.4412e-08 | 0.0015435 | 3.7059e-08
[79 empty] | WLDFR | HFTD - Distribution - Tier 3 - 1QU CoRE ¦ 1QU LoRE | Red Flag Warning - Small Fires | 2028 | 1.2499e-06 | 6.2495e-07 | 1.607e-06 | 0.083606 | 0.039055 | 0.001695 | 0.042856 | 0 | 0 | 0 | 0.0010411 |  | 1.045e-07 | 0 | 1.045e-07 | 5.225e-08 | 0 | 5.225e-08 | 1.3436e-07 | 0 | 1.3436e-07 | [16 empty] | 7.3.1.3 Ignition probability mapping showing the probability of ignition along the electric lines and equipmentWLDFRAggregatedAggregated | WLDFR | HFTD - Distribution - Tier 3 - 1QU CoRE ¦ 2QU LoRE | Red Flag Warning - Destructive Fires | Aggregated | Aggregated | 2038 | 2.401e-05 | 0 | 145.2608 | 0.0034877 | 2038 | Mitigation | 0.08575 | 30 | 0 | esc | 0.0012005 | 2.8824e-08 | 0.00060025 | 1.4412e-08 | 0.0015435 | 3.7059e-08
[79 empty] | WLDFR | HFTD - Distribution - Tier 3 - 1QU CoRE ¦ 1QU LoRE | Red Flag Warning - Small Fires | 2029 | 1.2499e-06 | 6.2495e-07 | 1.607e-06 | 0.083606 | 0.039055 | 0.001695 | 0.042856 | 0 | 0 | 0 | 0.0010411 |  | 1.045e-07 | 0 | 1.045e-07 | 5.225e-08 | 0 | 5.225e-08 | 1.3436e-07 | 0 | 1.3436e-07 | [16 empty] | 7.3.1.3 Ignition probability mapping showing the probability of ignition along the electric lines and equipmentWLDFRAggregatedAggregated | WLDFR | HFTD - Distribution - Tier 3 - 1QU CoRE ¦ 2QU LoRE | Red Flag Warning - Destructive Fires | Aggregated | Aggregated | 2039 | 2.401e-05 | 0 | 145.2608 | 0.0034877 | 2039 | Mitigation | 0.08575 | 30 | 0 | esc | 0.0012005 | 2.8824e-08 | 0.00060025 | 1.4412e-08 | 0.0015435 | 3.7059e-08
[79 empty] | WLDFR | HFTD - Distribution - Tier 3 - 1QU CoRE ¦ 1QU LoRE | Red Flag Warning - Small Fires | 2030 | 1.2499e-06 | 6.2495e-07 | 1.607e-06 | 0.083606 | 0.039055 | 0.001695 | 0.042856 | 0 | 0 | 0 | 0.0010411 |  | 1.045e-07 | 0 | 1.045e-07 | 5.225e-08 | 0 | 5.225e-08 | 1.3436e-07 | 0 | 1.3436e-07 | [16 empty] | 7.3.1.3 Ignition probability mapping showing the probability of ignition along the electric lines and equipmentWLDFRAggregatedAggregated | WLDFR | HFTD - Distribution - Tier 3 - 1QU CoRE ¦ 2QU LoRE | Red Flag Warning - Destructive Fires | Aggregated | Aggregated | 2040 | 2.401e-05 | 0 | 145.2608 | 0.0034877 | 2040 | Mitigation | 0.08575 | 30 | 0 | esc | 0.0012005 | 2.8824e-08 | 0.00060025 | 1.4412e-08 | 0.0015435 | 3.7059e-08
[79 empty] | WLDFR | HFTD - Distribution - Tier 3 - 1QU CoRE ¦ 1QU LoRE | Red Flag Warning - Small Fires | 2031 | 1.2499e-06 | 6.2495e-07 | 1.607e-06 | 0.083606 | 0.039055 | 0.001695 | 0.042856 | 0 | 0 | 0 | 0.0010411 |  | 1.045e-07 | 0 | 1.045e-07 | 5.225e-08 | 0 | 5.225e-08 | 1.3436e-07 | 0 | 1.3436e-07 | [16 empty] | 7.3.1.3 Ignition probability mapping showing the probability of ignition along the electric lines and equipmentWLDFRAggregatedAggregated | WLDFR | HFTD - Distribution - Tier 3 - 1QU CoRE ¦ 2QU LoRE | Red Flag Warning - Destructive Fires | Aggregated | Aggregated | 2041 | 2.401e-05 | 0 | 145.2608 | 0.0034877 | 2041 | Mitigation | 0.08575 | 30 | 0 | esc | 0.0012005 | 2.8824e-08 | 0.00060025 | 1.4412e-08 | 0.0015435 | 3.7059e-08
[79 empty] | WLDFR | HFTD - Distribution - Tier 3 - 1QU CoRE ¦ 1QU LoRE | Red Flag Warning - Small Fires | 2032 | 1.2499e-06 | 6.2495e-07 | 1.607e-06 | 0.083606 | 0.039055 | 0.001695 | 0.042856 | 0 | 0 | 0 | 0.0010411 |  | 1.045e-07 | 0 | 1.045e-07 | 5.225e-08 | 0 | 5.225e-08 | 1.3436e-07 | 0 | 1.3436e-07 | [16 empty] | 7.3.1.3 Ignition probability mapping showing the probability of ignition along the electric lines and equipmentWLDFRAggregatedAggregated | WLDFR | HFTD - Distribution - Tier 3 - 1QU CoRE ¦ 2QU LoRE | Red Flag Warning - Destructive Fires | Aggregated | Aggregated | 2042 | 2.401e-05 | 0 | 145.2608 | 0.0034877 | 2042 | Mitigation | 0.08575 | 30 | 0 | esc | 0.0012005 | 2.8824e-08 | 0.00060025 | 1.4412e-08 | 0.0015435 | 3.7059e-08
[79 empty] | WLDFR | HFTD - Distribution - Tier 3 - 1QU CoRE ¦ 1QU LoRE | Red Flag Warning - Small Fires | 2033 | 1.2499e-06 | 6.2495e-07 | 1.607e-06 | 0.087211 | 0.040679 | 0.0017655 | 0.044766 | 0 | 0 | 0 | 0.0010411 |  | 1.09e-07 | 0 | 1.09e-07 | 5.4502e-08 | 0 | 5.4502e-08 | 1.4015e-07 | 0 | 1.4015e-07 | [16 empty] | 7.3.1.3 Ignition probability mapping showing the probability of ignition along the electric lines and equipmentWLDFRAggregatedAggregated | WLDFR | HFTD - Distribution - Tier 3 - 1QU CoRE ¦ 2QU LoRE | Red Flag Warning - Destructive Fires | Aggregated | Aggregated | 2043 | 2.401e-05 | 0 | 145.2608 | 0.0034877 | 2043 | Mitigation | 0.08575 | 30 | 0 | esc | 0.0012005 | 2.8824e-08 | 0.00060025 | 1.4412e-08 | 0.0015435 | 3.7059e-08
[79 empty] | WLDFR | HFTD - Distribution - Tier 3 - 1QU CoRE ¦ 1QU LoRE | Red Flag Warning - Small Fires | 2034 | 1.2499e-06 | 6.2495e-07 | 1.607e-06 | 0.087211 | 0.040679 | 0.0017655 | 0.044766 | 0 | 0 | 0 | 0.0010411 |  | 1.09e-07 | 0 | 1.09e-07 | 5.4502e-08 | 0 | 5.4502e-08 | 1.4015e-07 | 0 | 1.4015e-07 | [16 empty] | 7.3.1.3 Ignition probability mapping showing the probability of ignition along the electric lines and equipmentWLDFRAggregatedAggregated | WLDFR | HFTD - Distribution - Tier 3 - 1QU CoRE ¦ 2QU LoRE | Red Flag Warning - Destructive Fires | Aggregated | Aggregated | 2044 | 2.401e-05 | 0 | 145.2608 | 0.0034877 | 2044 | Mitigation | 0.08575 | 30 | 0 | esc | 0.0012005 | 2.8824e-08 | 0.00060025 | 1.4412e-08 | 0.0015435 | 3.7059e-08
[79 empty] | WLDFR | HFTD - Distribution - Tier 3 - 1QU CoRE ¦ 1QU LoRE | Red Flag Warning - Small Fires | 2035 | 1.2499e-06 | 6.2495e-07 | 1.607e-06 | 0.087211 | 0.040679 | 0.0017655 | 0.044766 | 0 | 0 | 0 | 0.0010411 |  | 1.09e-07 | 0 | 1.09e-07 | 5.4502e-08 | 0 | 5.4502e-08 | 1.4015e-07 | 0 | 1.4015e-07 | [16 empty] | 7.3.1.3 Ignition probability mapping showing the probability of ignition along the electric lines and equipmentWLDFRAggregatedAggregated | WLDFR | HFTD - Distribution - Tier 3 - 1QU CoRE ¦ 2QU LoRE | Red Flag Warning - Destructive Fires | Aggregated | Aggregated | 2045 | 2.401e-05 | 0 | 145.2608 | 0.0034877 | 2045 | Mitigation | 0.08575 | 30 | 0 | esc | 0.0012005 | 2.8824e-08 | 0.00060025 | 1.4412e-08 | 0.0015435 | 3.7059e-08
[79 empty] | WLDFR | HFTD - Distribution - Tier 3 - 1QU CoRE ¦ 1QU LoRE | Red Flag Warning - Small Fires | 2036 | 1.2499e-06 | 6.2495e-07 | 1.607e-06 | 0.087211 | 0.040679 | 0.0017655 | 0.044766 | 0 | 0 | 0 | 0.0010411 |  | 1.09e-07 | 0 | 1.09e-07 | 5.4502e-08 | 0 | 5.4502e-08 | 1.4015e-07 | 0 | 1.4015e-07 | [16 empty] | 7.3.1.3 Ignition probability mapping showing the probability of ignition along the electric lines and equipmentWLDFRAggregatedAggregated | WLDFR | HFTD - Distribution - Tier 3 - 1QU CoRE ¦ 2QU LoRE | Red Flag Warning - Destructive Fires | Aggregated | Aggregated | 2046 | 2.401e-05 | 0 | 145.2608 | 0.0034877 | 2046 | Mitigation | 0.08575 | 30 | 0 | esc | 0.0012005 | 2.8824e-08 | 0.00060025 | 1.4412e-08 | 0.0015435 | 3.7059e-08
[79 empty] | WLDFR | HFTD - Distribution - Tier 3 - 1QU CoRE ¦ 1QU LoRE | Red Flag Warning - Small Fires | 2037 | 1.2499e-06 | 6.2495e-07 | 1.607e-06 | 0.087211 | 0.040679 | 0.0017655 | 0.044766 | 0 | 0 | 0 | 0.0010411 |  | 1.09e-07 | 0 | 1.09e-07 | 5.4502e-08 | 0 | 5.4502e-08 | 1.4015e-07 | 0 | 1.4015e-07 | [16 empty] | 7.3.1.3 Ignition probability mapping showing the probability of ignition along the electric lines and equipmentWLDFRAggregatedAggregated | WLDFR | HFTD - Distribution - Tier 3 - 1QU CoRE ¦ 2QU LoRE | Red Flag Warning - Destructive Fires | Aggregated | Aggregated | 2047 | 2.401e-05 | 0 | 145.2608 | 0.0034877 | 2047 | Mitigation | 0.08575 | 30 | 0 | esc | 0.0012005 | 2.8824e-08 | 0.00060025 | 1.4412e-08 | 0.0015435 | 3.7059e-08
[79 empty] | WLDFR | HFTD - Distribution - Tier 3 - 1QU CoRE ¦ 1QU LoRE | Red Flag Warning - Small Fires | 2038 | 1.2499e-06 | 6.2495e-07 | 1.607e-06 | 0.091184 | 0.042438 | 0.0018418 | 0.046905 | 0 | 0 | 0 | 0.0010411 |  | 1.1397e-07 | 0 | 1.1397e-07 | 5.6986e-08 | 0 | 5.6986e-08 | 1.4653e-07 | 0 | 1.4653e-07 | [16 empty] | 7.3.1.3 Ignition probability mapping showing the probability of ignition along the electric lines and equipmentWLDFRAggregatedAggregated | WLDFR | HFTD - Distribution - Tier 3 - 1QU CoRE ¦ 2QU LoRE | Red Flag Warning - Destructive Fires | Aggregated | Aggregated | 2048 | 2.401e-05 | 0 | 145.2608 | 0.0034877 | 2048 | Mitigation | 0.08575 | 30 | 0 | esc | 0.0012005 | 2.8824e-08 | 0.00060025 | 1.4412e-08 | 0.0015435 | 3.7059e-08
[79 empty] | WLDFR | HFTD - Distribution - Tier 3 - 1QU CoRE ¦ 1QU LoRE | Red Flag Warning - Small Fires | 2039 | 1.2499e-06 | 6.2495e-07 | 1.607e-06 | 0.091184 | 0.042438 | 0.0018418 | 0.046905 | 0 | 0 | 0 | 0.0010411 |  | 1.1397e-07 | 0 | 1.1397e-07 | 5.6986e-08 | 0 | 5.6986e-08 | 1.4653e-07 | 0 | 1.4653e-07 | [16 empty] | 7.3.1.3 Ignition probability mapping showing the probability of ignition along the electric lines and equipmentWLDFRAggregatedAggregated | WLDFR | HFTD - Distribution - Tier 3 - 1QU CoRE ¦ 2QU LoRE | Red Flag Warning - Destructive Fires | Aggregated | Aggregated | 2049 | 2.401e-05 | 0 | 145.2608 | 0.0034877 | 2049 | Mitigation | 0.08575 | 30 | 0 | esc | 0.0012005 | 2.8824e-08 | 0.00060025 | 1.4412e-08 | 0.0015435 | 3.7059e-08
[79 empty] | WLDFR | HFTD - Distribution - Tier 3 - 1QU CoRE ¦ 1QU LoRE | Red Flag Warning - Small Fires | 2040 | 1.2499e-06 | 6.2495e-07 | 1.607e-06 | 0.091184 | 0.042438 | 0.0018418 | 0.046905 | 0 | 0 | 0 | 0.0010411 |  | 1.1397e-07 | 0 | 1.1397e-07 | 5.6986e-08 | 0 | 5.6986e-08 | 1.4653e-07 | 0 | 1.4653e-07 | [16 empty] | 7.3.1.3 Ignition probability mapping showing the probability of ignition along the electric lines and equipmentWLDFRAggregatedAggregated | WLDFR | HFTD - Distribution - Tier 3 - 1QU CoRE ¦ 2QU LoRE | Red Flag Warning - Destructive Fires | Aggregated | Aggregated | 2050 | 2.401e-05 | 0 | 145.2608 | 0.0034877 | 2050 | Mitigation | 0.08575 | 30 | 0 | esc | 0 | 0 | 0.00060025 | 1.4412e-08 | 0.0015435 | 3.7059e-08
[79 empty] | WLDFR | HFTD - Distribution - Tier 3 - 1QU CoRE ¦ 1QU LoRE | Red Flag Warning - Small Fires | 2041 | 1.2499e-06 | 6.2495e-07 | 1.607e-06 | 0.091184 | 0.042438 | 0.0018418 | 0.046905 | 0 | 0 | 0 | 0.0010411 |  | 1.1397e-07 | 0 | 1.1397e-07 | 5.6986e-08 | 0 | 5.6986e-08 | 1.4653e-07 | 0 | 1.4653e-07 | [16 empty] | 7.3.1.3 Ignition probability mapping showing the probability of ignition along the electric lines and equipmentWLDFRAggregatedAggregated | WLDFR | HFTD - Distribution - Tier 3 - 1QU CoRE ¦ 2QU LoRE | Red Flag Warning - Destructive Fires | Aggregated | Aggregated | 2051 | 2.401e-05 | 0 | 145.2608 | 0.0034877 | 2051 | Mitigation | 0.08575 | 30 | 0 | esc | 0 | 0 | 0 | 0 | 0.0015435 | 3.7059e-08
[79 empty] | WLDFR | HFTD - Distribution - Tier 3 - 1QU CoRE ¦ 1QU LoRE | Red Flag Warning - Small Fires | 2042 | 1.2499e-06 | 6.2495e-07 | 1.607e-06 | 0.091184 | 0.042438 | 0.0018418 | 0.046905 | 0 | 0 | 0 | 0.0010411 |  | 1.1397e-07 | 0 | 1.1397e-07 | 5.6986e-08 | 0 | 5.6986e-08 | 1.4653e-07 | 0 | 1.4653e-07 | [16 empty] | 7.3.1.3 Ignition probability mapping showing the probability of ignition along the electric lines and equipmentWLDFRAggregatedAggregated | WLDFR | HFTD - Distribution - Tier 3 - 1QU CoRE ¦ 2QU LoRE | Red Flag Warning - Large Fires | Aggregated | Aggregated | 2021 | 9.7824e-05 | 0 | 145.2608 | 0.01421 | 2021 | Mitigation | 0.08575 | 30 | 0 | esc | 0.0012005 | 1.1744e-07 | 0.00060025 | 5.8719e-08 | 0 | 0
[79 empty] | WLDFR | HFTD - Distribution - Tier 3 - 1QU CoRE ¦ 1QU LoRE | Red Flag Warning - Small Fires | 2043 | 1.2499e-06 | 6.2495e-07 | 1.607e-06 | 0.095486 | 0.044306 | 0.0019228 | 0.049257 | 0 | 0 | 0 | 0.0010411 |  | 1.1935e-07 | 0 | 1.1935e-07 | 5.9674e-08 | 0 | 5.9674e-08 | 1.5345e-07 | 0 | 1.5345e-07 | [16 empty] | 7.3.1.3 Ignition probability mapping showing the probability of ignition along the electric lines and equipmentWLDFRAggregatedAggregated | WLDFR | HFTD - Distribution - Tier 3 - 1QU CoRE ¦ 2QU LoRE | Red Flag Warning - Large Fires | Aggregated | Aggregated | 2022 | 9.7824e-05 | 0 | 145.2608 | 0.01421 | 2022 | Mitigation | 0.08575 | 30 | 0 | esc | 0.0012005 | 1.1744e-07 | 0.00060025 | 5.8719e-08 | 0.0015435 | 1.5099e-07
[79 empty] | WLDFR | HFTD - Distribution - Tier 3 - 1QU CoRE ¦ 1QU LoRE | Red Flag Warning - Small Fires | 2044 | 1.2499e-06 | 6.2495e-07 | 1.607e-06 | 0.095486 | 0.044306 | 0.0019228 | 0.049257 | 0 | 0 | 0 | 0.0010411 |  | 1.1935e-07 | 0 | 1.1935e-07 | 5.9674e-08 | 0 | 5.9674e-08 | 1.5345e-07 | 0 | 1.5345e-07 | [16 empty] | 7.3.1.3 Ignition probability mapping showing the probability of ignition along the electric lines and equipmentWLDFRAggregatedAggregated | WLDFR | HFTD - Distribution - Tier 3 - 1QU CoRE ¦ 2QU LoRE | Red Flag Warning - Large Fires | Aggregated | Aggregated | 2023 | 9.7824e-05 | 0 | 145.2608 | 0.01421 | 2023 | Mitigation | 0.08575 | 30 | 0 | esc | 0.0012005 | 1.1744e-07 | 0.00060025 | 5.8719e-08 | 0.0015435 | 1.5099e-07
[79 empty] | WLDFR | HFTD - Distribution - Tier 3 - 1QU CoRE ¦ 1QU LoRE | Red Flag Warning - Small Fires | 2045 | 1.2499e-06 | 6.2495e-07 | 1.607e-06 | 0.095486 | 0.044306 | 0.0019228 | 0.049257 | 0 | 0 | 0 | 0.0010411 |  | 1.1935e-07 | 0 | 1.1935e-07 | 5.9674e-08 | 0 | 5.9674e-08 | 1.5345e-07 | 0 | 1.5345e-07 | [16 empty] | 7.3.1.3 Ignition probability mapping showing the probability of ignition along the electric lines and equipmentWLDFRAggregatedAggregated | WLDFR | HFTD - Distribution - Tier 3 - 1QU CoRE ¦ 2QU LoRE | Red Flag Warning - Large Fires | Aggregated | Aggregated | 2024 | 9.7824e-05 | 0 | 145.2608 | 0.01421 | 2024 | Mitigation | 0.08575 | 30 | 0 | esc | 0.0012005 | 1.1744e-07 | 0.00060025 | 5.8719e-08 | 0.0015435 | 1.5099e-07
[79 empty] | WLDFR | HFTD - Distribution - Tier 3 - 1QU CoRE ¦ 1QU LoRE | Red Flag Warning - Small Fires | 2046 | 1.2499e-06 | 6.2495e-07 | 1.607e-06 | 0.095486 | 0.044306 | 0.0019228 | 0.049257 | 0 | 0 | 0 | 0.0010411 |  | 1.1935e-07 | 0 | 1.1935e-07 | 5.9674e-08 | 0 | 5.9674e-08 | 1.5345e-07 | 0 | 1.5345e-07 | [16 empty] | 7.3.1.3 Ignition probability mapping showing the probability of ignition along the electric lines and equipmentWLDFRAggregatedAggregated | WLDFR | HFTD - Distribution - Tier 3 - 1QU CoRE ¦ 2QU LoRE | Red Flag Warning - Large Fires | Aggregated | Aggregated | 2025 | 9.7824e-05 | 0 | 145.2608 | 0.01421 | 2025 | Mitigation | 0.08575 | 30 | 0 | esc | 0.0012005 | 1.1744e-07 | 0.00060025 | 5.8719e-08 | 0.0015435 | 1.5099e-07
[79 empty] | WLDFR | HFTD - Distribution - Tier 3 - 1QU CoRE ¦ 1QU LoRE | Red Flag Warning - Small Fires | 2047 | 1.2499e-06 | 6.2495e-07 | 1.607e-06 | 0.095486 | 0.044306 | 0.0019228 | 0.049257 | 0 | 0 | 0 | 0.0010411 |  | 1.1935e-07 | 0 | 1.1935e-07 | 5.9674e-08 | 0 | 5.9674e-08 | 1.5345e-07 | 0 | 1.5345e-07 | [16 empty] | 7.3.1.3 Ignition probability mapping showing the probability of ignition along the electric lines and equipmentWLDFRAggregatedAggregated | WLDFR | HFTD - Distribution - Tier 3 - 1QU CoRE ¦ 2QU LoRE | Red Flag Warning - Large Fires | Aggregated | Aggregated | 2026 | 9.7824e-05 | 0 | 145.2608 | 0.01421 | 2026 | Mitigation | 0.08575 | 30 | 0 | esc | 0.0012005 | 1.1744e-07 | 0.00060025 | 5.8719e-08 | 0.0015435 | 1.5099e-07
[79 empty] | WLDFR | HFTD - Distribution - Tier 3 - 1QU CoRE ¦ 1QU LoRE | Red Flag Warning - Small Fires | 2048 | 1.2499e-06 | 6.2495e-07 | 1.607e-06 | 0.10007 | 0.04626 | 0.0020076 | 0.051804 | 0 | 0 | 0 | 0.0010411 |  | 1.2508e-07 | 0 | 1.2508e-07 | 6.254e-08 | 0 | 6.254e-08 | 1.6082e-07 | 0 | 1.6082e-07 | [16 empty] | 7.3.1.3 Ignition probability mapping showing the probability of ignition along the electric lines and equipmentWLDFRAggregatedAggregated | WLDFR | HFTD - Distribution - Tier 3 - 1QU CoRE ¦ 2QU LoRE | Red Flag Warning - Large Fires | Aggregated | Aggregated | 2027 | 9.7824e-05 | 0 | 145.2608 | 0.01421 | 2027 | Mitigation | 0.08575 | 30 | 0 | esc | 0.0012005 | 1.1744e-07 | 0.00060025 | 5.8719e-08 | 0.0015435 | 1.5099e-07
[79 empty] | WLDFR | HFTD - Distribution - Tier 3 - 1QU CoRE ¦ 1QU LoRE | Red Flag Warning - Small Fires | 2049 | 1.2499e-06 | 6.2495e-07 | 1.607e-06 | 0.10007 | 0.04626 | 0.0020076 | 0.051804 | 0 | 0 | 0 | 0.0010411 |  | 1.2508e-07 | 0 | 1.2508e-07 | 6.254e-08 | 0 | 6.254e-08 | 1.6082e-07 | 0 | 1.6082e-07 | [16 empty] | 7.3.1.3 Ignition probability mapping showing the probability of ignition along the electric lines and equipmentWLDFRAggregatedAggregated | WLDFR | HFTD - Distribution - Tier 3 - 1QU CoRE ¦ 2QU LoRE | Red Flag Warning - Large Fires | Aggregated | Aggregated | 2028 | 9.7824e-05 | 0 | 145.2608 | 0.01421 | 2028 | Mitigation | 0.08575 | 30 | 0 | esc | 0.0012005 | 1.1744e-07 | 0.00060025 | 5.8719e-08 | 0.0015435 | 1.5099e-07
[79 empty] | WLDFR | HFTD - Distribution - Tier 3 - 1QU CoRE ¦ 1QU LoRE | Red Flag Warning - Small Fires | 2050 | 0 | 6.2495e-07 | 1.607e-06 | 0.10007 | 0.04626 | 0.0020076 | 0.051804 | 0 | 0 | 0 | 0.0010411 |  | 0 | 0 | 0 | 6.254e-08 | 0 | 6.254e-08 | 1.6082e-07 | 0 | 1.6082e-07 | [16 empty] | 7.3.1.3 Ignition probability mapping showing the probability of ignition along the electric lines and equipmentWLDFRAggregatedAggregated | WLDFR | HFTD - Distribution - Tier 3 - 1QU CoRE ¦ 2QU LoRE | Red Flag Warning - Large Fires | Aggregated | Aggregated | 2029 | 9.7824e-05 | 0 | 145.2608 | 0.01421 | 2029 | Mitigation | 0.08575 | 30 | 0 | esc | 0.0012005 | 1.1744e-07 | 0.00060025 | 5.8719e-08 | 0.0015435 | 1.5099e-07
[79 empty] | WLDFR | HFTD - Distribution - Tier 3 - 1QU CoRE ¦ 1QU LoRE | Red Flag Warning - Small Fires | 2051 | 0 | 0 | 1.607e-06 | 0.10007 | 0.04626 | 0.0020076 | 0.051804 | 0 | 0 | 0 | 0.0010411 |  | 0 | 0 | 0 | 0 | 0 | 0 | 1.6082e-07 | 0 | 1.6082e-07 | [16 empty] | 7.3.1.3 Ignition probability mapping showing the probability of ignition along the electric lines and equipmentWLDFRAggregatedAggregated | WLDFR | HFTD - Distribution - Tier 3 - 1QU CoRE ¦ 2QU LoRE | Red Flag Warning - Large Fires | Aggregated | Aggregated | 2030 | 9.7824e-05 | 0 | 145.2608 | 0.01421 | 2030 | Mitigation | 0.08575 | 30 | 0 | esc | 0.0012005 | 1.1744e-07 | 0.00060025 | 5.8719e-08 | 0.0015435 | 1.5099e-07
[79 empty] | WLDFR | HFTD - Distribution - Tier 3 - 1QU CoRE ¦ 1QU LoRE | Seismic - Non-Red Flag Warning - Catastrophic Fires | 2020 | 4.9408e-13 | 0 | 0 | 21083.8428 | 409.2237 | 13469.0878 | 7205.5313 | 0 | 0 | 0 | 4.1156e-10 |  | 1.0417e-08 | 0 | 1.0417e-08 | 0 | 0 | 0 | 0 | 0 | 0 | [16 empty] | 7.3.1.3 Ignition probability mapping showing the probability of ignition along the electric lines and equipmentWLDFRAggregatedAggregated | WLDFR | HFTD - Distribution - Tier 3 - 1QU CoRE ¦ 2QU LoRE | Red Flag Warning - Large Fires | Aggregated | Aggregated | 2031 | 9.7824e-05 | 0 | 145.2608 | 0.01421 | 2031 | Mitigation | 0.08575 | 30 | 0 | esc | 0.0012005 | 1.1744e-07 | 0.00060025 | 5.8719e-08 | 0.0015435 | 1.5099e-07
[79 empty] | WLDFR | HFTD - Distribution - Tier 3 - 1QU CoRE ¦ 1QU LoRE | Seismic - Non-Red Flag Warning - Catastrophic Fires | 2021 | 4.9408e-13 | 2.4704e-13 | 0 | 21083.8428 | 409.2237 | 13469.0878 | 7205.5313 | 0 | 0 | 0 | 4.1156e-10 |  | 1.0417e-08 | 0 | 1.0417e-08 | 5.2085e-09 | 0 | 5.2085e-09 | 0 | 0 | 0 | [16 empty] | 7.3.1.3 Ignition probability mapping showing the probability of ignition along the electric lines and equipmentWLDFRAggregatedAggregated | WLDFR | HFTD - Distribution - Tier 3 - 1QU CoRE ¦ 2QU LoRE | Red Flag Warning - Large Fires | Aggregated | Aggregated | 2032 | 9.7824e-05 | 0 | 145.2608 | 0.01421 | 2032 | Mitigation | 0.08575 | 30 | 0 | esc | 0.0012005 | 1.1744e-07 | 0.00060025 | 5.8719e-08 | 0.0015435 | 1.5099e-07
[79 empty] | WLDFR | HFTD - Distribution - Tier 3 - 1QU CoRE ¦ 1QU LoRE | Seismic - Non-Red Flag Warning - Catastrophic Fires | 2022 | 4.9408e-13 | 2.4704e-13 | 6.3524e-13 | 21083.8428 | 409.2237 | 13469.0878 | 7205.5313 | 0 | 0 | 0 | 4.1156e-10 |  | 1.0417e-08 | 0 | 1.0417e-08 | 5.2085e-09 | 0 | 5.2085e-09 | 1.3393e-08 | 0 | 1.3393e-08 | [16 empty] | 7.3.1.3 Ignition probability mapping showing the probability of ignition along the electric lines and equipmentWLDFRAggregatedAggregated | WLDFR | HFTD - Distribution - Tier 3 - 1QU CoRE ¦ 2QU LoRE | Red Flag Warning - Large Fires | Aggregated | Aggregated | 2033 | 9.7824e-05 | 0 | 145.2608 | 0.01421 | 2033 | Mitigation | 0.08575 | 30 | 0 | esc | 0.0012005 | 1.1744e-07 | 0.00060025 | 5.8719e-08 | 0.0015435 | 1.5099e-07
[79 empty] | WLDFR | HFTD - Distribution - Tier 3 - 1QU CoRE ¦ 1QU LoRE | Seismic - Non-Red Flag Warning - Catastrophic Fires | 2023 | 4.9408e-13 | 2.4704e-13 | 6.3524e-13 | 21835.9781 | 428.6023 | 13939.561 | 7467.8148 | 0 | 0 | 0 | 4.1156e-10 |  | 1.0789e-08 | 0 | 1.0789e-08 | 5.3943e-09 | 0 | 5.3943e-09 | 1.3871e-08 | 0 | 1.3871e-08 | [16 empty] | 7.3.1.3 Ignition probability mapping showing the probability of ignition along the electric lines and equipmentWLDFRAggregatedAggregated | WLDFR | HFTD - Distribution - Tier 3 - 1QU CoRE ¦ 2QU LoRE | Red Flag Warning - Large Fires | Aggregated | Aggregated | 2034 | 9.7824e-05 | 0 | 145.2608 | 0.01421 | 2034 | Mitigation | 0.08575 | 30 | 0 | esc | 0.0012005 | 1.1744e-07 | 0.00060025 | 5.8719e-08 | 0.0015435 | 1.5099e-07
[79 empty] | WLDFR | HFTD - Distribution - Tier 3 - 1QU CoRE ¦ 1QU LoRE | Seismic - Non-Red Flag Warning - Catastrophic Fires | 2024 | 4.9408e-13 | 2.4704e-13 | 6.3524e-13 | 21835.9781 | 428.6023 | 13939.561 | 7467.8148 | 0 | 0 | 0 | 4.1156e-10 |  | 1.0789e-08 | 0 | 1.0789e-08 | 5.3943e-09 | 0 | 5.3943e-09 | 1.3871e-08 | 0 | 1.3871e-08 | [16 empty] | 7.3.1.3 Ignition probability mapping showing the probability of ignition along the electric lines and equipmentWLDFRAggregatedAggregated | WLDFR | HFTD - Distribution - Tier 3 - 1QU CoRE ¦ 2QU LoRE | Red Flag Warning - Large Fires | Aggregated | Aggregated | 2035 | 9.7824e-05 | 0 | 145.2608 | 0.01421 | 2035 | Mitigation | 0.08575 | 30 | 0 | esc | 0.0012005 | 1.1744e-07 | 0.00060025 | 5.8719e-08 | 0.0015435 | 1.5099e-07
[79 empty] | WLDFR | HFTD - Distribution - Tier 3 - 1QU CoRE ¦ 1QU LoRE | Seismic - Non-Red Flag Warning - Catastrophic Fires | 2025 | 4.9408e-13 | 2.4704e-13 | 6.3524e-13 | 21835.9781 | 428.6023 | 13939.561 | 7467.8148 | 0 | 0 | 0 | 4.1156e-10 |  | 1.0789e-08 | 0 | 1.0789e-08 | 5.3943e-09 | 0 | 5.3943e-09 | 1.3871e-08 | 0 | 1.3871e-08 | [16 empty] | 7.3.1.3 Ignition probability mapping showing the probability of ignition along the electric lines and equipmentWLDFRAggregatedAggregated | WLDFR | HFTD - Distribution - Tier 3 - 1QU CoRE ¦ 2QU LoRE | Red Flag Warning - Large Fires | Aggregated | Aggregated | 2036 | 9.7824e-05 | 0 | 145.2608 | 0.01421 | 2036 | Mitigation | 0.08575 | 30 | 0 | esc | 0.0012005 | 1.1744e-07 | 0.00060025 | 5.8719e-08 | 0.0015435 | 1.5099e-07
[79 empty] | WLDFR | HFTD - Distribution - Tier 3 - 1QU CoRE ¦ 1QU LoRE | Seismic - Non-Red Flag Warning - Catastrophic Fires | 2026 | 4.9408e-13 | 2.4704e-13 | 6.3524e-13 | 21835.9781 | 428.6023 | 13939.561 | 7467.8148 | 0 | 0 | 0 | 4.1156e-10 |  | 1.0789e-08 | 0 | 1.0789e-08 | 5.3943e-09 | 0 | 5.3943e-09 | 1.3871e-08 | 0 | 1.3871e-08 | [16 empty] | 7.3.1.3 Ignition probability mapping showing the probability of ignition along the electric lines and equipmentWLDFRAggregatedAggregated | WLDFR | HFTD - Distribution - Tier 3 - 1QU CoRE ¦ 2QU LoRE | Red Flag Warning - Large Fires | Aggregated | Aggregated | 2037 | 9.7824e-05 | 0 | 145.2608 | 0.01421 | 2037 | Mitigation | 0.08575 | 30 | 0 | esc | 0.0012005 | 1.1744e-07 | 0.00060025 | 5.8719e-08 | 0.0015435 | 1.5099e-07
[79 empty] | WLDFR | HFTD - Distribution - Tier 3 - 1QU CoRE ¦ 1QU LoRE | Seismic - Non-Red Flag Warning - Catastrophic Fires | 2027 | 4.9408e-13 | 2.4704e-13 | 6.3524e-13 | 21835.9781 | 428.6023 | 13939.561 | 7467.8148 | 0 | 0 | 0 | 4.1156e-10 |  | 1.0789e-08 | 0 | 1.0789e-08 | 5.3943e-09 | 0 | 5.3943e-09 | 1.3871e-08 | 0 | 1.3871e-08 | [16 empty] | 7.3.1.3 Ignition probability mapping showing the probability of ignition along the electric lines and equipmentWLDFRAggregatedAggregated | WLDFR | HFTD - Distribution - Tier 3 - 1QU CoRE ¦ 2QU LoRE | Red Flag Warning - Large Fires | Aggregated | Aggregated | 2038 | 9.7824e-05 | 0 | 145.2608 | 0.01421 | 2038 | Mitigation | 0.08575 | 30 | 0 | esc | 0.0012005 | 1.1744e-07 | 0.00060025 | 5.8719e-08 | 0.0015435 | 1.5099e-07
[79 empty] | WLDFR | HFTD - Distribution - Tier 3 - 1QU CoRE ¦ 1QU LoRE | Seismic - Non-Red Flag Warning - Catastrophic Fires | 2028 | 4.9408e-13 | 2.4704e-13 | 6.3524e-13 | 22783.187 | 453.261 | 14531.3357 | 7798.5904 | 0 | 0 | 0 | 4.1156e-10 |  | 1.1257e-08 | 0 | 1.1257e-08 | 5.6283e-09 | 0 | 5.6283e-09 | 1.4473e-08 | 0 | 1.4473e-08 | [16 empty] | 7.3.1.3 Ignition probability mapping showing the probability of ignition along the electric lines and equipmentWLDFRAggregatedAggregated | WLDFR | HFTD - Distribution - Tier 3 - 1QU CoRE ¦ 2QU LoRE | Red Flag Warning - Large Fires | Aggregated | Aggregated | 2039 | 9.7824e-05 | 0 | 145.2608 | 0.01421 | 2039 | Mitigation | 0.08575 | 30 | 0 | esc | 0.0012005 | 1.1744e-07 | 0.00060025 | 5.8719e-08 | 0.0015435 | 1.5099e-07
[79 empty] | WLDFR | HFTD - Distribution - Tier 3 - 1QU CoRE ¦ 1QU LoRE | Seismic - Non-Red Flag Warning - Catastrophic Fires | 2029 | 4.9408e-13 | 2.4704e-13 | 6.3524e-13 | 22783.187 | 453.261 | 14531.3357 | 7798.5904 | 0 | 0 | 0 | 4.1156e-10 |  | 1.1257e-08 | 0 | 1.1257e-08 | 5.6283e-09 | 0 | 5.6283e-09 | 1.4473e-08 | 0 | 1.4473e-08 | [16 empty] | 7.3.1.3 Ignition probability mapping showing the probability of ignition along the electric lines and equipmentWLDFRAggregatedAggregated | WLDFR | HFTD - Distribution - Tier 3 - 1QU CoRE ¦ 2QU LoRE | Red Flag Warning - Large Fires | Aggregated | Aggregated | 2040 | 9.7824e-05 | 0 | 145.2608 | 0.01421 | 2040 | Mitigation | 0.08575 | 30 | 0 | esc | 0.0012005 | 1.1744e-07 | 0.00060025 | 5.8719e-08 | 0.0015435 | 1.5099e-07
[79 empty] | WLDFR | HFTD - Distribution - Tier 3 - 1QU CoRE ¦ 1QU LoRE | Seismic - Non-Red Flag Warning - Catastrophic Fires | 2030 | 4.9408e-13 | 2.4704e-13 | 6.3524e-13 | 22783.187 | 453.261 | 14531.3357 | 7798.5904 | 0 | 0 | 0 | 4.1156e-10 |  | 1.1257e-08 | 0 | 1.1257e-08 | 5.6283e-09 | 0 | 5.6283e-09 | 1.4473e-08 | 0 | 1.4473e-08 | [16 empty] | 7.3.1.3 Ignition probability mapping showing the probability of ignition along the electric lines and equipmentWLDFRAggregatedAggregated | WLDFR | HFTD - Distribution - Tier 3 - 1QU CoRE ¦ 2QU LoRE | Red Flag Warning - Large Fires | Aggregated | Aggregated | 2041 | 9.7824e-05 | 0 | 145.2608 | 0.01421 | 2041 | Mitigation | 0.08575 | 30 | 0 | esc | 0.0012005 | 1.1744e-07 | 0.00060025 | 5.8719e-08 | 0.0015435 | 1.5099e-07
[79 empty] | WLDFR | HFTD - Distribution - Tier 3 - 1QU CoRE ¦ 1QU LoRE | Seismic - Non-Red Flag Warning - Catastrophic Fires | 2031 | 4.9408e-13 | 2.4704e-13 | 6.3524e-13 | 22783.187 | 453.261 | 14531.3357 | 7798.5904 | 0 | 0 | 0 | 4.1156e-10 |  | 1.1257e-08 | 0 | 1.1257e-08 | 5.6283e-09 | 0 | 5.6283e-09 | 1.4473e-08 | 0 | 1.4473e-08 | [16 empty] | 7.3.1.3 Ignition probability mapping showing the probability of ignition along the electric lines and equipmentWLDFRAggregatedAggregated | WLDFR | HFTD - Distribution - Tier 3 - 1QU CoRE ¦ 2QU LoRE | Red Flag Warning - Large Fires | Aggregated | Aggregated | 2042 | 9.7824e-05 | 0 | 145.2608 | 0.01421 | 2042 | Mitigation | 0.08575 | 30 | 0 | esc | 0.0012005 | 1.1744e-07 | 0.00060025 | 5.8719e-08 | 0.0015435 | 1.5099e-07
[79 empty] | WLDFR | HFTD - Distribution - Tier 3 - 1QU CoRE ¦ 1QU LoRE | Seismic - Non-Red Flag Warning - Catastrophic Fires | 2032 | 4.9408e-13 | 2.4704e-13 | 6.3524e-13 | 22783.187 | 453.261 | 14531.3357 | 7798.5904 | 0 | 0 | 0 | 4.1156e-10 |  | 1.1257e-08 | 0 | 1.1257e-08 | 5.6283e-09 | 0 | 5.6283e-09 | 1.4473e-08 | 0 | 1.4473e-08 | [16 empty] | 7.3.1.3 Ignition probability mapping showing the probability of ignition along the electric lines and equipmentWLDFRAggregatedAggregated | WLDFR | HFTD - Distribution - Tier 3 - 1QU CoRE ¦ 2QU LoRE | Red Flag Warning - Large Fires | Aggregated | Aggregated | 2043 | 9.7824e-05 | 0 | 145.2608 | 0.01421 | 2043 | Mitigation | 0.08575 | 30 | 0 | esc | 0.0012005 | 1.1744e-07 | 0.00060025 | 5.8719e-08 | 0.0015435 | 1.5099e-07
[79 empty] | WLDFR | HFTD - Distribution - Tier 3 - 1QU CoRE ¦ 1QU LoRE | Seismic - Non-Red Flag Warning - Catastrophic Fires | 2033 | 4.9408e-13 | 2.4704e-13 | 6.3524e-13 | 23835.2641 | 480.9649 | 15187.7294 | 8166.5698 | 0 | 0 | 0 | 4.1156e-10 |  | 1.1776e-08 | 0 | 1.1776e-08 | 5.8882e-09 | 0 | 5.8882e-09 | 1.5141e-08 | 0 | 1.5141e-08 | [16 empty] | 7.3.1.3 Ignition probability mapping showing the probability of ignition along the electric lines and equipmentWLDFRAggregatedAggregated | WLDFR | HFTD - Distribution - Tier 3 - 1QU CoRE ¦ 2QU LoRE | Red Flag Warning - Large Fires | Aggregated | Aggregated | 2044 | 9.7824e-05 | 0 | 145.2608 | 0.01421 | 2044 | Mitigation | 0.08575 | 30 | 0 | esc | 0.0012005 | 1.1744e-07 | 0.00060025 | 5.8719e-08 | 0.0015435 | 1.5099e-07
[79 empty] | WLDFR | HFTD - Distribution - Tier 3 - 1QU CoRE ¦ 1QU LoRE | Seismic - Non-Red Flag Warning - Catastrophic Fires | 2034 | 4.9408e-13 | 2.4704e-13 | 6.3524e-13 | 23835.2641 | 480.9649 | 15187.7294 | 8166.5698 | 0 | 0 | 0 | 4.1156e-10 |  | 1.1776e-08 | 0 | 1.1776e-08 | 5.8882e-09 | 0 | 5.8882e-09 | 1.5141e-08 | 0 | 1.5141e-08 | [16 empty] | 7.3.1.3 Ignition probability mapping showing the probability of ignition along the electric lines and equipmentWLDFRAggregatedAggregated | WLDFR | HFTD - Distribution - Tier 3 - 1QU CoRE ¦ 2QU LoRE | Red Flag Warning - Large Fires | Aggregated | Aggregated | 2045 | 9.7824e-05 | 0 | 145.2608 | 0.01421 | 2045 | Mitigation | 0.08575 | 30 | 0 | esc | 0.0012005 | 1.1744e-07 | 0.00060025 | 5.8719e-08 | 0.0015435 | 1.5099e-07
[79 empty] | WLDFR | HFTD - Distribution - Tier 3 - 1QU CoRE ¦ 1QU LoRE | Seismic - Non-Red Flag Warning - Catastrophic Fires | 2035 | 4.9408e-13 | 2.4704e-13 | 6.3524e-13 | 23835.2641 | 480.9649 | 15187.7294 | 8166.5698 | 0 | 0 | 0 | 4.1156e-10 |  | 1.1776e-08 | 0 | 1.1776e-08 | 5.8882e-09 | 0 | 5.8882e-09 | 1.5141e-08 | 0 | 1.5141e-08 | [16 empty] | 7.3.1.3 Ignition probability mapping showing the probability of ignition along the electric lines and equipmentWLDFRAggregatedAggregated | WLDFR | HFTD - Distribution - Tier 3 - 1QU CoRE ¦ 2QU LoRE | Red Flag Warning - Large Fires | Aggregated | Aggregated | 2046 | 9.7824e-05 | 0 | 145.2608 | 0.01421 | 2046 | Mitigation | 0.08575 | 30 | 0 | esc | 0.0012005 | 1.1744e-07 | 0.00060025 | 5.8719e-08 | 0.0015435 | 1.5099e-07
[79 empty] | WLDFR | HFTD - Distribution - Tier 3 - 1QU CoRE ¦ 1QU LoRE | Seismic - Non-Red Flag Warning - Catastrophic Fires | 2036 | 4.9408e-13 | 2.4704e-13 | 6.3524e-13 | 23835.2641 | 480.9649 | 15187.7294 | 8166.5698 | 0 | 0 | 0 | 4.1156e-10 |  | 1.1776e-08 | 0 | 1.1776e-08 | 5.8882e-09 | 0 | 5.8882e-09 | 1.5141e-08 | 0 | 1.5141e-08 | [16 empty] | 7.3.1.3 Ignition probability mapping showing the probability of ignition along the electric lines and equipmentWLDFRAggregatedAggregated | WLDFR | HFTD - Distribution - Tier 3 - 1QU CoRE ¦ 2QU LoRE | Red Flag Warning - Large Fires | Aggregated | Aggregated | 2047 | 9.7824e-05 | 0 | 145.2608 | 0.01421 | 2047 | Mitigation | 0.08575 | 30 | 0 | esc | 0.0012005 | 1.1744e-07 | 0.00060025 | 5.8719e-08 | 0.0015435 | 1.5099e-07
[79 empty] | WLDFR | HFTD - Distribution - Tier 3 - 1QU CoRE ¦ 1QU LoRE | Seismic - Non-Red Flag Warning - Catastrophic Fires | 2037 | 4.9408e-13 | 2.4704e-13 | 6.3524e-13 | 23835.2641 | 480.9649 | 15187.7294 | 8166.5698 | 0 | 0 | 0 | 4.1156e-10 |  | 1.1776e-08 | 0 | 1.1776e-08 | 5.8882e-09 | 0 | 5.8882e-09 | 1.5141e-08 | 0 | 1.5141e-08 | [16 empty] | 7.3.1.3 Ignition probability mapping showing the probability of ignition along the electric lines and equipmentWLDFRAggregatedAggregated | WLDFR | HFTD - Distribution - Tier 3 - 1QU CoRE ¦ 2QU LoRE | Red Flag Warning - Large Fires | Aggregated | Aggregated | 2048 | 9.7824e-05 | 0 | 145.2608 | 0.01421 | 2048 | Mitigation | 0.08575 | 30 | 0 | esc | 0.0012005 | 1.1744e-07 | 0.00060025 | 5.8719e-08 | 0.0015435 | 1.5099e-07
[79 empty] | WLDFR | HFTD - Distribution - Tier 3 - 1QU CoRE ¦ 1QU LoRE | Seismic - Non-Red Flag Warning - Catastrophic Fires | 2038 | 4.9408e-13 | 2.4704e-13 | 6.3524e-13 | 24976.6418 | 511.3745 | 15898.8237 | 8566.4437 | 0 | 0 | 0 | 4.1156e-10 |  | 1.234e-08 | 0 | 1.234e-08 | 6.1702e-09 | 0 | 6.1702e-09 | 1.5866e-08 | 0 | 1.5866e-08 | [16 empty] | 7.3.1.3 Ignition probability mapping showing the probability of ignition along the electric lines and equipmentWLDFRAggregatedAggregated | WLDFR | HFTD - Distribution - Tier 3 - 1QU CoRE ¦ 2QU LoRE | Red Flag Warning - Large Fires | Aggregated | Aggregated | 2049 | 9.7824e-05 | 0 | 145.2608 | 0.01421 | 2049 | Mitigation | 0.08575 | 30 | 0 | esc | 0.0012005 | 1.1744e-07 | 0.00060025 | 5.8719e-08 | 0.0015435 | 1.5099e-07
[79 empty] | WLDFR | HFTD - Distribution - Tier 3 - 1QU CoRE ¦ 1QU LoRE | Seismic - Non-Red Flag Warning - Catastrophic Fires | 2039 | 4.9408e-13 | 2.4704e-13 | 6.3524e-13 | 24976.6418 | 511.3745 | 15898.8237 | 8566.4437 | 0 | 0 | 0 | 4.1156e-10 |  | 1.234e-08 | 0 | 1.234e-08 | 6.1702e-09 | 0 | 6.1702e-09 | 1.5866e-08 | 0 | 1.5866e-08 | [16 empty] | 7.3.1.3 Ignition probability mapping showing the probability of ignition along the electric lines and equipmentWLDFRAggregatedAggregated | WLDFR | HFTD - Distribution - Tier 3 - 1QU CoRE ¦ 2QU LoRE | Red Flag Warning - Large Fires | Aggregated | Aggregated | 2050 | 9.7824e-05 | 0 | 145.2608 | 0.01421 | 2050 | Mitigation | 0.08575 | 30 | 0 | esc | 0 | 0 | 0.00060025 | 5.8719e-08 | 0.0015435 | 1.5099e-07
[79 empty] | WLDFR | HFTD - Distribution - Tier 3 - 1QU CoRE ¦ 1QU LoRE | Seismic - Non-Red Flag Warning - Catastrophic Fires | 2040 | 4.9408e-13 | 2.4704e-13 | 6.3524e-13 | 24976.6418 | 511.3745 | 15898.8237 | 8566.4437 | 0 | 0 | 0 | 4.1156e-10 |  | 1.234e-08 | 0 | 1.234e-08 | 6.1702e-09 | 0 | 6.1702e-09 | 1.5866e-08 | 0 | 1.5866e-08 | [16 empty] | 7.3.1.3 Ignition probability mapping showing the probability of ignition along the electric lines and equipmentWLDFRAggregatedAggregated | WLDFR | HFTD - Distribution - Tier 3 - 1QU CoRE ¦ 2QU LoRE | Red Flag Warning - Large Fires | Aggregated | Aggregated | 2051 | 9.7824e-05 | 0 | 145.2608 | 0.01421 | 2051 | Mitigation | 0.08575 | 30 | 0 | esc | 0 | 0 | 0 | 0 | 0.0015435 | 1.5099e-07
[79 empty] | WLDFR | HFTD - Distribution - Tier 3 - 1QU CoRE ¦ 1QU LoRE | Seismic - Non-Red Flag Warning - Catastrophic Fires | 2041 | 4.9408e-13 | 2.4704e-13 | 6.3524e-13 | 24976.6418 | 511.3745 | 15898.8237 | 8566.4437 | 0 | 0 | 0 | 4.1156e-10 |  | 1.234e-08 | 0 | 1.234e-08 | 6.1702e-09 | 0 | 6.1702e-09 | 1.5866e-08 | 0 | 1.5866e-08 | [16 empty] | 7.3.1.3 Ignition probability mapping showing the probability of ignition along the electric lines and equipmentWLDFRAggregatedAggregated | WLDFR | HFTD - Distribution - Tier 3 - 1QU CoRE ¦ 2QU LoRE | Red Flag Warning - Small Fires | Aggregated | Aggregated | 2021 | 0.00080822 | 0 | 145.2608 | 0.1174 | 2021 | Mitigation | 0.08575 | 30 | 0 | esc | 0.0012005 | 9.7027e-07 | 0.00060025 | 4.8513e-07 | 0 | 0
[79 empty] | WLDFR | HFTD - Distribution - Tier 3 - 1QU CoRE ¦ 1QU LoRE | Seismic - Non-Red Flag Warning - Catastrophic Fires | 2042 | 4.9408e-13 | 2.4704e-13 | 6.3524e-13 | 24976.6418 | 511.3745 | 15898.8237 | 8566.4437 | 0 | 0 | 0 | 4.1156e-10 |  | 1.234e-08 | 0 | 1.234e-08 | 6.1702e-09 | 0 | 6.1702e-09 | 1.5866e-08 | 0 | 1.5866e-08 | [16 empty] | 7.3.1.3 Ignition probability mapping showing the probability of ignition along the electric lines and equipmentWLDFRAggregatedAggregated | WLDFR | HFTD - Distribution - Tier 3 - 1QU CoRE ¦ 2QU LoRE | Red Flag Warning - Small Fires | Aggregated | Aggregated | 2022 | 0.00080822 | 0 | 145.2608 | 0.1174 | 2022 | Mitigation | 0.08575 | 30 | 0 | esc | 0.0012005 | 9.7027e-07 | 0.00060025 | 4.8513e-07 | 0.0015435 | 1.2475e-06
[79 empty] | WLDFR | HFTD - Distribution - Tier 3 - 1QU CoRE ¦ 1QU LoRE | Seismic - Non-Red Flag Warning - Catastrophic Fires | 2043 | 4.9408e-13 | 2.4704e-13 | 6.3524e-13 | 26191.7278 | 544.1291 | 16654.7414 | 8992.8573 | 0 | 0 | 0 | 4.1156e-10 |  | 1.2941e-08 | 0 | 1.2941e-08 | 6.4704e-09 | 0 | 6.4704e-09 | 1.6638e-08 | 0 | 1.6638e-08 | [16 empty] | 7.3.1.3 Ignition probability mapping showing the probability of ignition along the electric lines and equipmentWLDFRAggregatedAggregated | WLDFR | HFTD - Distribution - Tier 3 - 1QU CoRE ¦ 2QU LoRE | Red Flag Warning - Small Fires | Aggregated | Aggregated | 2023 | 0.00080822 | 0 | 145.2608 | 0.1174 | 2023 | Mitigation | 0.08575 | 30 | 0 | esc | 0.0012005 | 9.7027e-07 | 0.00060025 | 4.8513e-07 | 0.0015435 | 1.2475e-06
[79 empty] | WLDFR | HFTD - Distribution - Tier 3 - 1QU CoRE ¦ 1QU LoRE | Seismic - Non-Red Flag Warning - Catastrophic Fires | 2044 | 4.9408e-13 | 2.4704e-13 | 6.3524e-13 | 26191.7278 | 544.1291 | 16654.7414 | 8992.8573 | 0 | 0 | 0 | 4.1156e-10 |  | 1.2941e-08 | 0 | 1.2941e-08 | 6.4704e-09 | 0 | 6.4704e-09 | 1.6638e-08 | 0 | 1.6638e-08 | [16 empty] | 7.3.1.3 Ignition probability mapping showing the probability of ignition along the electric lines and equipmentWLDFRAggregatedAggregated | WLDFR | HFTD - Distribution - Tier 3 - 1QU CoRE ¦ 2QU LoRE | Red Flag Warning - Small Fires | Aggregated | Aggregated | 2024 | 0.00080822 | 0 | 145.2608 | 0.1174 | 2024 | Mitigation | 0.08575 | 30 | 0 | esc | 0.0012005 | 9.7027e-07 | 0.00060025 | 4.8513e-07 | 0.0015435 | 1.2475e-06
[79 empty] | WLDFR | HFTD - Distribution - Tier 3 - 1QU CoRE ¦ 1QU LoRE | Seismic - Non-Red Flag Warning - Catastrophic Fires | 2045 | 4.9408e-13 | 2.4704e-13 | 6.3524e-13 | 26191.7278 | 544.1291 | 16654.7414 | 8992.8573 | 0 | 0 | 0 | 4.1156e-10 |  | 1.2941e-08 | 0 | 1.2941e-08 | 6.4704e-09 | 0 | 6.4704e-09 | 1.6638e-08 | 0 | 1.6638e-08 | [16 empty] | 7.3.1.3 Ignition probability mapping showing the probability of ignition along the electric lines and equipmentWLDFRAggregatedAggregated | WLDFR | HFTD - Distribution - Tier 3 - 1QU CoRE ¦ 2QU LoRE | Red Flag Warning - Small Fires | Aggregated | Aggregated | 2025 | 0.00080822 | 0 | 145.2608 | 0.1174 | 2025 | Mitigation | 0.08575 | 30 | 0 | esc | 0.0012005 | 9.7027e-07 | 0.00060025 | 4.8513e-07 | 0.0015435 | 1.2475e-06
[79 empty] | WLDFR | HFTD - Distribution - Tier 3 - 1QU CoRE ¦ 1QU LoRE | Seismic - Non-Red Flag Warning - Catastrophic Fires | 2046 | 4.9408e-13 | 2.4704e-13 | 6.3524e-13 | 26191.7278 | 544.1291 | 16654.7414 | 8992.8573 | 0 | 0 | 0 | 4.1156e-10 |  | 1.2941e-08 | 0 | 1.2941e-08 | 6.4704e-09 | 0 | 6.4704e-09 | 1.6638e-08 | 0 | 1.6638e-08 | [16 empty] | 7.3.1.3 Ignition probability mapping showing the probability of ignition along the electric lines and equipmentWLDFRAggregatedAggregated | WLDFR | HFTD - Distribution - Tier 3 - 1QU CoRE ¦ 2QU LoRE | Red Flag Warning - Small Fires | Aggregated | Aggregated | 2026 | 0.00080822 | 0 | 145.2608 | 0.1174 | 2026 | Mitigation | 0.08575 | 30 | 0 | esc | 0.0012005 | 9.7027e-07 | 0.00060025 | 4.8513e-07 | 0.0015435 | 1.2475e-06
[79 empty] | WLDFR | HFTD - Distribution - Tier 3 - 1QU CoRE ¦ 1QU LoRE | Seismic - Non-Red Flag Warning - Catastrophic Fires | 2047 | 4.9408e-13 | 2.4704e-13 | 6.3524e-13 | 26191.7278 | 544.1291 | 16654.7414 | 8992.8573 | 0 | 0 | 0 | 4.1156e-10 |  | 1.2941e-08 | 0 | 1.2941e-08 | 6.4704e-09 | 0 | 6.4704e-09 | 1.6638e-08 | 0 | 1.6638e-08 | [16 empty] | 7.3.1.3 Ignition probability mapping showing the probability of ignition along the electric lines and equipmentWLDFRAggregatedAggregated | WLDFR | HFTD - Distribution - Tier 3 - 1QU CoRE ¦ 2QU LoRE | Red Flag Warning - Small Fires | Aggregated | Aggregated | 2027 | 0.00080822 | 0 | 145.2608 | 0.1174 | 2027 | Mitigation | 0.08575 | 30 | 0 | esc | 0.0012005 | 9.7027e-07 | 0.00060025 | 4.8513e-07 | 0.0015435 | 1.2475e-06
[79 empty] | WLDFR | HFTD - Distribution - Tier 3 - 1QU CoRE ¦ 1QU LoRE | Seismic - Non-Red Flag Warning - Catastrophic Fires | 2048 | 4.9408e-13 | 2.4704e-13 | 6.3524e-13 | 27464.7227 | 578.8407 | 17445.538 | 9440.3441 | 0 | 0 | 0 | 4.1156e-10 |  | 1.357e-08 | 0 | 1.357e-08 | 6.7849e-09 | 0 | 6.7849e-09 | 1.7447e-08 | 0 | 1.7447e-08 | [16 empty] | 7.3.1.3 Ignition probability mapping showing the probability of ignition along the electric lines and equipmentWLDFRAggregatedAggregated | WLDFR | HFTD - Distribution - Tier 3 - 1QU CoRE ¦ 2QU LoRE | Red Flag Warning - Small Fires | Aggregated | Aggregated | 2028 | 0.00080822 | 0 | 145.2608 | 0.1174 | 2028 | Mitigation | 0.08575 | 30 | 0 | esc | 0.0012005 | 9.7027e-07 | 0.00060025 | 4.8513e-07 | 0.0015435 | 1.2475e-06
[79 empty] | WLDFR | HFTD - Distribution - Tier 3 - 1QU CoRE ¦ 1QU LoRE | Seismic - Non-Red Flag Warning - Catastrophic Fires | 2049 | 4.9408e-13 | 2.4704e-13 | 6.3524e-13 | 27464.7227 | 578.8407 | 17445.538 | 9440.3441 | 0 | 0 | 0 | 4.1156e-10 |  | 1.357e-08 | 0 | 1.357e-08 | 6.7849e-09 | 0 | 6.7849e-09 | 1.7447e-08 | 0 | 1.7447e-08 | [16 empty] | 7.3.1.3 Ignition probability mapping showing the probability of ignition along the electric lines and equipmentWLDFRAggregatedAggregated | WLDFR | HFTD - Distribution - Tier 3 - 1QU CoRE ¦ 2QU LoRE | Red Flag Warning - Small Fires | Aggregated | Aggregated | 2029 | 0.00080822 | 0 | 145.2608 | 0.1174 | 2029 | Mitigation | 0.08575 | 30 | 0 | esc | 0.0012005 | 9.7027e-07 | 0.00060025 | 4.8513e-07 | 0.0015435 | 1.2475e-06
[79 empty] | WLDFR | HFTD - Distribution - Tier 3 - 1QU CoRE ¦ 1QU LoRE | Seismic - Non-Red Flag Warning - Catastrophic Fires | 2050 | 0 | 2.4704e-13 | 6.3524e-13 | 27464.7227 | 578.8407 | 17445.538 | 9440.3441 | 0 | 0 | 0 | 4.1156e-10 |  | 0 | 0 | 0 | 6.7849e-09 | 0 | 6.7849e-09 | 1.7447e-08 | 0 | 1.7447e-08 | [16 empty] | 7.3.1.3 Ignition probability mapping showing the probability of ignition along the electric lines and equipmentWLDFRAggregatedAggregated | WLDFR | HFTD - Distribution - Tier 3 - 1QU CoRE ¦ 2QU LoRE | Red Flag Warning - Small Fires | Aggregated | Aggregated | 2030 | 0.00080822 | 0 | 145.2608 | 0.1174 | 2030 | Mitigation | 0.08575 | 30 | 0 | esc | 0.0012005 | 9.7027e-07 | 0.00060025 | 4.8513e-07 | 0.0015435 | 1.2475e-06
[79 empty] | WLDFR | HFTD - Distribution - Tier 3 - 1QU CoRE ¦ 1QU LoRE | Seismic - Non-Red Flag Warning - Catastrophic Fires | 2051 | 0 | 0 | 6.3524e-13 | 27464.7227 | 578.8407 | 17445.538 | 9440.3441 | 0 | 0 | 0 | 4.1156e-10 |  | 0 | 0 | 0 | 0 | 0 | 0 | 1.7447e-08 | 0 | 1.7447e-08 | [16 empty] | 7.3.1.3 Ignition probability mapping showing the probability of ignition along the electric lines and equipmentWLDFRAggregatedAggregated | WLDFR | HFTD - Distribution - Tier 3 - 1QU CoRE ¦ 2QU LoRE | Red Flag Warning - Small Fires | Aggregated | Aggregated | 2031 | 0.00080822 | 0 | 145.2608 | 0.1174 | 2031 | Mitigation | 0.08575 | 30 | 0 | esc | 0.0012005 | 9.7027e-07 | 0.00060025 | 4.8513e-07 | 0.0015435 | 1.2475e-06
[79 empty] | WLDFR | HFTD - Distribution - Tier 3 - 1QU CoRE ¦ 1QU LoRE | Seismic - Red Flag Warning - Catastrophic Fires | 2020 | 2.1309e-11 | 0 | 0 | 21083.8428 | 409.2237 | 13469.0878 | 7205.5313 | 0 | 0 | 0 | 1.775e-08 |  | 4.4928e-07 | 0 | 4.4928e-07 | 0 | 0 | 0 | 0 | 0 | 0 | [16 empty] | 7.3.1.3 Ignition probability mapping showing the probability of ignition along the electric lines and equipmentWLDFRAggregatedAggregated | WLDFR | HFTD - Distribution - Tier 3 - 1QU CoRE ¦ 2QU LoRE | Red Flag Warning - Small Fires | Aggregated | Aggregated | 2032 | 0.00080822 | 0 | 145.2608 | 0.1174 | 2032 | Mitigation | 0.08575 | 30 | 0 | esc | 0.0012005 | 9.7027e-07 | 0.00060025 | 4.8513e-07 | 0.0015435 | 1.2475e-06
[79 empty] | WLDFR | HFTD - Distribution - Tier 3 - 1QU CoRE ¦ 1QU LoRE | Seismic - Red Flag Warning - Catastrophic Fires | 2021 | 2.1309e-11 | 1.0654e-11 | 0 | 21083.8428 | 409.2237 | 13469.0878 | 7205.5313 | 0 | 0 | 0 | 1.775e-08 |  | 4.4928e-07 | 0 | 4.4928e-07 | 2.2464e-07 | 0 | 2.2464e-07 | 0 | 0 | 0 | [16 empty] | 7.3.1.3 Ignition probability mapping showing the probability of ignition along the electric lines and equipmentWLDFRAggregatedAggregated | WLDFR | HFTD - Distribution - Tier 3 - 1QU CoRE ¦ 2QU LoRE | Red Flag Warning - Small Fires | Aggregated | Aggregated | 2033 | 0.00080822 | 0 | 145.2608 | 0.1174 | 2033 | Mitigation | 0.08575 | 30 | 0 | esc | 0.0012005 | 9.7027e-07 | 0.00060025 | 4.8513e-07 | 0.0015435 | 1.2475e-06
[79 empty] | WLDFR | HFTD - Distribution - Tier 3 - 1QU CoRE ¦ 1QU LoRE | Seismic - Red Flag Warning - Catastrophic Fires | 2022 | 2.1309e-11 | 1.0654e-11 | 2.7397e-11 | 21083.8428 | 409.2237 | 13469.0878 | 7205.5313 | 0 | 0 | 0 | 1.775e-08 |  | 4.4928e-07 | 0 | 4.4928e-07 | 2.2464e-07 | 0 | 2.2464e-07 | 5.7764e-07 | 0 | 5.7764e-07 | [16 empty] | 7.3.1.3 Ignition probability mapping showing the probability of ignition along the electric lines and equipmentWLDFRAggregatedAggregated | WLDFR | HFTD - Distribution - Tier 3 - 1QU CoRE ¦ 2QU LoRE | Red Flag Warning - Small Fires | Aggregated | Aggregated | 2034 | 0.00080822 | 0 | 145.2608 | 0.1174 | 2034 | Mitigation | 0.08575 | 30 | 0 | esc | 0.0012005 | 9.7027e-07 | 0.00060025 | 4.8513e-07 | 0.0015435 | 1.2475e-06
[79 empty] | WLDFR | HFTD - Distribution - Tier 3 - 1QU CoRE ¦ 1QU LoRE | Seismic - Red Flag Warning - Catastrophic Fires | 2023 | 2.1309e-11 | 1.0654e-11 | 2.7397e-11 | 21835.9781 | 428.6023 | 13939.561 | 7467.8148 | 0 | 0 | 0 | 1.775e-08 |  | 4.653e-07 | 0 | 4.653e-07 | 2.3265e-07 | 0 | 2.3265e-07 | 5.9825e-07 | 0 | 5.9825e-07 | [16 empty] | 7.3.1.3 Ignition probability mapping showing the probability of ignition along the electric lines and equipmentWLDFRAggregatedAggregated | WLDFR | HFTD - Distribution - Tier 3 - 1QU CoRE ¦ 2QU LoRE | Red Flag Warning - Small Fires | Aggregated | Aggregated | 2035 | 0.00080822 | 0 | 145.2608 | 0.1174 | 2035 | Mitigation | 0.08575 | 30 | 0 | esc | 0.0012005 | 9.7027e-07 | 0.00060025 | 4.8513e-07 | 0.0015435 | 1.2475e-06
[79 empty] | WLDFR | HFTD - Distribution - Tier 3 - 1QU CoRE ¦ 1QU LoRE | Seismic - Red Flag Warning - Catastrophic Fires | 2024 | 2.1309e-11 | 1.0654e-11 | 2.7397e-11 | 21835.9781 | 428.6023 | 13939.561 | 7467.8148 | 0 | 0 | 0 | 1.775e-08 |  | 4.653e-07 | 0 | 4.653e-07 | 2.3265e-07 | 0 | 2.3265e-07 | 5.9825e-07 | 0 | 5.9825e-07 | [16 empty] | 7.3.1.3 Ignition probability mapping showing the probability of ignition along the electric lines and equipmentWLDFRAggregatedAggregated | WLDFR | HFTD - Distribution - Tier 3 - 1QU CoRE ¦ 2QU LoRE | Red Flag Warning - Small Fires | Aggregated | Aggregated | 2036 | 0.00080822 | 0 | 145.2608 | 0.1174 | 2036 | Mitigation | 0.08575 | 30 | 0 | esc | 0.0012005 | 9.7027e-07 | 0.00060025 | 4.8513e-07 | 0.0015435 | 1.2475e-06
[79 empty] | WLDFR | HFTD - Distribution - Tier 3 - 1QU CoRE ¦ 1QU LoRE | Seismic - Red Flag Warning - Catastrophic Fires | 2025 | 2.1309e-11 | 1.0654e-11 | 2.7397e-11 | 21835.9781 | 428.6023 | 13939.561 | 7467.8148 | 0 | 0 | 0 | 1.775e-08 |  | 4.653e-07 | 0 | 4.653e-07 | 2.3265e-07 | 0 | 2.3265e-07 | 5.9825e-07 | 0 | 5.9825e-07 | [16 empty] | 7.3.1.3 Ignition probability mapping showing the probability of ignition along the electric lines and equipmentWLDFRAggregatedAggregated | WLDFR | HFTD - Distribution - Tier 3 - 1QU CoRE ¦ 2QU LoRE | Red Flag Warning - Small Fires | Aggregated | Aggregated | 2037 | 0.00080822 | 0 | 145.2608 | 0.1174 | 2037 | Mitigation | 0.08575 | 30 | 0 | esc | 0.0012005 | 9.7027e-07 | 0.00060025 | 4.8513e-07 | 0.0015435 | 1.2475e-06
[79 empty] | WLDFR | HFTD - Distribution - Tier 3 - 1QU CoRE ¦ 1QU LoRE | Seismic - Red Flag Warning - Catastrophic Fires | 2026 | 2.1309e-11 | 1.0654e-11 | 2.7397e-11 | 21835.9781 | 428.6023 | 13939.561 | 7467.8148 | 0 | 0 | 0 | 1.775e-08 |  | 4.653e-07 | 0 | 4.653e-07 | 2.3265e-07 | 0 | 2.3265e-07 | 5.9825e-07 | 0 | 5.9825e-07 | [16 empty] | 7.3.1.3 Ignition probability mapping showing the probability of ignition along the electric lines and equipmentWLDFRAggregatedAggregated | WLDFR | HFTD - Distribution - Tier 3 - 1QU CoRE ¦ 2QU LoRE | Red Flag Warning - Small Fires | Aggregated | Aggregated | 2038 | 0.00080822 | 0 | 145.2608 | 0.1174 | 2038 | Mitigation | 0.08575 | 30 | 0 | esc | 0.0012005 | 9.7027e-07 | 0.00060025 | 4.8513e-07 | 0.0015435 | 1.2475e-06
[79 empty] | WLDFR | HFTD - Distribution - Tier 3 - 1QU CoRE ¦ 1QU LoRE | Seismic - Red Flag Warning - Catastrophic Fires | 2027 | 2.1309e-11 | 1.0654e-11 | 2.7397e-11 | 21835.9781 | 428.6023 | 13939.561 | 7467.8148 | 0 | 0 | 0 | 1.775e-08 |  | 4.653e-07 | 0 | 4.653e-07 | 2.3265e-07 | 0 | 2.3265e-07 | 5.9825e-07 | 0 | 5.9825e-07 | [16 empty] | 7.3.1.3 Ignition probability mapping showing the probability of ignition along the electric lines and equipmentWLDFRAggregatedAggregated | WLDFR | HFTD - Distribution - Tier 3 - 1QU CoRE ¦ 2QU LoRE | Red Flag Warning - Small Fires | Aggregated | Aggregated | 2039 | 0.00080822 | 0 | 145.2608 | 0.1174 | 2039 | Mitigation | 0.08575 | 30 | 0 | esc | 0.0012005 | 9.7027e-07 | 0.00060025 | 4.8513e-07 | 0.0015435 | 1.2475e-06
[79 empty] | WLDFR | HFTD - Distribution - Tier 3 - 1QU CoRE ¦ 1QU LoRE | Seismic - Red Flag Warning - Catastrophic Fires | 2028 | 2.1309e-11 | 1.0654e-11 | 2.7397e-11 | 22783.187 | 453.261 | 14531.3357 | 7798.5904 | 0 | 0 | 0 | 1.775e-08 |  | 4.8549e-07 | 0 | 4.8549e-07 | 2.4274e-07 | 0 | 2.4274e-07 | 6.242e-07 | 0 | 6.242e-07 | [16 empty] | 7.3.1.3 Ignition probability mapping showing the probability of ignition along the electric lines and equipmentWLDFRAggregatedAggregated | WLDFR | HFTD - Distribution - Tier 3 - 1QU CoRE ¦ 2QU LoRE | Red Flag Warning - Small Fires | Aggregated | Aggregated | 2040 | 0.00080822 | 0 | 145.2608 | 0.1174 | 2040 | Mitigation | 0.08575 | 30 | 0 | esc | 0.0012005 | 9.7027e-07 | 0.00060025 | 4.8513e-07 | 0.0015435 | 1.2475e-06
[79 empty] | WLDFR | HFTD - Distribution - Tier 3 - 1QU CoRE ¦ 1QU LoRE | Seismic - Red Flag Warning - Catastrophic Fires | 2029 | 2.1309e-11 | 1.0654e-11 | 2.7397e-11 | 22783.187 | 453.261 | 14531.3357 | 7798.5904 | 0 | 0 | 0 | 1.775e-08 |  | 4.8549e-07 | 0 | 4.8549e-07 | 2.4274e-07 | 0 | 2.4274e-07 | 6.242e-07 | 0 | 6.242e-07 | [16 empty] | 7.3.1.3 Ignition probability mapping showing the probability of ignition along the electric lines and equipmentWLDFRAggregatedAggregated | WLDFR | HFTD - Distribution - Tier 3 - 1QU CoRE ¦ 2QU LoRE | Red Flag Warning - Small Fires | Aggregated | Aggregated | 2041 | 0.00080822 | 0 | 145.2608 | 0.1174 | 2041 | Mitigation | 0.08575 | 30 | 0 | esc | 0.0012005 | 9.7027e-07 | 0.00060025 | 4.8513e-07 | 0.0015435 | 1.2475e-06
[79 empty] | WLDFR | HFTD - Distribution - Tier 3 - 1QU CoRE ¦ 1QU LoRE | Seismic - Red Flag Warning - Catastrophic Fires | 2030 | 2.1309e-11 | 1.0654e-11 | 2.7397e-11 | 22783.187 | 453.261 | 14531.3357 | 7798.5904 | 0 | 0 | 0 | 1.775e-08 |  | 4.8549e-07 | 0 | 4.8549e-07 | 2.4274e-07 | 0 | 2.4274e-07 | 6.242e-07 | 0 | 6.242e-07 | [16 empty] | 7.3.1.3 Ignition probability mapping showing the probability of ignition along the electric lines and equipmentWLDFRAggregatedAggregated | WLDFR | HFTD - Distribution - Tier 3 - 1QU CoRE ¦ 2QU LoRE | Red Flag Warning - Small Fires | Aggregated | Aggregated | 2042 | 0.00080822 | 0 | 145.2608 | 0.1174 | 2042 | Mitigation | 0.08575 | 30 | 0 | esc | 0.0012005 | 9.7027e-07 | 0.00060025 | 4.8513e-07 | 0.0015435 | 1.2475e-06
[79 empty] | WLDFR | HFTD - Distribution - Tier 3 - 1QU CoRE ¦ 1QU LoRE | Seismic - Red Flag Warning - Catastrophic Fires | 2031 | 2.1309e-11 | 1.0654e-11 | 2.7397e-11 | 22783.187 | 453.261 | 14531.3357 | 7798.5904 | 0 | 0 | 0 | 1.775e-08 |  | 4.8549e-07 | 0 | 4.8549e-07 | 2.4274e-07 | 0 | 2.4274e-07 | 6.242e-07 | 0 | 6.242e-07 | [16 empty] | 7.3.1.3 Ignition probability mapping showing the probability of ignition along the electric lines and equipmentWLDFRAggregatedAggregated | WLDFR | HFTD - Distribution - Tier 3 - 1QU CoRE ¦ 2QU LoRE | Red Flag Warning - Small Fires | Aggregated | Aggregated | 2043 | 0.00080822 | 0 | 145.2608 | 0.1174 | 2043 | Mitigation | 0.08575 | 30 | 0 | esc | 0.0012005 | 9.7027e-07 | 0.00060025 | 4.8513e-07 | 0.0015435 | 1.2475e-06
[79 empty] | WLDFR | HFTD - Distribution - Tier 3 - 1QU CoRE ¦ 1QU LoRE | Seismic - Red Flag Warning - Catastrophic Fires | 2032 | 2.1309e-11 | 1.0654e-11 | 2.7397e-11 | 22783.187 | 453.261 | 14531.3357 | 7798.5904 | 0 | 0 | 0 | 1.775e-08 |  | 4.8549e-07 | 0 | 4.8549e-07 | 2.4274e-07 | 0 | 2.4274e-07 | 6.242e-07 | 0 | 6.242e-07 | [16 empty] | 7.3.1.3 Ignition probability mapping showing the probability of ignition along the electric lines and equipmentWLDFRAggregatedAggregated | WLDFR | HFTD - Distribution - Tier 3 - 1QU CoRE ¦ 2QU LoRE | Red Flag Warning - Small Fires | Aggregated | Aggregated | 2044 | 0.00080822 | 0 | 145.2608 | 0.1174 | 2044 | Mitigation | 0.08575 | 30 | 0 | esc | 0.0012005 | 9.7027e-07 | 0.00060025 | 4.8513e-07 | 0.0015435 | 1.2475e-06
[79 empty] | WLDFR | HFTD - Distribution - Tier 3 - 1QU CoRE ¦ 1QU LoRE | Seismic - Red Flag Warning - Catastrophic Fires | 2033 | 2.1309e-11 | 1.0654e-11 | 2.7397e-11 | 23835.2641 | 480.9649 | 15187.7294 | 8166.5698 | 0 | 0 | 0 | 1.775e-08 |  | 5.0791e-07 | 0 | 5.0791e-07 | 2.5395e-07 | 0 | 2.5395e-07 | 6.5302e-07 | 0 | 6.5302e-07 | [16 empty] | 7.3.1.3 Ignition probability mapping showing the probability of ignition along the electric lines and equipmentWLDFRAggregatedAggregated | WLDFR | HFTD - Distribution - Tier 3 - 1QU CoRE ¦ 2QU LoRE | Red Flag Warning - Small Fires | Aggregated | Aggregated | 2045 | 0.00080822 | 0 | 145.2608 | 0.1174 | 2045 | Mitigation | 0.08575 | 30 | 0 | esc | 0.0012005 | 9.7027e-07 | 0.00060025 | 4.8513e-07 | 0.0015435 | 1.2475e-06
[79 empty] | WLDFR | HFTD - Distribution - Tier 3 - 1QU CoRE ¦ 1QU LoRE | Seismic - Red Flag Warning - Catastrophic Fires | 2034 | 2.1309e-11 | 1.0654e-11 | 2.7397e-11 | 23835.2641 | 480.9649 | 15187.7294 | 8166.5698 | 0 | 0 | 0 | 1.775e-08 |  | 5.0791e-07 | 0 | 5.0791e-07 | 2.5395e-07 | 0 | 2.5395e-07 | 6.5302e-07 | 0 | 6.5302e-07 | [16 empty] | 7.3.1.3 Ignition probability mapping showing the probability of ignition along the electric lines and equipmentWLDFRAggregatedAggregated | WLDFR | HFTD - Distribution - Tier 3 - 1QU CoRE ¦ 2QU LoRE | Red Flag Warning - Small Fires | Aggregated | Aggregated | 2046 | 0.00080822 | 0 | 145.2608 | 0.1174 | 2046 | Mitigation | 0.08575 | 30 | 0 | esc | 0.0012005 | 9.7027e-07 | 0.00060025 | 4.8513e-07 | 0.0015435 | 1.2475e-06
[79 empty] | WLDFR | HFTD - Distribution - Tier 3 - 1QU CoRE ¦ 1QU LoRE | Seismic - Red Flag Warning - Catastrophic Fires | 2035 | 2.1309e-11 | 1.0654e-11 | 2.7397e-11 | 23835.2641 | 480.9649 | 15187.7294 | 8166.5698 | 0 | 0 | 0 | 1.775e-08 |  | 5.0791e-07 | 0 | 5.0791e-07 | 2.5395e-07 | 0 | 2.5395e-07 | 6.5302e-07 | 0 | 6.5302e-07 | [16 empty] | 7.3.1.3 Ignition probability mapping showing the probability of ignition along the electric lines and equipmentWLDFRAggregatedAggregated | WLDFR | HFTD - Distribution - Tier 3 - 1QU CoRE ¦ 2QU LoRE | Red Flag Warning - Small Fires | Aggregated | Aggregated | 2047 | 0.00080822 | 0 | 145.2608 | 0.1174 | 2047 | Mitigation | 0.08575 | 30 | 0 | esc | 0.0012005 | 9.7027e-07 | 0.00060025 | 4.8513e-07 | 0.0015435 | 1.2475e-06
[79 empty] | WLDFR | HFTD - Distribution - Tier 3 - 1QU CoRE ¦ 1QU LoRE | Seismic - Red Flag Warning - Catastrophic Fires | 2036 | 2.1309e-11 | 1.0654e-11 | 2.7397e-11 | 23835.2641 | 480.9649 | 15187.7294 | 8166.5698 | 0 | 0 | 0 | 1.775e-08 |  | 5.0791e-07 | 0 | 5.0791e-07 | 2.5395e-07 | 0 | 2.5395e-07 | 6.5302e-07 | 0 | 6.5302e-07 | [16 empty] | 7.3.1.3 Ignition probability mapping showing the probability of ignition along the electric lines and equipmentWLDFRAggregatedAggregated | WLDFR | HFTD - Distribution - Tier 3 - 1QU CoRE ¦ 2QU LoRE | Red Flag Warning - Small Fires | Aggregated | Aggregated | 2048 | 0.00080822 | 0 | 145.2608 | 0.1174 | 2048 | Mitigation | 0.08575 | 30 | 0 | esc | 0.0012005 | 9.7027e-07 | 0.00060025 | 4.8513e-07 | 0.0015435 | 1.2475e-06
[79 empty] | WLDFR | HFTD - Distribution - Tier 3 - 1QU CoRE ¦ 1QU LoRE | Seismic - Red Flag Warning - Catastrophic Fires | 2037 | 2.1309e-11 | 1.0654e-11 | 2.7397e-11 | 23835.2641 | 480.9649 | 15187.7294 | 8166.5698 | 0 | 0 | 0 | 1.775e-08 |  | 5.0791e-07 | 0 | 5.0791e-07 | 2.5395e-07 | 0 | 2.5395e-07 | 6.5302e-07 | 0 | 6.5302e-07 | [16 empty] | 7.3.1.3 Ignition probability mapping showing the probability of ignition along the electric lines and equipmentWLDFRAggregatedAggregated | WLDFR | HFTD - Distribution - Tier 3 - 1QU CoRE ¦ 2QU LoRE | Red Flag Warning - Small Fires | Aggregated | Aggregated | 2049 | 0.00080822 | 0 | 145.2608 | 0.1174 | 2049 | Mitigation | 0.08575 | 30 | 0 | esc | 0.0012005 | 9.7027e-07 | 0.00060025 | 4.8513e-07 | 0.0015435 | 1.2475e-06
[79 empty] | WLDFR | HFTD - Distribution - Tier 3 - 1QU CoRE ¦ 1QU LoRE | Seismic - Red Flag Warning - Catastrophic Fires | 2038 | 2.1309e-11 | 1.0654e-11 | 2.7397e-11 | 24976.6418 | 511.3745 | 15898.8237 | 8566.4437 | 0 | 0 | 0 | 1.775e-08 |  | 5.3223e-07 | 0 | 5.3223e-07 | 2.6611e-07 | 0 | 2.6611e-07 | 6.8429e-07 | 0 | 6.8429e-07 | [16 empty] | 7.3.1.3 Ignition probability mapping showing the probability of ignition along the electric lines and equipmentWLDFRAggregatedAggregated | WLDFR | HFTD - Distribution - Tier 3 - 1QU CoRE ¦ 2QU LoRE | Red Flag Warning - Small Fires | Aggregated | Aggregated | 2050 | 0.00080822 | 0 | 145.2608 | 0.1174 | 2050 | Mitigation | 0.08575 | 30 | 0 | esc | 0 | 0 | 0.00060025 | 4.8513e-07 | 0.0015435 | 1.2475e-06
[79 empty] | WLDFR | HFTD - Distribution - Tier 3 - 1QU CoRE ¦ 1QU LoRE | Seismic - Red Flag Warning - Catastrophic Fires | 2039 | 2.1309e-11 | 1.0654e-11 | 2.7397e-11 | 24976.6418 | 511.3745 | 15898.8237 | 8566.4437 | 0 | 0 | 0 | 1.775e-08 |  | 5.3223e-07 | 0 | 5.3223e-07 | 2.6611e-07 | 0 | 2.6611e-07 | 6.8429e-07 | 0 | 6.8429e-07 | [16 empty] | 7.3.1.3 Ignition probability mapping showing the probability of ignition along the electric lines and equipmentWLDFRAggregatedAggregated | WLDFR | HFTD - Distribution - Tier 3 - 1QU CoRE ¦ 2QU LoRE | Red Flag Warning - Small Fires | Aggregated | Aggregated | 2051 | 0.00080822 | 0 | 145.2608 | 0.1174 | 2051 | Mitigation | 0.08575 | 30 | 0 | esc | 0 | 0 | 0 | 0 | 0.0015435 | 1.2475e-06
[79 empty] | WLDFR | HFTD - Distribution - Tier 3 - 1QU CoRE ¦ 1QU LoRE | Seismic - Red Flag Warning - Catastrophic Fires | 2040 | 2.1309e-11 | 1.0654e-11 | 2.7397e-11 | 24976.6418 | 511.3745 | 15898.8237 | 8566.4437 | 0 | 0 | 0 | 1.775e-08 |  | 5.3223e-07 | 0 | 5.3223e-07 | 2.6611e-07 | 0 | 2.6611e-07 | 6.8429e-07 | 0 | 6.8429e-07 | [16 empty] | 7.3.1.3 Ignition probability mapping showing the probability of ignition along the electric lines and equipmentWLDFRAggregatedAggregated | WLDFR | HFTD - Distribution - Tier 3 - 1QU CoRE ¦ 2QU LoRE | Seismic - Non-Red Flag Warning - Catastrophic Fires | Aggregated | Aggregated | 2021 | 2.0475e-10 | 0 | 145.2608 | 2.9742e-08 | 2021 | Mitigation | 0.08575 | 30 | 0 | esc | 0.0012005 | 2.458e-13 | 0.00060025 | 1.229e-13 | 0 | 0
[79 empty] | WLDFR | HFTD - Distribution - Tier 3 - 1QU CoRE ¦ 1QU LoRE | Seismic - Red Flag Warning - Catastrophic Fires | 2041 | 2.1309e-11 | 1.0654e-11 | 2.7397e-11 | 24976.6418 | 511.3745 | 15898.8237 | 8566.4437 | 0 | 0 | 0 | 1.775e-08 |  | 5.3223e-07 | 0 | 5.3223e-07 | 2.6611e-07 | 0 | 2.6611e-07 | 6.8429e-07 | 0 | 6.8429e-07 | [16 empty] | 7.3.1.3 Ignition probability mapping showing the probability of ignition along the electric lines and equipmentWLDFRAggregatedAggregated | WLDFR | HFTD - Distribution - Tier 3 - 1QU CoRE ¦ 2QU LoRE | Seismic - Non-Red Flag Warning - Catastrophic Fires | Aggregated | Aggregated | 2022 | 2.0475e-10 | 0 | 145.2608 | 2.9742e-08 | 2022 | Mitigation | 0.08575 | 30 | 0 | esc | 0.0012005 | 2.458e-13 | 0.00060025 | 1.229e-13 | 0.0015435 | 3.1603e-13
[79 empty] | WLDFR | HFTD - Distribution - Tier 3 - 1QU CoRE ¦ 1QU LoRE | Seismic - Red Flag Warning - Catastrophic Fires | 2042 | 2.1309e-11 | 1.0654e-11 | 2.7397e-11 | 24976.6418 | 511.3745 | 15898.8237 | 8566.4437 | 0 | 0 | 0 | 1.775e-08 |  | 5.3223e-07 | 0 | 5.3223e-07 | 2.6611e-07 | 0 | 2.6611e-07 | 6.8429e-07 | 0 | 6.8429e-07 | [16 empty] | 7.3.1.3 Ignition probability mapping showing the probability of ignition along the electric lines and equipmentWLDFRAggregatedAggregated | WLDFR | HFTD - Distribution - Tier 3 - 1QU CoRE ¦ 2QU LoRE | Seismic - Non-Red Flag Warning - Catastrophic Fires | Aggregated | Aggregated | 2023 | 2.0475e-10 | 0 | 145.2608 | 2.9742e-08 | 2023 | Mitigation | 0.08575 | 30 | 0 | esc | 0.0012005 | 2.458e-13 | 0.00060025 | 1.229e-13 | 0.0015435 | 3.1603e-13
[79 empty] | WLDFR | HFTD - Distribution - Tier 3 - 1QU CoRE ¦ 1QU LoRE | Seismic - Red Flag Warning - Catastrophic Fires | 2043 | 2.1309e-11 | 1.0654e-11 | 2.7397e-11 | 26191.7278 | 544.1291 | 16654.7414 | 8992.8573 | 0 | 0 | 0 | 1.775e-08 |  | 5.5812e-07 | 0 | 5.5812e-07 | 2.7906e-07 | 0 | 2.7906e-07 | 7.1758e-07 | 0 | 7.1758e-07 | [16 empty] | 7.3.1.3 Ignition probability mapping showing the probability of ignition along the electric lines and equipmentWLDFRAggregatedAggregated | WLDFR | HFTD - Distribution - Tier 3 - 1QU CoRE ¦ 2QU LoRE | Seismic - Non-Red Flag Warning - Catastrophic Fires | Aggregated | Aggregated | 2024 | 2.0475e-10 | 0 | 145.2608 | 2.9742e-08 | 2024 | Mitigation | 0.08575 | 30 | 0 | esc | 0.0012005 | 2.458e-13 | 0.00060025 | 1.229e-13 | 0.0015435 | 3.1603e-13
[79 empty] | WLDFR | HFTD - Distribution - Tier 3 - 1QU CoRE ¦ 1QU LoRE | Seismic - Red Flag Warning - Catastrophic Fires | 2044 | 2.1309e-11 | 1.0654e-11 | 2.7397e-11 | 26191.7278 | 544.1291 | 16654.7414 | 8992.8573 | 0 | 0 | 0 | 1.775e-08 |  | 5.5812e-07 | 0 | 5.5812e-07 | 2.7906e-07 | 0 | 2.7906e-07 | 7.1758e-07 | 0 | 7.1758e-07 | [16 empty] | 7.3.1.3 Ignition probability mapping showing the probability of ignition along the electric lines and equipmentWLDFRAggregatedAggregated | WLDFR | HFTD - Distribution - Tier 3 - 1QU CoRE ¦ 2QU LoRE | Seismic - Non-Red Flag Warning - Catastrophic Fires | Aggregated | Aggregated | 2025 | 2.0475e-10 | 0 | 145.2608 | 2.9742e-08 | 2025 | Mitigation | 0.08575 | 30 | 0 | esc | 0.0012005 | 2.458e-13 | 0.00060025 | 1.229e-13 | 0.0015435 | 3.1603e-13
[79 empty] | WLDFR | HFTD - Distribution - Tier 3 - 1QU CoRE ¦ 1QU LoRE | Seismic - Red Flag Warning - Catastrophic Fires | 2045 | 2.1309e-11 | 1.0654e-11 | 2.7397e-11 | 26191.7278 | 544.1291 | 16654.7414 | 8992.8573 | 0 | 0 | 0 | 1.775e-08 |  | 5.5812e-07 | 0 | 5.5812e-07 | 2.7906e-07 | 0 | 2.7906e-07 | 7.1758e-07 | 0 | 7.1758e-07 | [16 empty] | 7.3.1.3 Ignition probability mapping showing the probability of ignition along the electric lines and equipmentWLDFRAggregatedAggregated | WLDFR | HFTD - Distribution - Tier 3 - 1QU CoRE ¦ 2QU LoRE | Seismic - Non-Red Flag Warning - Catastrophic Fires | Aggregated | Aggregated | 2026 | 2.0475e-10 | 0 | 145.2608 | 2.9742e-08 | 2026 | Mitigation | 0.08575 | 30 | 0 | esc | 0.0012005 | 2.458e-13 | 0.00060025 | 1.229e-13 | 0.0015435 | 3.1603e-13
[79 empty] | WLDFR | HFTD - Distribution - Tier 3 - 1QU CoRE ¦ 1QU LoRE | Seismic - Red Flag Warning - Catastrophic Fires | 2046 | 2.1309e-11 | 1.0654e-11 | 2.7397e-11 | 26191.7278 | 544.1291 | 16654.7414 | 8992.8573 | 0 | 0 | 0 | 1.775e-08 |  | 5.5812e-07 | 0 | 5.5812e-07 | 2.7906e-07 | 0 | 2.7906e-07 | 7.1758e-07 | 0 | 7.1758e-07 | [16 empty] | 7.3.1.3 Ignition probability mapping showing the probability of ignition along the electric lines and equipmentWLDFRAggregatedAggregated | WLDFR | HFTD - Distribution - Tier 3 - 1QU CoRE ¦ 2QU LoRE | Seismic - Non-Red Flag Warning - Catastrophic Fires | Aggregated | Aggregated | 2027 | 2.0475e-10 | 0 | 145.2608 | 2.9742e-08 | 2027 | Mitigation | 0.08575 | 30 | 0 | esc | 0.0012005 | 2.458e-13 | 0.00060025 | 1.229e-13 | 0.0015435 | 3.1603e-13
[79 empty] | WLDFR | HFTD - Distribution - Tier 3 - 1QU CoRE ¦ 1QU LoRE | Seismic - Red Flag Warning - Catastrophic Fires | 2047 | 2.1309e-11 | 1.0654e-11 | 2.7397e-11 | 26191.7278 | 544.1291 | 16654.7414 | 8992.8573 | 0 | 0 | 0 | 1.775e-08 |  | 5.5812e-07 | 0 | 5.5812e-07 | 2.7906e-07 | 0 | 2.7906e-07 | 7.1758e-07 | 0 | 7.1758e-07 | [16 empty] | 7.3.1.3 Ignition probability mapping showing the probability of ignition along the electric lines and equipmentWLDFRAggregatedAggregated | WLDFR | HFTD - Distribution - Tier 3 - 1QU CoRE ¦ 2QU LoRE | Seismic - Non-Red Flag Warning - Catastrophic Fires | Aggregated | Aggregated | 2028 | 2.0475e-10 | 0 | 145.2608 | 2.9742e-08 | 2028 | Mitigation | 0.08575 | 30 | 0 | esc | 0.0012005 | 2.458e-13 | 0.00060025 | 1.229e-13 | 0.0015435 | 3.1603e-13
[79 empty] | WLDFR | HFTD - Distribution - Tier 3 - 1QU CoRE ¦ 1QU LoRE | Seismic - Red Flag Warning - Catastrophic Fires | 2048 | 2.1309e-11 | 1.0654e-11 | 2.7397e-11 | 27464.7227 | 578.8407 | 17445.538 | 9440.3441 | 0 | 0 | 0 | 1.775e-08 |  | 5.8525e-07 | 0 | 5.8525e-07 | 2.9262e-07 | 0 | 2.9262e-07 | 7.5246e-07 | 0 | 7.5246e-07 | [16 empty] | 7.3.1.3 Ignition probability mapping showing the probability of ignition along the electric lines and equipmentWLDFRAggregatedAggregated | WLDFR | HFTD - Distribution - Tier 3 - 1QU CoRE ¦ 2QU LoRE | Seismic - Non-Red Flag Warning - Catastrophic Fires | Aggregated | Aggregated | 2029 | 2.0475e-10 | 0 | 145.2608 | 2.9742e-08 | 2029 | Mitigation | 0.08575 | 30 | 0 | esc | 0.0012005 | 2.458e-13 | 0.00060025 | 1.229e-13 | 0.0015435 | 3.1603e-13
[79 empty] | WLDFR | HFTD - Distribution - Tier 3 - 1QU CoRE ¦ 1QU LoRE | Seismic - Red Flag Warning - Catastrophic Fires | 2049 | 2.1309e-11 | 1.0654e-11 | 2.7397e-11 | 27464.7227 | 578.8407 | 17445.538 | 9440.3441 | 0 | 0 | 0 | 1.775e-08 |  | 5.8525e-07 | 0 | 5.8525e-07 | 2.9262e-07 | 0 | 2.9262e-07 | 7.5246e-07 | 0 | 7.5246e-07 | [16 empty] | 7.3.1.3 Ignition probability mapping showing the probability of ignition along the electric lines and equipmentWLDFRAggregatedAggregated | WLDFR | HFTD - Distribution - Tier 3 - 1QU CoRE ¦ 2QU LoRE | Seismic - Non-Red Flag Warning - Catastrophic Fires | Aggregated | Aggregated | 2030 | 2.0475e-10 | 0 | 145.2608 | 2.9742e-08 | 2030 | Mitigation | 0.08575 | 30 | 0 | esc | 0.0012005 | 2.458e-13 | 0.00060025 | 1.229e-13 | 0.0015435 | 3.1603e-13
[79 empty] | WLDFR | HFTD - Distribution - Tier 3 - 1QU CoRE ¦ 1QU LoRE | Seismic - Red Flag Warning - Catastrophic Fires | 2050 | 0 | 1.0654e-11 | 2.7397e-11 | 27464.7227 | 578.8407 | 17445.538 | 9440.3441 | 0 | 0 | 0 | 1.775e-08 |  | 0 | 0 | 0 | 2.9262e-07 | 0 | 2.9262e-07 | 7.5246e-07 | 0 | 7.5246e-07 | [16 empty] | 7.3.1.3 Ignition probability mapping showing the probability of ignition along the electric lines and equipmentWLDFRAggregatedAggregated | WLDFR | HFTD - Distribution - Tier 3 - 1QU CoRE ¦ 2QU LoRE | Seismic - Non-Red Flag Warning - Catastrophic Fires | Aggregated | Aggregated | 2031 | 2.0475e-10 | 0 | 145.2608 | 2.9742e-08 | 2031 | Mitigation | 0.08575 | 30 | 0 | esc | 0.0012005 | 2.458e-13 | 0.00060025 | 1.229e-13 | 0.0015435 | 3.1603e-13
[79 empty] | WLDFR | HFTD - Distribution - Tier 3 - 1QU CoRE ¦ 1QU LoRE | Seismic - Red Flag Warning - Catastrophic Fires | 2051 | 0 | 0 | 2.7397e-11 | 27464.7227 | 578.8407 | 17445.538 | 9440.3441 | 0 | 0 | 0 | 1.775e-08 |  | 0 | 0 | 0 | 0 | 0 | 0 | 7.5246e-07 | 0 | 7.5246e-07 | [16 empty] | 7.3.1.3 Ignition probability mapping showing the probability of ignition along the electric lines and equipmentWLDFRAggregatedAggregated | WLDFR | HFTD - Distribution - Tier 3 - 1QU CoRE ¦ 2QU LoRE | Seismic - Non-Red Flag Warning - Catastrophic Fires | Aggregated | Aggregated | 2032 | 2.0475e-10 | 0 | 145.2608 | 2.9742e-08 | 2032 | Mitigation | 0.08575 | 30 | 0 | esc | 0.0012005 | 2.458e-13 | 0.00060025 | 1.229e-13 | 0.0015435 | 3.1603e-13
[79 empty] | WLDFR | HFTD - Distribution - Tier 3 - 1QU CoRE ¦ 2QU LoRE | Non-Red Flag Warning - Catastrophic Fires | 2020 | 9.2087e-09 | 0 | 0 | 14146.1306 | 222.2294 | 8585.7228 | 5338.1784 | 0 | 0 | 0 | 7.6707e-06 |  | 0.00013027 | 0 | 0.00013027 | 0 | 0 | 0 | 0 | 0 | 0 | [16 empty] | 7.3.1.3 Ignition probability mapping showing the probability of ignition along the electric lines and equipmentWLDFRAggregatedAggregated | WLDFR | HFTD - Distribution - Tier 3 - 1QU CoRE ¦ 2QU LoRE | Seismic - Non-Red Flag Warning - Catastrophic Fires | Aggregated | Aggregated | 2033 | 2.0475e-10 | 0 | 145.2608 | 2.9742e-08 | 2033 | Mitigation | 0.08575 | 30 | 0 | esc | 0.0012005 | 2.458e-13 | 0.00060025 | 1.229e-13 | 0.0015435 | 3.1603e-13
[79 empty] | WLDFR | HFTD - Distribution - Tier 3 - 1QU CoRE ¦ 2QU LoRE | Non-Red Flag Warning - Catastrophic Fires | 2021 | 9.2087e-09 | 4.6043e-09 | 0 | 14146.1306 | 222.2294 | 8585.7228 | 5338.1784 | 0 | 0 | 0 | 7.6707e-06 |  | 0.00013027 | 0 | 0.00013027 | 6.5133e-05 | 0 | 6.5133e-05 | 0 | 0 | 0 | [16 empty] | 7.3.1.3 Ignition probability mapping showing the probability of ignition along the electric lines and equipmentWLDFRAggregatedAggregated | WLDFR | HFTD - Distribution - Tier 3 - 1QU CoRE ¦ 2QU LoRE | Seismic - Non-Red Flag Warning - Catastrophic Fires | Aggregated | Aggregated | 2034 | 2.0475e-10 | 0 | 145.2608 | 2.9742e-08 | 2034 | Mitigation | 0.08575 | 30 | 0 | esc | 0.0012005 | 2.458e-13 | 0.00060025 | 1.229e-13 | 0.0015435 | 3.1603e-13
[79 empty] | WLDFR | HFTD - Distribution - Tier 3 - 1QU CoRE ¦ 2QU LoRE | Non-Red Flag Warning - Catastrophic Fires | 2022 | 9.2087e-09 | 4.6043e-09 | 1.184e-08 | 14146.1306 | 222.2294 | 8585.7228 | 5338.1784 | 0 | 0 | 0 | 7.6707e-06 |  | 0.00013027 | 0 | 0.00013027 | 6.5133e-05 | 0 | 6.5133e-05 | 0.00016749 | 0 | 0.00016749 | [16 empty] | 7.3.1.3 Ignition probability mapping showing the probability of ignition along the electric lines and equipmentWLDFRAggregatedAggregated | WLDFR | HFTD - Distribution - Tier 3 - 1QU CoRE ¦ 2QU LoRE | Seismic - Non-Red Flag Warning - Catastrophic Fires | Aggregated | Aggregated | 2035 | 2.0475e-10 | 0 | 145.2608 | 2.9742e-08 | 2035 | Mitigation | 0.08575 | 30 | 0 | esc | 0.0012005 | 2.458e-13 | 0.00060025 | 1.229e-13 | 0.0015435 | 3.1603e-13
[79 empty] | WLDFR | HFTD - Distribution - Tier 3 - 1QU CoRE ¦ 2QU LoRE | Non-Red Flag Warning - Catastrophic Fires | 2023 | 9.2087e-09 | 4.6043e-09 | 1.184e-08 | 14664.6376 | 233.2301 | 8896.516 | 5534.8915 | 0 | 0 | 0 | 7.6707e-06 |  | 0.00013504 | 0 | 0.00013504 | 6.7521e-05 | 0 | 6.7521e-05 | 0.00017362 | 0 | 0.00017362 | [16 empty] | 7.3.1.3 Ignition probability mapping showing the probability of ignition along the electric lines and equipmentWLDFRAggregatedAggregated | WLDFR | HFTD - Distribution - Tier 3 - 1QU CoRE ¦ 2QU LoRE | Seismic - Non-Red Flag Warning - Catastrophic Fires | Aggregated | Aggregated | 2036 | 2.0475e-10 | 0 | 145.2608 | 2.9742e-08 | 2036 | Mitigation | 0.08575 | 30 | 0 | esc | 0.0012005 | 2.458e-13 | 0.00060025 | 1.229e-13 | 0.0015435 | 3.1603e-13
[79 empty] | WLDFR | HFTD - Distribution - Tier 3 - 1QU CoRE ¦ 2QU LoRE | Non-Red Flag Warning - Catastrophic Fires | 2024 | 9.2087e-09 | 4.6043e-09 | 1.184e-08 | 14664.6376 | 233.2301 | 8896.516 | 5534.8915 | 0 | 0 | 0 | 7.6707e-06 |  | 0.00013504 | 0 | 0.00013504 | 6.7521e-05 | 0 | 6.7521e-05 | 0.00017362 | 0 | 0.00017362 | [16 empty] | 7.3.1.3 Ignition probability mapping showing the probability of ignition along the electric lines and equipmentWLDFRAggregatedAggregated | WLDFR | HFTD - Distribution - Tier 3 - 1QU CoRE ¦ 2QU LoRE | Seismic - Non-Red Flag Warning - Catastrophic Fires | Aggregated | Aggregated | 2037 | 2.0475e-10 | 0 | 145.2608 | 2.9742e-08 | 2037 | Mitigation | 0.08575 | 30 | 0 | esc | 0.0012005 | 2.458e-13 | 0.00060025 | 1.229e-13 | 0.0015435 | 3.1603e-13
[79 empty] | WLDFR | HFTD - Distribution - Tier 3 - 1QU CoRE ¦ 2QU LoRE | Non-Red Flag Warning - Catastrophic Fires | 2025 | 9.2087e-09 | 4.6043e-09 | 1.184e-08 | 14664.6376 | 233.2301 | 8896.516 | 5534.8915 | 0 | 0 | 0 | 7.6707e-06 |  | 0.00013504 | 0 | 0.00013504 | 6.7521e-05 | 0 | 6.7521e-05 | 0.00017362 | 0 | 0.00017362 | [16 empty] | 7.3.1.3 Ignition probability mapping showing the probability of ignition along the electric lines and equipmentWLDFRAggregatedAggregated | WLDFR | HFTD - Distribution - Tier 3 - 1QU CoRE ¦ 2QU LoRE | Seismic - Non-Red Flag Warning - Catastrophic Fires | Aggregated | Aggregated | 2038 | 2.0475e-10 | 0 | 145.2608 | 2.9742e-08 | 2038 | Mitigation | 0.08575 | 30 | 0 | esc | 0.0012005 | 2.458e-13 | 0.00060025 | 1.229e-13 | 0.0015435 | 3.1603e-13
[79 empty] | WLDFR | HFTD - Distribution - Tier 3 - 1QU CoRE ¦ 2QU LoRE | Non-Red Flag Warning - Catastrophic Fires | 2026 | 9.2087e-09 | 4.6043e-09 | 1.184e-08 | 14664.6376 | 233.2301 | 8896.516 | 5534.8915 | 0 | 0 | 0 | 7.6707e-06 |  | 0.00013504 | 0 | 0.00013504 | 6.7521e-05 | 0 | 6.7521e-05 | 0.00017362 | 0 | 0.00017362 | [16 empty] | 7.3.1.3 Ignition probability mapping showing the probability of ignition along the electric lines and equipmentWLDFRAggregatedAggregated | WLDFR | HFTD - Distribution - Tier 3 - 1QU CoRE ¦ 2QU LoRE | Seismic - Non-Red Flag Warning - Catastrophic Fires | Aggregated | Aggregated | 2039 | 2.0475e-10 | 0 | 145.2608 | 2.9742e-08 | 2039 | Mitigation | 0.08575 | 30 | 0 | esc | 0.0012005 | 2.458e-13 | 0.00060025 | 1.229e-13 | 0.0015435 | 3.1603e-13
[79 empty] | WLDFR | HFTD - Distribution - Tier 3 - 1QU CoRE ¦ 2QU LoRE | Non-Red Flag Warning - Catastrophic Fires | 2027 | 9.2087e-09 | 4.6043e-09 | 1.184e-08 | 14664.6376 | 233.2301 | 8896.516 | 5534.8915 | 0 | 0 | 0 | 7.6707e-06 |  | 0.00013504 | 0 | 0.00013504 | 6.7521e-05 | 0 | 6.7521e-05 | 0.00017362 | 0 | 0.00017362 | [16 empty] | 7.3.1.3 Ignition probability mapping showing the probability of ignition along the electric lines and equipmentWLDFRAggregatedAggregated | WLDFR | HFTD - Distribution - Tier 3 - 1QU CoRE ¦ 2QU LoRE | Seismic - Non-Red Flag Warning - Catastrophic Fires | Aggregated | Aggregated | 2040 | 2.0475e-10 | 0 | 145.2608 | 2.9742e-08 | 2040 | Mitigation | 0.08575 | 30 | 0 | esc | 0.0012005 | 2.458e-13 | 0.00060025 | 1.229e-13 | 0.0015435 | 3.1603e-13
[79 empty] | WLDFR | HFTD - Distribution - Tier 3 - 1QU CoRE ¦ 2QU LoRE | Non-Red Flag Warning - Catastrophic Fires | 2028 | 9.2087e-09 | 4.6043e-09 | 1.184e-08 | 15317.9909 | 247.273 | 9287.6491 | 5783.0689 | 0 | 0 | 0 | 7.6707e-06 |  | 0.00014106 | 0 | 0.00014106 | 7.0529e-05 | 0 | 7.0529e-05 | 0.00018136 | 0 | 0.00018136 | [16 empty] | 7.3.1.3 Ignition probability mapping showing the probability of ignition along the electric lines and equipmentWLDFRAggregatedAggregated | WLDFR | HFTD - Distribution - Tier 3 - 1QU CoRE ¦ 2QU LoRE | Seismic - Non-Red Flag Warning - Catastrophic Fires | Aggregated | Aggregated | 2041 | 2.0475e-10 | 0 | 145.2608 | 2.9742e-08 | 2041 | Mitigation | 0.08575 | 30 | 0 | esc | 0.0012005 | 2.458e-13 | 0.00060025 | 1.229e-13 | 0.0015435 | 3.1603e-13
[79 empty] | WLDFR | HFTD - Distribution - Tier 3 - 1QU CoRE ¦ 2QU LoRE | Non-Red Flag Warning - Catastrophic Fires | 2029 | 9.2087e-09 | 4.6043e-09 | 1.184e-08 | 15317.9909 | 247.273 | 9287.6491 | 5783.0689 | 0 | 0 | 0 | 7.6707e-06 |  | 0.00014106 | 0 | 0.00014106 | 7.0529e-05 | 0 | 7.0529e-05 | 0.00018136 | 0 | 0.00018136 | [16 empty] | 7.3.1.3 Ignition probability mapping showing the probability of ignition along the electric lines and equipmentWLDFRAggregatedAggregated | WLDFR | HFTD - Distribution - Tier 3 - 1QU CoRE ¦ 2QU LoRE | Seismic - Non-Red Flag Warning - Catastrophic Fires | Aggregated | Aggregated | 2042 | 2.0475e-10 | 0 | 145.2608 | 2.9742e-08 | 2042 | Mitigation | 0.08575 | 30 | 0 | esc | 0.0012005 | 2.458e-13 | 0.00060025 | 1.229e-13 | 0.0015435 | 3.1603e-13
[79 empty] | WLDFR | HFTD - Distribution - Tier 3 - 1QU CoRE ¦ 2QU LoRE | Non-Red Flag Warning - Catastrophic Fires | 2030 | 9.2087e-09 | 4.6043e-09 | 1.184e-08 | 15317.9909 | 247.273 | 9287.6491 | 5783.0689 | 0 | 0 | 0 | 7.6707e-06 |  | 0.00014106 | 0 | 0.00014106 | 7.0529e-05 | 0 | 7.0529e-05 | 0.00018136 | 0 | 0.00018136 | [16 empty] | 7.3.1.3 Ignition probability mapping showing the probability of ignition along the electric lines and equipmentWLDFRAggregatedAggregated | WLDFR | HFTD - Distribution - Tier 3 - 1QU CoRE ¦ 2QU LoRE | Seismic - Non-Red Flag Warning - Catastrophic Fires | Aggregated | Aggregated | 2043 | 2.0475e-10 | 0 | 145.2608 | 2.9742e-08 | 2043 | Mitigation | 0.08575 | 30 | 0 | esc | 0.0012005 | 2.458e-13 | 0.00060025 | 1.229e-13 | 0.0015435 | 3.1603e-13
[79 empty] | WLDFR | HFTD - Distribution - Tier 3 - 1QU CoRE ¦ 2QU LoRE | Non-Red Flag Warning - Catastrophic Fires | 2031 | 9.2087e-09 | 4.6043e-09 | 1.184e-08 | 15317.9909 | 247.273 | 9287.6491 | 5783.0689 | 0 | 0 | 0 | 7.6707e-06 |  | 0.00014106 | 0 | 0.00014106 | 7.0529e-05 | 0 | 7.0529e-05 | 0.00018136 | 0 | 0.00018136 | [16 empty] | 7.3.1.3 Ignition probability mapping showing the probability of ignition along the electric lines and equipmentWLDFRAggregatedAggregated | WLDFR | HFTD - Distribution - Tier 3 - 1QU CoRE ¦ 2QU LoRE | Seismic - Non-Red Flag Warning - Catastrophic Fires | Aggregated | Aggregated | 2044 | 2.0475e-10 | 0 | 145.2608 | 2.9742e-08 | 2044 | Mitigation | 0.08575 | 30 | 0 | esc | 0.0012005 | 2.458e-13 | 0.00060025 | 1.229e-13 | 0.0015435 | 3.1603e-13
[79 empty] | WLDFR | HFTD - Distribution - Tier 3 - 1QU CoRE ¦ 2QU LoRE | Non-Red Flag Warning - Catastrophic Fires | 2032 | 9.2087e-09 | 4.6043e-09 | 1.184e-08 | 15317.9909 | 247.273 | 9287.6491 | 5783.0689 | 0 | 0 | 0 | 7.6707e-06 |  | 0.00014106 | 0 | 0.00014106 | 7.0529e-05 | 0 | 7.0529e-05 | 0.00018136 | 0 | 0.00018136 | [16 empty] | 7.3.1.3 Ignition probability mapping showing the probability of ignition along the electric lines and equipmentWLDFRAggregatedAggregated | WLDFR | HFTD - Distribution - Tier 3 - 1QU CoRE ¦ 2QU LoRE | Seismic - Non-Red Flag Warning - Catastrophic Fires | Aggregated | Aggregated | 2045 | 2.0475e-10 | 0 | 145.2608 | 2.9742e-08 | 2045 | Mitigation | 0.08575 | 30 | 0 | esc | 0.0012005 | 2.458e-13 | 0.00060025 | 1.229e-13 | 0.0015435 | 3.1603e-13
[79 empty] | WLDFR | HFTD - Distribution - Tier 3 - 1QU CoRE ¦ 2QU LoRE | Non-Red Flag Warning - Catastrophic Fires | 2033 | 9.2087e-09 | 4.6043e-09 | 1.184e-08 | 16044.1264 | 263.1074 | 9721.74 | 6059.2791 | 0 | 0 | 0 | 7.6707e-06 |  | 0.00014774 | 0 | 0.00014774 | 7.3872e-05 | 0 | 7.3872e-05 | 0.00018996 | 0 | 0.00018996 | [16 empty] | 7.3.1.3 Ignition probability mapping showing the probability of ignition along the electric lines and equipmentWLDFRAggregatedAggregated | WLDFR | HFTD - Distribution - Tier 3 - 1QU CoRE ¦ 2QU LoRE | Seismic - Non-Red Flag Warning - Catastrophic Fires | Aggregated | Aggregated | 2046 | 2.0475e-10 | 0 | 145.2608 | 2.9742e-08 | 2046 | Mitigation | 0.08575 | 30 | 0 | esc | 0.0012005 | 2.458e-13 | 0.00060025 | 1.229e-13 | 0.0015435 | 3.1603e-13
[79 empty] | WLDFR | HFTD - Distribution - Tier 3 - 1QU CoRE ¦ 2QU LoRE | Non-Red Flag Warning - Catastrophic Fires | 2034 | 9.2087e-09 | 4.6043e-09 | 1.184e-08 | 16044.1264 | 263.1074 | 9721.74 | 6059.2791 | 0 | 0 | 0 | 7.6707e-06 |  | 0.00014774 | 0 | 0.00014774 | 7.3872e-05 | 0 | 7.3872e-05 | 0.00018996 | 0 | 0.00018996 | [16 empty] | 7.3.1.3 Ignition probability mapping showing the probability of ignition along the electric lines and equipmentWLDFRAggregatedAggregated | WLDFR | HFTD - Distribution - Tier 3 - 1QU CoRE ¦ 2QU LoRE | Seismic - Non-Red Flag Warning - Catastrophic Fires | Aggregated | Aggregated | 2047 | 2.0475e-10 | 0 | 145.2608 | 2.9742e-08 | 2047 | Mitigation | 0.08575 | 30 | 0 | esc | 0.0012005 | 2.458e-13 | 0.00060025 | 1.229e-13 | 0.0015435 | 3.1603e-13
[79 empty] | WLDFR | HFTD - Distribution - Tier 3 - 1QU CoRE ¦ 2QU LoRE | Non-Red Flag Warning - Catastrophic Fires | 2035 | 9.2087e-09 | 4.6043e-09 | 1.184e-08 | 16044.1264 | 263.1074 | 9721.74 | 6059.2791 | 0 | 0 | 0 | 7.6707e-06 |  | 0.00014774 | 0 | 0.00014774 | 7.3872e-05 | 0 | 7.3872e-05 | 0.00018996 | 0 | 0.00018996 | [16 empty] | 7.3.1.3 Ignition probability mapping showing the probability of ignition along the electric lines and equipmentWLDFRAggregatedAggregated | WLDFR | HFTD - Distribution - Tier 3 - 1QU CoRE ¦ 2QU LoRE | Seismic - Non-Red Flag Warning - Catastrophic Fires | Aggregated | Aggregated | 2048 | 2.0475e-10 | 0 | 145.2608 | 2.9742e-08 | 2048 | Mitigation | 0.08575 | 30 | 0 | esc | 0.0012005 | 2.458e-13 | 0.00060025 | 1.229e-13 | 0.0015435 | 3.1603e-13
[79 empty] | WLDFR | HFTD - Distribution - Tier 3 - 1QU CoRE ¦ 2QU LoRE | Non-Red Flag Warning - Catastrophic Fires | 2036 | 9.2087e-09 | 4.6043e-09 | 1.184e-08 | 16044.1264 | 263.1074 | 9721.74 | 6059.2791 | 0 | 0 | 0 | 7.6707e-06 |  | 0.00014774 | 0 | 0.00014774 | 7.3872e-05 | 0 | 7.3872e-05 | 0.00018996 | 0 | 0.00018996 | [16 empty] | 7.3.1.3 Ignition probability mapping showing the probability of ignition along the electric lines and equipmentWLDFRAggregatedAggregated | WLDFR | HFTD - Distribution - Tier 3 - 1QU CoRE ¦ 2QU LoRE | Seismic - Non-Red Flag Warning - Catastrophic Fires | Aggregated | Aggregated | 2049 | 2.0475e-10 | 0 | 145.2608 | 2.9742e-08 | 2049 | Mitigation | 0.08575 | 30 | 0 | esc | 0.0012005 | 2.458e-13 | 0.00060025 | 1.229e-13 | 0.0015435 | 3.1603e-13
[79 empty] | WLDFR | HFTD - Distribution - Tier 3 - 1QU CoRE ¦ 2QU LoRE | Non-Red Flag Warning - Catastrophic Fires | 2037 | 9.2087e-09 | 4.6043e-09 | 1.184e-08 | 16044.1264 | 263.1074 | 9721.74 | 6059.2791 | 0 | 0 | 0 | 7.6707e-06 |  | 0.00014774 | 0 | 0.00014774 | 7.3872e-05 | 0 | 7.3872e-05 | 0.00018996 | 0 | 0.00018996 | [16 empty] | 7.3.1.3 Ignition probability mapping showing the probability of ignition along the electric lines and equipmentWLDFRAggregatedAggregated | WLDFR | HFTD - Distribution - Tier 3 - 1QU CoRE ¦ 2QU LoRE | Seismic - Non-Red Flag Warning - Catastrophic Fires | Aggregated | Aggregated | 2050 | 2.0475e-10 | 0 | 145.2608 | 2.9742e-08 | 2050 | Mitigation | 0.08575 | 30 | 0 | esc | 0 | 0 | 0.00060025 | 1.229e-13 | 0.0015435 | 3.1603e-13
[79 empty] | WLDFR | HFTD - Distribution - Tier 3 - 1QU CoRE ¦ 2QU LoRE | Non-Red Flag Warning - Catastrophic Fires | 2038 | 9.2087e-09 | 4.6043e-09 | 1.184e-08 | 16832.3912 | 280.5544 | 10192.2718 | 6359.5651 | 0 | 0 | 0 | 7.6707e-06 |  | 0.000155 | 0 | 0.000155 | 7.7502e-05 | 0 | 7.7502e-05 | 0.00019929 | 0 | 0.00019929 | [16 empty] | 7.3.1.3 Ignition probability mapping showing the probability of ignition along the electric lines and equipmentWLDFRAggregatedAggregated | WLDFR | HFTD - Distribution - Tier 3 - 1QU CoRE ¦ 2QU LoRE | Seismic - Non-Red Flag Warning - Catastrophic Fires | Aggregated | Aggregated | 2051 | 2.0475e-10 | 0 | 145.2608 | 2.9742e-08 | 2051 | Mitigation | 0.08575 | 30 | 0 | esc | 0 | 0 | 0 | 0 | 0.0015435 | 3.1603e-13
[79 empty] | WLDFR | HFTD - Distribution - Tier 3 - 1QU CoRE ¦ 2QU LoRE | Non-Red Flag Warning - Catastrophic Fires | 2039 | 9.2087e-09 | 4.6043e-09 | 1.184e-08 | 16832.3912 | 280.5544 | 10192.2718 | 6359.5651 | 0 | 0 | 0 | 7.6707e-06 |  | 0.000155 | 0 | 0.000155 | 7.7502e-05 | 0 | 7.7502e-05 | 0.00019929 | 0 | 0.00019929 | [16 empty] | 7.3.1.3 Ignition probability mapping showing the probability of ignition along the electric lines and equipmentWLDFRAggregatedAggregated | WLDFR | HFTD - Distribution - Tier 3 - 1QU CoRE ¦ 2QU LoRE | Seismic - Red Flag Warning - Catastrophic Fires | Aggregated | Aggregated | 2021 | 8.8305e-09 | 0 | 145.2608 | 1.2827e-06 | 2021 | Mitigation | 0.08575 | 30 | 0 | esc | 0.0012005 | 1.0601e-11 | 0.00060025 | 5.3005e-12 | 0 | 0
[79 empty] | WLDFR | HFTD - Distribution - Tier 3 - 1QU CoRE ¦ 2QU LoRE | Non-Red Flag Warning - Catastrophic Fires | 2040 | 9.2087e-09 | 4.6043e-09 | 1.184e-08 | 16832.3912 | 280.5544 | 10192.2718 | 6359.5651 | 0 | 0 | 0 | 7.6707e-06 |  | 0.000155 | 0 | 0.000155 | 7.7502e-05 | 0 | 7.7502e-05 | 0.00019929 | 0 | 0.00019929 | [16 empty] | 7.3.1.3 Ignition probability mapping showing the probability of ignition along the electric lines and equipmentWLDFRAggregatedAggregated | WLDFR | HFTD - Distribution - Tier 3 - 1QU CoRE ¦ 2QU LoRE | Seismic - Red Flag Warning - Catastrophic Fires | Aggregated | Aggregated | 2022 | 8.8305e-09 | 0 | 145.2608 | 1.2827e-06 | 2022 | Mitigation | 0.08575 | 30 | 0 | esc | 0.0012005 | 1.0601e-11 | 0.00060025 | 5.3005e-12 | 0.0015435 | 1.363e-11
[79 empty] | WLDFR | HFTD - Distribution - Tier 3 - 1QU CoRE ¦ 2QU LoRE | Non-Red Flag Warning - Catastrophic Fires | 2041 | 9.2087e-09 | 4.6043e-09 | 1.184e-08 | 16832.3912 | 280.5544 | 10192.2718 | 6359.5651 | 0 | 0 | 0 | 7.6707e-06 |  | 0.000155 | 0 | 0.000155 | 7.7502e-05 | 0 | 7.7502e-05 | 0.00019929 | 0 | 0.00019929 | [16 empty] | 7.3.1.3 Ignition probability mapping showing the probability of ignition along the electric lines and equipmentWLDFRAggregatedAggregated | WLDFR | HFTD - Distribution - Tier 3 - 1QU CoRE ¦ 2QU LoRE | Seismic - Red Flag Warning - Catastrophic Fires | Aggregated | Aggregated | 2023 | 8.8305e-09 | 0 | 145.2608 | 1.2827e-06 | 2023 | Mitigation | 0.08575 | 30 | 0 | esc | 0.0012005 | 1.0601e-11 | 0.00060025 | 5.3005e-12 | 0.0015435 | 1.363e-11
[79 empty] | WLDFR | HFTD - Distribution - Tier 3 - 1QU CoRE ¦ 2QU LoRE | Non-Red Flag Warning - Catastrophic Fires | 2042 | 9.2087e-09 | 4.6043e-09 | 1.184e-08 | 16832.3912 | 280.5544 | 10192.2718 | 6359.5651 | 0 | 0 | 0 | 7.6707e-06 |  | 0.000155 | 0 | 0.000155 | 7.7502e-05 | 0 | 7.7502e-05 | 0.00019929 | 0 | 0.00019929 | [16 empty] | 7.3.1.3 Ignition probability mapping showing the probability of ignition along the electric lines and equipmentWLDFRAggregatedAggregated | WLDFR | HFTD - Distribution - Tier 3 - 1QU CoRE ¦ 2QU LoRE | Seismic - Red Flag Warning - Catastrophic Fires | Aggregated | Aggregated | 2024 | 8.8305e-09 | 0 | 145.2608 | 1.2827e-06 | 2024 | Mitigation | 0.08575 | 30 | 0 | esc | 0.0012005 | 1.0601e-11 | 0.00060025 | 5.3005e-12 | 0.0015435 | 1.363e-11
[79 empty] | WLDFR | HFTD - Distribution - Tier 3 - 1QU CoRE ¦ 2QU LoRE | Non-Red Flag Warning - Catastrophic Fires | 2043 | 9.2087e-09 | 4.6043e-09 | 1.184e-08 | 17672.0852 | 299.42 | 10692.7362 | 6679.929 | 0 | 0 | 0 | 7.6707e-06 |  | 0.00016274 | 0 | 0.00016274 | 8.1368e-05 | 0 | 8.1368e-05 | 0.00020923 | 0 | 0.00020923 | [16 empty] | 7.3.1.3 Ignition probability mapping showing the probability of ignition along the electric lines and equipmentWLDFRAggregatedAggregated | WLDFR | HFTD - Distribution - Tier 3 - 1QU CoRE ¦ 2QU LoRE | Seismic - Red Flag Warning - Catastrophic Fires | Aggregated | Aggregated | 2025 | 8.8305e-09 | 0 | 145.2608 | 1.2827e-06 | 2025 | Mitigation | 0.08575 | 30 | 0 | esc | 0.0012005 | 1.0601e-11 | 0.00060025 | 5.3005e-12 | 0.0015435 | 1.363e-11
[79 empty] | WLDFR | HFTD - Distribution - Tier 3 - 1QU CoRE ¦ 2QU LoRE | Non-Red Flag Warning - Catastrophic Fires | 2044 | 9.2087e-09 | 4.6043e-09 | 1.184e-08 | 17672.0852 | 299.42 | 10692.7362 | 6679.929 | 0 | 0 | 0 | 7.6707e-06 |  | 0.00016274 | 0 | 0.00016274 | 8.1368e-05 | 0 | 8.1368e-05 | 0.00020923 | 0 | 0.00020923 | [16 empty] | 7.3.1.3 Ignition probability mapping showing the probability of ignition along the electric lines and equipmentWLDFRAggregatedAggregated | WLDFR | HFTD - Distribution - Tier 3 - 1QU CoRE ¦ 2QU LoRE | Seismic - Red Flag Warning - Catastrophic Fires | Aggregated | Aggregated | 2026 | 8.8305e-09 | 0 | 145.2608 | 1.2827e-06 | 2026 | Mitigation | 0.08575 | 30 | 0 | esc | 0.0012005 | 1.0601e-11 | 0.00060025 | 5.3005e-12 | 0.0015435 | 1.363e-11
[79 empty] | WLDFR | HFTD - Distribution - Tier 3 - 1QU CoRE ¦ 2QU LoRE | Non-Red Flag Warning - Catastrophic Fires | 2045 | 9.2087e-09 | 4.6043e-09 | 1.184e-08 | 17672.0852 | 299.42 | 10692.7362 | 6679.929 | 0 | 0 | 0 | 7.6707e-06 |  | 0.00016274 | 0 | 0.00016274 | 8.1368e-05 | 0 | 8.1368e-05 | 0.00020923 | 0 | 0.00020923 | [16 empty] | 7.3.1.3 Ignition probability mapping showing the probability of ignition along the electric lines and equipmentWLDFRAggregatedAggregated | WLDFR | HFTD - Distribution - Tier 3 - 1QU CoRE ¦ 2QU LoRE | Seismic - Red Flag Warning - Catastrophic Fires | Aggregated | Aggregated | 2027 | 8.8305e-09 | 0 | 145.2608 | 1.2827e-06 | 2027 | Mitigation | 0.08575 | 30 | 0 | esc | 0.0012005 | 1.0601e-11 | 0.00060025 | 5.3005e-12 | 0.0015435 | 1.363e-11
[79 empty] | WLDFR | HFTD - Distribution - Tier 3 - 1QU CoRE ¦ 2QU LoRE | Non-Red Flag Warning - Catastrophic Fires | 2046 | 9.2087e-09 | 4.6043e-09 | 1.184e-08 | 17672.0852 | 299.42 | 10692.7362 | 6679.929 | 0 | 0 | 0 | 7.6707e-06 |  | 0.00016274 | 0 | 0.00016274 | 8.1368e-05 | 0 | 8.1368e-05 | 0.00020923 | 0 | 0.00020923 | [16 empty] | 7.3.1.3 Ignition probability mapping showing the probability of ignition along the electric lines and equipmentWLDFRAggregatedAggregated | WLDFR | HFTD - Distribution - Tier 3 - 1QU CoRE ¦ 2QU LoRE | Seismic - Red Flag Warning - Catastrophic Fires | Aggregated | Aggregated | 2028 | 8.8305e-09 | 0 | 145.2608 | 1.2827e-06 | 2028 | Mitigation | 0.08575 | 30 | 0 | esc | 0.0012005 | 1.0601e-11 | 0.00060025 | 5.3005e-12 | 0.0015435 | 1.363e-11
[79 empty] | WLDFR | HFTD - Distribution - Tier 3 - 1QU CoRE ¦ 2QU LoRE | Non-Red Flag Warning - Catastrophic Fires | 2047 | 9.2087e-09 | 4.6043e-09 | 1.184e-08 | 17672.0852 | 299.42 | 10692.7362 | 6679.929 | 0 | 0 | 0 | 7.6707e-06 |  | 0.00016274 | 0 | 0.00016274 | 8.1368e-05 | 0 | 8.1368e-05 | 0.00020923 | 0 | 0.00020923 | [16 empty] | 7.3.1.3 Ignition probability mapping showing the probability of ignition along the electric lines and equipmentWLDFRAggregatedAggregated | WLDFR | HFTD - Distribution - Tier 3 - 1QU CoRE ¦ 2QU LoRE | Seismic - Red Flag Warning - Catastrophic Fires | Aggregated | Aggregated | 2029 | 8.8305e-09 | 0 | 145.2608 | 1.2827e-06 | 2029 | Mitigation | 0.08575 | 30 | 0 | esc | 0.0012005 | 1.0601e-11 | 0.00060025 | 5.3005e-12 | 0.0015435 | 1.363e-11
[79 empty] | WLDFR | HFTD - Distribution - Tier 3 - 1QU CoRE ¦ 2QU LoRE | Non-Red Flag Warning - Catastrophic Fires | 2048 | 9.2087e-09 | 4.6043e-09 | 1.184e-08 | 18552.3348 | 319.4911 | 11216.5626 | 7016.281 | 0 | 0 | 0 | 7.6707e-06 |  | 0.00017084 | 0 | 0.00017084 | 8.5421e-05 | 0 | 8.5421e-05 | 0.00021965 | 0 | 0.00021965 | [16 empty] | 7.3.1.3 Ignition probability mapping showing the probability of ignition along the electric lines and equipmentWLDFRAggregatedAggregated | WLDFR | HFTD - Distribution - Tier 3 - 1QU CoRE ¦ 2QU LoRE | Seismic - Red Flag Warning - Catastrophic Fires | Aggregated | Aggregated | 2030 | 8.8305e-09 | 0 | 145.2608 | 1.2827e-06 | 2030 | Mitigation | 0.08575 | 30 | 0 | esc | 0.0012005 | 1.0601e-11 | 0.00060025 | 5.3005e-12 | 0.0015435 | 1.363e-11
[79 empty] | WLDFR | HFTD - Distribution - Tier 3 - 1QU CoRE ¦ 2QU LoRE | Non-Red Flag Warning - Catastrophic Fires | 2049 | 9.2087e-09 | 4.6043e-09 | 1.184e-08 | 18552.3348 | 319.4911 | 11216.5626 | 7016.281 | 0 | 0 | 0 | 7.6707e-06 |  | 0.00017084 | 0 | 0.00017084 | 8.5421e-05 | 0 | 8.5421e-05 | 0.00021965 | 0 | 0.00021965 | [16 empty] | 7.3.1.3 Ignition probability mapping showing the probability of ignition along the electric lines and equipmentWLDFRAggregatedAggregated | WLDFR | HFTD - Distribution - Tier 3 - 1QU CoRE ¦ 2QU LoRE | Seismic - Red Flag Warning - Catastrophic Fires | Aggregated | Aggregated | 2031 | 8.8305e-09 | 0 | 145.2608 | 1.2827e-06 | 2031 | Mitigation | 0.08575 | 30 | 0 | esc | 0.0012005 | 1.0601e-11 | 0.00060025 | 5.3005e-12 | 0.0015435 | 1.363e-11
[79 empty] | WLDFR | HFTD - Distribution - Tier 3 - 1QU CoRE ¦ 2QU LoRE | Non-Red Flag Warning - Catastrophic Fires | 2050 | 0 | 4.6043e-09 | 1.184e-08 | 18552.3348 | 319.4911 | 11216.5626 | 7016.281 | 0 | 0 | 0 | 7.6707e-06 |  | 0 | 0 | 0 | 8.5421e-05 | 0 | 8.5421e-05 | 0.00021965 | 0 | 0.00021965 | [16 empty] | 7.3.1.3 Ignition probability mapping showing the probability of ignition along the electric lines and equipmentWLDFRAggregatedAggregated | WLDFR | HFTD - Distribution - Tier 3 - 1QU CoRE ¦ 2QU LoRE | Seismic - Red Flag Warning - Catastrophic Fires | Aggregated | Aggregated | 2032 | 8.8305e-09 | 0 | 145.2608 | 1.2827e-06 | 2032 | Mitigation | 0.08575 | 30 | 0 | esc | 0.0012005 | 1.0601e-11 | 0.00060025 | 5.3005e-12 | 0.0015435 | 1.363e-11
[79 empty] | WLDFR | HFTD - Distribution - Tier 3 - 1QU CoRE ¦ 2QU LoRE | Non-Red Flag Warning - Catastrophic Fires | 2051 | 0 | 0 | 1.184e-08 | 18552.3348 | 319.4911 | 11216.5626 | 7016.281 | 0 | 0 | 0 | 7.6707e-06 |  | 0 | 0 | 0 | 0 | 0 | 0 | 0.00021965 | 0 | 0.00021965 | [16 empty] | 7.3.1.3 Ignition probability mapping showing the probability of ignition along the electric lines and equipmentWLDFRAggregatedAggregated | WLDFR | HFTD - Distribution - Tier 3 - 1QU CoRE ¦ 2QU LoRE | Seismic - Red Flag Warning - Catastrophic Fires | Aggregated | Aggregated | 2033 | 8.8305e-09 | 0 | 145.2608 | 1.2827e-06 | 2033 | Mitigation | 0.08575 | 30 | 0 | esc | 0.0012005 | 1.0601e-11 | 0.00060025 | 5.3005e-12 | 0.0015435 | 1.363e-11
[79 empty] | WLDFR | HFTD - Distribution - Tier 3 - 1QU CoRE ¦ 2QU LoRE | Non-Red Flag Warning - Destructive Fires | 2020 | 1.0272e-08 | 0 | 0 | 8807.9522 | 222.2294 | 8585.7228 | 0 | 0 | 0 | 0 | 8.5567e-06 |  | 9.0478e-05 | 0 | 9.0478e-05 | 0 | 0 | 0 | 0 | 0 | 0 | [16 empty] | 7.3.1.3 Ignition probability mapping showing the probability of ignition along the electric lines and equipmentWLDFRAggregatedAggregated | WLDFR | HFTD - Distribution - Tier 3 - 1QU CoRE ¦ 2QU LoRE | Seismic - Red Flag Warning - Catastrophic Fires | Aggregated | Aggregated | 2034 | 8.8305e-09 | 0 | 145.2608 | 1.2827e-06 | 2034 | Mitigation | 0.08575 | 30 | 0 | esc | 0.0012005 | 1.0601e-11 | 0.00060025 | 5.3005e-12 | 0.0015435 | 1.363e-11
[79 empty] | WLDFR | HFTD - Distribution - Tier 3 - 1QU CoRE ¦ 2QU LoRE | Non-Red Flag Warning - Destructive Fires | 2021 | 1.0272e-08 | 5.1362e-09 | 0 | 8807.9522 | 222.2294 | 8585.7228 | 0 | 0 | 0 | 0 | 8.5567e-06 |  | 9.0478e-05 | 0 | 9.0478e-05 | 4.5239e-05 | 0 | 4.5239e-05 | 0 | 0 | 0 | [16 empty] | 7.3.1.3 Ignition probability mapping showing the probability of ignition along the electric lines and equipmentWLDFRAggregatedAggregated | WLDFR | HFTD - Distribution - Tier 3 - 1QU CoRE ¦ 2QU LoRE | Seismic - Red Flag Warning - Catastrophic Fires | Aggregated | Aggregated | 2035 | 8.8305e-09 | 0 | 145.2608 | 1.2827e-06 | 2035 | Mitigation | 0.08575 | 30 | 0 | esc | 0.0012005 | 1.0601e-11 | 0.00060025 | 5.3005e-12 | 0.0015435 | 1.363e-11
[79 empty] | WLDFR | HFTD - Distribution - Tier 3 - 1QU CoRE ¦ 2QU LoRE | Non-Red Flag Warning - Destructive Fires | 2022 | 1.0272e-08 | 5.1362e-09 | 1.3207e-08 | 8807.9522 | 222.2294 | 8585.7228 | 0 | 0 | 0 | 0 | 8.5567e-06 |  | 9.0478e-05 | 0 | 9.0478e-05 | 4.5239e-05 | 0 | 4.5239e-05 | 0.00011633 | 0 | 0.00011633 | [16 empty] | 7.3.1.3 Ignition probability mapping showing the probability of ignition along the electric lines and equipmentWLDFRAggregatedAggregated | WLDFR | HFTD - Distribution - Tier 3 - 1QU CoRE ¦ 2QU LoRE | Seismic - Red Flag Warning - Catastrophic Fires | Aggregated | Aggregated | 2036 | 8.8305e-09 | 0 | 145.2608 | 1.2827e-06 | 2036 | Mitigation | 0.08575 | 30 | 0 | esc | 0.0012005 | 1.0601e-11 | 0.00060025 | 5.3005e-12 | 0.0015435 | 1.363e-11
[79 empty] | WLDFR | HFTD - Distribution - Tier 3 - 1QU CoRE ¦ 2QU LoRE | Non-Red Flag Warning - Destructive Fires | 2023 | 1.0272e-08 | 5.1362e-09 | 1.3207e-08 | 9129.7461 | 233.2301 | 8896.516 | 0 | 0 | 0 | 0 | 8.5567e-06 |  | 9.3783e-05 | 0 | 9.3783e-05 | 4.6892e-05 | 0 | 4.6892e-05 | 0.00012058 | 0 | 0.00012058 | [16 empty] | 7.3.1.3 Ignition probability mapping showing the probability of ignition along the electric lines and equipmentWLDFRAggregatedAggregated | WLDFR | HFTD - Distribution - Tier 3 - 1QU CoRE ¦ 2QU LoRE | Seismic - Red Flag Warning - Catastrophic Fires | Aggregated | Aggregated | 2037 | 8.8305e-09 | 0 | 145.2608 | 1.2827e-06 | 2037 | Mitigation | 0.08575 | 30 | 0 | esc | 0.0012005 | 1.0601e-11 | 0.00060025 | 5.3005e-12 | 0.0015435 | 1.363e-11
[79 empty] | WLDFR | HFTD - Distribution - Tier 3 - 1QU CoRE ¦ 2QU LoRE | Non-Red Flag Warning - Destructive Fires | 2024 | 1.0272e-08 | 5.1362e-09 | 1.3207e-08 | 9129.7461 | 233.2301 | 8896.516 | 0 | 0 | 0 | 0 | 8.5567e-06 |  | 9.3783e-05 | 0 | 9.3783e-05 | 4.6892e-05 | 0 | 4.6892e-05 | 0.00012058 | 0 | 0.00012058 | [16 empty] | 7.3.1.3 Ignition probability mapping showing the probability of ignition along the electric lines and equipmentWLDFRAggregatedAggregated | WLDFR | HFTD - Distribution - Tier 3 - 1QU CoRE ¦ 2QU LoRE | Seismic - Red Flag Warning - Catastrophic Fires | Aggregated | Aggregated | 2038 | 8.8305e-09 | 0 | 145.2608 | 1.2827e-06 | 2038 | Mitigation | 0.08575 | 30 | 0 | esc | 0.0012005 | 1.0601e-11 | 0.00060025 | 5.3005e-12 | 0.0015435 | 1.363e-11
[79 empty] | WLDFR | HFTD - Distribution - Tier 3 - 1QU CoRE ¦ 2QU LoRE | Non-Red Flag Warning - Destructive Fires | 2025 | 1.0272e-08 | 5.1362e-09 | 1.3207e-08 | 9129.7461 | 233.2301 | 8896.516 | 0 | 0 | 0 | 0 | 8.5567e-06 |  | 9.3783e-05 | 0 | 9.3783e-05 | 4.6892e-05 | 0 | 4.6892e-05 | 0.00012058 | 0 | 0.00012058 | [16 empty] | 7.3.1.3 Ignition probability mapping showing the probability of ignition along the electric lines and equipmentWLDFRAggregatedAggregated | WLDFR | HFTD - Distribution - Tier 3 - 1QU CoRE ¦ 2QU LoRE | Seismic - Red Flag Warning - Catastrophic Fires | Aggregated | Aggregated | 2039 | 8.8305e-09 | 0 | 145.2608 | 1.2827e-06 | 2039 | Mitigation | 0.08575 | 30 | 0 | esc | 0.0012005 | 1.0601e-11 | 0.00060025 | 5.3005e-12 | 0.0015435 | 1.363e-11
[79 empty] | WLDFR | HFTD - Distribution - Tier 3 - 1QU CoRE ¦ 2QU LoRE | Non-Red Flag Warning - Destructive Fires | 2026 | 1.0272e-08 | 5.1362e-09 | 1.3207e-08 | 9129.7461 | 233.2301 | 8896.516 | 0 | 0 | 0 | 0 | 8.5567e-06 |  | 9.3783e-05 | 0 | 9.3783e-05 | 4.6892e-05 | 0 | 4.6892e-05 | 0.00012058 | 0 | 0.00012058 | [16 empty] | 7.3.1.3 Ignition probability mapping showing the probability of ignition along the electric lines and equipmentWLDFRAggregatedAggregated | WLDFR | HFTD - Distribution - Tier 3 - 1QU CoRE ¦ 2QU LoRE | Seismic - Red Flag Warning - Catastrophic Fires | Aggregated | Aggregated | 2040 | 8.8305e-09 | 0 | 145.2608 | 1.2827e-06 | 2040 | Mitigation | 0.08575 | 30 | 0 | esc | 0.0012005 | 1.0601e-11 | 0.00060025 | 5.3005e-12 | 0.0015435 | 1.363e-11
[79 empty] | WLDFR | HFTD - Distribution - Tier 3 - 1QU CoRE ¦ 2QU LoRE | Non-Red Flag Warning - Destructive Fires | 2027 | 1.0272e-08 | 5.1362e-09 | 1.3207e-08 | 9129.7461 | 233.2301 | 8896.516 | 0 | 0 | 0 | 0 | 8.5567e-06 |  | 9.3783e-05 | 0 | 9.3783e-05 | 4.6892e-05 | 0 | 4.6892e-05 | 0.00012058 | 0 | 0.00012058 | [16 empty] | 7.3.1.3 Ignition probability mapping showing the probability of ignition along the electric lines and equipmentWLDFRAggregatedAggregated | WLDFR | HFTD - Distribution - Tier 3 - 1QU CoRE ¦ 2QU LoRE | Seismic - Red Flag Warning - Catastrophic Fires | Aggregated | Aggregated | 2041 | 8.8305e-09 | 0 | 145.2608 | 1.2827e-06 | 2041 | Mitigation | 0.08575 | 30 | 0 | esc | 0.0012005 | 1.0601e-11 | 0.00060025 | 5.3005e-12 | 0.0015435 | 1.363e-11
[79 empty] | WLDFR | HFTD - Distribution - Tier 3 - 1QU CoRE ¦ 2QU LoRE | Non-Red Flag Warning - Destructive Fires | 2028 | 1.0272e-08 | 5.1362e-09 | 1.3207e-08 | 9534.9221 | 247.273 | 9287.6491 | 0 | 0 | 0 | 0 | 8.5567e-06 |  | 9.7946e-05 | 0 | 9.7946e-05 | 4.8973e-05 | 0 | 4.8973e-05 | 0.00012593 | 0 | 0.00012593 | [16 empty] | 7.3.1.3 Ignition probability mapping showing the probability of ignition along the electric lines and equipmentWLDFRAggregatedAggregated | WLDFR | HFTD - Distribution - Tier 3 - 1QU CoRE ¦ 2QU LoRE | Seismic - Red Flag Warning - Catastrophic Fires | Aggregated | Aggregated | 2042 | 8.8305e-09 | 0 | 145.2608 | 1.2827e-06 | 2042 | Mitigation | 0.08575 | 30 | 0 | esc | 0.0012005 | 1.0601e-11 | 0.00060025 | 5.3005e-12 | 0.0015435 | 1.363e-11
[79 empty] | WLDFR | HFTD - Distribution - Tier 3 - 1QU CoRE ¦ 2QU LoRE | Non-Red Flag Warning - Destructive Fires | 2029 | 1.0272e-08 | 5.1362e-09 | 1.3207e-08 | 9534.9221 | 247.273 | 9287.6491 | 0 | 0 | 0 | 0 | 8.5567e-06 |  | 9.7946e-05 | 0 | 9.7946e-05 | 4.8973e-05 | 0 | 4.8973e-05 | 0.00012593 | 0 | 0.00012593 | [16 empty] | 7.3.1.3 Ignition probability mapping showing the probability of ignition along the electric lines and equipmentWLDFRAggregatedAggregated | WLDFR | HFTD - Distribution - Tier 3 - 1QU CoRE ¦ 2QU LoRE | Seismic - Red Flag Warning - Catastrophic Fires | Aggregated | Aggregated | 2043 | 8.8305e-09 | 0 | 145.2608 | 1.2827e-06 | 2043 | Mitigation | 0.08575 | 30 | 0 | esc | 0.0012005 | 1.0601e-11 | 0.00060025 | 5.3005e-12 | 0.0015435 | 1.363e-11
[79 empty] | WLDFR | HFTD - Distribution - Tier 3 - 1QU CoRE ¦ 2QU LoRE | Non-Red Flag Warning - Destructive Fires | 2030 | 1.0272e-08 | 5.1362e-09 | 1.3207e-08 | 9534.9221 | 247.273 | 9287.6491 | 0 | 0 | 0 | 0 | 8.5567e-06 |  | 9.7946e-05 | 0 | 9.7946e-05 | 4.8973e-05 | 0 | 4.8973e-05 | 0.00012593 | 0 | 0.00012593 | [16 empty] | 7.3.1.3 Ignition probability mapping showing the probability of ignition along the electric lines and equipmentWLDFRAggregatedAggregated | WLDFR | HFTD - Distribution - Tier 3 - 1QU CoRE ¦ 2QU LoRE | Seismic - Red Flag Warning - Catastrophic Fires | Aggregated | Aggregated | 2044 | 8.8305e-09 | 0 | 145.2608 | 1.2827e-06 | 2044 | Mitigation | 0.08575 | 30 | 0 | esc | 0.0012005 | 1.0601e-11 | 0.00060025 | 5.3005e-12 | 0.0015435 | 1.363e-11
[79 empty] | WLDFR | HFTD - Distribution - Tier 3 - 1QU CoRE ¦ 2QU LoRE | Non-Red Flag Warning - Destructive Fires | 2031 | 1.0272e-08 | 5.1362e-09 | 1.3207e-08 | 9534.9221 | 247.273 | 9287.6491 | 0 | 0 | 0 | 0 | 8.5567e-06 |  | 9.7946e-05 | 0 | 9.7946e-05 | 4.8973e-05 | 0 | 4.8973e-05 | 0.00012593 | 0 | 0.00012593 | [16 empty] | 7.3.1.3 Ignition probability mapping showing the probability of ignition along the electric lines and equipmentWLDFRAggregatedAggregated | WLDFR | HFTD - Distribution - Tier 3 - 1QU CoRE ¦ 2QU LoRE | Seismic - Red Flag Warning - Catastrophic Fires | Aggregated | Aggregated | 2045 | 8.8305e-09 | 0 | 145.2608 | 1.2827e-06 | 2045 | Mitigation | 0.08575 | 30 | 0 | esc | 0.0012005 | 1.0601e-11 | 0.00060025 | 5.3005e-12 | 0.0015435 | 1.363e-11
[79 empty] | WLDFR | HFTD - Distribution - Tier 3 - 1QU CoRE ¦ 2QU LoRE | Non-Red Flag Warning - Destructive Fires | 2032 | 1.0272e-08 | 5.1362e-09 | 1.3207e-08 | 9534.9221 | 247.273 | 9287.6491 | 0 | 0 | 0 | 0 | 8.5567e-06 |  | 9.7946e-05 | 0 | 9.7946e-05 | 4.8973e-05 | 0 | 4.8973e-05 | 0.00012593 | 0 | 0.00012593 | [16 empty] | 7.3.1.3 Ignition probability mapping showing the probability of ignition along the electric lines and equipmentWLDFRAggregatedAggregated | WLDFR | HFTD - Distribution - Tier 3 - 1QU CoRE ¦ 2QU LoRE | Seismic - Red Flag Warning - Catastrophic Fires | Aggregated | Aggregated | 2046 | 8.8305e-09 | 0 | 145.2608 | 1.2827e-06 | 2046 | Mitigation | 0.08575 | 30 | 0 | esc | 0.0012005 | 1.0601e-11 | 0.00060025 | 5.3005e-12 | 0.0015435 | 1.363e-11
[79 empty] | WLDFR | HFTD - Distribution - Tier 3 - 1QU CoRE ¦ 2QU LoRE | Non-Red Flag Warning - Destructive Fires | 2033 | 1.0272e-08 | 5.1362e-09 | 1.3207e-08 | 9984.8474 | 263.1074 | 9721.74 | 0 | 0 | 0 | 0 | 8.5567e-06 |  | 0.00010257 | 0 | 0.00010257 | 5.1284e-05 | 0 | 5.1284e-05 | 0.00013187 | 0 | 0.00013187 | [16 empty] | 7.3.1.3 Ignition probability mapping showing the probability of ignition along the electric lines and equipmentWLDFRAggregatedAggregated | WLDFR | HFTD - Distribution - Tier 3 - 1QU CoRE ¦ 2QU LoRE | Seismic - Red Flag Warning - Catastrophic Fires | Aggregated | Aggregated | 2047 | 8.8305e-09 | 0 | 145.2608 | 1.2827e-06 | 2047 | Mitigation | 0.08575 | 30 | 0 | esc | 0.0012005 | 1.0601e-11 | 0.00060025 | 5.3005e-12 | 0.0015435 | 1.363e-11
[79 empty] | WLDFR | HFTD - Distribution - Tier 3 - 1QU CoRE ¦ 2QU LoRE | Non-Red Flag Warning - Destructive Fires | 2034 | 1.0272e-08 | 5.1362e-09 | 1.3207e-08 | 9984.8474 | 263.1074 | 9721.74 | 0 | 0 | 0 | 0 | 8.5567e-06 |  | 0.00010257 | 0 | 0.00010257 | 5.1284e-05 | 0 | 5.1284e-05 | 0.00013187 | 0 | 0.00013187 | [16 empty] | 7.3.1.3 Ignition probability mapping showing the probability of ignition along the electric lines and equipmentWLDFRAggregatedAggregated | WLDFR | HFTD - Distribution - Tier 3 - 1QU CoRE ¦ 2QU LoRE | Seismic - Red Flag Warning - Catastrophic Fires | Aggregated | Aggregated | 2048 | 8.8305e-09 | 0 | 145.2608 | 1.2827e-06 | 2048 | Mitigation | 0.08575 | 30 | 0 | esc | 0.0012005 | 1.0601e-11 | 0.00060025 | 5.3005e-12 | 0.0015435 | 1.363e-11
[79 empty] | WLDFR | HFTD - Distribution - Tier 3 - 1QU CoRE ¦ 2QU LoRE | Non-Red Flag Warning - Destructive Fires | 2035 | 1.0272e-08 | 5.1362e-09 | 1.3207e-08 | 9984.8474 | 263.1074 | 9721.74 | 0 | 0 | 0 | 0 | 8.5567e-06 |  | 0.00010257 | 0 | 0.00010257 | 5.1284e-05 | 0 | 5.1284e-05 | 0.00013187 | 0 | 0.00013187 | [16 empty] | 7.3.1.3 Ignition probability mapping showing the probability of ignition along the electric lines and equipmentWLDFRAggregatedAggregated | WLDFR | HFTD - Distribution - Tier 3 - 1QU CoRE ¦ 2QU LoRE | Seismic - Red Flag Warning - Catastrophic Fires | Aggregated | Aggregated | 2049 | 8.8305e-09 | 0 | 145.2608 | 1.2827e-06 | 2049 | Mitigation | 0.08575 | 30 | 0 | esc | 0.0012005 | 1.0601e-11 | 0.00060025 | 5.3005e-12 | 0.0015435 | 1.363e-11
[79 empty] | WLDFR | HFTD - Distribution - Tier 3 - 1QU CoRE ¦ 2QU LoRE | Non-Red Flag Warning - Destructive Fires | 2036 | 1.0272e-08 | 5.1362e-09 | 1.3207e-08 | 9984.8474 | 263.1074 | 9721.74 | 0 | 0 | 0 | 0 | 8.5567e-06 |  | 0.00010257 | 0 | 0.00010257 | 5.1284e-05 | 0 | 5.1284e-05 | 0.00013187 | 0 | 0.00013187 | [16 empty] | 7.3.1.3 Ignition probability mapping showing the probability of ignition along the electric lines and equipmentWLDFRAggregatedAggregated | WLDFR | HFTD - Distribution - Tier 3 - 1QU CoRE ¦ 2QU LoRE | Seismic - Red Flag Warning - Catastrophic Fires | Aggregated | Aggregated | 2050 | 8.8305e-09 | 0 | 145.2608 | 1.2827e-06 | 2050 | Mitigation | 0.08575 | 30 | 0 | esc | 0 | 0 | 0.00060025 | 5.3005e-12 | 0.0015435 | 1.363e-11
[79 empty] | WLDFR | HFTD - Distribution - Tier 3 - 1QU CoRE ¦ 2QU LoRE | Non-Red Flag Warning - Destructive Fires | 2037 | 1.0272e-08 | 5.1362e-09 | 1.3207e-08 | 9984.8474 | 263.1074 | 9721.74 | 0 | 0 | 0 | 0 | 8.5567e-06 |  | 0.00010257 | 0 | 0.00010257 | 5.1284e-05 | 0 | 5.1284e-05 | 0.00013187 | 0 | 0.00013187 | [16 empty] | 7.3.1.3 Ignition probability mapping showing the probability of ignition along the electric lines and equipmentWLDFRAggregatedAggregated | WLDFR | HFTD - Distribution - Tier 3 - 1QU CoRE ¦ 2QU LoRE | Seismic - Red Flag Warning - Catastrophic Fires | Aggregated | Aggregated | 2051 | 8.8305e-09 | 0 | 145.2608 | 1.2827e-06 | 2051 | Mitigation | 0.08575 | 30 | 0 | esc | 0 | 0 | 0 | 0 | 0.0015435 | 1.363e-11
[79 empty] | WLDFR | HFTD - Distribution - Tier 3 - 1QU CoRE ¦ 2QU LoRE | Non-Red Flag Warning - Destructive Fires | 2038 | 1.0272e-08 | 5.1362e-09 | 1.3207e-08 | 10472.8261 | 280.5544 | 10192.2718 | 0 | 0 | 0 | 0 | 8.5567e-06 |  | 0.00010758 | 0 | 0.00010758 | 5.379e-05 | 0 | 5.379e-05 | 0.00013832 | 0 | 0.00013832 | [16 empty] | 7.3.1.3 Ignition probability mapping showing the probability of ignition along the electric lines and equipmentWLDFRAggregatedAggregated | WLDFR | HFTD - Distribution - Tier 3 - 1QU CoRE ¦ 3QU LoRE | Non-Red Flag Warning - Catastrophic Fires | Aggregated | Aggregated | 2021 | 3.8036e-06 | 0 | 57.5921 | 0.00021906 | 2021 | Mitigation | 0.08575 | 30 | 0 | esc | 0.0012005 | 4.5662e-09 | 0.00060025 | 2.2831e-09 | 0 | 0
[79 empty] | WLDFR | HFTD - Distribution - Tier 3 - 1QU CoRE ¦ 2QU LoRE | Non-Red Flag Warning - Destructive Fires | 2039 | 1.0272e-08 | 5.1362e-09 | 1.3207e-08 | 10472.8261 | 280.5544 | 10192.2718 | 0 | 0 | 0 | 0 | 8.5567e-06 |  | 0.00010758 | 0 | 0.00010758 | 5.379e-05 | 0 | 5.379e-05 | 0.00013832 | 0 | 0.00013832 | [16 empty] | 7.3.1.3 Ignition probability mapping showing the probability of ignition along the electric lines and equipmentWLDFRAggregatedAggregated | WLDFR | HFTD - Distribution - Tier 3 - 1QU CoRE ¦ 3QU LoRE | Non-Red Flag Warning - Catastrophic Fires | Aggregated | Aggregated | 2022 | 3.8036e-06 | 0 | 57.5921 | 0.00021906 | 2022 | Mitigation | 0.08575 | 30 | 0 | esc | 0.0012005 | 4.5662e-09 | 0.00060025 | 2.2831e-09 | 0.0015435 | 5.8709e-09
[79 empty] | WLDFR | HFTD - Distribution - Tier 3 - 1QU CoRE ¦ 2QU LoRE | Non-Red Flag Warning - Destructive Fires | 2040 | 1.0272e-08 | 5.1362e-09 | 1.3207e-08 | 10472.8261 | 280.5544 | 10192.2718 | 0 | 0 | 0 | 0 | 8.5567e-06 |  | 0.00010758 | 0 | 0.00010758 | 5.379e-05 | 0 | 5.379e-05 | 0.00013832 | 0 | 0.00013832 | [16 empty] | 7.3.1.3 Ignition probability mapping showing the probability of ignition along the electric lines and equipmentWLDFRAggregatedAggregated | WLDFR | HFTD - Distribution - Tier 3 - 1QU CoRE ¦ 3QU LoRE | Non-Red Flag Warning - Catastrophic Fires | Aggregated | Aggregated | 2023 | 3.8036e-06 | 0 | 57.5921 | 0.00021906 | 2023 | Mitigation | 0.08575 | 30 | 0 | esc | 0.0012005 | 4.5662e-09 | 0.00060025 | 2.2831e-09 | 0.0015435 | 5.8709e-09
[79 empty] | WLDFR | HFTD - Distribution - Tier 3 - 1QU CoRE ¦ 2QU LoRE | Non-Red Flag Warning - Destructive Fires | 2041 | 1.0272e-08 | 5.1362e-09 | 1.3207e-08 | 10472.8261 | 280.5544 | 10192.2718 | 0 | 0 | 0 | 0 | 8.5567e-06 |  | 0.00010758 | 0 | 0.00010758 | 5.379e-05 | 0 | 5.379e-05 | 0.00013832 | 0 | 0.00013832 | [16 empty] | 7.3.1.3 Ignition probability mapping showing the probability of ignition along the electric lines and equipmentWLDFRAggregatedAggregated | WLDFR | HFTD - Distribution - Tier 3 - 1QU CoRE ¦ 3QU LoRE | Non-Red Flag Warning - Catastrophic Fires | Aggregated | Aggregated | 2024 | 3.8036e-06 | 0 | 57.5921 | 0.00021906 | 2024 | Mitigation | 0.08575 | 30 | 0 | esc | 0.0012005 | 4.5662e-09 | 0.00060025 | 2.2831e-09 | 0.0015435 | 5.8709e-09
[79 empty] | WLDFR | HFTD - Distribution - Tier 3 - 1QU CoRE ¦ 2QU LoRE | Non-Red Flag Warning - Destructive Fires | 2042 | 1.0272e-08 | 5.1362e-09 | 1.3207e-08 | 10472.8261 | 280.5544 | 10192.2718 | 0 | 0 | 0 | 0 | 8.5567e-06 |  | 0.00010758 | 0 | 0.00010758 | 5.379e-05 | 0 | 5.379e-05 | 0.00013832 | 0 | 0.00013832 | [16 empty] | 7.3.1.3 Ignition probability mapping showing the probability of ignition along the electric lines and equipmentWLDFRAggregatedAggregated | WLDFR | HFTD - Distribution - Tier 3 - 1QU CoRE ¦ 3QU LoRE | Non-Red Flag Warning - Catastrophic Fires | Aggregated | Aggregated | 2025 | 3.8036e-06 | 0 | 57.5921 | 0.00021906 | 2025 | Mitigation | 0.08575 | 30 | 0 | esc | 0.0012005 | 4.5662e-09 | 0.00060025 | 2.2831e-09 | 0.0015435 | 5.8709e-09
[79 empty] | WLDFR | HFTD - Distribution - Tier 3 - 1QU CoRE ¦ 2QU LoRE | Non-Red Flag Warning - Destructive Fires | 2043 | 1.0272e-08 | 5.1362e-09 | 1.3207e-08 | 10992.1562 | 299.42 | 10692.7362 | 0 | 0 | 0 | 0 | 8.5567e-06 |  | 0.00011291 | 0 | 0.00011291 | 5.6457e-05 | 0 | 5.6457e-05 | 0.00014518 | 0 | 0.00014518 | [16 empty] | 7.3.1.3 Ignition probability mapping showing the probability of ignition along the electric lines and equipmentWLDFRAggregatedAggregated | WLDFR | HFTD - Distribution - Tier 3 - 1QU CoRE ¦ 3QU LoRE | Non-Red Flag Warning - Catastrophic Fires | Aggregated | Aggregated | 2026 | 3.8036e-06 | 0 | 57.5921 | 0.00021906 | 2026 | Mitigation | 0.08575 | 30 | 0 | esc | 0.0012005 | 4.5662e-09 | 0.00060025 | 2.2831e-09 | 0.0015435 | 5.8709e-09
[79 empty] | WLDFR | HFTD - Distribution - Tier 3 - 1QU CoRE ¦ 2QU LoRE | Non-Red Flag Warning - Destructive Fires | 2044 | 1.0272e-08 | 5.1362e-09 | 1.3207e-08 | 10992.1562 | 299.42 | 10692.7362 | 0 | 0 | 0 | 0 | 8.5567e-06 |  | 0.00011291 | 0 | 0.00011291 | 5.6457e-05 | 0 | 5.6457e-05 | 0.00014518 | 0 | 0.00014518 | [16 empty] | 7.3.1.3 Ignition probability mapping showing the probability of ignition along the electric lines and equipmentWLDFRAggregatedAggregated | WLDFR | HFTD - Distribution - Tier 3 - 1QU CoRE ¦ 3QU LoRE | Non-Red Flag Warning - Catastrophic Fires | Aggregated | Aggregated | 2027 | 3.8036e-06 | 0 | 57.5921 | 0.00021906 | 2027 | Mitigation | 0.08575 | 30 | 0 | esc | 0.0012005 | 4.5662e-09 | 0.00060025 | 2.2831e-09 | 0.0015435 | 5.8709e-09
[79 empty] | WLDFR | HFTD - Distribution - Tier 3 - 1QU CoRE ¦ 2QU LoRE | Non-Red Flag Warning - Destructive Fires | 2045 | 1.0272e-08 | 5.1362e-09 | 1.3207e-08 | 10992.1562 | 299.42 | 10692.7362 | 0 | 0 | 0 | 0 | 8.5567e-06 |  | 0.00011291 | 0 | 0.00011291 | 5.6457e-05 | 0 | 5.6457e-05 | 0.00014518 | 0 | 0.00014518 | [16 empty] | 7.3.1.3 Ignition probability mapping showing the probability of ignition along the electric lines and equipmentWLDFRAggregatedAggregated | WLDFR | HFTD - Distribution - Tier 3 - 1QU CoRE ¦ 3QU LoRE | Non-Red Flag Warning - Catastrophic Fires | Aggregated | Aggregated | 2028 | 3.8036e-06 | 0 | 57.5921 | 0.00021906 | 2028 | Mitigation | 0.08575 | 30 | 0 | esc | 0.0012005 | 4.5662e-09 | 0.00060025 | 2.2831e-09 | 0.0015435 | 5.8709e-09
[79 empty] | WLDFR | HFTD - Distribution - Tier 3 - 1QU CoRE ¦ 2QU LoRE | Non-Red Flag Warning - Destructive Fires | 2046 | 1.0272e-08 | 5.1362e-09 | 1.3207e-08 | 10992.1562 | 299.42 | 10692.7362 | 0 | 0 | 0 | 0 | 8.5567e-06 |  | 0.00011291 | 0 | 0.00011291 | 5.6457e-05 | 0 | 5.6457e-05 | 0.00014518 | 0 | 0.00014518 | [16 empty] | 7.3.1.3 Ignition probability mapping showing the probability of ignition along the electric lines and equipmentWLDFRAggregatedAggregated | WLDFR | HFTD - Distribution - Tier 3 - 1QU CoRE ¦ 3QU LoRE | Non-Red Flag Warning - Catastrophic Fires | Aggregated | Aggregated | 2029 | 3.8036e-06 | 0 | 57.5921 | 0.00021906 | 2029 | Mitigation | 0.08575 | 30 | 0 | esc | 0.0012005 | 4.5662e-09 | 0.00060025 | 2.2831e-09 | 0.0015435 | 5.8709e-09
[79 empty] | WLDFR | HFTD - Distribution - Tier 3 - 1QU CoRE ¦ 2QU LoRE | Non-Red Flag Warning - Destructive Fires | 2047 | 1.0272e-08 | 5.1362e-09 | 1.3207e-08 | 10992.1562 | 299.42 | 10692.7362 | 0 | 0 | 0 | 0 | 8.5567e-06 |  | 0.00011291 | 0 | 0.00011291 | 5.6457e-05 | 0 | 5.6457e-05 | 0.00014518 | 0 | 0.00014518 | [16 empty] | 7.3.1.3 Ignition probability mapping showing the probability of ignition along the electric lines and equipmentWLDFRAggregatedAggregated | WLDFR | HFTD - Distribution - Tier 3 - 1QU CoRE ¦ 3QU LoRE | Non-Red Flag Warning - Catastrophic Fires | Aggregated | Aggregated | 2030 | 3.8036e-06 | 0 | 57.5921 | 0.00021906 | 2030 | Mitigation | 0.08575 | 30 | 0 | esc | 0.0012005 | 4.5662e-09 | 0.00060025 | 2.2831e-09 | 0.0015435 | 5.8709e-09
[79 empty] | WLDFR | HFTD - Distribution - Tier 3 - 1QU CoRE ¦ 2QU LoRE | Non-Red Flag Warning - Destructive Fires | 2048 | 1.0272e-08 | 5.1362e-09 | 1.3207e-08 | 11536.0538 | 319.4911 | 11216.5626 | 0 | 0 | 0 | 0 | 8.5567e-06 |  | 0.0001185 | 0 | 0.0001185 | 5.9251e-05 | 0 | 5.9251e-05 | 0.00015236 | 0 | 0.00015236 | [16 empty] | 7.3.1.3 Ignition probability mapping showing the probability of ignition along the electric lines and equipmentWLDFRAggregatedAggregated | WLDFR | HFTD - Distribution - Tier 3 - 1QU CoRE ¦ 3QU LoRE | Non-Red Flag Warning - Catastrophic Fires | Aggregated | Aggregated | 2031 | 3.8036e-06 | 0 | 57.5921 | 0.00021906 | 2031 | Mitigation | 0.08575 | 30 | 0 | esc | 0.0012005 | 4.5662e-09 | 0.00060025 | 2.2831e-09 | 0.0015435 | 5.8709e-09
[79 empty] | WLDFR | HFTD - Distribution - Tier 3 - 1QU CoRE ¦ 2QU LoRE | Non-Red Flag Warning - Destructive Fires | 2049 | 1.0272e-08 | 5.1362e-09 | 1.3207e-08 | 11536.0538 | 319.4911 | 11216.5626 | 0 | 0 | 0 | 0 | 8.5567e-06 |  | 0.0001185 | 0 | 0.0001185 | 5.9251e-05 | 0 | 5.9251e-05 | 0.00015236 | 0 | 0.00015236 | [16 empty] | 7.3.1.3 Ignition probability mapping showing the probability of ignition along the electric lines and equipmentWLDFRAggregatedAggregated | WLDFR | HFTD - Distribution - Tier 3 - 1QU CoRE ¦ 3QU LoRE | Non-Red Flag Warning - Catastrophic Fires | Aggregated | Aggregated | 2032 | 3.8036e-06 | 0 | 57.5921 | 0.00021906 | 2032 | Mitigation | 0.08575 | 30 | 0 | esc | 0.0012005 | 4.5662e-09 | 0.00060025 | 2.2831e-09 | 0.0015435 | 5.8709e-09
[79 empty] | WLDFR | HFTD - Distribution - Tier 3 - 1QU CoRE ¦ 2QU LoRE | Non-Red Flag Warning - Destructive Fires | 2050 | 0 | 5.1362e-09 | 1.3207e-08 | 11536.0538 | 319.4911 | 11216.5626 | 0 | 0 | 0 | 0 | 8.5567e-06 |  | 0 | 0 | 0 | 5.9251e-05 | 0 | 5.9251e-05 | 0.00015236 | 0 | 0.00015236 | [16 empty] | 7.3.1.3 Ignition probability mapping showing the probability of ignition along the electric lines and equipmentWLDFRAggregatedAggregated | WLDFR | HFTD - Distribution - Tier 3 - 1QU CoRE ¦ 3QU LoRE | Non-Red Flag Warning - Catastrophic Fires | Aggregated | Aggregated | 2033 | 3.8036e-06 | 0 | 57.5921 | 0.00021906 | 2033 | Mitigation | 0.08575 | 30 | 0 | esc | 0.0012005 | 4.5662e-09 | 0.00060025 | 2.2831e-09 | 0.0015435 | 5.8709e-09
[79 empty] | WLDFR | HFTD - Distribution - Tier 3 - 1QU CoRE ¦ 2QU LoRE | Non-Red Flag Warning - Destructive Fires | 2051 | 0 | 0 | 1.3207e-08 | 11536.0538 | 319.4911 | 11216.5626 | 0 | 0 | 0 | 0 | 8.5567e-06 |  | 0 | 0 | 0 | 0 | 0 | 0 | 0.00015236 | 0 | 0.00015236 | [16 empty] | 7.3.1.3 Ignition probability mapping showing the probability of ignition along the electric lines and equipmentWLDFRAggregatedAggregated | WLDFR | HFTD - Distribution - Tier 3 - 1QU CoRE ¦ 3QU LoRE | Non-Red Flag Warning - Catastrophic Fires | Aggregated | Aggregated | 2034 | 3.8036e-06 | 0 | 57.5921 | 0.00021906 | 2034 | Mitigation | 0.08575 | 30 | 0 | esc | 0.0012005 | 4.5662e-09 | 0.00060025 | 2.2831e-09 | 0.0015435 | 5.8709e-09
[79 empty] | WLDFR | HFTD - Distribution - Tier 3 - 1QU CoRE ¦ 2QU LoRE | Non-Red Flag Warning - Large Fires | 2020 | 6.9411e-08 | 0 | 0 | 5.2406 | 0.69642 | 2.942 | 1.6022 | 0 | 0 | 0 | 5.7819e-05 |  | 3.6375e-07 | 0 | 3.6375e-07 | 0 | 0 | 0 | 0 | 0 | 0 | [16 empty] | 7.3.1.3 Ignition probability mapping showing the probability of ignition along the electric lines and equipmentWLDFRAggregatedAggregated | WLDFR | HFTD - Distribution - Tier 3 - 1QU CoRE ¦ 3QU LoRE | Non-Red Flag Warning - Catastrophic Fires | Aggregated | Aggregated | 2035 | 3.8036e-06 | 0 | 57.5921 | 0.00021906 | 2035 | Mitigation | 0.08575 | 30 | 0 | esc | 0.0012005 | 4.5662e-09 | 0.00060025 | 2.2831e-09 | 0.0015435 | 5.8709e-09
[79 empty] | WLDFR | HFTD - Distribution - Tier 3 - 1QU CoRE ¦ 2QU LoRE | Non-Red Flag Warning - Large Fires | 2021 | 6.9411e-08 | 3.4706e-08 | 0 | 5.2406 | 0.69642 | 2.942 | 1.6022 | 0 | 0 | 0 | 5.7819e-05 |  | 3.6375e-07 | 0 | 3.6375e-07 | 1.8188e-07 | 0 | 1.8188e-07 | 0 | 0 | 0 | [16 empty] | 7.3.1.3 Ignition probability mapping showing the probability of ignition along the electric lines and equipmentWLDFRAggregatedAggregated | WLDFR | HFTD - Distribution - Tier 3 - 1QU CoRE ¦ 3QU LoRE | Non-Red Flag Warning - Catastrophic Fires | Aggregated | Aggregated | 2036 | 3.8036e-06 | 0 | 57.5921 | 0.00021906 | 2036 | Mitigation | 0.08575 | 30 | 0 | esc | 0.0012005 | 4.5662e-09 | 0.00060025 | 2.2831e-09 | 0.0015435 | 5.8709e-09
[79 empty] | WLDFR | HFTD - Distribution - Tier 3 - 1QU CoRE ¦ 2QU LoRE | Non-Red Flag Warning - Large Fires | 2022 | 6.9411e-08 | 3.4706e-08 | 8.9243e-08 | 5.2406 | 0.69642 | 2.942 | 1.6022 | 0 | 0 | 0 | 5.7819e-05 |  | 3.6375e-07 | 0 | 3.6375e-07 | 1.8188e-07 | 0 | 1.8188e-07 | 4.6768e-07 | 0 | 4.6768e-07 | [16 empty] | 7.3.1.3 Ignition probability mapping showing the probability of ignition along the electric lines and equipmentWLDFRAggregatedAggregated | WLDFR | HFTD - Distribution - Tier 3 - 1QU CoRE ¦ 3QU LoRE | Non-Red Flag Warning - Catastrophic Fires | Aggregated | Aggregated | 2037 | 3.8036e-06 | 0 | 57.5921 | 0.00021906 | 2037 | Mitigation | 0.08575 | 30 | 0 | esc | 0.0012005 | 4.5662e-09 | 0.00060025 | 2.2831e-09 | 0.0015435 | 5.8709e-09
[79 empty] | WLDFR | HFTD - Distribution - Tier 3 - 1QU CoRE ¦ 2QU LoRE | Non-Red Flag Warning - Large Fires | 2023 | 6.9411e-08 | 3.4706e-08 | 8.9243e-08 | 5.475 | 0.71896 | 3.0715 | 1.6846 | 0 | 0 | 0 | 5.7819e-05 |  | 3.8003e-07 | 0 | 3.8003e-07 | 1.9001e-07 | 0 | 1.9001e-07 | 4.8861e-07 | 0 | 4.8861e-07 | [16 empty] | 7.3.1.3 Ignition probability mapping showing the probability of ignition along the electric lines and equipmentWLDFRAggregatedAggregated | WLDFR | HFTD - Distribution - Tier 3 - 1QU CoRE ¦ 3QU LoRE | Non-Red Flag Warning - Catastrophic Fires | Aggregated | Aggregated | 2038 | 3.8036e-06 | 0 | 57.5921 | 0.00021906 | 2038 | Mitigation | 0.08575 | 30 | 0 | esc | 0.0012005 | 4.5662e-09 | 0.00060025 | 2.2831e-09 | 0.0015435 | 5.8709e-09
[79 empty] | WLDFR | HFTD - Distribution - Tier 3 - 1QU CoRE ¦ 2QU LoRE | Non-Red Flag Warning - Large Fires | 2024 | 6.9411e-08 | 3.4706e-08 | 8.9243e-08 | 5.475 | 0.71896 | 3.0715 | 1.6846 | 0 | 0 | 0 | 5.7819e-05 |  | 3.8003e-07 | 0 | 3.8003e-07 | 1.9001e-07 | 0 | 1.9001e-07 | 4.8861e-07 | 0 | 4.8861e-07 | [16 empty] | 7.3.1.3 Ignition probability mapping showing the probability of ignition along the electric lines and equipmentWLDFRAggregatedAggregated | WLDFR | HFTD - Distribution - Tier 3 - 1QU CoRE ¦ 3QU LoRE | Non-Red Flag Warning - Catastrophic Fires | Aggregated | Aggregated | 2039 | 3.8036e-06 | 0 | 57.5921 | 0.00021906 | 2039 | Mitigation | 0.08575 | 30 | 0 | esc | 0.0012005 | 4.5662e-09 | 0.00060025 | 2.2831e-09 | 0.0015435 | 5.8709e-09
[79 empty] | WLDFR | HFTD - Distribution - Tier 3 - 1QU CoRE ¦ 2QU LoRE | Non-Red Flag Warning - Large Fires | 2025 | 6.9411e-08 | 3.4706e-08 | 8.9243e-08 | 5.475 | 0.71896 | 3.0715 | 1.6846 | 0 | 0 | 0 | 5.7819e-05 |  | 3.8003e-07 | 0 | 3.8003e-07 | 1.9001e-07 | 0 | 1.9001e-07 | 4.8861e-07 | 0 | 4.8861e-07 | [16 empty] | 7.3.1.3 Ignition probability mapping showing the probability of ignition along the electric lines and equipmentWLDFRAggregatedAggregated | WLDFR | HFTD - Distribution - Tier 3 - 1QU CoRE ¦ 3QU LoRE | Non-Red Flag Warning - Catastrophic Fires | Aggregated | Aggregated | 2040 | 3.8036e-06 | 0 | 57.5921 | 0.00021906 | 2040 | Mitigation | 0.08575 | 30 | 0 | esc | 0.0012005 | 4.5662e-09 | 0.00060025 | 2.2831e-09 | 0.0015435 | 5.8709e-09
[79 empty] | WLDFR | HFTD - Distribution - Tier 3 - 1QU CoRE ¦ 2QU LoRE | Non-Red Flag Warning - Large Fires | 2026 | 6.9411e-08 | 3.4706e-08 | 8.9243e-08 | 5.475 | 0.71896 | 3.0715 | 1.6846 | 0 | 0 | 0 | 5.7819e-05 |  | 3.8003e-07 | 0 | 3.8003e-07 | 1.9001e-07 | 0 | 1.9001e-07 | 4.8861e-07 | 0 | 4.8861e-07 | [16 empty] | 7.3.1.3 Ignition probability mapping showing the probability of ignition along the electric lines and equipmentWLDFRAggregatedAggregated | WLDFR | HFTD - Distribution - Tier 3 - 1QU CoRE ¦ 3QU LoRE | Non-Red Flag Warning - Catastrophic Fires | Aggregated | Aggregated | 2041 | 3.8036e-06 | 0 | 57.5921 | 0.00021906 | 2041 | Mitigation | 0.08575 | 30 | 0 | esc | 0.0012005 | 4.5662e-09 | 0.00060025 | 2.2831e-09 | 0.0015435 | 5.8709e-09
[79 empty] | WLDFR | HFTD - Distribution - Tier 3 - 1QU CoRE ¦ 2QU LoRE | Non-Red Flag Warning - Large Fires | 2027 | 6.9411e-08 | 3.4706e-08 | 8.9243e-08 | 5.475 | 0.71896 | 3.0715 | 1.6846 | 0 | 0 | 0 | 5.7819e-05 |  | 3.8003e-07 | 0 | 3.8003e-07 | 1.9001e-07 | 0 | 1.9001e-07 | 4.8861e-07 | 0 | 4.8861e-07 | [16 empty] | 7.3.1.3 Ignition probability mapping showing the probability of ignition along the electric lines and equipmentWLDFRAggregatedAggregated | WLDFR | HFTD - Distribution - Tier 3 - 1QU CoRE ¦ 3QU LoRE | Non-Red Flag Warning - Catastrophic Fires | Aggregated | Aggregated | 2042 | 3.8036e-06 | 0 | 57.5921 | 0.00021906 | 2042 | Mitigation | 0.08575 | 30 | 0 | esc | 0.0012005 | 4.5662e-09 | 0.00060025 | 2.2831e-09 | 0.0015435 | 5.8709e-09
[79 empty] | WLDFR | HFTD - Distribution - Tier 3 - 1QU CoRE ¦ 2QU LoRE | Non-Red Flag Warning - Large Fires | 2028 | 6.9411e-08 | 3.4706e-08 | 8.9243e-08 | 5.777 | 0.74734 | 3.238 | 1.7917 | 0 | 0 | 0 | 5.7819e-05 |  | 4.0099e-07 | 0 | 4.0099e-07 | 2.0049e-07 | 0 | 2.0049e-07 | 5.1556e-07 | 0 | 5.1556e-07 | [16 empty] | 7.3.1.3 Ignition probability mapping showing the probability of ignition along the electric lines and equipmentWLDFRAggregatedAggregated | WLDFR | HFTD - Distribution - Tier 3 - 1QU CoRE ¦ 3QU LoRE | Non-Red Flag Warning - Catastrophic Fires | Aggregated | Aggregated | 2043 | 3.8036e-06 | 0 | 57.5921 | 0.00021906 | 2043 | Mitigation | 0.08575 | 30 | 0 | esc | 0.0012005 | 4.5662e-09 | 0.00060025 | 2.2831e-09 | 0.0015435 | 5.8709e-09
[79 empty] | WLDFR | HFTD - Distribution - Tier 3 - 1QU CoRE ¦ 2QU LoRE | Non-Red Flag Warning - Large Fires | 2029 | 6.9411e-08 | 3.4706e-08 | 8.9243e-08 | 5.777 | 0.74734 | 3.238 | 1.7917 | 0 | 0 | 0 | 5.7819e-05 |  | 4.0099e-07 | 0 | 4.0099e-07 | 2.0049e-07 | 0 | 2.0049e-07 | 5.1556e-07 | 0 | 5.1556e-07 | [16 empty] | 7.3.1.3 Ignition probability mapping showing the probability of ignition along the electric lines and equipmentWLDFRAggregatedAggregated | WLDFR | HFTD - Distribution - Tier 3 - 1QU CoRE ¦ 3QU LoRE | Non-Red Flag Warning - Catastrophic Fires | Aggregated | Aggregated | 2044 | 3.8036e-06 | 0 | 57.5921 | 0.00021906 | 2044 | Mitigation | 0.08575 | 30 | 0 | esc | 0.0012005 | 4.5662e-09 | 0.00060025 | 2.2831e-09 | 0.0015435 | 5.8709e-09
[79 empty] | WLDFR | HFTD - Distribution - Tier 3 - 1QU CoRE ¦ 2QU LoRE | Non-Red Flag Warning - Large Fires | 2030 | 6.9411e-08 | 3.4706e-08 | 8.9243e-08 | 5.777 | 0.74734 | 3.238 | 1.7917 | 0 | 0 | 0 | 5.7819e-05 |  | 4.0099e-07 | 0 | 4.0099e-07 | 2.0049e-07 | 0 | 2.0049e-07 | 5.1556e-07 | 0 | 5.1556e-07 | [16 empty] | 7.3.1.3 Ignition probability mapping showing the probability of ignition along the electric lines and equipmentWLDFRAggregatedAggregated | WLDFR | HFTD - Distribution - Tier 3 - 1QU CoRE ¦ 3QU LoRE | Non-Red Flag Warning - Catastrophic Fires | Aggregated | Aggregated | 2045 | 3.8036e-06 | 0 | 57.5921 | 0.00021906 | 2045 | Mitigation | 0.08575 | 30 | 0 | esc | 0.0012005 | 4.5662e-09 | 0.00060025 | 2.2831e-09 | 0.0015435 | 5.8709e-09
[79 empty] | WLDFR | HFTD - Distribution - Tier 3 - 1QU CoRE ¦ 2QU LoRE | Non-Red Flag Warning - Large Fires | 2031 | 6.9411e-08 | 3.4706e-08 | 8.9243e-08 | 5.777 | 0.74734 | 3.238 | 1.7917 | 0 | 0 | 0 | 5.7819e-05 |  | 4.0099e-07 | 0 | 4.0099e-07 | 2.0049e-07 | 0 | 2.0049e-07 | 5.1556e-07 | 0 | 5.1556e-07 | [16 empty] | 7.3.1.3 Ignition probability mapping showing the probability of ignition along the electric lines and equipmentWLDFRAggregatedAggregated | WLDFR | HFTD - Distribution - Tier 3 - 1QU CoRE ¦ 3QU LoRE | Non-Red Flag Warning - Catastrophic Fires | Aggregated | Aggregated | 2046 | 3.8036e-06 | 0 | 57.5921 | 0.00021906 | 2046 | Mitigation | 0.08575 | 30 | 0 | esc | 0.0012005 | 4.5662e-09 | 0.00060025 | 2.2831e-09 | 0.0015435 | 5.8709e-09
[79 empty] | WLDFR | HFTD - Distribution - Tier 3 - 1QU CoRE ¦ 2QU LoRE | Non-Red Flag Warning - Large Fires | 2032 | 6.9411e-08 | 3.4706e-08 | 8.9243e-08 | 5.777 | 0.74734 | 3.238 | 1.7917 | 0 | 0 | 0 | 5.7819e-05 |  | 4.0099e-07 | 0 | 4.0099e-07 | 2.0049e-07 | 0 | 2.0049e-07 | 5.1556e-07 | 0 | 5.1556e-07 | [16 empty] | 7.3.1.3 Ignition probability mapping showing the probability of ignition along the electric lines and equipmentWLDFRAggregatedAggregated | WLDFR | HFTD - Distribution - Tier 3 - 1QU CoRE ¦ 3QU LoRE | Non-Red Flag Warning - Catastrophic Fires | Aggregated | Aggregated | 2047 | 3.8036e-06 | 0 | 57.5921 | 0.00021906 | 2047 | Mitigation | 0.08575 | 30 | 0 | esc | 0.0012005 | 4.5662e-09 | 0.00060025 | 2.2831e-09 | 0.0015435 | 5.8709e-09
[79 empty] | WLDFR | HFTD - Distribution - Tier 3 - 1QU CoRE ¦ 2QU LoRE | Non-Red Flag Warning - Large Fires | 2033 | 6.9411e-08 | 3.4706e-08 | 8.9243e-08 | 6.1205 | 0.77885 | 3.4265 | 1.9151 | 0 | 0 | 0 | 5.7819e-05 |  | 4.2483e-07 | 0 | 4.2483e-07 | 2.1242e-07 | 0 | 2.1242e-07 | 5.4621e-07 | 0 | 5.4621e-07 | [16 empty] | 7.3.1.3 Ignition probability mapping showing the probability of ignition along the electric lines and equipmentWLDFRAggregatedAggregated | WLDFR | HFTD - Distribution - Tier 3 - 1QU CoRE ¦ 3QU LoRE | Non-Red Flag Warning - Catastrophic Fires | Aggregated | Aggregated | 2048 | 3.8036e-06 | 0 | 57.5921 | 0.00021906 | 2048 | Mitigation | 0.08575 | 30 | 0 | esc | 0.0012005 | 4.5662e-09 | 0.00060025 | 2.2831e-09 | 0.0015435 | 5.8709e-09
[79 empty] | WLDFR | HFTD - Distribution - Tier 3 - 1QU CoRE ¦ 2QU LoRE | Non-Red Flag Warning - Large Fires | 2034 | 6.9411e-08 | 3.4706e-08 | 8.9243e-08 | 6.1205 | 0.77885 | 3.4265 | 1.9151 | 0 | 0 | 0 | 5.7819e-05 |  | 4.2483e-07 | 0 | 4.2483e-07 | 2.1242e-07 | 0 | 2.1242e-07 | 5.4621e-07 | 0 | 5.4621e-07 | [16 empty] | 7.3.1.3 Ignition probability mapping showing the probability of ignition along the electric lines and equipmentWLDFRAggregatedAggregated | WLDFR | HFTD - Distribution - Tier 3 - 1QU CoRE ¦ 3QU LoRE | Non-Red Flag Warning - Catastrophic Fires | Aggregated | Aggregated | 2049 | 3.8036e-06 | 0 | 57.5921 | 0.00021906 | 2049 | Mitigation | 0.08575 | 30 | 0 | esc | 0.0012005 | 4.5662e-09 | 0.00060025 | 2.2831e-09 | 0.0015435 | 5.8709e-09
[79 empty] | WLDFR | HFTD - Distribution - Tier 3 - 1QU CoRE ¦ 2QU LoRE | Non-Red Flag Warning - Large Fires | 2035 | 6.9411e-08 | 3.4706e-08 | 8.9243e-08 | 6.1205 | 0.77885 | 3.4265 | 1.9151 | 0 | 0 | 0 | 5.7819e-05 |  | 4.2483e-07 | 0 | 4.2483e-07 | 2.1242e-07 | 0 | 2.1242e-07 | 5.4621e-07 | 0 | 5.4621e-07 | [16 empty] | 7.3.1.3 Ignition probability mapping showing the probability of ignition along the electric lines and equipmentWLDFRAggregatedAggregated | WLDFR | HFTD - Distribution - Tier 3 - 1QU CoRE ¦ 3QU LoRE | Non-Red Flag Warning - Catastrophic Fires | Aggregated | Aggregated | 2050 | 3.8036e-06 | 0 | 57.5921 | 0.00021906 | 2050 | Mitigation | 0.08575 | 30 | 0 | esc | 0 | 0 | 0.00060025 | 2.2831e-09 | 0.0015435 | 5.8709e-09
[79 empty] | WLDFR | HFTD - Distribution - Tier 3 - 1QU CoRE ¦ 2QU LoRE | Non-Red Flag Warning - Large Fires | 2036 | 6.9411e-08 | 3.4706e-08 | 8.9243e-08 | 6.1205 | 0.77885 | 3.4265 | 1.9151 | 0 | 0 | 0 | 5.7819e-05 |  | 4.2483e-07 | 0 | 4.2483e-07 | 2.1242e-07 | 0 | 2.1242e-07 | 5.4621e-07 | 0 | 5.4621e-07 | [16 empty] | 7.3.1.3 Ignition probability mapping showing the probability of ignition along the electric lines and equipmentWLDFRAggregatedAggregated | WLDFR | HFTD - Distribution - Tier 3 - 1QU CoRE ¦ 3QU LoRE | Non-Red Flag Warning - Catastrophic Fires | Aggregated | Aggregated | 2051 | 3.8036e-06 | 0 | 57.5921 | 0.00021906 | 2051 | Mitigation | 0.08575 | 30 | 0 | esc | 0 | 0 | 0 | 0 | 0.0015435 | 5.8709e-09
[79 empty] | WLDFR | HFTD - Distribution - Tier 3 - 1QU CoRE ¦ 2QU LoRE | Non-Red Flag Warning - Large Fires | 2037 | 6.9411e-08 | 3.4706e-08 | 8.9243e-08 | 6.1205 | 0.77885 | 3.4265 | 1.9151 | 0 | 0 | 0 | 5.7819e-05 |  | 4.2483e-07 | 0 | 4.2483e-07 | 2.1242e-07 | 0 | 2.1242e-07 | 5.4621e-07 | 0 | 5.4621e-07 | [16 empty] | 7.3.1.3 Ignition probability mapping showing the probability of ignition along the electric lines and equipmentWLDFRAggregatedAggregated | WLDFR | HFTD - Distribution - Tier 3 - 1QU CoRE ¦ 3QU LoRE | Non-Red Flag Warning - Destructive Fires | Aggregated | Aggregated | 2021 | 4.9541e-06 | 0 | 57.5921 | 0.00028532 | 2021 | Mitigation | 0.08575 | 30 | 0 | esc | 0.0012005 | 5.9474e-09 | 0.00060025 | 2.9737e-09 | 0 | 0
[79 empty] | WLDFR | HFTD - Distribution - Tier 3 - 1QU CoRE ¦ 2QU LoRE | Non-Red Flag Warning - Large Fires | 2038 | 6.9411e-08 | 3.4706e-08 | 8.9243e-08 | 6.5028 | 0.81304 | 3.6355 | 2.0543 | 0 | 0 | 0 | 5.7819e-05 |  | 4.5137e-07 | 0 | 4.5137e-07 | 2.2568e-07 | 0 | 2.2568e-07 | 5.8033e-07 | 0 | 5.8033e-07 | [16 empty] | 7.3.1.3 Ignition probability mapping showing the probability of ignition along the electric lines and equipmentWLDFRAggregatedAggregated | WLDFR | HFTD - Distribution - Tier 3 - 1QU CoRE ¦ 3QU LoRE | Non-Red Flag Warning - Destructive Fires | Aggregated | Aggregated | 2022 | 4.9541e-06 | 0 | 57.5921 | 0.00028532 | 2022 | Mitigation | 0.08575 | 30 | 0 | esc | 0.0012005 | 5.9474e-09 | 0.00060025 | 2.9737e-09 | 0.0015435 | 7.6467e-09
[79 empty] | WLDFR | HFTD - Distribution - Tier 3 - 1QU CoRE ¦ 2QU LoRE | Non-Red Flag Warning - Large Fires | 2039 | 6.9411e-08 | 3.4706e-08 | 8.9243e-08 | 6.5028 | 0.81304 | 3.6355 | 2.0543 | 0 | 0 | 0 | 5.7819e-05 |  | 4.5137e-07 | 0 | 4.5137e-07 | 2.2568e-07 | 0 | 2.2568e-07 | 5.8033e-07 | 0 | 5.8033e-07 | [16 empty] | 7.3.1.3 Ignition probability mapping showing the probability of ignition along the electric lines and equipmentWLDFRAggregatedAggregated | WLDFR | HFTD - Distribution - Tier 3 - 1QU CoRE ¦ 3QU LoRE | Non-Red Flag Warning - Destructive Fires | Aggregated | Aggregated | 2023 | 4.9541e-06 | 0 | 57.5921 | 0.00028532 | 2023 | Mitigation | 0.08575 | 30 | 0 | esc | 0.0012005 | 5.9474e-09 | 0.00060025 | 2.9737e-09 | 0.0015435 | 7.6467e-09
[79 empty] | WLDFR | HFTD - Distribution - Tier 3 - 1QU CoRE ¦ 2QU LoRE | Non-Red Flag Warning - Large Fires | 2040 | 6.9411e-08 | 3.4706e-08 | 8.9243e-08 | 6.5028 | 0.81304 | 3.6355 | 2.0543 | 0 | 0 | 0 | 5.7819e-05 |  | 4.5137e-07 | 0 | 4.5137e-07 | 2.2568e-07 | 0 | 2.2568e-07 | 5.8033e-07 | 0 | 5.8033e-07 | [16 empty] | 7.3.1.3 Ignition probability mapping showing the probability of ignition along the electric lines and equipmentWLDFRAggregatedAggregated | WLDFR | HFTD - Distribution - Tier 3 - 1QU CoRE ¦ 3QU LoRE | Non-Red Flag Warning - Destructive Fires | Aggregated | Aggregated | 2024 | 4.9541e-06 | 0 | 57.5921 | 0.00028532 | 2024 | Mitigation | 0.08575 | 30 | 0 | esc | 0.0012005 | 5.9474e-09 | 0.00060025 | 2.9737e-09 | 0.0015435 | 7.6467e-09
[79 empty] | WLDFR | HFTD - Distribution - Tier 3 - 1QU CoRE ¦ 2QU LoRE | Non-Red Flag Warning - Large Fires | 2041 | 6.9411e-08 | 3.4706e-08 | 8.9243e-08 | 6.5028 | 0.81304 | 3.6355 | 2.0543 | 0 | 0 | 0 | 5.7819e-05 |  | 4.5137e-07 | 0 | 4.5137e-07 | 2.2568e-07 | 0 | 2.2568e-07 | 5.8033e-07 | 0 | 5.8033e-07 | [16 empty] | 7.3.1.3 Ignition probability mapping showing the probability of ignition along the electric lines and equipmentWLDFRAggregatedAggregated | WLDFR | HFTD - Distribution - Tier 3 - 1QU CoRE ¦ 3QU LoRE | Non-Red Flag Warning - Destructive Fires | Aggregated | Aggregated | 2025 | 4.9541e-06 | 0 | 57.5921 | 0.00028532 | 2025 | Mitigation | 0.08575 | 30 | 0 | esc | 0.0012005 | 5.9474e-09 | 0.00060025 | 2.9737e-09 | 0.0015435 | 7.6467e-09
[79 empty] | WLDFR | HFTD - Distribution - Tier 3 - 1QU CoRE ¦ 2QU LoRE | Non-Red Flag Warning - Large Fires | 2042 | 6.9411e-08 | 3.4706e-08 | 8.9243e-08 | 6.5028 | 0.81304 | 3.6355 | 2.0543 | 0 | 0 | 0 | 5.7819e-05 |  | 4.5137e-07 | 0 | 4.5137e-07 | 2.2568e-07 | 0 | 2.2568e-07 | 5.8033e-07 | 0 | 5.8033e-07 | [16 empty] | 7.3.1.3 Ignition probability mapping showing the probability of ignition along the electric lines and equipmentWLDFRAggregatedAggregated | WLDFR | HFTD - Distribution - Tier 3 - 1QU CoRE ¦ 3QU LoRE | Non-Red Flag Warning - Destructive Fires | Aggregated | Aggregated | 2026 | 4.9541e-06 | 0 | 57.5921 | 0.00028532 | 2026 | Mitigation | 0.08575 | 30 | 0 | esc | 0.0012005 | 5.9474e-09 | 0.00060025 | 2.9737e-09 | 0.0015435 | 7.6467e-09
[79 empty] | WLDFR | HFTD - Distribution - Tier 3 - 1QU CoRE ¦ 2QU LoRE | Non-Red Flag Warning - Large Fires | 2043 | 6.9411e-08 | 3.4706e-08 | 8.9243e-08 | 6.9209 | 0.84944 | 3.8632 | 2.2083 | 0 | 0 | 0 | 5.7819e-05 |  | 4.8039e-07 | 0 | 4.8039e-07 | 2.402e-07 | 0 | 2.402e-07 | 6.1765e-07 | 0 | 6.1765e-07 | [16 empty] | 7.3.1.3 Ignition probability mapping showing the probability of ignition along the electric lines and equipmentWLDFRAggregatedAggregated | WLDFR | HFTD - Distribution - Tier 3 - 1QU CoRE ¦ 3QU LoRE | Non-Red Flag Warning - Destructive Fires | Aggregated | Aggregated | 2027 | 4.9541e-06 | 0 | 57.5921 | 0.00028532 | 2027 | Mitigation | 0.08575 | 30 | 0 | esc | 0.0012005 | 5.9474e-09 | 0.00060025 | 2.9737e-09 | 0.0015435 | 7.6467e-09
[79 empty] | WLDFR | HFTD - Distribution - Tier 3 - 1QU CoRE ¦ 2QU LoRE | Non-Red Flag Warning - Large Fires | 2044 | 6.9411e-08 | 3.4706e-08 | 8.9243e-08 | 6.9209 | 0.84944 | 3.8632 | 2.2083 | 0 | 0 | 0 | 5.7819e-05 |  | 4.8039e-07 | 0 | 4.8039e-07 | 2.402e-07 | 0 | 2.402e-07 | 6.1765e-07 | 0 | 6.1765e-07 | [16 empty] | 7.3.1.3 Ignition probability mapping showing the probability of ignition along the electric lines and equipmentWLDFRAggregatedAggregated | WLDFR | HFTD - Distribution - Tier 3 - 1QU CoRE ¦ 3QU LoRE | Non-Red Flag Warning - Destructive Fires | Aggregated | Aggregated | 2028 | 4.9541e-06 | 0 | 57.5921 | 0.00028532 | 2028 | Mitigation | 0.08575 | 30 | 0 | esc | 0.0012005 | 5.9474e-09 | 0.00060025 | 2.9737e-09 | 0.0015435 | 7.6467e-09
[79 empty] | WLDFR | HFTD - Distribution - Tier 3 - 1QU CoRE ¦ 2QU LoRE | Non-Red Flag Warning - Large Fires | 2045 | 6.9411e-08 | 3.4706e-08 | 8.9243e-08 | 6.9209 | 0.84944 | 3.8632 | 2.2083 | 0 | 0 | 0 | 5.7819e-05 |  | 4.8039e-07 | 0 | 4.8039e-07 | 2.402e-07 | 0 | 2.402e-07 | 6.1765e-07 | 0 | 6.1765e-07 | [16 empty] | 7.3.1.3 Ignition probability mapping showing the probability of ignition along the electric lines and equipmentWLDFRAggregatedAggregated | WLDFR | HFTD - Distribution - Tier 3 - 1QU CoRE ¦ 3QU LoRE | Non-Red Flag Warning - Destructive Fires | Aggregated | Aggregated | 2029 | 4.9541e-06 | 0 | 57.5921 | 0.00028532 | 2029 | Mitigation | 0.08575 | 30 | 0 | esc | 0.0012005 | 5.9474e-09 | 0.00060025 | 2.9737e-09 | 0.0015435 | 7.6467e-09
[79 empty] | WLDFR | HFTD - Distribution - Tier 3 - 1QU CoRE ¦ 2QU LoRE | Non-Red Flag Warning - Large Fires | 2046 | 6.9411e-08 | 3.4706e-08 | 8.9243e-08 | 6.9209 | 0.84944 | 3.8632 | 2.2083 | 0 | 0 | 0 | 5.7819e-05 |  | 4.8039e-07 | 0 | 4.8039e-07 | 2.402e-07 | 0 | 2.402e-07 | 6.1765e-07 | 0 | 6.1765e-07 | [16 empty] | 7.3.1.3 Ignition probability mapping showing the probability of ignition along the electric lines and equipmentWLDFRAggregatedAggregated | WLDFR | HFTD - Distribution - Tier 3 - 1QU CoRE ¦ 3QU LoRE | Non-Red Flag Warning - Destructive Fires | Aggregated | Aggregated | 2030 | 4.9541e-06 | 0 | 57.5921 | 0.00028532 | 2030 | Mitigation | 0.08575 | 30 | 0 | esc | 0.0012005 | 5.9474e-09 | 0.00060025 | 2.9737e-09 | 0.0015435 | 7.6467e-09
[79 empty] | WLDFR | HFTD - Distribution - Tier 3 - 1QU CoRE ¦ 2QU LoRE | Non-Red Flag Warning - Large Fires | 2047 | 6.9411e-08 | 3.4706e-08 | 8.9243e-08 | 6.9209 | 0.84944 | 3.8632 | 2.2083 | 0 | 0 | 0 | 5.7819e-05 |  | 4.8039e-07 | 0 | 4.8039e-07 | 2.402e-07 | 0 | 2.402e-07 | 6.1765e-07 | 0 | 6.1765e-07 | [16 empty] | 7.3.1.3 Ignition probability mapping showing the probability of ignition along the electric lines and equipmentWLDFRAggregatedAggregated | WLDFR | HFTD - Distribution - Tier 3 - 1QU CoRE ¦ 3QU LoRE | Non-Red Flag Warning - Destructive Fires | Aggregated | Aggregated | 2031 | 4.9541e-06 | 0 | 57.5921 | 0.00028532 | 2031 | Mitigation | 0.08575 | 30 | 0 | esc | 0.0012005 | 5.9474e-09 | 0.00060025 | 2.9737e-09 | 0.0015435 | 7.6467e-09
[79 empty] | WLDFR | HFTD - Distribution - Tier 3 - 1QU CoRE ¦ 2QU LoRE | Non-Red Flag Warning - Large Fires | 2048 | 6.9411e-08 | 3.4706e-08 | 8.9243e-08 | 7.3713 | 0.88759 | 4.1075 | 2.3763 | 0 | 0 | 0 | 5.7819e-05 |  | 5.1165e-07 | 0 | 5.1165e-07 | 2.5583e-07 | 0 | 2.5583e-07 | 6.5784e-07 | 0 | 6.5784e-07 | [16 empty] | 7.3.1.3 Ignition probability mapping showing the probability of ignition along the electric lines and equipmentWLDFRAggregatedAggregated | WLDFR | HFTD - Distribution - Tier 3 - 1QU CoRE ¦ 3QU LoRE | Non-Red Flag Warning - Destructive Fires | Aggregated | Aggregated | 2032 | 4.9541e-06 | 0 | 57.5921 | 0.00028532 | 2032 | Mitigation | 0.08575 | 30 | 0 | esc | 0.0012005 | 5.9474e-09 | 0.00060025 | 2.9737e-09 | 0.0015435 | 7.6467e-09
[79 empty] | WLDFR | HFTD - Distribution - Tier 3 - 1QU CoRE ¦ 2QU LoRE | Non-Red Flag Warning - Large Fires | 2049 | 6.9411e-08 | 3.4706e-08 | 8.9243e-08 | 7.3713 | 0.88759 | 4.1075 | 2.3763 | 0 | 0 | 0 | 5.7819e-05 |  | 5.1165e-07 | 0 | 5.1165e-07 | 2.5583e-07 | 0 | 2.5583e-07 | 6.5784e-07 | 0 | 6.5784e-07 | [16 empty] | 7.3.1.3 Ignition probability mapping showing the probability of ignition along the electric lines and equipmentWLDFRAggregatedAggregated | WLDFR | HFTD - Distribution - Tier 3 - 1QU CoRE ¦ 3QU LoRE | Non-Red Flag Warning - Destructive Fires | Aggregated | Aggregated | 2033 | 4.9541e-06 | 0 | 57.5921 | 0.00028532 | 2033 | Mitigation | 0.08575 | 30 | 0 | esc | 0.0012005 | 5.9474e-09 | 0.00060025 | 2.9737e-09 | 0.0015435 | 7.6467e-09
[79 empty] | WLDFR | HFTD - Distribution - Tier 3 - 1QU CoRE ¦ 2QU LoRE | Non-Red Flag Warning - Large Fires | 2050 | 0 | 3.4706e-08 | 8.9243e-08 | 7.3713 | 0.88759 | 4.1075 | 2.3763 | 0 | 0 | 0 | 5.7819e-05 |  | 0 | 0 | 0 | 2.5583e-07 | 0 | 2.5583e-07 | 6.5784e-07 | 0 | 6.5784e-07 | [16 empty] | 7.3.1.3 Ignition probability mapping showing the probability of ignition along the electric lines and equipmentWLDFRAggregatedAggregated | WLDFR | HFTD - Distribution - Tier 3 - 1QU CoRE ¦ 3QU LoRE | Non-Red Flag Warning - Destructive Fires | Aggregated | Aggregated | 2034 | 4.9541e-06 | 0 | 57.5921 | 0.00028532 | 2034 | Mitigation | 0.08575 | 30 | 0 | esc | 0.0012005 | 5.9474e-09 | 0.00060025 | 2.9737e-09 | 0.0015435 | 7.6467e-09
[79 empty] | WLDFR | HFTD - Distribution - Tier 3 - 1QU CoRE ¦ 2QU LoRE | Non-Red Flag Warning - Large Fires | 2051 | 0 | 0 | 8.9243e-08 | 7.3713 | 0.88759 | 4.1075 | 2.3763 | 0 | 0 | 0 | 5.7819e-05 |  | 0 | 0 | 0 | 0 | 0 | 0 | 6.5784e-07 | 0 | 6.5784e-07 | [16 empty] | 7.3.1.3 Ignition probability mapping showing the probability of ignition along the electric lines and equipmentWLDFRAggregatedAggregated | WLDFR | HFTD - Distribution - Tier 3 - 1QU CoRE ¦ 3QU LoRE | Non-Red Flag Warning - Destructive Fires | Aggregated | Aggregated | 2035 | 4.9541e-06 | 0 | 57.5921 | 0.00028532 | 2035 | Mitigation | 0.08575 | 30 | 0 | esc | 0.0012005 | 5.9474e-09 | 0.00060025 | 2.9737e-09 | 0.0015435 | 7.6467e-09
[79 empty] | WLDFR | HFTD - Distribution - Tier 3 - 1QU CoRE ¦ 2QU LoRE | Non-Red Flag Warning - Small Fires | 2020 | 6.7142e-06 | 0 | 0 | 0.077901 | 0.036425 | 0.0015809 | 0.039895 | 0 | 0 | 0 | 0.0055929 |  | 5.2304e-07 | 0 | 5.2304e-07 | 0 | 0 | 0 | 0 | 0 | 0 | [16 empty] | 7.3.1.3 Ignition probability mapping showing the probability of ignition along the electric lines and equipmentWLDFRAggregatedAggregated | WLDFR | HFTD - Distribution - Tier 3 - 1QU CoRE ¦ 3QU LoRE | Non-Red Flag Warning - Destructive Fires | Aggregated | Aggregated | 2036 | 4.9541e-06 | 0 | 57.5921 | 0.00028532 | 2036 | Mitigation | 0.08575 | 30 | 0 | esc | 0.0012005 | 5.9474e-09 | 0.00060025 | 2.9737e-09 | 0.0015435 | 7.6467e-09
[79 empty] | WLDFR | HFTD - Distribution - Tier 3 - 1QU CoRE ¦ 2QU LoRE | Non-Red Flag Warning - Small Fires | 2021 | 6.7142e-06 | 3.3571e-06 | 0 | 0.077901 | 0.036425 | 0.0015809 | 0.039895 | 0 | 0 | 0 | 0.0055929 |  | 5.2304e-07 | 0 | 5.2304e-07 | 2.6152e-07 | 0 | 2.6152e-07 | 0 | 0 | 0 | [16 empty] | 7.3.1.3 Ignition probability mapping showing the probability of ignition along the electric lines and equipmentWLDFRAggregatedAggregated | WLDFR | HFTD - Distribution - Tier 3 - 1QU CoRE ¦ 3QU LoRE | Non-Red Flag Warning - Destructive Fires | Aggregated | Aggregated | 2037 | 4.9541e-06 | 0 | 57.5921 | 0.00028532 | 2037 | Mitigation | 0.08575 | 30 | 0 | esc | 0.0012005 | 5.9474e-09 | 0.00060025 | 2.9737e-09 | 0.0015435 | 7.6467e-09
[79 empty] | WLDFR | HFTD - Distribution - Tier 3 - 1QU CoRE ¦ 2QU LoRE | Non-Red Flag Warning - Small Fires | 2022 | 6.7142e-06 | 3.3571e-06 | 8.6326e-06 | 0.077901 | 0.036425 | 0.0015809 | 0.039895 | 0 | 0 | 0 | 0.0055929 |  | 5.2304e-07 | 0 | 5.2304e-07 | 2.6152e-07 | 0 | 2.6152e-07 | 6.7248e-07 | 0 | 6.7248e-07 | [16 empty] | 7.3.1.3 Ignition probability mapping showing the probability of ignition along the electric lines and equipmentWLDFRAggregatedAggregated | WLDFR | HFTD - Distribution - Tier 3 - 1QU CoRE ¦ 3QU LoRE | Non-Red Flag Warning - Destructive Fires | Aggregated | Aggregated | 2038 | 4.9541e-06 | 0 | 57.5921 | 0.00028532 | 2038 | Mitigation | 0.08575 | 30 | 0 | esc | 0.0012005 | 5.9474e-09 | 0.00060025 | 2.9737e-09 | 0.0015435 | 7.6467e-09
[79 empty] | WLDFR | HFTD - Distribution - Tier 3 - 1QU CoRE ¦ 2QU LoRE | Non-Red Flag Warning - Small Fires | 2023 | 6.7142e-06 | 3.3571e-06 | 8.6326e-06 | 0.080408 | 0.03759 | 0.0016314 | 0.041187 | 0 | 0 | 0 | 0.0055929 |  | 5.3988e-07 | 0 | 5.3988e-07 | 2.6994e-07 | 0 | 2.6994e-07 | 6.9413e-07 | 0 | 6.9413e-07 | [16 empty] | 7.3.1.3 Ignition probability mapping showing the probability of ignition along the electric lines and equipmentWLDFRAggregatedAggregated | WLDFR | HFTD - Distribution - Tier 3 - 1QU CoRE ¦ 3QU LoRE | Non-Red Flag Warning - Destructive Fires | Aggregated | Aggregated | 2039 | 4.9541e-06 | 0 | 57.5921 | 0.00028532 | 2039 | Mitigation | 0.08575 | 30 | 0 | esc | 0.0012005 | 5.9474e-09 | 0.00060025 | 2.9737e-09 | 0.0015435 | 7.6467e-09
[79 empty] | WLDFR | HFTD - Distribution - Tier 3 - 1QU CoRE ¦ 2QU LoRE | Non-Red Flag Warning - Small Fires | 2024 | 6.7142e-06 | 3.3571e-06 | 8.6326e-06 | 0.080408 | 0.03759 | 0.0016314 | 0.041187 | 0 | 0 | 0 | 0.0055929 |  | 5.3988e-07 | 0 | 5.3988e-07 | 2.6994e-07 | 0 | 2.6994e-07 | 6.9413e-07 | 0 | 6.9413e-07 | [16 empty] | 7.3.1.3 Ignition probability mapping showing the probability of ignition along the electric lines and equipmentWLDFRAggregatedAggregated | WLDFR | HFTD - Distribution - Tier 3 - 1QU CoRE ¦ 3QU LoRE | Non-Red Flag Warning - Destructive Fires | Aggregated | Aggregated | 2040 | 4.9541e-06 | 0 | 57.5921 | 0.00028532 | 2040 | Mitigation | 0.08575 | 30 | 0 | esc | 0.0012005 | 5.9474e-09 | 0.00060025 | 2.9737e-09 | 0.0015435 | 7.6467e-09
[79 empty] | WLDFR | HFTD - Distribution - Tier 3 - 1QU CoRE ¦ 2QU LoRE | Non-Red Flag Warning - Small Fires | 2025 | 6.7142e-06 | 3.3571e-06 | 8.6326e-06 | 0.080408 | 0.03759 | 0.0016314 | 0.041187 | 0 | 0 | 0 | 0.0055929 |  | 5.3988e-07 | 0 | 5.3988e-07 | 2.6994e-07 | 0 | 2.6994e-07 | 6.9413e-07 | 0 | 6.9413e-07 | [16 empty] | 7.3.1.3 Ignition probability mapping showing the probability of ignition along the electric lines and equipmentWLDFRAggregatedAggregated | WLDFR | HFTD - Distribution - Tier 3 - 1QU CoRE ¦ 3QU LoRE | Non-Red Flag Warning - Destructive Fires | Aggregated | Aggregated | 2041 | 4.9541e-06 | 0 | 57.5921 | 0.00028532 | 2041 | Mitigation | 0.08575 | 30 | 0 | esc | 0.0012005 | 5.9474e-09 | 0.00060025 | 2.9737e-09 | 0.0015435 | 7.6467e-09
[79 empty] | WLDFR | HFTD - Distribution - Tier 3 - 1QU CoRE ¦ 2QU LoRE | Non-Red Flag Warning - Small Fires | 2026 | 6.7142e-06 | 3.3571e-06 | 8.6326e-06 | 0.080408 | 0.03759 | 0.0016314 | 0.041187 | 0 | 0 | 0 | 0.0055929 |  | 5.3988e-07 | 0 | 5.3988e-07 | 2.6994e-07 | 0 | 2.6994e-07 | 6.9413e-07 | 0 | 6.9413e-07 | [16 empty] | 7.3.1.3 Ignition probability mapping showing the probability of ignition along the electric lines and equipmentWLDFRAggregatedAggregated | WLDFR | HFTD - Distribution - Tier 3 - 1QU CoRE ¦ 3QU LoRE | Non-Red Flag Warning - Destructive Fires | Aggregated | Aggregated | 2042 | 4.9541e-06 | 0 | 57.5921 | 0.00028532 | 2042 | Mitigation | 0.08575 | 30 | 0 | esc | 0.0012005 | 5.9474e-09 | 0.00060025 | 2.9737e-09 | 0.0015435 | 7.6467e-09
[79 empty] | WLDFR | HFTD - Distribution - Tier 3 - 1QU CoRE ¦ 2QU LoRE | Non-Red Flag Warning - Small Fires | 2027 | 6.7142e-06 | 3.3571e-06 | 8.6326e-06 | 0.080408 | 0.03759 | 0.0016314 | 0.041187 | 0 | 0 | 0 | 0.0055929 |  | 5.3988e-07 | 0 | 5.3988e-07 | 2.6994e-07 | 0 | 2.6994e-07 | 6.9413e-07 | 0 | 6.9413e-07 | [16 empty] | 7.3.1.3 Ignition probability mapping showing the probability of ignition along the electric lines and equipmentWLDFRAggregatedAggregated | WLDFR | HFTD - Distribution - Tier 3 - 1QU CoRE ¦ 3QU LoRE | Non-Red Flag Warning - Destructive Fires | Aggregated | Aggregated | 2043 | 4.9541e-06 | 0 | 57.5921 | 0.00028532 | 2043 | Mitigation | 0.08575 | 30 | 0 | esc | 0.0012005 | 5.9474e-09 | 0.00060025 | 2.9737e-09 | 0.0015435 | 7.6467e-09
[79 empty] | WLDFR | HFTD - Distribution - Tier 3 - 1QU CoRE ¦ 2QU LoRE | Non-Red Flag Warning - Small Fires | 2028 | 6.7142e-06 | 3.3571e-06 | 8.6326e-06 | 0.083606 | 0.039055 | 0.001695 | 0.042856 | 0 | 0 | 0 | 0.0055929 |  | 5.6135e-07 | 0 | 5.6135e-07 | 2.8068e-07 | 0 | 2.8068e-07 | 7.2174e-07 | 0 | 7.2174e-07 | [16 empty] | 7.3.1.3 Ignition probability mapping showing the probability of ignition along the electric lines and equipmentWLDFRAggregatedAggregated | WLDFR | HFTD - Distribution - Tier 3 - 1QU CoRE ¦ 3QU LoRE | Non-Red Flag Warning - Destructive Fires | Aggregated | Aggregated | 2044 | 4.9541e-06 | 0 | 57.5921 | 0.00028532 | 2044 | Mitigation | 0.08575 | 30 | 0 | esc | 0.0012005 | 5.9474e-09 | 0.00060025 | 2.9737e-09 | 0.0015435 | 7.6467e-09
[79 empty] | WLDFR | HFTD - Distribution - Tier 3 - 1QU CoRE ¦ 2QU LoRE | Non-Red Flag Warning - Small Fires | 2029 | 6.7142e-06 | 3.3571e-06 | 8.6326e-06 | 0.083606 | 0.039055 | 0.001695 | 0.042856 | 0 | 0 | 0 | 0.0055929 |  | 5.6135e-07 | 0 | 5.6135e-07 | 2.8068e-07 | 0 | 2.8068e-07 | 7.2174e-07 | 0 | 7.2174e-07 | [16 empty] | 7.3.1.3 Ignition probability mapping showing the probability of ignition along the electric lines and equipmentWLDFRAggregatedAggregated | WLDFR | HFTD - Distribution - Tier 3 - 1QU CoRE ¦ 3QU LoRE | Non-Red Flag Warning - Destructive Fires | Aggregated | Aggregated | 2045 | 4.9541e-06 | 0 | 57.5921 | 0.00028532 | 2045 | Mitigation | 0.08575 | 30 | 0 | esc | 0.0012005 | 5.9474e-09 | 0.00060025 | 2.9737e-09 | 0.0015435 | 7.6467e-09
[79 empty] | WLDFR | HFTD - Distribution - Tier 3 - 1QU CoRE ¦ 2QU LoRE | Non-Red Flag Warning - Small Fires | 2030 | 6.7142e-06 | 3.3571e-06 | 8.6326e-06 | 0.083606 | 0.039055 | 0.001695 | 0.042856 | 0 | 0 | 0 | 0.0055929 |  | 5.6135e-07 | 0 | 5.6135e-07 | 2.8068e-07 | 0 | 2.8068e-07 | 7.2174e-07 | 0 | 7.2174e-07 | [16 empty] | 7.3.1.3 Ignition probability mapping showing the probability of ignition along the electric lines and equipmentWLDFRAggregatedAggregated | WLDFR | HFTD - Distribution - Tier 3 - 1QU CoRE ¦ 3QU LoRE | Non-Red Flag Warning - Destructive Fires | Aggregated | Aggregated | 2046 | 4.9541e-06 | 0 | 57.5921 | 0.00028532 | 2046 | Mitigation | 0.08575 | 30 | 0 | esc | 0.0012005 | 5.9474e-09 | 0.00060025 | 2.9737e-09 | 0.0015435 | 7.6467e-09
[79 empty] | WLDFR | HFTD - Distribution - Tier 3 - 1QU CoRE ¦ 2QU LoRE | Non-Red Flag Warning - Small Fires | 2031 | 6.7142e-06 | 3.3571e-06 | 8.6326e-06 | 0.083606 | 0.039055 | 0.001695 | 0.042856 | 0 | 0 | 0 | 0.0055929 |  | 5.6135e-07 | 0 | 5.6135e-07 | 2.8068e-07 | 0 | 2.8068e-07 | 7.2174e-07 | 0 | 7.2174e-07 | [16 empty] | 7.3.1.3 Ignition probability mapping showing the probability of ignition along the electric lines and equipmentWLDFRAggregatedAggregated | WLDFR | HFTD - Distribution - Tier 3 - 1QU CoRE ¦ 3QU LoRE | Non-Red Flag Warning - Destructive Fires | Aggregated | Aggregated | 2047 | 4.9541e-06 | 0 | 57.5921 | 0.00028532 | 2047 | Mitigation | 0.08575 | 30 | 0 | esc | 0.0012005 | 5.9474e-09 | 0.00060025 | 2.9737e-09 | 0.0015435 | 7.6467e-09
[79 empty] | WLDFR | HFTD - Distribution - Tier 3 - 1QU CoRE ¦ 2QU LoRE | Non-Red Flag Warning - Small Fires | 2032 | 6.7142e-06 | 3.3571e-06 | 8.6326e-06 | 0.083606 | 0.039055 | 0.001695 | 0.042856 | 0 | 0 | 0 | 0.0055929 |  | 5.6135e-07 | 0 | 5.6135e-07 | 2.8068e-07 | 0 | 2.8068e-07 | 7.2174e-07 | 0 | 7.2174e-07 | [16 empty] | 7.3.1.3 Ignition probability mapping showing the probability of ignition along the electric lines and equipmentWLDFRAggregatedAggregated | WLDFR | HFTD - Distribution - Tier 3 - 1QU CoRE ¦ 3QU LoRE | Non-Red Flag Warning - Destructive Fires | Aggregated | Aggregated | 2048 | 4.9541e-06 | 0 | 57.5921 | 0.00028532 | 2048 | Mitigation | 0.08575 | 30 | 0 | esc | 0.0012005 | 5.9474e-09 | 0.00060025 | 2.9737e-09 | 0.0015435 | 7.6467e-09
[79 empty] | WLDFR | HFTD - Distribution - Tier 3 - 1QU CoRE ¦ 2QU LoRE | Non-Red Flag Warning - Small Fires | 2033 | 6.7142e-06 | 3.3571e-06 | 8.6326e-06 | 0.087211 | 0.040679 | 0.0017655 | 0.044766 | 0 | 0 | 0 | 0.0055929 |  | 5.8555e-07 | 0 | 5.8555e-07 | 2.9278e-07 | 0 | 2.9278e-07 | 7.5286e-07 | 0 | 7.5286e-07 | [16 empty] | 7.3.1.3 Ignition probability mapping showing the probability of ignition along the electric lines and equipmentWLDFRAggregatedAggregated | WLDFR | HFTD - Distribution - Tier 3 - 1QU CoRE ¦ 3QU LoRE | Non-Red Flag Warning - Destructive Fires | Aggregated | Aggregated | 2049 | 4.9541e-06 | 0 | 57.5921 | 0.00028532 | 2049 | Mitigation | 0.08575 | 30 | 0 | esc | 0.0012005 | 5.9474e-09 | 0.00060025 | 2.9737e-09 | 0.0015435 | 7.6467e-09
[79 empty] | WLDFR | HFTD - Distribution - Tier 3 - 1QU CoRE ¦ 2QU LoRE | Non-Red Flag Warning - Small Fires | 2034 | 6.7142e-06 | 3.3571e-06 | 8.6326e-06 | 0.087211 | 0.040679 | 0.0017655 | 0.044766 | 0 | 0 | 0 | 0.0055929 |  | 5.8555e-07 | 0 | 5.8555e-07 | 2.9278e-07 | 0 | 2.9278e-07 | 7.5286e-07 | 0 | 7.5286e-07 | [16 empty] | 7.3.1.3 Ignition probability mapping showing the probability of ignition along the electric lines and equipmentWLDFRAggregatedAggregated | WLDFR | HFTD - Distribution - Tier 3 - 1QU CoRE ¦ 3QU LoRE | Non-Red Flag Warning - Destructive Fires | Aggregated | Aggregated | 2050 | 4.9541e-06 | 0 | 57.5921 | 0.00028532 | 2050 | Mitigation | 0.08575 | 30 | 0 | esc | 0 | 0 | 0.00060025 | 2.9737e-09 | 0.0015435 | 7.6467e-09
[79 empty] | WLDFR | HFTD - Distribution - Tier 3 - 1QU CoRE ¦ 2QU LoRE | Non-Red Flag Warning - Small Fires | 2035 | 6.7142e-06 | 3.3571e-06 | 8.6326e-06 | 0.087211 | 0.040679 | 0.0017655 | 0.044766 | 0 | 0 | 0 | 0.0055929 |  | 5.8555e-07 | 0 | 5.8555e-07 | 2.9278e-07 | 0 | 2.9278e-07 | 7.5286e-07 | 0 | 7.5286e-07 | [16 empty] | 7.3.1.3 Ignition probability mapping showing the probability of ignition along the electric lines and equipmentWLDFRAggregatedAggregated | WLDFR | HFTD - Distribution - Tier 3 - 1QU CoRE ¦ 3QU LoRE | Non-Red Flag Warning - Destructive Fires | Aggregated | Aggregated | 2051 | 4.9541e-06 | 0 | 57.5921 | 0.00028532 | 2051 | Mitigation | 0.08575 | 30 | 0 | esc | 0 | 0 | 0 | 0 | 0.0015435 | 7.6467e-09
[79 empty] | WLDFR | HFTD - Distribution - Tier 3 - 1QU CoRE ¦ 2QU LoRE | Non-Red Flag Warning - Small Fires | 2036 | 6.7142e-06 | 3.3571e-06 | 8.6326e-06 | 0.087211 | 0.040679 | 0.0017655 | 0.044766 | 0 | 0 | 0 | 0.0055929 |  | 5.8555e-07 | 0 | 5.8555e-07 | 2.9278e-07 | 0 | 2.9278e-07 | 7.5286e-07 | 0 | 7.5286e-07 | [16 empty] | 7.3.1.3 Ignition probability mapping showing the probability of ignition along the electric lines and equipmentWLDFRAggregatedAggregated | WLDFR | HFTD - Distribution - Tier 3 - 1QU CoRE ¦ 3QU LoRE | Non-Red Flag Warning - Large Fires | Aggregated | Aggregated | 2021 | 4.8033e-05 | 0 | 57.5921 | 0.0027663 | 2021 | Mitigation | 0.08575 | 30 | 0 | esc | 0.0012005 | 5.7663e-08 | 0.00060025 | 2.8832e-08 | 0 | 0
[79 empty] | WLDFR | HFTD - Distribution - Tier 3 - 1QU CoRE ¦ 2QU LoRE | Non-Red Flag Warning - Small Fires | 2037 | 6.7142e-06 | 3.3571e-06 | 8.6326e-06 | 0.087211 | 0.040679 | 0.0017655 | 0.044766 | 0 | 0 | 0 | 0.0055929 |  | 5.8555e-07 | 0 | 5.8555e-07 | 2.9278e-07 | 0 | 2.9278e-07 | 7.5286e-07 | 0 | 7.5286e-07 | [16 empty] | 7.3.1.3 Ignition probability mapping showing the probability of ignition along the electric lines and equipmentWLDFRAggregatedAggregated | WLDFR | HFTD - Distribution - Tier 3 - 1QU CoRE ¦ 3QU LoRE | Non-Red Flag Warning - Large Fires | Aggregated | Aggregated | 2022 | 4.8033e-05 | 0 | 57.5921 | 0.0027663 | 2022 | Mitigation | 0.08575 | 30 | 0 | esc | 0.0012005 | 5.7663e-08 | 0.00060025 | 2.8832e-08 | 0.0015435 | 7.4138e-08
[79 empty] | WLDFR | HFTD - Distribution - Tier 3 - 1QU CoRE ¦ 2QU LoRE | Non-Red Flag Warning - Small Fires | 2038 | 6.7142e-06 | 3.3571e-06 | 8.6326e-06 | 0.091184 | 0.042438 | 0.0018418 | 0.046905 | 0 | 0 | 0 | 0.0055929 |  | 6.1223e-07 | 0 | 6.1223e-07 | 3.0612e-07 | 0 | 3.0612e-07 | 7.8715e-07 | 0 | 7.8715e-07 | [16 empty] | 7.3.1.3 Ignition probability mapping showing the probability of ignition along the electric lines and equipmentWLDFRAggregatedAggregated | WLDFR | HFTD - Distribution - Tier 3 - 1QU CoRE ¦ 3QU LoRE | Non-Red Flag Warning - Large Fires | Aggregated | Aggregated | 2023 | 4.8033e-05 | 0 | 57.5921 | 0.0027663 | 2023 | Mitigation | 0.08575 | 30 | 0 | esc | 0.0012005 | 5.7663e-08 | 0.00060025 | 2.8832e-08 | 0.0015435 | 7.4138e-08
[79 empty] | WLDFR | HFTD - Distribution - Tier 3 - 1QU CoRE ¦ 2QU LoRE | Non-Red Flag Warning - Small Fires | 2039 | 6.7142e-06 | 3.3571e-06 | 8.6326e-06 | 0.091184 | 0.042438 | 0.0018418 | 0.046905 | 0 | 0 | 0 | 0.0055929 |  | 6.1223e-07 | 0 | 6.1223e-07 | 3.0612e-07 | 0 | 3.0612e-07 | 7.8715e-07 | 0 | 7.8715e-07 | [16 empty] | 7.3.1.3 Ignition probability mapping showing the probability of ignition along the electric lines and equipmentWLDFRAggregatedAggregated | WLDFR | HFTD - Distribution - Tier 3 - 1QU CoRE ¦ 3QU LoRE | Non-Red Flag Warning - Large Fires | Aggregated | Aggregated | 2024 | 4.8033e-05 | 0 | 57.5921 | 0.0027663 | 2024 | Mitigation | 0.08575 | 30 | 0 | esc | 0.0012005 | 5.7663e-08 | 0.00060025 | 2.8832e-08 | 0.0015435 | 7.4138e-08
[79 empty] | WLDFR | HFTD - Distribution - Tier 3 - 1QU CoRE ¦ 2QU LoRE | Non-Red Flag Warning - Small Fires | 2040 | 6.7142e-06 | 3.3571e-06 | 8.6326e-06 | 0.091184 | 0.042438 | 0.0018418 | 0.046905 | 0 | 0 | 0 | 0.0055929 |  | 6.1223e-07 | 0 | 6.1223e-07 | 3.0612e-07 | 0 | 3.0612e-07 | 7.8715e-07 | 0 | 7.8715e-07 | [16 empty] | 7.3.1.3 Ignition probability mapping showing the probability of ignition along the electric lines and equipmentWLDFRAggregatedAggregated | WLDFR | HFTD - Distribution - Tier 3 - 1QU CoRE ¦ 3QU LoRE | Non-Red Flag Warning - Large Fires | Aggregated | Aggregated | 2025 | 4.8033e-05 | 0 | 57.5921 | 0.0027663 | 2025 | Mitigation | 0.08575 | 30 | 0 | esc | 0.0012005 | 5.7663e-08 | 0.00060025 | 2.8832e-08 | 0.0015435 | 7.4138e-08
[79 empty] | WLDFR | HFTD - Distribution - Tier 3 - 1QU CoRE ¦ 2QU LoRE | Non-Red Flag Warning - Small Fires | 2041 | 6.7142e-06 | 3.3571e-06 | 8.6326e-06 | 0.091184 | 0.042438 | 0.0018418 | 0.046905 | 0 | 0 | 0 | 0.0055929 |  | 6.1223e-07 | 0 | 6.1223e-07 | 3.0612e-07 | 0 | 3.0612e-07 | 7.8715e-07 | 0 | 7.8715e-07 | [16 empty] | 7.3.1.3 Ignition probability mapping showing the probability of ignition along the electric lines and equipmentWLDFRAggregatedAggregated | WLDFR | HFTD - Distribution - Tier 3 - 1QU CoRE ¦ 3QU LoRE | Non-Red Flag Warning - Large Fires | Aggregated | Aggregated | 2026 | 4.8033e-05 | 0 | 57.5921 | 0.0027663 | 2026 | Mitigation | 0.08575 | 30 | 0 | esc | 0.0012005 | 5.7663e-08 | 0.00060025 | 2.8832e-08 | 0.0015435 | 7.4138e-08
[79 empty] | WLDFR | HFTD - Distribution - Tier 3 - 1QU CoRE ¦ 2QU LoRE | Non-Red Flag Warning - Small Fires | 2042 | 6.7142e-06 | 3.3571e-06 | 8.6326e-06 | 0.091184 | 0.042438 | 0.0018418 | 0.046905 | 0 | 0 | 0 | 0.0055929 |  | 6.1223e-07 | 0 | 6.1223e-07 | 3.0612e-07 | 0 | 3.0612e-07 | 7.8715e-07 | 0 | 7.8715e-07 | [16 empty] | 7.3.1.3 Ignition probability mapping showing the probability of ignition along the electric lines and equipmentWLDFRAggregatedAggregated | WLDFR | HFTD - Distribution - Tier 3 - 1QU CoRE ¦ 3QU LoRE | Non-Red Flag Warning - Large Fires | Aggregated | Aggregated | 2027 | 4.8033e-05 | 0 | 57.5921 | 0.0027663 | 2027 | Mitigation | 0.08575 | 30 | 0 | esc | 0.0012005 | 5.7663e-08 | 0.00060025 | 2.8832e-08 | 0.0015435 | 7.4138e-08
[79 empty] | WLDFR | HFTD - Distribution - Tier 3 - 1QU CoRE ¦ 2QU LoRE | Non-Red Flag Warning - Small Fires | 2043 | 6.7142e-06 | 3.3571e-06 | 8.6326e-06 | 0.095486 | 0.044306 | 0.0019228 | 0.049257 | 0 | 0 | 0 | 0.0055929 |  | 6.4111e-07 | 0 | 6.4111e-07 | 3.2056e-07 | 0 | 3.2056e-07 | 8.2429e-07 | 0 | 8.2429e-07 | [16 empty] | 7.3.1.3 Ignition probability mapping showing the probability of ignition along the electric lines and equipmentWLDFRAggregatedAggregated | WLDFR | HFTD - Distribution - Tier 3 - 1QU CoRE ¦ 3QU LoRE | Non-Red Flag Warning - Large Fires | Aggregated | Aggregated | 2028 | 4.8033e-05 | 0 | 57.5921 | 0.0027663 | 2028 | Mitigation | 0.08575 | 30 | 0 | esc | 0.0012005 | 5.7663e-08 | 0.00060025 | 2.8832e-08 | 0.0015435 | 7.4138e-08
[79 empty] | WLDFR | HFTD - Distribution - Tier 3 - 1QU CoRE ¦ 2QU LoRE | Non-Red Flag Warning - Small Fires | 2044 | 6.7142e-06 | 3.3571e-06 | 8.6326e-06 | 0.095486 | 0.044306 | 0.0019228 | 0.049257 | 0 | 0 | 0 | 0.0055929 |  | 6.4111e-07 | 0 | 6.4111e-07 | 3.2056e-07 | 0 | 3.2056e-07 | 8.2429e-07 | 0 | 8.2429e-07 | [16 empty] | 7.3.1.3 Ignition probability mapping showing the probability of ignition along the electric lines and equipmentWLDFRAggregatedAggregated | WLDFR | HFTD - Distribution - Tier 3 - 1QU CoRE ¦ 3QU LoRE | Non-Red Flag Warning - Large Fires | Aggregated | Aggregated | 2029 | 4.8033e-05 | 0 | 57.5921 | 0.0027663 | 2029 | Mitigation | 0.08575 | 30 | 0 | esc | 0.0012005 | 5.7663e-08 | 0.00060025 | 2.8832e-08 | 0.0015435 | 7.4138e-08
[79 empty] | WLDFR | HFTD - Distribution - Tier 3 - 1QU CoRE ¦ 2QU LoRE | Non-Red Flag Warning - Small Fires | 2045 | 6.7142e-06 | 3.3571e-06 | 8.6326e-06 | 0.095486 | 0.044306 | 0.0019228 | 0.049257 | 0 | 0 | 0 | 0.0055929 |  | 6.4111e-07 | 0 | 6.4111e-07 | 3.2056e-07 | 0 | 3.2056e-07 | 8.2429e-07 | 0 | 8.2429e-07 | [16 empty] | 7.3.1.3 Ignition probability mapping showing the probability of ignition along the electric lines and equipmentWLDFRAggregatedAggregated | WLDFR | HFTD - Distribution - Tier 3 - 1QU CoRE ¦ 3QU LoRE | Non-Red Flag Warning - Large Fires | Aggregated | Aggregated | 2030 | 4.8033e-05 | 0 | 57.5921 | 0.0027663 | 2030 | Mitigation | 0.08575 | 30 | 0 | esc | 0.0012005 | 5.7663e-08 | 0.00060025 | 2.8832e-08 | 0.0015435 | 7.4138e-08
[79 empty] | WLDFR | HFTD - Distribution - Tier 3 - 1QU CoRE ¦ 2QU LoRE | Non-Red Flag Warning - Small Fires | 2046 | 6.7142e-06 | 3.3571e-06 | 8.6326e-06 | 0.095486 | 0.044306 | 0.0019228 | 0.049257 | 0 | 0 | 0 | 0.0055929 |  | 6.4111e-07 | 0 | 6.4111e-07 | 3.2056e-07 | 0 | 3.2056e-07 | 8.2429e-07 | 0 | 8.2429e-07 | [16 empty] | 7.3.1.3 Ignition probability mapping showing the probability of ignition along the electric lines and equipmentWLDFRAggregatedAggregated | WLDFR | HFTD - Distribution - Tier 3 - 1QU CoRE ¦ 3QU LoRE | Non-Red Flag Warning - Large Fires | Aggregated | Aggregated | 2031 | 4.8033e-05 | 0 | 57.5921 | 0.0027663 | 2031 | Mitigation | 0.08575 | 30 | 0 | esc | 0.0012005 | 5.7663e-08 | 0.00060025 | 2.8832e-08 | 0.0015435 | 7.4138e-08
[79 empty] | WLDFR | HFTD - Distribution - Tier 3 - 1QU CoRE ¦ 2QU LoRE | Non-Red Flag Warning - Small Fires | 2047 | 6.7142e-06 | 3.3571e-06 | 8.6326e-06 | 0.095486 | 0.044306 | 0.0019228 | 0.049257 | 0 | 0 | 0 | 0.0055929 |  | 6.4111e-07 | 0 | 6.4111e-07 | 3.2056e-07 | 0 | 3.2056e-07 | 8.2429e-07 | 0 | 8.2429e-07 | [16 empty] | 7.3.1.3 Ignition probability mapping showing the probability of ignition along the electric lines and equipmentWLDFRAggregatedAggregated | WLDFR | HFTD - Distribution - Tier 3 - 1QU CoRE ¦ 3QU LoRE | Non-Red Flag Warning - Large Fires | Aggregated | Aggregated | 2032 | 4.8033e-05 | 0 | 57.5921 | 0.0027663 | 2032 | Mitigation | 0.08575 | 30 | 0 | esc | 0.0012005 | 5.7663e-08 | 0.00060025 | 2.8832e-08 | 0.0015435 | 7.4138e-08
[79 empty] | WLDFR | HFTD - Distribution - Tier 3 - 1QU CoRE ¦ 2QU LoRE | Non-Red Flag Warning - Small Fires | 2048 | 6.7142e-06 | 3.3571e-06 | 8.6326e-06 | 0.10007 | 0.04626 | 0.0020076 | 0.051804 | 0 | 0 | 0 | 0.0055929 |  | 6.719e-07 | 0 | 6.719e-07 | 3.3595e-07 | 0 | 3.3595e-07 | 8.6388e-07 | 0 | 8.6388e-07 | [16 empty] | 7.3.1.3 Ignition probability mapping showing the probability of ignition along the electric lines and equipmentWLDFRAggregatedAggregated | WLDFR | HFTD - Distribution - Tier 3 - 1QU CoRE ¦ 3QU LoRE | Non-Red Flag Warning - Large Fires | Aggregated | Aggregated | 2033 | 4.8033e-05 | 0 | 57.5921 | 0.0027663 | 2033 | Mitigation | 0.08575 | 30 | 0 | esc | 0.0012005 | 5.7663e-08 | 0.00060025 | 2.8832e-08 | 0.0015435 | 7.4138e-08
[79 empty] | WLDFR | HFTD - Distribution - Tier 3 - 1QU CoRE ¦ 2QU LoRE | Non-Red Flag Warning - Small Fires | 2049 | 6.7142e-06 | 3.3571e-06 | 8.6326e-06 | 0.10007 | 0.04626 | 0.0020076 | 0.051804 | 0 | 0 | 0 | 0.0055929 |  | 6.719e-07 | 0 | 6.719e-07 | 3.3595e-07 | 0 | 3.3595e-07 | 8.6388e-07 | 0 | 8.6388e-07 | [16 empty] | 7.3.1.3 Ignition probability mapping showing the probability of ignition along the electric lines and equipmentWLDFRAggregatedAggregated | WLDFR | HFTD - Distribution - Tier 3 - 1QU CoRE ¦ 3QU LoRE | Non-Red Flag Warning - Large Fires | Aggregated | Aggregated | 2034 | 4.8033e-05 | 0 | 57.5921 | 0.0027663 | 2034 | Mitigation | 0.08575 | 30 | 0 | esc | 0.0012005 | 5.7663e-08 | 0.00060025 | 2.8832e-08 | 0.0015435 | 7.4138e-08
[79 empty] | WLDFR | HFTD - Distribution - Tier 3 - 1QU CoRE ¦ 2QU LoRE | Non-Red Flag Warning - Small Fires | 2050 | 0 | 3.3571e-06 | 8.6326e-06 | 0.10007 | 0.04626 | 0.0020076 | 0.051804 | 0 | 0 | 0 | 0.0055929 |  | 0 | 0 | 0 | 3.3595e-07 | 0 | 3.3595e-07 | 8.6388e-07 | 0 | 8.6388e-07 | [16 empty] | 7.3.1.3 Ignition probability mapping showing the probability of ignition along the electric lines and equipmentWLDFRAggregatedAggregated | WLDFR | HFTD - Distribution - Tier 3 - 1QU CoRE ¦ 3QU LoRE | Non-Red Flag Warning - Large Fires | Aggregated | Aggregated | 2035 | 4.8033e-05 | 0 | 57.5921 | 0.0027663 | 2035 | Mitigation | 0.08575 | 30 | 0 | esc | 0.0012005 | 5.7663e-08 | 0.00060025 | 2.8832e-08 | 0.0015435 | 7.4138e-08
[79 empty] | WLDFR | HFTD - Distribution - Tier 3 - 1QU CoRE ¦ 2QU LoRE | Non-Red Flag Warning - Small Fires | 2051 | 0 | 0 | 8.6326e-06 | 0.10007 | 0.04626 | 0.0020076 | 0.051804 | 0 | 0 | 0 | 0.0055929 |  | 0 | 0 | 0 | 0 | 0 | 0 | 8.6388e-07 | 0 | 8.6388e-07 | [16 empty] | 7.3.1.3 Ignition probability mapping showing the probability of ignition along the electric lines and equipmentWLDFRAggregatedAggregated | WLDFR | HFTD - Distribution - Tier 3 - 1QU CoRE ¦ 3QU LoRE | Non-Red Flag Warning - Large Fires | Aggregated | Aggregated | 2036 | 4.8033e-05 | 0 | 57.5921 | 0.0027663 | 2036 | Mitigation | 0.08575 | 30 | 0 | esc | 0.0012005 | 5.7663e-08 | 0.00060025 | 2.8832e-08 | 0.0015435 | 7.4138e-08
[79 empty] | WLDFR | HFTD - Distribution - Tier 3 - 1QU CoRE ¦ 2QU LoRE | Red Flag Warning - Catastrophic Fires | 2020 | 2.2888e-07 | 0 | 0 | 14146.1306 | 222.2294 | 8585.7228 | 5338.1784 | 0 | 0 | 0 | 0.00019065 |  | 0.0032378 | 0 | 0.0032378 | 0 | 0 | 0 | 0 | 0 | 0 | [16 empty] | 7.3.1.3 Ignition probability mapping showing the probability of ignition along the electric lines and equipmentWLDFRAggregatedAggregated | WLDFR | HFTD - Distribution - Tier 3 - 1QU CoRE ¦ 3QU LoRE | Non-Red Flag Warning - Large Fires | Aggregated | Aggregated | 2037 | 4.8033e-05 | 0 | 57.5921 | 0.0027663 | 2037 | Mitigation | 0.08575 | 30 | 0 | esc | 0.0012005 | 5.7663e-08 | 0.00060025 | 2.8832e-08 | 0.0015435 | 7.4138e-08
[79 empty] | WLDFR | HFTD - Distribution - Tier 3 - 1QU CoRE ¦ 2QU LoRE | Red Flag Warning - Catastrophic Fires | 2021 | 2.2888e-07 | 1.1444e-07 | 0 | 14146.1306 | 222.2294 | 8585.7228 | 5338.1784 | 0 | 0 | 0 | 0.00019065 |  | 0.0032378 | 0 | 0.0032378 | 0.0016189 | 0 | 0.0016189 | 0 | 0 | 0 | [16 empty] | 7.3.1.3 Ignition probability mapping showing the probability of ignition along the electric lines and equipmentWLDFRAggregatedAggregated | WLDFR | HFTD - Distribution - Tier 3 - 1QU CoRE ¦ 3QU LoRE | Non-Red Flag Warning - Large Fires | Aggregated | Aggregated | 2038 | 4.8033e-05 | 0 | 57.5921 | 0.0027663 | 2038 | Mitigation | 0.08575 | 30 | 0 | esc | 0.0012005 | 5.7663e-08 | 0.00060025 | 2.8832e-08 | 0.0015435 | 7.4138e-08
[79 empty] | WLDFR | HFTD - Distribution - Tier 3 - 1QU CoRE ¦ 2QU LoRE | Red Flag Warning - Catastrophic Fires | 2022 | 2.2888e-07 | 1.1444e-07 | 2.9427e-07 | 14146.1306 | 222.2294 | 8585.7228 | 5338.1784 | 0 | 0 | 0 | 0.00019065 |  | 0.0032378 | 0 | 0.0032378 | 0.0016189 | 0 | 0.0016189 | 0.0041628 | 0 | 0.0041628 | [16 empty] | 7.3.1.3 Ignition probability mapping showing the probability of ignition along the electric lines and equipmentWLDFRAggregatedAggregated | WLDFR | HFTD - Distribution - Tier 3 - 1QU CoRE ¦ 3QU LoRE | Non-Red Flag Warning - Large Fires | Aggregated | Aggregated | 2039 | 4.8033e-05 | 0 | 57.5921 | 0.0027663 | 2039 | Mitigation | 0.08575 | 30 | 0 | esc | 0.0012005 | 5.7663e-08 | 0.00060025 | 2.8832e-08 | 0.0015435 | 7.4138e-08
[79 empty] | WLDFR | HFTD - Distribution - Tier 3 - 1QU CoRE ¦ 2QU LoRE | Red Flag Warning - Catastrophic Fires | 2023 | 2.2888e-07 | 1.1444e-07 | 2.9427e-07 | 14664.6376 | 233.2301 | 8896.516 | 5534.8915 | 0 | 0 | 0 | 0.00019065 |  | 0.0033564 | 0 | 0.0033564 | 0.0016782 | 0 | 0.0016782 | 0.0043154 | 0 | 0.0043154 | [16 empty] | 7.3.1.3 Ignition probability mapping showing the probability of ignition along the electric lines and equipmentWLDFRAggregatedAggregated | WLDFR | HFTD - Distribution - Tier 3 - 1QU CoRE ¦ 3QU LoRE | Non-Red Flag Warning - Large Fires | Aggregated | Aggregated | 2040 | 4.8033e-05 | 0 | 57.5921 | 0.0027663 | 2040 | Mitigation | 0.08575 | 30 | 0 | esc | 0.0012005 | 5.7663e-08 | 0.00060025 | 2.8832e-08 | 0.0015435 | 7.4138e-08
[79 empty] | WLDFR | HFTD - Distribution - Tier 3 - 1QU CoRE ¦ 2QU LoRE | Red Flag Warning - Catastrophic Fires | 2024 | 2.2888e-07 | 1.1444e-07 | 2.9427e-07 | 14664.6376 | 233.2301 | 8896.516 | 5534.8915 | 0 | 0 | 0 | 0.00019065 |  | 0.0033564 | 0 | 0.0033564 | 0.0016782 | 0 | 0.0016782 | 0.0043154 | 0 | 0.0043154 | [16 empty] | 7.3.1.3 Ignition probability mapping showing the probability of ignition along the electric lines and equipmentWLDFRAggregatedAggregated | WLDFR | HFTD - Distribution - Tier 3 - 1QU CoRE ¦ 3QU LoRE | Non-Red Flag Warning - Large Fires | Aggregated | Aggregated | 2041 | 4.8033e-05 | 0 | 57.5921 | 0.0027663 | 2041 | Mitigation | 0.08575 | 30 | 0 | esc | 0.0012005 | 5.7663e-08 | 0.00060025 | 2.8832e-08 | 0.0015435 | 7.4138e-08
[79 empty] | WLDFR | HFTD - Distribution - Tier 3 - 1QU CoRE ¦ 2QU LoRE | Red Flag Warning - Catastrophic Fires | 2025 | 2.2888e-07 | 1.1444e-07 | 2.9427e-07 | 14664.6376 | 233.2301 | 8896.516 | 5534.8915 | 0 | 0 | 0 | 0.00019065 |  | 0.0033564 | 0 | 0.0033564 | 0.0016782 | 0 | 0.0016782 | 0.0043154 | 0 | 0.0043154 | [16 empty] | 7.3.1.3 Ignition probability mapping showing the probability of ignition along the electric lines and equipmentWLDFRAggregatedAggregated | WLDFR | HFTD - Distribution - Tier 3 - 1QU CoRE ¦ 3QU LoRE | Non-Red Flag Warning - Large Fires | Aggregated | Aggregated | 2042 | 4.8033e-05 | 0 | 57.5921 | 0.0027663 | 2042 | Mitigation | 0.08575 | 30 | 0 | esc | 0.0012005 | 5.7663e-08 | 0.00060025 | 2.8832e-08 | 0.0015435 | 7.4138e-08
[79 empty] | WLDFR | HFTD - Distribution - Tier 3 - 1QU CoRE ¦ 2QU LoRE | Red Flag Warning - Catastrophic Fires | 2026 | 2.2888e-07 | 1.1444e-07 | 2.9427e-07 | 14664.6376 | 233.2301 | 8896.516 | 5534.8915 | 0 | 0 | 0 | 0.00019065 |  | 0.0033564 | 0 | 0.0033564 | 0.0016782 | 0 | 0.0016782 | 0.0043154 | 0 | 0.0043154 | [16 empty] | 7.3.1.3 Ignition probability mapping showing the probability of ignition along the electric lines and equipmentWLDFRAggregatedAggregated | WLDFR | HFTD - Distribution - Tier 3 - 1QU CoRE ¦ 3QU LoRE | Non-Red Flag Warning - Large Fires | Aggregated | Aggregated | 2043 | 4.8033e-05 | 0 | 57.5921 | 0.0027663 | 2043 | Mitigation | 0.08575 | 30 | 0 | esc | 0.0012005 | 5.7663e-08 | 0.00060025 | 2.8832e-08 | 0.0015435 | 7.4138e-08
[79 empty] | WLDFR | HFTD - Distribution - Tier 3 - 1QU CoRE ¦ 2QU LoRE | Red Flag Warning - Catastrophic Fires | 2027 | 2.2888e-07 | 1.1444e-07 | 2.9427e-07 | 14664.6376 | 233.2301 | 8896.516 | 5534.8915 | 0 | 0 | 0 | 0.00019065 |  | 0.0033564 | 0 | 0.0033564 | 0.0016782 | 0 | 0.0016782 | 0.0043154 | 0 | 0.0043154 | [16 empty] | 7.3.1.3 Ignition probability mapping showing the probability of ignition along the electric lines and equipmentWLDFRAggregatedAggregated | WLDFR | HFTD - Distribution - Tier 3 - 1QU CoRE ¦ 3QU LoRE | Non-Red Flag Warning - Large Fires | Aggregated | Aggregated | 2044 | 4.8033e-05 | 0 | 57.5921 | 0.0027663 | 2044 | Mitigation | 0.08575 | 30 | 0 | esc | 0.0012005 | 5.7663e-08 | 0.00060025 | 2.8832e-08 | 0.0015435 | 7.4138e-08
[79 empty] | WLDFR | HFTD - Distribution - Tier 3 - 1QU CoRE ¦ 2QU LoRE | Red Flag Warning - Catastrophic Fires | 2028 | 2.2888e-07 | 1.1444e-07 | 2.9427e-07 | 15317.9909 | 247.273 | 9287.6491 | 5783.0689 | 0 | 0 | 0 | 0.00019065 |  | 0.003506 | 0 | 0.003506 | 0.001753 | 0 | 0.001753 | 0.0045077 | 0 | 0.0045077 | [16 empty] | 7.3.1.3 Ignition probability mapping showing the probability of ignition along the electric lines and equipmentWLDFRAggregatedAggregated | WLDFR | HFTD - Distribution - Tier 3 - 1QU CoRE ¦ 3QU LoRE | Non-Red Flag Warning - Large Fires | Aggregated | Aggregated | 2045 | 4.8033e-05 | 0 | 57.5921 | 0.0027663 | 2045 | Mitigation | 0.08575 | 30 | 0 | esc | 0.0012005 | 5.7663e-08 | 0.00060025 | 2.8832e-08 | 0.0015435 | 7.4138e-08
[79 empty] | WLDFR | HFTD - Distribution - Tier 3 - 1QU CoRE ¦ 2QU LoRE | Red Flag Warning - Catastrophic Fires | 2029 | 2.2888e-07 | 1.1444e-07 | 2.9427e-07 | 15317.9909 | 247.273 | 9287.6491 | 5783.0689 | 0 | 0 | 0 | 0.00019065 |  | 0.003506 | 0 | 0.003506 | 0.001753 | 0 | 0.001753 | 0.0045077 | 0 | 0.0045077 | [16 empty] | 7.3.1.3 Ignition probability mapping showing the probability of ignition along the electric lines and equipmentWLDFRAggregatedAggregated | WLDFR | HFTD - Distribution - Tier 3 - 1QU CoRE ¦ 3QU LoRE | Non-Red Flag Warning - Large Fires | Aggregated | Aggregated | 2046 | 4.8033e-05 | 0 | 57.5921 | 0.0027663 | 2046 | Mitigation | 0.08575 | 30 | 0 | esc | 0.0012005 | 5.7663e-08 | 0.00060025 | 2.8832e-08 | 0.0015435 | 7.4138e-08
[79 empty] | WLDFR | HFTD - Distribution - Tier 3 - 1QU CoRE ¦ 2QU LoRE | Red Flag Warning - Catastrophic Fires | 2030 | 2.2888e-07 | 1.1444e-07 | 2.9427e-07 | 15317.9909 | 247.273 | 9287.6491 | 5783.0689 | 0 | 0 | 0 | 0.00019065 |  | 0.003506 | 0 | 0.003506 | 0.001753 | 0 | 0.001753 | 0.0045077 | 0 | 0.0045077 | [16 empty] | 7.3.1.3 Ignition probability mapping showing the probability of ignition along the electric lines and equipmentWLDFRAggregatedAggregated | WLDFR | HFTD - Distribution - Tier 3 - 1QU CoRE ¦ 3QU LoRE | Non-Red Flag Warning - Large Fires | Aggregated | Aggregated | 2047 | 4.8033e-05 | 0 | 57.5921 | 0.0027663 | 2047 | Mitigation | 0.08575 | 30 | 0 | esc | 0.0012005 | 5.7663e-08 | 0.00060025 | 2.8832e-08 | 0.0015435 | 7.4138e-08
[79 empty] | WLDFR | HFTD - Distribution - Tier 3 - 1QU CoRE ¦ 2QU LoRE | Red Flag Warning - Catastrophic Fires | 2031 | 2.2888e-07 | 1.1444e-07 | 2.9427e-07 | 15317.9909 | 247.273 | 9287.6491 | 5783.0689 | 0 | 0 | 0 | 0.00019065 |  | 0.003506 | 0 | 0.003506 | 0.001753 | 0 | 0.001753 | 0.0045077 | 0 | 0.0045077 | [16 empty] | 7.3.1.3 Ignition probability mapping showing the probability of ignition along the electric lines and equipmentWLDFRAggregatedAggregated | WLDFR | HFTD - Distribution - Tier 3 - 1QU CoRE ¦ 3QU LoRE | Non-Red Flag Warning - Large Fires | Aggregated | Aggregated | 2048 | 4.8033e-05 | 0 | 57.5921 | 0.0027663 | 2048 | Mitigation | 0.08575 | 30 | 0 | esc | 0.0012005 | 5.7663e-08 | 0.00060025 | 2.8832e-08 | 0.0015435 | 7.4138e-08
[79 empty] | WLDFR | HFTD - Distribution - Tier 3 - 1QU CoRE ¦ 2QU LoRE | Red Flag Warning - Catastrophic Fires | 2032 | 2.2888e-07 | 1.1444e-07 | 2.9427e-07 | 15317.9909 | 247.273 | 9287.6491 | 5783.0689 | 0 | 0 | 0 | 0.00019065 |  | 0.003506 | 0 | 0.003506 | 0.001753 | 0 | 0.001753 | 0.0045077 | 0 | 0.0045077 | [16 empty] | 7.3.1.3 Ignition probability mapping showing the probability of ignition along the electric lines and equipmentWLDFRAggregatedAggregated | WLDFR | HFTD - Distribution - Tier 3 - 1QU CoRE ¦ 3QU LoRE | Non-Red Flag Warning - Large Fires | Aggregated | Aggregated | 2049 | 4.8033e-05 | 0 | 57.5921 | 0.0027663 | 2049 | Mitigation | 0.08575 | 30 | 0 | esc | 0.0012005 | 5.7663e-08 | 0.00060025 | 2.8832e-08 | 0.0015435 | 7.4138e-08
[79 empty] | WLDFR | HFTD - Distribution - Tier 3 - 1QU CoRE ¦ 2QU LoRE | Red Flag Warning - Catastrophic Fires | 2033 | 2.2888e-07 | 1.1444e-07 | 2.9427e-07 | 16044.1264 | 263.1074 | 9721.74 | 6059.2791 | 0 | 0 | 0 | 0.00019065 |  | 0.0036722 | 0 | 0.0036722 | 0.0018361 | 0 | 0.0018361 | 0.0047214 | 0 | 0.0047214 | [16 empty] | 7.3.1.3 Ignition probability mapping showing the probability of ignition along the electric lines and equipmentWLDFRAggregatedAggregated | WLDFR | HFTD - Distribution - Tier 3 - 1QU CoRE ¦ 3QU LoRE | Non-Red Flag Warning - Large Fires | Aggregated | Aggregated | 2050 | 4.8033e-05 | 0 | 57.5921 | 0.0027663 | 2050 | Mitigation | 0.08575 | 30 | 0 | esc | 0 | 0 | 0.00060025 | 2.8832e-08 | 0.0015435 | 7.4138e-08
[79 empty] | WLDFR | HFTD - Distribution - Tier 3 - 1QU CoRE ¦ 2QU LoRE | Red Flag Warning - Catastrophic Fires | 2034 | 2.2888e-07 | 1.1444e-07 | 2.9427e-07 | 16044.1264 | 263.1074 | 9721.74 | 6059.2791 | 0 | 0 | 0 | 0.00019065 |  | 0.0036722 | 0 | 0.0036722 | 0.0018361 | 0 | 0.0018361 | 0.0047214 | 0 | 0.0047214 | [16 empty] | 7.3.1.3 Ignition probability mapping showing the probability of ignition along the electric lines and equipmentWLDFRAggregatedAggregated | WLDFR | HFTD - Distribution - Tier 3 - 1QU CoRE ¦ 3QU LoRE | Non-Red Flag Warning - Large Fires | Aggregated | Aggregated | 2051 | 4.8033e-05 | 0 | 57.5921 | 0.0027663 | 2051 | Mitigation | 0.08575 | 30 | 0 | esc | 0 | 0 | 0 | 0 | 0.0015435 | 7.4138e-08
[79 empty] | WLDFR | HFTD - Distribution - Tier 3 - 1QU CoRE ¦ 2QU LoRE | Red Flag Warning - Catastrophic Fires | 2035 | 2.2888e-07 | 1.1444e-07 | 2.9427e-07 | 16044.1264 | 263.1074 | 9721.74 | 6059.2791 | 0 | 0 | 0 | 0.00019065 |  | 0.0036722 | 0 | 0.0036722 | 0.0018361 | 0 | 0.0018361 | 0.0047214 | 0 | 0.0047214 | [16 empty] | 7.3.1.3 Ignition probability mapping showing the probability of ignition along the electric lines and equipmentWLDFRAggregatedAggregated | WLDFR | HFTD - Distribution - Tier 3 - 1QU CoRE ¦ 3QU LoRE | Non-Red Flag Warning - Small Fires | Aggregated | Aggregated | 2021 | 0.0041899 | 0 | 57.5921 | 0.2413 | 2021 | Mitigation | 0.08575 | 30 | 0 | esc | 0.0012005 | 5.0299e-06 | 0.00060025 | 2.515e-06 | 0 | 0
[79 empty] | WLDFR | HFTD - Distribution - Tier 3 - 1QU CoRE ¦ 2QU LoRE | Red Flag Warning - Catastrophic Fires | 2036 | 2.2888e-07 | 1.1444e-07 | 2.9427e-07 | 16044.1264 | 263.1074 | 9721.74 | 6059.2791 | 0 | 0 | 0 | 0.00019065 |  | 0.0036722 | 0 | 0.0036722 | 0.0018361 | 0 | 0.0018361 | 0.0047214 | 0 | 0.0047214 | [16 empty] | 7.3.1.3 Ignition probability mapping showing the probability of ignition along the electric lines and equipmentWLDFRAggregatedAggregated | WLDFR | HFTD - Distribution - Tier 3 - 1QU CoRE ¦ 3QU LoRE | Non-Red Flag Warning - Small Fires | Aggregated | Aggregated | 2022 | 0.0041899 | 0 | 57.5921 | 0.2413 | 2022 | Mitigation | 0.08575 | 30 | 0 | esc | 0.0012005 | 5.0299e-06 | 0.00060025 | 2.515e-06 | 0.0015435 | 6.4671e-06
[79 empty] | WLDFR | HFTD - Distribution - Tier 3 - 1QU CoRE ¦ 2QU LoRE | Red Flag Warning - Catastrophic Fires | 2037 | 2.2888e-07 | 1.1444e-07 | 2.9427e-07 | 16044.1264 | 263.1074 | 9721.74 | 6059.2791 | 0 | 0 | 0 | 0.00019065 |  | 0.0036722 | 0 | 0.0036722 | 0.0018361 | 0 | 0.0018361 | 0.0047214 | 0 | 0.0047214 | [16 empty] | 7.3.1.3 Ignition probability mapping showing the probability of ignition along the electric lines and equipmentWLDFRAggregatedAggregated | WLDFR | HFTD - Distribution - Tier 3 - 1QU CoRE ¦ 3QU LoRE | Non-Red Flag Warning - Small Fires | Aggregated | Aggregated | 2023 | 0.0041899 | 0 | 57.5921 | 0.2413 | 2023 | Mitigation | 0.08575 | 30 | 0 | esc | 0.0012005 | 5.0299e-06 | 0.00060025 | 2.515e-06 | 0.0015435 | 6.4671e-06
[79 empty] | WLDFR | HFTD - Distribution - Tier 3 - 1QU CoRE ¦ 2QU LoRE | Red Flag Warning - Catastrophic Fires | 2038 | 2.2888e-07 | 1.1444e-07 | 2.9427e-07 | 16832.3912 | 280.5544 | 10192.2718 | 6359.5651 | 0 | 0 | 0 | 0.00019065 |  | 0.0038526 | 0 | 0.0038526 | 0.0019263 | 0 | 0.0019263 | 0.0049533 | 0 | 0.0049533 | [16 empty] | 7.3.1.3 Ignition probability mapping showing the probability of ignition along the electric lines and equipmentWLDFRAggregatedAggregated | WLDFR | HFTD - Distribution - Tier 3 - 1QU CoRE ¦ 3QU LoRE | Non-Red Flag Warning - Small Fires | Aggregated | Aggregated | 2024 | 0.0041899 | 0 | 57.5921 | 0.2413 | 2024 | Mitigation | 0.08575 | 30 | 0 | esc | 0.0012005 | 5.0299e-06 | 0.00060025 | 2.515e-06 | 0.0015435 | 6.4671e-06
[79 empty] | WLDFR | HFTD - Distribution - Tier 3 - 1QU CoRE ¦ 2QU LoRE | Red Flag Warning - Catastrophic Fires | 2039 | 2.2888e-07 | 1.1444e-07 | 2.9427e-07 | 16832.3912 | 280.5544 | 10192.2718 | 6359.5651 | 0 | 0 | 0 | 0.00019065 |  | 0.0038526 | 0 | 0.0038526 | 0.0019263 | 0 | 0.0019263 | 0.0049533 | 0 | 0.0049533 | [16 empty] | 7.3.1.3 Ignition probability mapping showing the probability of ignition along the electric lines and equipmentWLDFRAggregatedAggregated | WLDFR | HFTD - Distribution - Tier 3 - 1QU CoRE ¦ 3QU LoRE | Non-Red Flag Warning - Small Fires | Aggregated | Aggregated | 2025 | 0.0041899 | 0 | 57.5921 | 0.2413 | 2025 | Mitigation | 0.08575 | 30 | 0 | esc | 0.0012005 | 5.0299e-06 | 0.00060025 | 2.515e-06 | 0.0015435 | 6.4671e-06
[79 empty] | WLDFR | HFTD - Distribution - Tier 3 - 1QU CoRE ¦ 2QU LoRE | Red Flag Warning - Catastrophic Fires | 2040 | 2.2888e-07 | 1.1444e-07 | 2.9427e-07 | 16832.3912 | 280.5544 | 10192.2718 | 6359.5651 | 0 | 0 | 0 | 0.00019065 |  | 0.0038526 | 0 | 0.0038526 | 0.0019263 | 0 | 0.0019263 | 0.0049533 | 0 | 0.0049533 | [16 empty] | 7.3.1.3 Ignition probability mapping showing the probability of ignition along the electric lines and equipmentWLDFRAggregatedAggregated | WLDFR | HFTD - Distribution - Tier 3 - 1QU CoRE ¦ 3QU LoRE | Non-Red Flag Warning - Small Fires | Aggregated | Aggregated | 2026 | 0.0041899 | 0 | 57.5921 | 0.2413 | 2026 | Mitigation | 0.08575 | 30 | 0 | esc | 0.0012005 | 5.0299e-06 | 0.00060025 | 2.515e-06 | 0.0015435 | 6.4671e-06
[79 empty] | WLDFR | HFTD - Distribution - Tier 3 - 1QU CoRE ¦ 2QU LoRE | Red Flag Warning - Catastrophic Fires | 2041 | 2.2888e-07 | 1.1444e-07 | 2.9427e-07 | 16832.3912 | 280.5544 | 10192.2718 | 6359.5651 | 0 | 0 | 0 | 0.00019065 |  | 0.0038526 | 0 | 0.0038526 | 0.0019263 | 0 | 0.0019263 | 0.0049533 | 0 | 0.0049533 | [16 empty] | 7.3.1.3 Ignition probability mapping showing the probability of ignition along the electric lines and equipmentWLDFRAggregatedAggregated | WLDFR | HFTD - Distribution - Tier 3 - 1QU CoRE ¦ 3QU LoRE | Non-Red Flag Warning - Small Fires | Aggregated | Aggregated | 2027 | 0.0041899 | 0 | 57.5921 | 0.2413 | 2027 | Mitigation | 0.08575 | 30 | 0 | esc | 0.0012005 | 5.0299e-06 | 0.00060025 | 2.515e-06 | 0.0015435 | 6.4671e-06
[79 empty] | WLDFR | HFTD - Distribution - Tier 3 - 1QU CoRE ¦ 2QU LoRE | Red Flag Warning - Catastrophic Fires | 2042 | 2.2888e-07 | 1.1444e-07 | 2.9427e-07 | 16832.3912 | 280.5544 | 10192.2718 | 6359.5651 | 0 | 0 | 0 | 0.00019065 |  | 0.0038526 | 0 | 0.0038526 | 0.0019263 | 0 | 0.0019263 | 0.0049533 | 0 | 0.0049533 | [16 empty] | 7.3.1.3 Ignition probability mapping showing the probability of ignition along the electric lines and equipmentWLDFRAggregatedAggregated | WLDFR | HFTD - Distribution - Tier 3 - 1QU CoRE ¦ 3QU LoRE | Non-Red Flag Warning - Small Fires | Aggregated | Aggregated | 2028 | 0.0041899 | 0 | 57.5921 | 0.2413 | 2028 | Mitigation | 0.08575 | 30 | 0 | esc | 0.0012005 | 5.0299e-06 | 0.00060025 | 2.515e-06 | 0.0015435 | 6.4671e-06
[79 empty] | WLDFR | HFTD - Distribution - Tier 3 - 1QU CoRE ¦ 2QU LoRE | Red Flag Warning - Catastrophic Fires | 2043 | 2.2888e-07 | 1.1444e-07 | 2.9427e-07 | 17672.0852 | 299.42 | 10692.7362 | 6679.929 | 0 | 0 | 0 | 0.00019065 |  | 0.0040448 | 0 | 0.0040448 | 0.0020224 | 0 | 0.0020224 | 0.0052004 | 0 | 0.0052004 | [16 empty] | 7.3.1.3 Ignition probability mapping showing the probability of ignition along the electric lines and equipmentWLDFRAggregatedAggregated | WLDFR | HFTD - Distribution - Tier 3 - 1QU CoRE ¦ 3QU LoRE | Non-Red Flag Warning - Small Fires | Aggregated | Aggregated | 2029 | 0.0041899 | 0 | 57.5921 | 0.2413 | 2029 | Mitigation | 0.08575 | 30 | 0 | esc | 0.0012005 | 5.0299e-06 | 0.00060025 | 2.515e-06 | 0.0015435 | 6.4671e-06
[79 empty] | WLDFR | HFTD - Distribution - Tier 3 - 1QU CoRE ¦ 2QU LoRE | Red Flag Warning - Catastrophic Fires | 2044 | 2.2888e-07 | 1.1444e-07 | 2.9427e-07 | 17672.0852 | 299.42 | 10692.7362 | 6679.929 | 0 | 0 | 0 | 0.00019065 |  | 0.0040448 | 0 | 0.0040448 | 0.0020224 | 0 | 0.0020224 | 0.0052004 | 0 | 0.0052004 | [16 empty] | 7.3.1.3 Ignition probability mapping showing the probability of ignition along the electric lines and equipmentWLDFRAggregatedAggregated | WLDFR | HFTD - Distribution - Tier 3 - 1QU CoRE ¦ 3QU LoRE | Non-Red Flag Warning - Small Fires | Aggregated | Aggregated | 2030 | 0.0041899 | 0 | 57.5921 | 0.2413 | 2030 | Mitigation | 0.08575 | 30 | 0 | esc | 0.0012005 | 5.0299e-06 | 0.00060025 | 2.515e-06 | 0.0015435 | 6.4671e-06
[79 empty] | WLDFR | HFTD - Distribution - Tier 3 - 1QU CoRE ¦ 2QU LoRE | Red Flag Warning - Catastrophic Fires | 2045 | 2.2888e-07 | 1.1444e-07 | 2.9427e-07 | 17672.0852 | 299.42 | 10692.7362 | 6679.929 | 0 | 0 | 0 | 0.00019065 |  | 0.0040448 | 0 | 0.0040448 | 0.0020224 | 0 | 0.0020224 | 0.0052004 | 0 | 0.0052004 | [16 empty] | 7.3.1.3 Ignition probability mapping showing the probability of ignition along the electric lines and equipmentWLDFRAggregatedAggregated | WLDFR | HFTD - Distribution - Tier 3 - 1QU CoRE ¦ 3QU LoRE | Non-Red Flag Warning - Small Fires | Aggregated | Aggregated | 2031 | 0.0041899 | 0 | 57.5921 | 0.2413 | 2031 | Mitigation | 0.08575 | 30 | 0 | esc | 0.0012005 | 5.0299e-06 | 0.00060025 | 2.515e-06 | 0.0015435 | 6.4671e-06
[79 empty] | WLDFR | HFTD - Distribution - Tier 3 - 1QU CoRE ¦ 2QU LoRE | Red Flag Warning - Catastrophic Fires | 2046 | 2.2888e-07 | 1.1444e-07 | 2.9427e-07 | 17672.0852 | 299.42 | 10692.7362 | 6679.929 | 0 | 0 | 0 | 0.00019065 |  | 0.0040448 | 0 | 0.0040448 | 0.0020224 | 0 | 0.0020224 | 0.0052004 | 0 | 0.0052004 | [16 empty] | 7.3.1.3 Ignition probability mapping showing the probability of ignition along the electric lines and equipmentWLDFRAggregatedAggregated | WLDFR | HFTD - Distribution - Tier 3 - 1QU CoRE ¦ 3QU LoRE | Non-Red Flag Warning - Small Fires | Aggregated | Aggregated | 2032 | 0.0041899 | 0 | 57.5921 | 0.2413 | 2032 | Mitigation | 0.08575 | 30 | 0 | esc | 0.0012005 | 5.0299e-06 | 0.00060025 | 2.515e-06 | 0.0015435 | 6.4671e-06
[79 empty] | WLDFR | HFTD - Distribution - Tier 3 - 1QU CoRE ¦ 2QU LoRE | Red Flag Warning - Catastrophic Fires | 2047 | 2.2888e-07 | 1.1444e-07 | 2.9427e-07 | 17672.0852 | 299.42 | 10692.7362 | 6679.929 | 0 | 0 | 0 | 0.00019065 |  | 0.0040448 | 0 | 0.0040448 | 0.0020224 | 0 | 0.0020224 | 0.0052004 | 0 | 0.0052004 | [16 empty] | 7.3.1.3 Ignition probability mapping showing the probability of ignition along the electric lines and equipmentWLDFRAggregatedAggregated | WLDFR | HFTD - Distribution - Tier 3 - 1QU CoRE ¦ 3QU LoRE | Non-Red Flag Warning - Small Fires | Aggregated | Aggregated | 2033 | 0.0041899 | 0 | 57.5921 | 0.2413 | 2033 | Mitigation | 0.08575 | 30 | 0 | esc | 0.0012005 | 5.0299e-06 | 0.00060025 | 2.515e-06 | 0.0015435 | 6.4671e-06
[79 empty] | WLDFR | HFTD - Distribution - Tier 3 - 1QU CoRE ¦ 2QU LoRE | Red Flag Warning - Catastrophic Fires | 2048 | 2.2888e-07 | 1.1444e-07 | 2.9427e-07 | 18552.3348 | 319.4911 | 11216.5626 | 7016.281 | 0 | 0 | 0 | 0.00019065 |  | 0.0042462 | 0 | 0.0042462 | 0.0021231 | 0 | 0.0021231 | 0.0054595 | 0 | 0.0054595 | [16 empty] | 7.3.1.3 Ignition probability mapping showing the probability of ignition along the electric lines and equipmentWLDFRAggregatedAggregated | WLDFR | HFTD - Distribution - Tier 3 - 1QU CoRE ¦ 3QU LoRE | Non-Red Flag Warning - Small Fires | Aggregated | Aggregated | 2034 | 0.0041899 | 0 | 57.5921 | 0.2413 | 2034 | Mitigation | 0.08575 | 30 | 0 | esc | 0.0012005 | 5.0299e-06 | 0.00060025 | 2.515e-06 | 0.0015435 | 6.4671e-06
[79 empty] | WLDFR | HFTD - Distribution - Tier 3 - 1QU CoRE ¦ 2QU LoRE | Red Flag Warning - Catastrophic Fires | 2049 | 2.2888e-07 | 1.1444e-07 | 2.9427e-07 | 18552.3348 | 319.4911 | 11216.5626 | 7016.281 | 0 | 0 | 0 | 0.00019065 |  | 0.0042462 | 0 | 0.0042462 | 0.0021231 | 0 | 0.0021231 | 0.0054595 | 0 | 0.0054595 | [16 empty] | 7.3.1.3 Ignition probability mapping showing the probability of ignition along the electric lines and equipmentWLDFRAggregatedAggregated | WLDFR | HFTD - Distribution - Tier 3 - 1QU CoRE ¦ 3QU LoRE | Non-Red Flag Warning - Small Fires | Aggregated | Aggregated | 2035 | 0.0041899 | 0 | 57.5921 | 0.2413 | 2035 | Mitigation | 0.08575 | 30 | 0 | esc | 0.0012005 | 5.0299e-06 | 0.00060025 | 2.515e-06 | 0.0015435 | 6.4671e-06
[79 empty] | WLDFR | HFTD - Distribution - Tier 3 - 1QU CoRE ¦ 2QU LoRE | Red Flag Warning - Catastrophic Fires | 2050 | 0 | 1.1444e-07 | 2.9427e-07 | 18552.3348 | 319.4911 | 11216.5626 | 7016.281 | 0 | 0 | 0 | 0.00019065 |  | 0 | 0 | 0 | 0.0021231 | 0 | 0.0021231 | 0.0054595 | 0 | 0.0054595 | [16 empty] | 7.3.1.3 Ignition probability mapping showing the probability of ignition along the electric lines and equipmentWLDFRAggregatedAggregated | WLDFR | HFTD - Distribution - Tier 3 - 1QU CoRE ¦ 3QU LoRE | Non-Red Flag Warning - Small Fires | Aggregated | Aggregated | 2036 | 0.0041899 | 0 | 57.5921 | 0.2413 | 2036 | Mitigation | 0.08575 | 30 | 0 | esc | 0.0012005 | 5.0299e-06 | 0.00060025 | 2.515e-06 | 0.0015435 | 6.4671e-06
[79 empty] | WLDFR | HFTD - Distribution - Tier 3 - 1QU CoRE ¦ 2QU LoRE | Red Flag Warning - Catastrophic Fires | 2051 | 0 | 0 | 2.9427e-07 | 18552.3348 | 319.4911 | 11216.5626 | 7016.281 | 0 | 0 | 0 | 0.00019065 |  | 0 | 0 | 0 | 0 | 0 | 0 | 0.0054595 | 0 | 0.0054595 | [16 empty] | 7.3.1.3 Ignition probability mapping showing the probability of ignition along the electric lines and equipmentWLDFRAggregatedAggregated | WLDFR | HFTD - Distribution - Tier 3 - 1QU CoRE ¦ 3QU LoRE | Non-Red Flag Warning - Small Fires | Aggregated | Aggregated | 2037 | 0.0041899 | 0 | 57.5921 | 0.2413 | 2037 | Mitigation | 0.08575 | 30 | 0 | esc | 0.0012005 | 5.0299e-06 | 0.00060025 | 2.515e-06 | 0.0015435 | 6.4671e-06
[79 empty] | WLDFR | HFTD - Distribution - Tier 3 - 1QU CoRE ¦ 2QU LoRE | Red Flag Warning - Destructive Fires | 2020 | 2.8824e-08 | 0 | 0 | 8807.9522 | 222.2294 | 8585.7228 | 0 | 0 | 0 | 0 | 2.401e-05 |  | 0.00025388 | 0 | 0.00025388 | 0 | 0 | 0 | 0 | 0 | 0 | [16 empty] | 7.3.1.3 Ignition probability mapping showing the probability of ignition along the electric lines and equipmentWLDFRAggregatedAggregated | WLDFR | HFTD - Distribution - Tier 3 - 1QU CoRE ¦ 3QU LoRE | Non-Red Flag Warning - Small Fires | Aggregated | Aggregated | 2038 | 0.0041899 | 0 | 57.5921 | 0.2413 | 2038 | Mitigation | 0.08575 | 30 | 0 | esc | 0.0012005 | 5.0299e-06 | 0.00060025 | 2.515e-06 | 0.0015435 | 6.4671e-06
[79 empty] | WLDFR | HFTD - Distribution - Tier 3 - 1QU CoRE ¦ 2QU LoRE | Red Flag Warning - Destructive Fires | 2021 | 2.8824e-08 | 1.4412e-08 | 0 | 8807.9522 | 222.2294 | 8585.7228 | 0 | 0 | 0 | 0 | 2.401e-05 |  | 0.00025388 | 0 | 0.00025388 | 0.00012694 | 0 | 0.00012694 | 0 | 0 | 0 | [16 empty] | 7.3.1.3 Ignition probability mapping showing the probability of ignition along the electric lines and equipmentWLDFRAggregatedAggregated | WLDFR | HFTD - Distribution - Tier 3 - 1QU CoRE ¦ 3QU LoRE | Non-Red Flag Warning - Small Fires | Aggregated | Aggregated | 2039 | 0.0041899 | 0 | 57.5921 | 0.2413 | 2039 | Mitigation | 0.08575 | 30 | 0 | esc | 0.0012005 | 5.0299e-06 | 0.00060025 | 2.515e-06 | 0.0015435 | 6.4671e-06
[79 empty] | WLDFR | HFTD - Distribution - Tier 3 - 1QU CoRE ¦ 2QU LoRE | Red Flag Warning - Destructive Fires | 2022 | 2.8824e-08 | 1.4412e-08 | 3.7059e-08 | 8807.9522 | 222.2294 | 8585.7228 | 0 | 0 | 0 | 0 | 2.401e-05 |  | 0.00025388 | 0 | 0.00025388 | 0.00012694 | 0 | 0.00012694 | 0.00032641 | 0 | 0.00032641 | [16 empty] | 7.3.1.3 Ignition probability mapping showing the probability of ignition along the electric lines and equipmentWLDFRAggregatedAggregated | WLDFR | HFTD - Distribution - Tier 3 - 1QU CoRE ¦ 3QU LoRE | Non-Red Flag Warning - Small Fires | Aggregated | Aggregated | 2040 | 0.0041899 | 0 | 57.5921 | 0.2413 | 2040 | Mitigation | 0.08575 | 30 | 0 | esc | 0.0012005 | 5.0299e-06 | 0.00060025 | 2.515e-06 | 0.0015435 | 6.4671e-06
[79 empty] | WLDFR | HFTD - Distribution - Tier 3 - 1QU CoRE ¦ 2QU LoRE | Red Flag Warning - Destructive Fires | 2023 | 2.8824e-08 | 1.4412e-08 | 3.7059e-08 | 9129.7461 | 233.2301 | 8896.516 | 0 | 0 | 0 | 0 | 2.401e-05 |  | 0.00026315 | 0 | 0.00026315 | 0.00013158 | 0 | 0.00013158 | 0.00033834 | 0 | 0.00033834 | [16 empty] | 7.3.1.3 Ignition probability mapping showing the probability of ignition along the electric lines and equipmentWLDFRAggregatedAggregated | WLDFR | HFTD - Distribution - Tier 3 - 1QU CoRE ¦ 3QU LoRE | Non-Red Flag Warning - Small Fires | Aggregated | Aggregated | 2041 | 0.0041899 | 0 | 57.5921 | 0.2413 | 2041 | Mitigation | 0.08575 | 30 | 0 | esc | 0.0012005 | 5.0299e-06 | 0.00060025 | 2.515e-06 | 0.0015435 | 6.4671e-06
[79 empty] | WLDFR | HFTD - Distribution - Tier 3 - 1QU CoRE ¦ 2QU LoRE | Red Flag Warning - Destructive Fires | 2024 | 2.8824e-08 | 1.4412e-08 | 3.7059e-08 | 9129.7461 | 233.2301 | 8896.516 | 0 | 0 | 0 | 0 | 2.401e-05 |  | 0.00026315 | 0 | 0.00026315 | 0.00013158 | 0 | 0.00013158 | 0.00033834 | 0 | 0.00033834 | [16 empty] | 7.3.1.3 Ignition probability mapping showing the probability of ignition along the electric lines and equipmentWLDFRAggregatedAggregated | WLDFR | HFTD - Distribution - Tier 3 - 1QU CoRE ¦ 3QU LoRE | Non-Red Flag Warning - Small Fires | Aggregated | Aggregated | 2042 | 0.0041899 | 0 | 57.5921 | 0.2413 | 2042 | Mitigation | 0.08575 | 30 | 0 | esc | 0.0012005 | 5.0299e-06 | 0.00060025 | 2.515e-06 | 0.0015435 | 6.4671e-06
[79 empty] | WLDFR | HFTD - Distribution - Tier 3 - 1QU CoRE ¦ 2QU LoRE | Red Flag Warning - Destructive Fires | 2025 | 2.8824e-08 | 1.4412e-08 | 3.7059e-08 | 9129.7461 | 233.2301 | 8896.516 | 0 | 0 | 0 | 0 | 2.401e-05 |  | 0.00026315 | 0 | 0.00026315 | 0.00013158 | 0 | 0.00013158 | 0.00033834 | 0 | 0.00033834 | [16 empty] | 7.3.1.3 Ignition probability mapping showing the probability of ignition along the electric lines and equipmentWLDFRAggregatedAggregated | WLDFR | HFTD - Distribution - Tier 3 - 1QU CoRE ¦ 3QU LoRE | Non-Red Flag Warning - Small Fires | Aggregated | Aggregated | 2043 | 0.0041899 | 0 | 57.5921 | 0.2413 | 2043 | Mitigation | 0.08575 | 30 | 0 | esc | 0.0012005 | 5.0299e-06 | 0.00060025 | 2.515e-06 | 0.0015435 | 6.4671e-06
[79 empty] | WLDFR | HFTD - Distribution - Tier 3 - 1QU CoRE ¦ 2QU LoRE | Red Flag Warning - Destructive Fires | 2026 | 2.8824e-08 | 1.4412e-08 | 3.7059e-08 | 9129.7461 | 233.2301 | 8896.516 | 0 | 0 | 0 | 0 | 2.401e-05 |  | 0.00026315 | 0 | 0.00026315 | 0.00013158 | 0 | 0.00013158 | 0.00033834 | 0 | 0.00033834 | [16 empty] | 7.3.1.3 Ignition probability mapping showing the probability of ignition along the electric lines and equipmentWLDFRAggregatedAggregated | WLDFR | HFTD - Distribution - Tier 3 - 1QU CoRE ¦ 3QU LoRE | Non-Red Flag Warning - Small Fires | Aggregated | Aggregated | 2044 | 0.0041899 | 0 | 57.5921 | 0.2413 | 2044 | Mitigation | 0.08575 | 30 | 0 | esc | 0.0012005 | 5.0299e-06 | 0.00060025 | 2.515e-06 | 0.0015435 | 6.4671e-06
[79 empty] | WLDFR | HFTD - Distribution - Tier 3 - 1QU CoRE ¦ 2QU LoRE | Red Flag Warning - Destructive Fires | 2027 | 2.8824e-08 | 1.4412e-08 | 3.7059e-08 | 9129.7461 | 233.2301 | 8896.516 | 0 | 0 | 0 | 0 | 2.401e-05 |  | 0.00026315 | 0 | 0.00026315 | 0.00013158 | 0 | 0.00013158 | 0.00033834 | 0 | 0.00033834 | [16 empty] | 7.3.1.3 Ignition probability mapping showing the probability of ignition along the electric lines and equipmentWLDFRAggregatedAggregated | WLDFR | HFTD - Distribution - Tier 3 - 1QU CoRE ¦ 3QU LoRE | Non-Red Flag Warning - Small Fires | Aggregated | Aggregated | 2045 | 0.0041899 | 0 | 57.5921 | 0.2413 | 2045 | Mitigation | 0.08575 | 30 | 0 | esc | 0.0012005 | 5.0299e-06 | 0.00060025 | 2.515e-06 | 0.0015435 | 6.4671e-06
[79 empty] | WLDFR | HFTD - Distribution - Tier 3 - 1QU CoRE ¦ 2QU LoRE | Red Flag Warning - Destructive Fires | 2028 | 2.8824e-08 | 1.4412e-08 | 3.7059e-08 | 9534.9221 | 247.273 | 9287.6491 | 0 | 0 | 0 | 0 | 2.401e-05 |  | 0.00027483 | 0 | 0.00027483 | 0.00013742 | 0 | 0.00013742 | 0.00035336 | 0 | 0.00035336 | [16 empty] | 7.3.1.3 Ignition probability mapping showing the probability of ignition along the electric lines and equipmentWLDFRAggregatedAggregated | WLDFR | HFTD - Distribution - Tier 3 - 1QU CoRE ¦ 3QU LoRE | Non-Red Flag Warning - Small Fires | Aggregated | Aggregated | 2046 | 0.0041899 | 0 | 57.5921 | 0.2413 | 2046 | Mitigation | 0.08575 | 30 | 0 | esc | 0.0012005 | 5.0299e-06 | 0.00060025 | 2.515e-06 | 0.0015435 | 6.4671e-06
[79 empty] | WLDFR | HFTD - Distribution - Tier 3 - 1QU CoRE ¦ 2QU LoRE | Red Flag Warning - Destructive Fires | 2029 | 2.8824e-08 | 1.4412e-08 | 3.7059e-08 | 9534.9221 | 247.273 | 9287.6491 | 0 | 0 | 0 | 0 | 2.401e-05 |  | 0.00027483 | 0 | 0.00027483 | 0.00013742 | 0 | 0.00013742 | 0.00035336 | 0 | 0.00035336 | [16 empty] | 7.3.1.3 Ignition probability mapping showing the probability of ignition along the electric lines and equipmentWLDFRAggregatedAggregated | WLDFR | HFTD - Distribution - Tier 3 - 1QU CoRE ¦ 3QU LoRE | Non-Red Flag Warning - Small Fires | Aggregated | Aggregated | 2047 | 0.0041899 | 0 | 57.5921 | 0.2413 | 2047 | Mitigation | 0.08575 | 30 | 0 | esc | 0.0012005 | 5.0299e-06 | 0.00060025 | 2.515e-06 | 0.0015435 | 6.4671e-06
[79 empty] | WLDFR | HFTD - Distribution - Tier 3 - 1QU CoRE ¦ 2QU LoRE | Red Flag Warning - Destructive Fires | 2030 | 2.8824e-08 | 1.4412e-08 | 3.7059e-08 | 9534.9221 | 247.273 | 9287.6491 | 0 | 0 | 0 | 0 | 2.401e-05 |  | 0.00027483 | 0 | 0.00027483 | 0.00013742 | 0 | 0.00013742 | 0.00035336 | 0 | 0.00035336 | [16 empty] | 7.3.1.3 Ignition probability mapping showing the probability of ignition along the electric lines and equipmentWLDFRAggregatedAggregated | WLDFR | HFTD - Distribution - Tier 3 - 1QU CoRE ¦ 3QU LoRE | Non-Red Flag Warning - Small Fires | Aggregated | Aggregated | 2048 | 0.0041899 | 0 | 57.5921 | 0.2413 | 2048 | Mitigation | 0.08575 | 30 | 0 | esc | 0.0012005 | 5.0299e-06 | 0.00060025 | 2.515e-06 | 0.0015435 | 6.4671e-06
[79 empty] | WLDFR | HFTD - Distribution - Tier 3 - 1QU CoRE ¦ 2QU LoRE | Red Flag Warning - Destructive Fires | 2031 | 2.8824e-08 | 1.4412e-08 | 3.7059e-08 | 9534.9221 | 247.273 | 9287.6491 | 0 | 0 | 0 | 0 | 2.401e-05 |  | 0.00027483 | 0 | 0.00027483 | 0.00013742 | 0 | 0.00013742 | 0.00035336 | 0 | 0.00035336 | [16 empty] | 7.3.1.3 Ignition probability mapping showing the probability of ignition along the electric lines and equipmentWLDFRAggregatedAggregated | WLDFR | HFTD - Distribution - Tier 3 - 1QU CoRE ¦ 3QU LoRE | Non-Red Flag Warning - Small Fires | Aggregated | Aggregated | 2049 | 0.0041899 | 0 | 57.5921 | 0.2413 | 2049 | Mitigation | 0.08575 | 30 | 0 | esc | 0.0012005 | 5.0299e-06 | 0.00060025 | 2.515e-06 | 0.0015435 | 6.4671e-06
[79 empty] | WLDFR | HFTD - Distribution - Tier 3 - 1QU CoRE ¦ 2QU LoRE | Red Flag Warning - Destructive Fires | 2032 | 2.8824e-08 | 1.4412e-08 | 3.7059e-08 | 9534.9221 | 247.273 | 9287.6491 | 0 | 0 | 0 | 0 | 2.401e-05 |  | 0.00027483 | 0 | 0.00027483 | 0.00013742 | 0 | 0.00013742 | 0.00035336 | 0 | 0.00035336 | [16 empty] | 7.3.1.3 Ignition probability mapping showing the probability of ignition along the electric lines and equipmentWLDFRAggregatedAggregated | WLDFR | HFTD - Distribution - Tier 3 - 1QU CoRE ¦ 3QU LoRE | Non-Red Flag Warning - Small Fires | Aggregated | Aggregated | 2050 | 0.0041899 | 0 | 57.5921 | 0.2413 | 2050 | Mitigation | 0.08575 | 30 | 0 | esc | 0 | 0 | 0.00060025 | 2.515e-06 | 0.0015435 | 6.4671e-06
[79 empty] | WLDFR | HFTD - Distribution - Tier 3 - 1QU CoRE ¦ 2QU LoRE | Red Flag Warning - Destructive Fires | 2033 | 2.8824e-08 | 1.4412e-08 | 3.7059e-08 | 9984.8474 | 263.1074 | 9721.74 | 0 | 0 | 0 | 0 | 2.401e-05 |  | 0.0002878 | 0 | 0.0002878 | 0.0001439 | 0 | 0.0001439 | 0.00037003 | 0 | 0.00037003 | [16 empty] | 7.3.1.3 Ignition probability mapping showing the probability of ignition along the electric lines and equipmentWLDFRAggregatedAggregated | WLDFR | HFTD - Distribution - Tier 3 - 1QU CoRE ¦ 3QU LoRE | Non-Red Flag Warning - Small Fires | Aggregated | Aggregated | 2051 | 0.0041899 | 0 | 57.5921 | 0.2413 | 2051 | Mitigation | 0.08575 | 30 | 0 | esc | 0 | 0 | 0 | 0 | 0.0015435 | 6.4671e-06
[79 empty] | WLDFR | HFTD - Distribution - Tier 3 - 1QU CoRE ¦ 2QU LoRE | Red Flag Warning - Destructive Fires | 2034 | 2.8824e-08 | 1.4412e-08 | 3.7059e-08 | 9984.8474 | 263.1074 | 9721.74 | 0 | 0 | 0 | 0 | 2.401e-05 |  | 0.0002878 | 0 | 0.0002878 | 0.0001439 | 0 | 0.0001439 | 0.00037003 | 0 | 0.00037003 | [16 empty] | 7.3.1.3 Ignition probability mapping showing the probability of ignition along the electric lines and equipmentWLDFRAggregatedAggregated | WLDFR | HFTD - Distribution - Tier 3 - 1QU CoRE ¦ 3QU LoRE | Red Flag Warning - Catastrophic Fires | Aggregated | Aggregated | 2021 | 0.00013566 | 0 | 57.5921 | 0.0078128 | 2021 | Mitigation | 0.08575 | 30 | 0 | esc | 0.0012005 | 1.6286e-07 | 0.00060025 | 8.1428e-08 | 0 | 0
[79 empty] | WLDFR | HFTD - Distribution - Tier 3 - 1QU CoRE ¦ 2QU LoRE | Red Flag Warning - Destructive Fires | 2035 | 2.8824e-08 | 1.4412e-08 | 3.7059e-08 | 9984.8474 | 263.1074 | 9721.74 | 0 | 0 | 0 | 0 | 2.401e-05 |  | 0.0002878 | 0 | 0.0002878 | 0.0001439 | 0 | 0.0001439 | 0.00037003 | 0 | 0.00037003 | [16 empty] | 7.3.1.3 Ignition probability mapping showing the probability of ignition along the electric lines and equipmentWLDFRAggregatedAggregated | WLDFR | HFTD - Distribution - Tier 3 - 1QU CoRE ¦ 3QU LoRE | Red Flag Warning - Catastrophic Fires | Aggregated | Aggregated | 2022 | 0.00013566 | 0 | 57.5921 | 0.0078128 | 2022 | Mitigation | 0.08575 | 30 | 0 | esc | 0.0012005 | 1.6286e-07 | 0.00060025 | 8.1428e-08 | 0.0015435 | 2.0939e-07
[79 empty] | WLDFR | HFTD - Distribution - Tier 3 - 1QU CoRE ¦ 2QU LoRE | Red Flag Warning - Destructive Fires | 2036 | 2.8824e-08 | 1.4412e-08 | 3.7059e-08 | 9984.8474 | 263.1074 | 9721.74 | 0 | 0 | 0 | 0 | 2.401e-05 |  | 0.0002878 | 0 | 0.0002878 | 0.0001439 | 0 | 0.0001439 | 0.00037003 | 0 | 0.00037003 | [16 empty] | 7.3.1.3 Ignition probability mapping showing the probability of ignition along the electric lines and equipmentWLDFRAggregatedAggregated | WLDFR | HFTD - Distribution - Tier 3 - 1QU CoRE ¦ 3QU LoRE | Red Flag Warning - Catastrophic Fires | Aggregated | Aggregated | 2023 | 0.00013566 | 0 | 57.5921 | 0.0078128 | 2023 | Mitigation | 0.08575 | 30 | 0 | esc | 0.0012005 | 1.6286e-07 | 0.00060025 | 8.1428e-08 | 0.0015435 | 2.0939e-07
[79 empty] | WLDFR | HFTD - Distribution - Tier 3 - 1QU CoRE ¦ 2QU LoRE | Red Flag Warning - Destructive Fires | 2037 | 2.8824e-08 | 1.4412e-08 | 3.7059e-08 | 9984.8474 | 263.1074 | 9721.74 | 0 | 0 | 0 | 0 | 2.401e-05 |  | 0.0002878 | 0 | 0.0002878 | 0.0001439 | 0 | 0.0001439 | 0.00037003 | 0 | 0.00037003 | [16 empty] | 7.3.1.3 Ignition probability mapping showing the probability of ignition along the electric lines and equipmentWLDFRAggregatedAggregated | WLDFR | HFTD - Distribution - Tier 3 - 1QU CoRE ¦ 3QU LoRE | Red Flag Warning - Catastrophic Fires | Aggregated | Aggregated | 2024 | 0.00013566 | 0 | 57.5921 | 0.0078128 | 2024 | Mitigation | 0.08575 | 30 | 0 | esc | 0.0012005 | 1.6286e-07 | 0.00060025 | 8.1428e-08 | 0.0015435 | 2.0939e-07
[79 empty] | WLDFR | HFTD - Distribution - Tier 3 - 1QU CoRE ¦ 2QU LoRE | Red Flag Warning - Destructive Fires | 2038 | 2.8824e-08 | 1.4412e-08 | 3.7059e-08 | 10472.8261 | 280.5544 | 10192.2718 | 0 | 0 | 0 | 0 | 2.401e-05 |  | 0.00030187 | 0 | 0.00030187 | 0.00015093 | 0 | 0.00015093 | 0.00038811 | 0 | 0.00038811 | [16 empty] | 7.3.1.3 Ignition probability mapping showing the probability of ignition along the electric lines and equipmentWLDFRAggregatedAggregated | WLDFR | HFTD - Distribution - Tier 3 - 1QU CoRE ¦ 3QU LoRE | Red Flag Warning - Catastrophic Fires | Aggregated | Aggregated | 2025 | 0.00013566 | 0 | 57.5921 | 0.0078128 | 2025 | Mitigation | 0.08575 | 30 | 0 | esc | 0.0012005 | 1.6286e-07 | 0.00060025 | 8.1428e-08 | 0.0015435 | 2.0939e-07
[79 empty] | WLDFR | HFTD - Distribution - Tier 3 - 1QU CoRE ¦ 2QU LoRE | Red Flag Warning - Destructive Fires | 2039 | 2.8824e-08 | 1.4412e-08 | 3.7059e-08 | 10472.8261 | 280.5544 | 10192.2718 | 0 | 0 | 0 | 0 | 2.401e-05 |  | 0.00030187 | 0 | 0.00030187 | 0.00015093 | 0 | 0.00015093 | 0.00038811 | 0 | 0.00038811 | [16 empty] | 7.3.1.3 Ignition probability mapping showing the probability of ignition along the electric lines and equipmentWLDFRAggregatedAggregated | WLDFR | HFTD - Distribution - Tier 3 - 1QU CoRE ¦ 3QU LoRE | Red Flag Warning - Catastrophic Fires | Aggregated | Aggregated | 2026 | 0.00013566 | 0 | 57.5921 | 0.0078128 | 2026 | Mitigation | 0.08575 | 30 | 0 | esc | 0.0012005 | 1.6286e-07 | 0.00060025 | 8.1428e-08 | 0.0015435 | 2.0939e-07
[79 empty] | WLDFR | HFTD - Distribution - Tier 3 - 1QU CoRE ¦ 2QU LoRE | Red Flag Warning - Destructive Fires | 2040 | 2.8824e-08 | 1.4412e-08 | 3.7059e-08 | 10472.8261 | 280.5544 | 10192.2718 | 0 | 0 | 0 | 0 | 2.401e-05 |  | 0.00030187 | 0 | 0.00030187 | 0.00015093 | 0 | 0.00015093 | 0.00038811 | 0 | 0.00038811 | [16 empty] | 7.3.1.3 Ignition probability mapping showing the probability of ignition along the electric lines and equipmentWLDFRAggregatedAggregated | WLDFR | HFTD - Distribution - Tier 3 - 1QU CoRE ¦ 3QU LoRE | Red Flag Warning - Catastrophic Fires | Aggregated | Aggregated | 2027 | 0.00013566 | 0 | 57.5921 | 0.0078128 | 2027 | Mitigation | 0.08575 | 30 | 0 | esc | 0.0012005 | 1.6286e-07 | 0.00060025 | 8.1428e-08 | 0.0015435 | 2.0939e-07
[79 empty] | WLDFR | HFTD - Distribution - Tier 3 - 1QU CoRE ¦ 2QU LoRE | Red Flag Warning - Destructive Fires | 2041 | 2.8824e-08 | 1.4412e-08 | 3.7059e-08 | 10472.8261 | 280.5544 | 10192.2718 | 0 | 0 | 0 | 0 | 2.401e-05 |  | 0.00030187 | 0 | 0.00030187 | 0.00015093 | 0 | 0.00015093 | 0.00038811 | 0 | 0.00038811 | [16 empty] | 7.3.1.3 Ignition probability mapping showing the probability of ignition along the electric lines and equipmentWLDFRAggregatedAggregated | WLDFR | HFTD - Distribution - Tier 3 - 1QU CoRE ¦ 3QU LoRE | Red Flag Warning - Catastrophic Fires | Aggregated | Aggregated | 2028 | 0.00013566 | 0 | 57.5921 | 0.0078128 | 2028 | Mitigation | 0.08575 | 30 | 0 | esc | 0.0012005 | 1.6286e-07 | 0.00060025 | 8.1428e-08 | 0.0015435 | 2.0939e-07
[79 empty] | WLDFR | HFTD - Distribution - Tier 3 - 1QU CoRE ¦ 2QU LoRE | Red Flag Warning - Destructive Fires | 2042 | 2.8824e-08 | 1.4412e-08 | 3.7059e-08 | 10472.8261 | 280.5544 | 10192.2718 | 0 | 0 | 0 | 0 | 2.401e-05 |  | 0.00030187 | 0 | 0.00030187 | 0.00015093 | 0 | 0.00015093 | 0.00038811 | 0 | 0.00038811 | [16 empty] | 7.3.1.3 Ignition probability mapping showing the probability of ignition along the electric lines and equipmentWLDFRAggregatedAggregated | WLDFR | HFTD - Distribution - Tier 3 - 1QU CoRE ¦ 3QU LoRE | Red Flag Warning - Catastrophic Fires | Aggregated | Aggregated | 2029 | 0.00013566 | 0 | 57.5921 | 0.0078128 | 2029 | Mitigation | 0.08575 | 30 | 0 | esc | 0.0012005 | 1.6286e-07 | 0.00060025 | 8.1428e-08 | 0.0015435 | 2.0939e-07
[79 empty] | WLDFR | HFTD - Distribution - Tier 3 - 1QU CoRE ¦ 2QU LoRE | Red Flag Warning - Destructive Fires | 2043 | 2.8824e-08 | 1.4412e-08 | 3.7059e-08 | 10992.1562 | 299.42 | 10692.7362 | 0 | 0 | 0 | 0 | 2.401e-05 |  | 0.00031683 | 0 | 0.00031683 | 0.00015842 | 0 | 0.00015842 | 0.00040736 | 0 | 0.00040736 | [16 empty] | 7.3.1.3 Ignition probability mapping showing the probability of ignition along the electric lines and equipmentWLDFRAggregatedAggregated | WLDFR | HFTD - Distribution - Tier 3 - 1QU CoRE ¦ 3QU LoRE | Red Flag Warning - Catastrophic Fires | Aggregated | Aggregated | 2030 | 0.00013566 | 0 | 57.5921 | 0.0078128 | 2030 | Mitigation | 0.08575 | 30 | 0 | esc | 0.0012005 | 1.6286e-07 | 0.00060025 | 8.1428e-08 | 0.0015435 | 2.0939e-07
[79 empty] | WLDFR | HFTD - Distribution - Tier 3 - 1QU CoRE ¦ 2QU LoRE | Red Flag Warning - Destructive Fires | 2044 | 2.8824e-08 | 1.4412e-08 | 3.7059e-08 | 10992.1562 | 299.42 | 10692.7362 | 0 | 0 | 0 | 0 | 2.401e-05 |  | 0.00031683 | 0 | 0.00031683 | 0.00015842 | 0 | 0.00015842 | 0.00040736 | 0 | 0.00040736 | [16 empty] | 7.3.1.3 Ignition probability mapping showing the probability of ignition along the electric lines and equipmentWLDFRAggregatedAggregated | WLDFR | HFTD - Distribution - Tier 3 - 1QU CoRE ¦ 3QU LoRE | Red Flag Warning - Catastrophic Fires | Aggregated | Aggregated | 2031 | 0.00013566 | 0 | 57.5921 | 0.0078128 | 2031 | Mitigation | 0.08575 | 30 | 0 | esc | 0.0012005 | 1.6286e-07 | 0.00060025 | 8.1428e-08 | 0.0015435 | 2.0939e-07
[79 empty] | WLDFR | HFTD - Distribution - Tier 3 - 1QU CoRE ¦ 2QU LoRE | Red Flag Warning - Destructive Fires | 2045 | 2.8824e-08 | 1.4412e-08 | 3.7059e-08 | 10992.1562 | 299.42 | 10692.7362 | 0 | 0 | 0 | 0 | 2.401e-05 |  | 0.00031683 | 0 | 0.00031683 | 0.00015842 | 0 | 0.00015842 | 0.00040736 | 0 | 0.00040736 | [16 empty] | 7.3.1.3 Ignition probability mapping showing the probability of ignition along the electric lines and equipmentWLDFRAggregatedAggregated | WLDFR | HFTD - Distribution - Tier 3 - 1QU CoRE ¦ 3QU LoRE | Red Flag Warning - Catastrophic Fires | Aggregated | Aggregated | 2032 | 0.00013566 | 0 | 57.5921 | 0.0078128 | 2032 | Mitigation | 0.08575 | 30 | 0 | esc | 0.0012005 | 1.6286e-07 | 0.00060025 | 8.1428e-08 | 0.0015435 | 2.0939e-07
[79 empty] | WLDFR | HFTD - Distribution - Tier 3 - 1QU CoRE ¦ 2QU LoRE | Red Flag Warning - Destructive Fires | 2046 | 2.8824e-08 | 1.4412e-08 | 3.7059e-08 | 10992.1562 | 299.42 | 10692.7362 | 0 | 0 | 0 | 0 | 2.401e-05 |  | 0.00031683 | 0 | 0.00031683 | 0.00015842 | 0 | 0.00015842 | 0.00040736 | 0 | 0.00040736 | [16 empty] | 7.3.1.3 Ignition probability mapping showing the probability of ignition along the electric lines and equipmentWLDFRAggregatedAggregated | WLDFR | HFTD - Distribution - Tier 3 - 1QU CoRE ¦ 3QU LoRE | Red Flag Warning - Catastrophic Fires | Aggregated | Aggregated | 2033 | 0.00013566 | 0 | 57.5921 | 0.0078128 | 2033 | Mitigation | 0.08575 | 30 | 0 | esc | 0.0012005 | 1.6286e-07 | 0.00060025 | 8.1428e-08 | 0.0015435 | 2.0939e-07
[79 empty] | WLDFR | HFTD - Distribution - Tier 3 - 1QU CoRE ¦ 2QU LoRE | Red Flag Warning - Destructive Fires | 2047 | 2.8824e-08 | 1.4412e-08 | 3.7059e-08 | 10992.1562 | 299.42 | 10692.7362 | 0 | 0 | 0 | 0 | 2.401e-05 |  | 0.00031683 | 0 | 0.00031683 | 0.00015842 | 0 | 0.00015842 | 0.00040736 | 0 | 0.00040736 | [16 empty] | 7.3.1.3 Ignition probability mapping showing the probability of ignition along the electric lines and equipmentWLDFRAggregatedAggregated | WLDFR | HFTD - Distribution - Tier 3 - 1QU CoRE ¦ 3QU LoRE | Red Flag Warning - Catastrophic Fires | Aggregated | Aggregated | 2034 | 0.00013566 | 0 | 57.5921 | 0.0078128 | 2034 | Mitigation | 0.08575 | 30 | 0 | esc | 0.0012005 | 1.6286e-07 | 0.00060025 | 8.1428e-08 | 0.0015435 | 2.0939e-07
[79 empty] | WLDFR | HFTD - Distribution - Tier 3 - 1QU CoRE ¦ 2QU LoRE | Red Flag Warning - Destructive Fires | 2048 | 2.8824e-08 | 1.4412e-08 | 3.7059e-08 | 11536.0538 | 319.4911 | 11216.5626 | 0 | 0 | 0 | 0 | 2.401e-05 |  | 0.00033251 | 0 | 0.00033251 | 0.00016626 | 0 | 0.00016626 | 0.00042752 | 0 | 0.00042752 | [16 empty] | 7.3.1.3 Ignition probability mapping showing the probability of ignition along the electric lines and equipmentWLDFRAggregatedAggregated | WLDFR | HFTD - Distribution - Tier 3 - 1QU CoRE ¦ 3QU LoRE | Red Flag Warning - Catastrophic Fires | Aggregated | Aggregated | 2035 | 0.00013566 | 0 | 57.5921 | 0.0078128 | 2035 | Mitigation | 0.08575 | 30 | 0 | esc | 0.0012005 | 1.6286e-07 | 0.00060025 | 8.1428e-08 | 0.0015435 | 2.0939e-07
[79 empty] | WLDFR | HFTD - Distribution - Tier 3 - 1QU CoRE ¦ 2QU LoRE | Red Flag Warning - Destructive Fires | 2049 | 2.8824e-08 | 1.4412e-08 | 3.7059e-08 | 11536.0538 | 319.4911 | 11216.5626 | 0 | 0 | 0 | 0 | 2.401e-05 |  | 0.00033251 | 0 | 0.00033251 | 0.00016626 | 0 | 0.00016626 | 0.00042752 | 0 | 0.00042752 | [16 empty] | 7.3.1.3 Ignition probability mapping showing the probability of ignition along the electric lines and equipmentWLDFRAggregatedAggregated | WLDFR | HFTD - Distribution - Tier 3 - 1QU CoRE ¦ 3QU LoRE | Red Flag Warning - Catastrophic Fires | Aggregated | Aggregated | 2036 | 0.00013566 | 0 | 57.5921 | 0.0078128 | 2036 | Mitigation | 0.08575 | 30 | 0 | esc | 0.0012005 | 1.6286e-07 | 0.00060025 | 8.1428e-08 | 0.0015435 | 2.0939e-07
[79 empty] | WLDFR | HFTD - Distribution - Tier 3 - 1QU CoRE ¦ 2QU LoRE | Red Flag Warning - Destructive Fires | 2050 | 0 | 1.4412e-08 | 3.7059e-08 | 11536.0538 | 319.4911 | 11216.5626 | 0 | 0 | 0 | 0 | 2.401e-05 |  | 0 | 0 | 0 | 0.00016626 | 0 | 0.00016626 | 0.00042752 | 0 | 0.00042752 | [16 empty] | 7.3.1.3 Ignition probability mapping showing the probability of ignition along the electric lines and equipmentWLDFRAggregatedAggregated | WLDFR | HFTD - Distribution - Tier 3 - 1QU CoRE ¦ 3QU LoRE | Red Flag Warning - Catastrophic Fires | Aggregated | Aggregated | 2037 | 0.00013566 | 0 | 57.5921 | 0.0078128 | 2037 | Mitigation | 0.08575 | 30 | 0 | esc | 0.0012005 | 1.6286e-07 | 0.00060025 | 8.1428e-08 | 0.0015435 | 2.0939e-07
[79 empty] | WLDFR | HFTD - Distribution - Tier 3 - 1QU CoRE ¦ 2QU LoRE | Red Flag Warning - Destructive Fires | 2051 | 0 | 0 | 3.7059e-08 | 11536.0538 | 319.4911 | 11216.5626 | 0 | 0 | 0 | 0 | 2.401e-05 |  | 0 | 0 | 0 | 0 | 0 | 0 | 0.00042752 | 0 | 0.00042752 | [16 empty] | 7.3.1.3 Ignition probability mapping showing the probability of ignition along the electric lines and equipmentWLDFRAggregatedAggregated | WLDFR | HFTD - Distribution - Tier 3 - 1QU CoRE ¦ 3QU LoRE | Red Flag Warning - Catastrophic Fires | Aggregated | Aggregated | 2038 | 0.00013566 | 0 | 57.5921 | 0.0078128 | 2038 | Mitigation | 0.08575 | 30 | 0 | esc | 0.0012005 | 1.6286e-07 | 0.00060025 | 8.1428e-08 | 0.0015435 | 2.0939e-07
[79 empty] | WLDFR | HFTD - Distribution - Tier 3 - 1QU CoRE ¦ 2QU LoRE | Red Flag Warning - Large Fires | 2020 | 1.1744e-07 | 0 | 0 | 5.2406 | 0.69642 | 2.942 | 1.6022 | 0 | 0 | 0 | 9.7824e-05 |  | 6.1544e-07 | 0 | 6.1544e-07 | 0 | 0 | 0 | 0 | 0 | 0 | [16 empty] | 7.3.1.3 Ignition probability mapping showing the probability of ignition along the electric lines and equipmentWLDFRAggregatedAggregated | WLDFR | HFTD - Distribution - Tier 3 - 1QU CoRE ¦ 3QU LoRE | Red Flag Warning - Catastrophic Fires | Aggregated | Aggregated | 2039 | 0.00013566 | 0 | 57.5921 | 0.0078128 | 2039 | Mitigation | 0.08575 | 30 | 0 | esc | 0.0012005 | 1.6286e-07 | 0.00060025 | 8.1428e-08 | 0.0015435 | 2.0939e-07
[79 empty] | WLDFR | HFTD - Distribution - Tier 3 - 1QU CoRE ¦ 2QU LoRE | Red Flag Warning - Large Fires | 2021 | 1.1744e-07 | 5.8719e-08 | 0 | 5.2406 | 0.69642 | 2.942 | 1.6022 | 0 | 0 | 0 | 9.7824e-05 |  | 6.1544e-07 | 0 | 6.1544e-07 | 3.0772e-07 | 0 | 3.0772e-07 | 0 | 0 | 0 | [16 empty] | 7.3.1.3 Ignition probability mapping showing the probability of ignition along the electric lines and equipmentWLDFRAggregatedAggregated | WLDFR | HFTD - Distribution - Tier 3 - 1QU CoRE ¦ 3QU LoRE | Red Flag Warning - Catastrophic Fires | Aggregated | Aggregated | 2040 | 0.00013566 | 0 | 57.5921 | 0.0078128 | 2040 | Mitigation | 0.08575 | 30 | 0 | esc | 0.0012005 | 1.6286e-07 | 0.00060025 | 8.1428e-08 | 0.0015435 | 2.0939e-07
[79 empty] | WLDFR | HFTD - Distribution - Tier 3 - 1QU CoRE ¦ 2QU LoRE | Red Flag Warning - Large Fires | 2022 | 1.1744e-07 | 5.8719e-08 | 1.5099e-07 | 5.2406 | 0.69642 | 2.942 | 1.6022 | 0 | 0 | 0 | 9.7824e-05 |  | 6.1544e-07 | 0 | 6.1544e-07 | 3.0772e-07 | 0 | 3.0772e-07 | 7.9128e-07 | 0 | 7.9128e-07 | [16 empty] | 7.3.1.3 Ignition probability mapping showing the probability of ignition along the electric lines and equipmentWLDFRAggregatedAggregated | WLDFR | HFTD - Distribution - Tier 3 - 1QU CoRE ¦ 3QU LoRE | Red Flag Warning - Catastrophic Fires | Aggregated | Aggregated | 2041 | 0.00013566 | 0 | 57.5921 | 0.0078128 | 2041 | Mitigation | 0.08575 | 30 | 0 | esc | 0.0012005 | 1.6286e-07 | 0.00060025 | 8.1428e-08 | 0.0015435 | 2.0939e-07
[79 empty] | WLDFR | HFTD - Distribution - Tier 3 - 1QU CoRE ¦ 2QU LoRE | Red Flag Warning - Large Fires | 2023 | 1.1744e-07 | 5.8719e-08 | 1.5099e-07 | 5.475 | 0.71896 | 3.0715 | 1.6846 | 0 | 0 | 0 | 9.7824e-05 |  | 6.4297e-07 | 0 | 6.4297e-07 | 3.2149e-07 | 0 | 3.2149e-07 | 8.2668e-07 | 0 | 8.2668e-07 | [16 empty] | 7.3.1.3 Ignition probability mapping showing the probability of ignition along the electric lines and equipmentWLDFRAggregatedAggregated | WLDFR | HFTD - Distribution - Tier 3 - 1QU CoRE ¦ 3QU LoRE | Red Flag Warning - Catastrophic Fires | Aggregated | Aggregated | 2042 | 0.00013566 | 0 | 57.5921 | 0.0078128 | 2042 | Mitigation | 0.08575 | 30 | 0 | esc | 0.0012005 | 1.6286e-07 | 0.00060025 | 8.1428e-08 | 0.0015435 | 2.0939e-07
[79 empty] | WLDFR | HFTD - Distribution - Tier 3 - 1QU CoRE ¦ 2QU LoRE | Red Flag Warning - Large Fires | 2024 | 1.1744e-07 | 5.8719e-08 | 1.5099e-07 | 5.475 | 0.71896 | 3.0715 | 1.6846 | 0 | 0 | 0 | 9.7824e-05 |  | 6.4297e-07 | 0 | 6.4297e-07 | 3.2149e-07 | 0 | 3.2149e-07 | 8.2668e-07 | 0 | 8.2668e-07 | [16 empty] | 7.3.1.3 Ignition probability mapping showing the probability of ignition along the electric lines and equipmentWLDFRAggregatedAggregated | WLDFR | HFTD - Distribution - Tier 3 - 1QU CoRE ¦ 3QU LoRE | Red Flag Warning - Catastrophic Fires | Aggregated | Aggregated | 2043 | 0.00013566 | 0 | 57.5921 | 0.0078128 | 2043 | Mitigation | 0.08575 | 30 | 0 | esc | 0.0012005 | 1.6286e-07 | 0.00060025 | 8.1428e-08 | 0.0015435 | 2.0939e-07
[79 empty] | WLDFR | HFTD - Distribution - Tier 3 - 1QU CoRE ¦ 2QU LoRE | Red Flag Warning - Large Fires | 2025 | 1.1744e-07 | 5.8719e-08 | 1.5099e-07 | 5.475 | 0.71896 | 3.0715 | 1.6846 | 0 | 0 | 0 | 9.7824e-05 |  | 6.4297e-07 | 0 | 6.4297e-07 | 3.2149e-07 | 0 | 3.2149e-07 | 8.2668e-07 | 0 | 8.2668e-07 | [16 empty] | 7.3.1.3 Ignition probability mapping showing the probability of ignition along the electric lines and equipmentWLDFRAggregatedAggregated | WLDFR | HFTD - Distribution - Tier 3 - 1QU CoRE ¦ 3QU LoRE | Red Flag Warning - Catastrophic Fires | Aggregated | Aggregated | 2044 | 0.00013566 | 0 | 57.5921 | 0.0078128 | 2044 | Mitigation | 0.08575 | 30 | 0 | esc | 0.0012005 | 1.6286e-07 | 0.00060025 | 8.1428e-08 | 0.0015435 | 2.0939e-07
[79 empty] | WLDFR | HFTD - Distribution - Tier 3 - 1QU CoRE ¦ 2QU LoRE | Red Flag Warning - Large Fires | 2026 | 1.1744e-07 | 5.8719e-08 | 1.5099e-07 | 5.475 | 0.71896 | 3.0715 | 1.6846 | 0 | 0 | 0 | 9.7824e-05 |  | 6.4297e-07 | 0 | 6.4297e-07 | 3.2149e-07 | 0 | 3.2149e-07 | 8.2668e-07 | 0 | 8.2668e-07 | [16 empty] | 7.3.1.3 Ignition probability mapping showing the probability of ignition along the electric lines and equipmentWLDFRAggregatedAggregated | WLDFR | HFTD - Distribution - Tier 3 - 1QU CoRE ¦ 3QU LoRE | Red Flag Warning - Catastrophic Fires | Aggregated | Aggregated | 2045 | 0.00013566 | 0 | 57.5921 | 0.0078128 | 2045 | Mitigation | 0.08575 | 30 | 0 | esc | 0.0012005 | 1.6286e-07 | 0.00060025 | 8.1428e-08 | 0.0015435 | 2.0939e-07
[79 empty] | WLDFR | HFTD - Distribution - Tier 3 - 1QU CoRE ¦ 2QU LoRE | Red Flag Warning - Large Fires | 2027 | 1.1744e-07 | 5.8719e-08 | 1.5099e-07 | 5.475 | 0.71896 | 3.0715 | 1.6846 | 0 | 0 | 0 | 9.7824e-05 |  | 6.4297e-07 | 0 | 6.4297e-07 | 3.2149e-07 | 0 | 3.2149e-07 | 8.2668e-07 | 0 | 8.2668e-07 | [16 empty] | 7.3.1.3 Ignition probability mapping showing the probability of ignition along the electric lines and equipmentWLDFRAggregatedAggregated | WLDFR | HFTD - Distribution - Tier 3 - 1QU CoRE ¦ 3QU LoRE | Red Flag Warning - Catastrophic Fires | Aggregated | Aggregated | 2046 | 0.00013566 | 0 | 57.5921 | 0.0078128 | 2046 | Mitigation | 0.08575 | 30 | 0 | esc | 0.0012005 | 1.6286e-07 | 0.00060025 | 8.1428e-08 | 0.0015435 | 2.0939e-07
[79 empty] | WLDFR | HFTD - Distribution - Tier 3 - 1QU CoRE ¦ 2QU LoRE | Red Flag Warning - Large Fires | 2028 | 1.1744e-07 | 5.8719e-08 | 1.5099e-07 | 5.777 | 0.74734 | 3.238 | 1.7917 | 0 | 0 | 0 | 9.7824e-05 |  | 6.7844e-07 | 0 | 6.7844e-07 | 3.3922e-07 | 0 | 3.3922e-07 | 8.7228e-07 | 0 | 8.7228e-07 | [16 empty] | 7.3.1.3 Ignition probability mapping showing the probability of ignition along the electric lines and equipmentWLDFRAggregatedAggregated | WLDFR | HFTD - Distribution - Tier 3 - 1QU CoRE ¦ 3QU LoRE | Red Flag Warning - Catastrophic Fires | Aggregated | Aggregated | 2047 | 0.00013566 | 0 | 57.5921 | 0.0078128 | 2047 | Mitigation | 0.08575 | 30 | 0 | esc | 0.0012005 | 1.6286e-07 | 0.00060025 | 8.1428e-08 | 0.0015435 | 2.0939e-07
[79 empty] | WLDFR | HFTD - Distribution - Tier 3 - 1QU CoRE ¦ 2QU LoRE | Red Flag Warning - Large Fires | 2029 | 1.1744e-07 | 5.8719e-08 | 1.5099e-07 | 5.777 | 0.74734 | 3.238 | 1.7917 | 0 | 0 | 0 | 9.7824e-05 |  | 6.7844e-07 | 0 | 6.7844e-07 | 3.3922e-07 | 0 | 3.3922e-07 | 8.7228e-07 | 0 | 8.7228e-07 | [16 empty] | 7.3.1.3 Ignition probability mapping showing the probability of ignition along the electric lines and equipmentWLDFRAggregatedAggregated | WLDFR | HFTD - Distribution - Tier 3 - 1QU CoRE ¦ 3QU LoRE | Red Flag Warning - Catastrophic Fires | Aggregated | Aggregated | 2048 | 0.00013566 | 0 | 57.5921 | 0.0078128 | 2048 | Mitigation | 0.08575 | 30 | 0 | esc | 0.0012005 | 1.6286e-07 | 0.00060025 | 8.1428e-08 | 0.0015435 | 2.0939e-07
[79 empty] | WLDFR | HFTD - Distribution - Tier 3 - 1QU CoRE ¦ 2QU LoRE | Red Flag Warning - Large Fires | 2030 | 1.1744e-07 | 5.8719e-08 | 1.5099e-07 | 5.777 | 0.74734 | 3.238 | 1.7917 | 0 | 0 | 0 | 9.7824e-05 |  | 6.7844e-07 | 0 | 6.7844e-07 | 3.3922e-07 | 0 | 3.3922e-07 | 8.7228e-07 | 0 | 8.7228e-07 | [16 empty] | 7.3.1.3 Ignition probability mapping showing the probability of ignition along the electric lines and equipmentWLDFRAggregatedAggregated | WLDFR | HFTD - Distribution - Tier 3 - 1QU CoRE ¦ 3QU LoRE | Red Flag Warning - Catastrophic Fires | Aggregated | Aggregated | 2049 | 0.00013566 | 0 | 57.5921 | 0.0078128 | 2049 | Mitigation | 0.08575 | 30 | 0 | esc | 0.0012005 | 1.6286e-07 | 0.00060025 | 8.1428e-08 | 0.0015435 | 2.0939e-07
[79 empty] | WLDFR | HFTD - Distribution - Tier 3 - 1QU CoRE ¦ 2QU LoRE | Red Flag Warning - Large Fires | 2031 | 1.1744e-07 | 5.8719e-08 | 1.5099e-07 | 5.777 | 0.74734 | 3.238 | 1.7917 | 0 | 0 | 0 | 9.7824e-05 |  | 6.7844e-07 | 0 | 6.7844e-07 | 3.3922e-07 | 0 | 3.3922e-07 | 8.7228e-07 | 0 | 8.7228e-07 | [16 empty] | 7.3.1.3 Ignition probability mapping showing the probability of ignition along the electric lines and equipmentWLDFRAggregatedAggregated | WLDFR | HFTD - Distribution - Tier 3 - 1QU CoRE ¦ 3QU LoRE | Red Flag Warning - Catastrophic Fires | Aggregated | Aggregated | 2050 | 0.00013566 | 0 | 57.5921 | 0.0078128 | 2050 | Mitigation | 0.08575 | 30 | 0 | esc | 0 | 0 | 0.00060025 | 8.1428e-08 | 0.0015435 | 2.0939e-07
[79 empty] | WLDFR | HFTD - Distribution - Tier 3 - 1QU CoRE ¦ 2QU LoRE | Red Flag Warning - Large Fires | 2032 | 1.1744e-07 | 5.8719e-08 | 1.5099e-07 | 5.777 | 0.74734 | 3.238 | 1.7917 | 0 | 0 | 0 | 9.7824e-05 |  | 6.7844e-07 | 0 | 6.7844e-07 | 3.3922e-07 | 0 | 3.3922e-07 | 8.7228e-07 | 0 | 8.7228e-07 | [16 empty] | 7.3.1.3 Ignition probability mapping showing the probability of ignition along the electric lines and equipmentWLDFRAggregatedAggregated | WLDFR | HFTD - Distribution - Tier 3 - 1QU CoRE ¦ 3QU LoRE | Red Flag Warning - Catastrophic Fires | Aggregated | Aggregated | 2051 | 0.00013566 | 0 | 57.5921 | 0.0078128 | 2051 | Mitigation | 0.08575 | 30 | 0 | esc | 0 | 0 | 0 | 0 | 0.0015435 | 2.0939e-07
[79 empty] | WLDFR | HFTD - Distribution - Tier 3 - 1QU CoRE ¦ 2QU LoRE | Red Flag Warning - Large Fires | 2033 | 1.1744e-07 | 5.8719e-08 | 1.5099e-07 | 6.1205 | 0.77885 | 3.4265 | 1.9151 | 0 | 0 | 0 | 9.7824e-05 |  | 7.1877e-07 | 0 | 7.1877e-07 | 3.5939e-07 | 0 | 3.5939e-07 | 9.2414e-07 | 0 | 9.2414e-07 | [16 empty] | 7.3.1.3 Ignition probability mapping showing the probability of ignition along the electric lines and equipmentWLDFRAggregatedAggregated | WLDFR | HFTD - Distribution - Tier 2 - 1QU CoRE ¦ 1QU LoRE | Non-Red Flag Warning - Catastrophic Fires | Aggregated | Aggregated | 2020 | 3.0562e-05 | 0 | 170.7528 | 0.0052185 | 2020 | Mitigation | 0.08575 | 30 | 0 | esc | 0.0012005 | 3.6689e-08 | 0 | 0 | 0 | 0
[79 empty] | WLDFR | HFTD - Distribution - Tier 3 - 1QU CoRE ¦ 2QU LoRE | Red Flag Warning - Large Fires | 2034 | 1.1744e-07 | 5.8719e-08 | 1.5099e-07 | 6.1205 | 0.77885 | 3.4265 | 1.9151 | 0 | 0 | 0 | 9.7824e-05 |  | 7.1877e-07 | 0 | 7.1877e-07 | 3.5939e-07 | 0 | 3.5939e-07 | 9.2414e-07 | 0 | 9.2414e-07 | [16 empty] | 7.3.1.3 Ignition probability mapping showing the probability of ignition along the electric lines and equipmentWLDFRAggregatedAggregated | WLDFR | HFTD - Distribution - Tier 2 - 1QU CoRE ¦ 1QU LoRE | Non-Red Flag Warning - Destructive Fires | Aggregated | Aggregated | 2020 | 3.2297e-05 | 0 | 170.7528 | 0.0055147 | 2020 | Mitigation | 0.08575 | 30 | 0 | esc | 0.0012005 | 3.8772e-08 | 0 | 0 | 0 | 0
[79 empty] | WLDFR | HFTD - Distribution - Tier 3 - 1QU CoRE ¦ 2QU LoRE | Red Flag Warning - Large Fires | 2035 | 1.1744e-07 | 5.8719e-08 | 1.5099e-07 | 6.1205 | 0.77885 | 3.4265 | 1.9151 | 0 | 0 | 0 | 9.7824e-05 |  | 7.1877e-07 | 0 | 7.1877e-07 | 3.5939e-07 | 0 | 3.5939e-07 | 9.2414e-07 | 0 | 9.2414e-07 | [16 empty] | 7.3.1.3 Ignition probability mapping showing the probability of ignition along the electric lines and equipmentWLDFRAggregatedAggregated | WLDFR | HFTD - Distribution - Tier 2 - 1QU CoRE ¦ 1QU LoRE | Non-Red Flag Warning - Large Fires | Aggregated | Aggregated | 2020 | 0.00011839 | 0 | 170.7528 | 0.020215 | 2020 | Mitigation | 0.08575 | 30 | 0 | esc | 0.0012005 | 1.4212e-07 | 0 | 0 | 0 | 0
[79 empty] | WLDFR | HFTD - Distribution - Tier 3 - 1QU CoRE ¦ 2QU LoRE | Red Flag Warning - Large Fires | 2036 | 1.1744e-07 | 5.8719e-08 | 1.5099e-07 | 6.1205 | 0.77885 | 3.4265 | 1.9151 | 0 | 0 | 0 | 9.7824e-05 |  | 7.1877e-07 | 0 | 7.1877e-07 | 3.5939e-07 | 0 | 3.5939e-07 | 9.2414e-07 | 0 | 9.2414e-07 | [16 empty] | 7.3.1.3 Ignition probability mapping showing the probability of ignition along the electric lines and equipmentWLDFRAggregatedAggregated | WLDFR | HFTD - Distribution - Tier 2 - 1QU CoRE ¦ 1QU LoRE | Non-Red Flag Warning - Small Fires | Aggregated | Aggregated | 2020 | 0.0099829 | 0 | 170.7528 | 1.7046 | 2020 | Mitigation | 0.08575 | 30 | 0 | esc | 0.0012005 | 1.1984e-05 | 0 | 0 | 0 | 0
[79 empty] | WLDFR | HFTD - Distribution - Tier 3 - 1QU CoRE ¦ 2QU LoRE | Red Flag Warning - Large Fires | 2037 | 1.1744e-07 | 5.8719e-08 | 1.5099e-07 | 6.1205 | 0.77885 | 3.4265 | 1.9151 | 0 | 0 | 0 | 9.7824e-05 |  | 7.1877e-07 | 0 | 7.1877e-07 | 3.5939e-07 | 0 | 3.5939e-07 | 9.2414e-07 | 0 | 9.2414e-07 | [16 empty] | 7.3.1.3 Ignition probability mapping showing the probability of ignition along the electric lines and equipmentWLDFRAggregatedAggregated | WLDFR | HFTD - Distribution - Tier 2 - 1QU CoRE ¦ 1QU LoRE | Red Flag Warning - Catastrophic Fires | Aggregated | Aggregated | 2020 | 0.00036526 | 0 | 170.7528 | 0.06237 | 2020 | Mitigation | 0.08575 | 30 | 0 | esc | 0.0012005 | 4.385e-07 | 0 | 0 | 0 | 0
[79 empty] | WLDFR | HFTD - Distribution - Tier 3 - 1QU CoRE ¦ 2QU LoRE | Red Flag Warning - Large Fires | 2038 | 1.1744e-07 | 5.8719e-08 | 1.5099e-07 | 6.5028 | 0.81304 | 3.6355 | 2.0543 | 0 | 0 | 0 | 9.7824e-05 |  | 7.6367e-07 | 0 | 7.6367e-07 | 3.8184e-07 | 0 | 3.8184e-07 | 9.8186e-07 | 0 | 9.8186e-07 | [16 empty] | 7.3.1.3 Ignition probability mapping showing the probability of ignition along the electric lines and equipmentWLDFRAggregatedAggregated | WLDFR | HFTD - Distribution - Tier 2 - 1QU CoRE ¦ 1QU LoRE | Red Flag Warning - Destructive Fires | Aggregated | Aggregated | 2020 | 7.0293e-05 | 0 | 170.7528 | 0.012003 | 2020 | Mitigation | 0.08575 | 30 | 0 | esc | 0.0012005 | 8.4387e-08 | 0 | 0 | 0 | 0
[79 empty] | WLDFR | HFTD - Distribution - Tier 3 - 1QU CoRE ¦ 2QU LoRE | Red Flag Warning - Large Fires | 2039 | 1.1744e-07 | 5.8719e-08 | 1.5099e-07 | 6.5028 | 0.81304 | 3.6355 | 2.0543 | 0 | 0 | 0 | 9.7824e-05 |  | 7.6367e-07 | 0 | 7.6367e-07 | 3.8184e-07 | 0 | 3.8184e-07 | 9.8186e-07 | 0 | 9.8186e-07 | [16 empty] | 7.3.1.3 Ignition probability mapping showing the probability of ignition along the electric lines and equipmentWLDFRAggregatedAggregated | WLDFR | HFTD - Distribution - Tier 2 - 1QU CoRE ¦ 1QU LoRE | Red Flag Warning - Large Fires | Aggregated | Aggregated | 2020 | 0.00021666 | 0 | 170.7528 | 0.036995 | 2020 | Mitigation | 0.08575 | 30 | 0 | esc | 0.0012005 | 2.601e-07 | 0 | 0 | 0 | 0
[79 empty] | WLDFR | HFTD - Distribution - Tier 3 - 1QU CoRE ¦ 2QU LoRE | Red Flag Warning - Large Fires | 2040 | 1.1744e-07 | 5.8719e-08 | 1.5099e-07 | 6.5028 | 0.81304 | 3.6355 | 2.0543 | 0 | 0 | 0 | 9.7824e-05 |  | 7.6367e-07 | 0 | 7.6367e-07 | 3.8184e-07 | 0 | 3.8184e-07 | 9.8186e-07 | 0 | 9.8186e-07 | [16 empty] | 7.3.1.3 Ignition probability mapping showing the probability of ignition along the electric lines and equipmentWLDFRAggregatedAggregated | WLDFR | HFTD - Distribution - Tier 2 - 1QU CoRE ¦ 1QU LoRE | Red Flag Warning - Small Fires | Aggregated | Aggregated | 2020 | 0.0010248 | 0 | 170.7528 | 0.17499 | 2020 | Mitigation | 0.08575 | 30 | 0 | esc | 0.0012005 | 1.2303e-06 | 0 | 0 | 0 | 0
[79 empty] | WLDFR | HFTD - Distribution - Tier 3 - 1QU CoRE ¦ 2QU LoRE | Red Flag Warning - Large Fires | 2041 | 1.1744e-07 | 5.8719e-08 | 1.5099e-07 | 6.5028 | 0.81304 | 3.6355 | 2.0543 | 0 | 0 | 0 | 9.7824e-05 |  | 7.6367e-07 | 0 | 7.6367e-07 | 3.8184e-07 | 0 | 3.8184e-07 | 9.8186e-07 | 0 | 9.8186e-07 | [16 empty] | 7.3.1.3 Ignition probability mapping showing the probability of ignition along the electric lines and equipmentWLDFRAggregatedAggregated | WLDFR | HFTD - Distribution - Tier 2 - 1QU CoRE ¦ 1QU LoRE | Seismic - Non-Red Flag Warning - Catastrophic Fires | Aggregated | Aggregated | 2020 | 1.1257e-09 | 0 | 170.7528 | 1.9222e-07 | 2020 | Mitigation | 0.08575 | 30 | 0 | esc | 0.0012005 | 1.3514e-12 | 0 | 0 | 0 | 0
[79 empty] | WLDFR | HFTD - Distribution - Tier 3 - 1QU CoRE ¦ 2QU LoRE | Red Flag Warning - Large Fires | 2042 | 1.1744e-07 | 5.8719e-08 | 1.5099e-07 | 6.5028 | 0.81304 | 3.6355 | 2.0543 | 0 | 0 | 0 | 9.7824e-05 |  | 7.6367e-07 | 0 | 7.6367e-07 | 3.8184e-07 | 0 | 3.8184e-07 | 9.8186e-07 | 0 | 9.8186e-07 | [16 empty] | 7.3.1.3 Ignition probability mapping showing the probability of ignition along the electric lines and equipmentWLDFRAggregatedAggregated | WLDFR | HFTD - Distribution - Tier 2 - 1QU CoRE ¦ 1QU LoRE | Seismic - Red Flag Warning - Catastrophic Fires | Aggregated | Aggregated | 2020 | 4.855e-08 | 0 | 170.7528 | 8.29e-06 | 2020 | Mitigation | 0.08575 | 30 | 0 | esc | 0.0012005 | 5.8284e-11 | 0 | 0 | 0 | 0
[79 empty] | WLDFR | HFTD - Distribution - Tier 3 - 1QU CoRE ¦ 2QU LoRE | Red Flag Warning - Large Fires | 2043 | 1.1744e-07 | 5.8719e-08 | 1.5099e-07 | 6.9209 | 0.84944 | 3.8632 | 2.2083 | 0 | 0 | 0 | 9.7824e-05 |  | 8.1278e-07 | 0 | 8.1278e-07 | 4.0639e-07 | 0 | 4.0639e-07 | 1.045e-06 | 0 | 1.045e-06 | [16 empty] | 7.3.1.3 Ignition probability mapping showing the probability of ignition along the electric lines and equipmentWLDFRAggregatedAggregated | WLDFR | HFTD - Distribution - Tier 2 - 1QU CoRE ¦ 2QU LoRE | Non-Red Flag Warning - Catastrophic Fires | Aggregated | Aggregated | 2020 | 1.6639e-05 | 0 | 306.602 | 0.0051017 | 2020 | Mitigation | 0.08575 | 30 | 0 | esc | 0.0012005 | 1.9976e-08 | 0 | 0 | 0 | 0
[79 empty] | WLDFR | HFTD - Distribution - Tier 3 - 1QU CoRE ¦ 2QU LoRE | Red Flag Warning - Large Fires | 2044 | 1.1744e-07 | 5.8719e-08 | 1.5099e-07 | 6.9209 | 0.84944 | 3.8632 | 2.2083 | 0 | 0 | 0 | 9.7824e-05 |  | 8.1278e-07 | 0 | 8.1278e-07 | 4.0639e-07 | 0 | 4.0639e-07 | 1.045e-06 | 0 | 1.045e-06 | [16 empty] | 7.3.1.3 Ignition probability mapping showing the probability of ignition along the electric lines and equipmentWLDFRAggregatedAggregated | WLDFR | HFTD - Distribution - Tier 2 - 1QU CoRE ¦ 2QU LoRE | Non-Red Flag Warning - Destructive Fires | Aggregated | Aggregated | 2020 | 1.6684e-05 | 0 | 306.602 | 0.0051155 | 2020 | Mitigation | 0.08575 | 30 | 0 | esc | 0.0012005 | 2.003e-08 | 0 | 0 | 0 | 0
[79 empty] | WLDFR | HFTD - Distribution - Tier 3 - 1QU CoRE ¦ 2QU LoRE | Red Flag Warning - Large Fires | 2045 | 1.1744e-07 | 5.8719e-08 | 1.5099e-07 | 6.9209 | 0.84944 | 3.8632 | 2.2083 | 0 | 0 | 0 | 9.7824e-05 |  | 8.1278e-07 | 0 | 8.1278e-07 | 4.0639e-07 | 0 | 4.0639e-07 | 1.045e-06 | 0 | 1.045e-06 | [16 empty] | 7.3.1.3 Ignition probability mapping showing the probability of ignition along the electric lines and equipmentWLDFRAggregatedAggregated | WLDFR | HFTD - Distribution - Tier 2 - 1QU CoRE ¦ 2QU LoRE | Non-Red Flag Warning - Large Fires | Aggregated | Aggregated | 2020 | 7.8852e-05 | 0 | 306.602 | 0.024176 | 2020 | Mitigation | 0.08575 | 30 | 0 | esc | 0.0012005 | 9.4662e-08 | 0 | 0 | 0 | 0
[79 empty] | WLDFR | HFTD - Distribution - Tier 3 - 1QU CoRE ¦ 2QU LoRE | Red Flag Warning - Large Fires | 2046 | 1.1744e-07 | 5.8719e-08 | 1.5099e-07 | 6.9209 | 0.84944 | 3.8632 | 2.2083 | 0 | 0 | 0 | 9.7824e-05 |  | 8.1278e-07 | 0 | 8.1278e-07 | 4.0639e-07 | 0 | 4.0639e-07 | 1.045e-06 | 0 | 1.045e-06 | [16 empty] | 7.3.1.3 Ignition probability mapping showing the probability of ignition along the electric lines and equipmentWLDFRAggregatedAggregated | WLDFR | HFTD - Distribution - Tier 2 - 1QU CoRE ¦ 2QU LoRE | Non-Red Flag Warning - Small Fires | Aggregated | Aggregated | 2020 | 0.0052408 | 0 | 306.602 | 1.6068 | 2020 | Mitigation | 0.08575 | 30 | 0 | esc | 0.0012005 | 6.2916e-06 | 0 | 0 | 0 | 0
[79 empty] | WLDFR | HFTD - Distribution - Tier 3 - 1QU CoRE ¦ 2QU LoRE | Red Flag Warning - Large Fires | 2047 | 1.1744e-07 | 5.8719e-08 | 1.5099e-07 | 6.9209 | 0.84944 | 3.8632 | 2.2083 | 0 | 0 | 0 | 9.7824e-05 |  | 8.1278e-07 | 0 | 8.1278e-07 | 4.0639e-07 | 0 | 4.0639e-07 | 1.045e-06 | 0 | 1.045e-06 | [16 empty] | 7.3.1.3 Ignition probability mapping showing the probability of ignition along the electric lines and equipmentWLDFRAggregatedAggregated | WLDFR | HFTD - Distribution - Tier 2 - 1QU CoRE ¦ 2QU LoRE | Red Flag Warning - Catastrophic Fires | Aggregated | Aggregated | 2020 | 0.00024551 | 0 | 306.602 | 0.075274 | 2020 | Mitigation | 0.08575 | 30 | 0 | esc | 0.0012005 | 2.9474e-07 | 0 | 0 | 0 | 0
[79 empty] | WLDFR | HFTD - Distribution - Tier 3 - 1QU CoRE ¦ 2QU LoRE | Red Flag Warning - Large Fires | 2048 | 1.1744e-07 | 5.8719e-08 | 1.5099e-07 | 7.3713 | 0.88759 | 4.1075 | 2.3763 | 0 | 0 | 0 | 9.7824e-05 |  | 8.6567e-07 | 0 | 8.6567e-07 | 4.3284e-07 | 0 | 4.3284e-07 | 1.113e-06 | 0 | 1.113e-06 | [16 empty] | 7.3.1.3 Ignition probability mapping showing the probability of ignition along the electric lines and equipmentWLDFRAggregatedAggregated | WLDFR | HFTD - Distribution - Tier 2 - 1QU CoRE ¦ 2QU LoRE | Red Flag Warning - Destructive Fires | Aggregated | Aggregated | 2020 | 3.7888e-05 | 0 | 306.602 | 0.011616 | 2020 | Mitigation | 0.08575 | 30 | 0 | esc | 0.0012005 | 4.5484e-08 | 0 | 0 | 0 | 0
[79 empty] | WLDFR | HFTD - Distribution - Tier 3 - 1QU CoRE ¦ 2QU LoRE | Red Flag Warning - Large Fires | 2049 | 1.1744e-07 | 5.8719e-08 | 1.5099e-07 | 7.3713 | 0.88759 | 4.1075 | 2.3763 | 0 | 0 | 0 | 9.7824e-05 |  | 8.6567e-07 | 0 | 8.6567e-07 | 4.3284e-07 | 0 | 4.3284e-07 | 1.113e-06 | 0 | 1.113e-06 | [16 empty] | 7.3.1.3 Ignition probability mapping showing the probability of ignition along the electric lines and equipmentWLDFRAggregatedAggregated | WLDFR | HFTD - Distribution - Tier 2 - 1QU CoRE ¦ 2QU LoRE | Red Flag Warning - Large Fires | Aggregated | Aggregated | 2020 | 0.00013372 | 0 | 306.602 | 0.040998 | 2020 | Mitigation | 0.08575 | 30 | 0 | esc | 0.0012005 | 1.6053e-07 | 0 | 0 | 0 | 0
[79 empty] | WLDFR | HFTD - Distribution - Tier 3 - 1QU CoRE ¦ 2QU LoRE | Red Flag Warning - Large Fires | 2050 | 0 | 5.8719e-08 | 1.5099e-07 | 7.3713 | 0.88759 | 4.1075 | 2.3763 | 0 | 0 | 0 | 9.7824e-05 |  | 0 | 0 | 0 | 4.3284e-07 | 0 | 4.3284e-07 | 1.113e-06 | 0 | 1.113e-06 | [16 empty] | 7.3.1.3 Ignition probability mapping showing the probability of ignition along the electric lines and equipmentWLDFRAggregatedAggregated | WLDFR | HFTD - Distribution - Tier 2 - 1QU CoRE ¦ 2QU LoRE | Red Flag Warning - Small Fires | Aggregated | Aggregated | 2020 | 0.00060092 | 0 | 306.602 | 0.18424 | 2020 | Mitigation | 0.08575 | 30 | 0 | esc | 0.0012005 | 7.214e-07 | 0 | 0 | 0 | 0
[79 empty] | WLDFR | HFTD - Distribution - Tier 3 - 1QU CoRE ¦ 2QU LoRE | Red Flag Warning - Large Fires | 2051 | 0 | 0 | 1.5099e-07 | 7.3713 | 0.88759 | 4.1075 | 2.3763 | 0 | 0 | 0 | 9.7824e-05 |  | 0 | 0 | 0 | 0 | 0 | 0 | 1.113e-06 | 0 | 1.113e-06 | [16 empty] | 7.3.1.3 Ignition probability mapping showing the probability of ignition along the electric lines and equipmentWLDFRAggregatedAggregated | WLDFR | HFTD - Distribution - Tier 2 - 1QU CoRE ¦ 2QU LoRE | Seismic - Non-Red Flag Warning - Catastrophic Fires | Aggregated | Aggregated | 2020 | 5.4822e-10 | 0 | 306.602 | 1.6808e-07 | 2020 | Mitigation | 0.08575 | 30 | 0 | esc | 0.0012005 | 6.5813e-13 | 0 | 0 | 0 | 0
[79 empty] | WLDFR | HFTD - Distribution - Tier 3 - 1QU CoRE ¦ 2QU LoRE | Red Flag Warning - Small Fires | 2020 | 9.7027e-07 | 0 | 0 | 0.077901 | 0.036425 | 0.0015809 | 0.039895 | 0 | 0 | 0 | 0.00080822 |  | 7.5584e-08 | 0 | 7.5584e-08 | 0 | 0 | 0 | 0 | 0 | 0 | [16 empty] | 7.3.1.3 Ignition probability mapping showing the probability of ignition along the electric lines and equipmentWLDFRAggregatedAggregated | WLDFR | HFTD - Distribution - Tier 2 - 1QU CoRE ¦ 2QU LoRE | Seismic - Red Flag Warning - Catastrophic Fires | Aggregated | Aggregated | 2020 | 2.3644e-08 | 0 | 306.602 | 7.2493e-06 | 2020 | Mitigation | 0.08575 | 30 | 0 | esc | 0.0012005 | 2.8385e-11 | 0 | 0 | 0 | 0
[79 empty] | WLDFR | HFTD - Distribution - Tier 3 - 1QU CoRE ¦ 2QU LoRE | Red Flag Warning - Small Fires | 2021 | 9.7027e-07 | 4.8513e-07 | 0 | 0.077901 | 0.036425 | 0.0015809 | 0.039895 | 0 | 0 | 0 | 0.00080822 |  | 7.5584e-08 | 0 | 7.5584e-08 | 3.7792e-08 | 0 | 3.7792e-08 | 0 | 0 | 0 | [16 empty] | 7.3.1.3 Ignition probability mapping showing the probability of ignition along the electric lines and equipmentWLDFRAggregatedAggregated | WLDFR | HFTD - Distribution - Tier 2 - 1QU CoRE ¦ 3QU LoRE | Non-Red Flag Warning - Catastrophic Fires | Aggregated | Aggregated | 2020 | 1.1912e-05 | 0 | 1086.8999 | 0.012948 | 2020 | Mitigation | 0.08575 | 30 | 0 | esc | 0.0012005 | 1.4301e-08 | 0 | 0 | 0 | 0
[79 empty] | WLDFR | HFTD - Distribution - Tier 3 - 1QU CoRE ¦ 2QU LoRE | Red Flag Warning - Small Fires | 2022 | 9.7027e-07 | 4.8513e-07 | 1.2475e-06 | 0.077901 | 0.036425 | 0.0015809 | 0.039895 | 0 | 0 | 0 | 0.00080822 |  | 7.5584e-08 | 0 | 7.5584e-08 | 3.7792e-08 | 0 | 3.7792e-08 | 9.718e-08 | 0 | 9.718e-08 | [16 empty] | 7.3.1.3 Ignition probability mapping showing the probability of ignition along the electric lines and equipmentWLDFRAggregatedAggregated | WLDFR | HFTD - Distribution - Tier 2 - 1QU CoRE ¦ 3QU LoRE | Non-Red Flag Warning - Destructive Fires | Aggregated | Aggregated | 2020 | 1.1305e-05 | 0 | 1086.8999 | 0.012287 | 2020 | Mitigation | 0.08575 | 30 | 0 | esc | 0.0012005 | 1.3572e-08 | 0 | 0 | 0 | 0
[79 empty] | WLDFR | HFTD - Distribution - Tier 3 - 1QU CoRE ¦ 2QU LoRE | Red Flag Warning - Small Fires | 2023 | 9.7027e-07 | 4.8513e-07 | 1.2475e-06 | 0.080408 | 0.03759 | 0.0016314 | 0.041187 | 0 | 0 | 0 | 0.00080822 |  | 7.8017e-08 | 0 | 7.8017e-08 | 3.9009e-08 | 0 | 3.9009e-08 | 1.0031e-07 | 0 | 1.0031e-07 | [16 empty] | 7.3.1.3 Ignition probability mapping showing the probability of ignition along the electric lines and equipmentWLDFRAggregatedAggregated | WLDFR | HFTD - Distribution - Tier 2 - 1QU CoRE ¦ 3QU LoRE | Non-Red Flag Warning - Large Fires | Aggregated | Aggregated | 2020 | 6.8332e-05 | 0 | 1086.8999 | 0.07427 | 2020 | Mitigation | 0.08575 | 30 | 0 | esc | 0.0012005 | 8.2032e-08 | 0 | 0 | 0 | 0
[79 empty] | WLDFR | HFTD - Distribution - Tier 3 - 1QU CoRE ¦ 2QU LoRE | Red Flag Warning - Small Fires | 2024 | 9.7027e-07 | 4.8513e-07 | 1.2475e-06 | 0.080408 | 0.03759 | 0.0016314 | 0.041187 | 0 | 0 | 0 | 0.00080822 |  | 7.8017e-08 | 0 | 7.8017e-08 | 3.9009e-08 | 0 | 3.9009e-08 | 1.0031e-07 | 0 | 1.0031e-07 | [16 empty] | 7.3.1.3 Ignition probability mapping showing the probability of ignition along the electric lines and equipmentWLDFRAggregatedAggregated | WLDFR | HFTD - Distribution - Tier 2 - 1QU CoRE ¦ 3QU LoRE | Non-Red Flag Warning - Small Fires | Aggregated | Aggregated | 2020 | 0.0041861 | 0 | 1086.8999 | 4.5499 | 2020 | Mitigation | 0.08575 | 30 | 0 | esc | 0.0012005 | 5.0254e-06 | 0 | 0 | 0 | 0
[79 empty] | WLDFR | HFTD - Distribution - Tier 3 - 1QU CoRE ¦ 2QU LoRE | Red Flag Warning - Small Fires | 2025 | 9.7027e-07 | 4.8513e-07 | 1.2475e-06 | 0.080408 | 0.03759 | 0.0016314 | 0.041187 | 0 | 0 | 0 | 0.00080822 |  | 7.8017e-08 | 0 | 7.8017e-08 | 3.9009e-08 | 0 | 3.9009e-08 | 1.0031e-07 | 0 | 1.0031e-07 | [16 empty] | 7.3.1.3 Ignition probability mapping showing the probability of ignition along the electric lines and equipmentWLDFRAggregatedAggregated | WLDFR | HFTD - Distribution - Tier 2 - 1QU CoRE ¦ 3QU LoRE | Red Flag Warning - Catastrophic Fires | Aggregated | Aggregated | 2020 | 0.00018687 | 0 | 1086.8999 | 0.20311 | 2020 | Mitigation | 0.08575 | 30 | 0 | esc | 0.0012005 | 2.2433e-07 | 0 | 0 | 0 | 0
[79 empty] | WLDFR | HFTD - Distribution - Tier 3 - 1QU CoRE ¦ 2QU LoRE | Red Flag Warning - Small Fires | 2026 | 9.7027e-07 | 4.8513e-07 | 1.2475e-06 | 0.080408 | 0.03759 | 0.0016314 | 0.041187 | 0 | 0 | 0 | 0.00080822 |  | 7.8017e-08 | 0 | 7.8017e-08 | 3.9009e-08 | 0 | 3.9009e-08 | 1.0031e-07 | 0 | 1.0031e-07 | [16 empty] | 7.3.1.3 Ignition probability mapping showing the probability of ignition along the electric lines and equipmentWLDFRAggregatedAggregated | WLDFR | HFTD - Distribution - Tier 2 - 1QU CoRE ¦ 3QU LoRE | Red Flag Warning - Destructive Fires | Aggregated | Aggregated | 2020 | 2.58e-05 | 0 | 1086.8999 | 0.028042 | 2020 | Mitigation | 0.08575 | 30 | 0 | esc | 0.0012005 | 3.0972e-08 | 0 | 0 | 0 | 0
[79 empty] | WLDFR | HFTD - Distribution - Tier 3 - 1QU CoRE ¦ 2QU LoRE | Red Flag Warning - Small Fires | 2027 | 9.7027e-07 | 4.8513e-07 | 1.2475e-06 | 0.080408 | 0.03759 | 0.0016314 | 0.041187 | 0 | 0 | 0 | 0.00080822 |  | 7.8017e-08 | 0 | 7.8017e-08 | 3.9009e-08 | 0 | 3.9009e-08 | 1.0031e-07 | 0 | 1.0031e-07 | [16 empty] | 7.3.1.3 Ignition probability mapping showing the probability of ignition along the electric lines and equipmentWLDFRAggregatedAggregated | WLDFR | HFTD - Distribution - Tier 2 - 1QU CoRE ¦ 3QU LoRE | Red Flag Warning - Large Fires | Aggregated | Aggregated | 2020 | 0.00010539 | 0 | 1086.8999 | 0.11455 | 2020 | Mitigation | 0.08575 | 30 | 0 | esc | 0.0012005 | 1.2652e-07 | 0 | 0 | 0 | 0
[79 empty] | WLDFR | HFTD - Distribution - Tier 3 - 1QU CoRE ¦ 2QU LoRE | Red Flag Warning - Small Fires | 2028 | 9.7027e-07 | 4.8513e-07 | 1.2475e-06 | 0.083606 | 0.039055 | 0.001695 | 0.042856 | 0 | 0 | 0 | 0.00080822 |  | 8.112e-08 | 0 | 8.112e-08 | 4.056e-08 | 0 | 4.056e-08 | 1.043e-07 | 0 | 1.043e-07 | [16 empty] | 7.3.1.3 Ignition probability mapping showing the probability of ignition along the electric lines and equipmentWLDFRAggregatedAggregated | WLDFR | HFTD - Distribution - Tier 2 - 1QU CoRE ¦ 3QU LoRE | Red Flag Warning - Small Fires | Aggregated | Aggregated | 2020 | 0.00052774 | 0 | 1086.8999 | 0.5736 | 2020 | Mitigation | 0.08575 | 30 | 0 | esc | 0.0012005 | 6.3355e-07 | 0 | 0 | 0 | 0
[79 empty] | WLDFR | HFTD - Distribution - Tier 3 - 1QU CoRE ¦ 2QU LoRE | Red Flag Warning - Small Fires | 2029 | 9.7027e-07 | 4.8513e-07 | 1.2475e-06 | 0.083606 | 0.039055 | 0.001695 | 0.042856 | 0 | 0 | 0 | 0.00080822 |  | 8.112e-08 | 0 | 8.112e-08 | 4.056e-08 | 0 | 4.056e-08 | 1.043e-07 | 0 | 1.043e-07 | [16 empty] | 7.3.1.3 Ignition probability mapping showing the probability of ignition along the electric lines and equipmentWLDFRAggregatedAggregated | WLDFR | HFTD - Distribution - Tier 2 - 1QU CoRE ¦ 3QU LoRE | Seismic - Non-Red Flag Warning - Catastrophic Fires | Aggregated | Aggregated | 2020 | 1.9626e-10 | 0 | 1086.8999 | 2.1331e-07 | 2020 | Mitigation | 0.08575 | 30 | 0 | esc | 0.0012005 | 2.3561e-13 | 0 | 0 | 0 | 0
[79 empty] | WLDFR | HFTD - Distribution - Tier 3 - 1QU CoRE ¦ 2QU LoRE | Red Flag Warning - Small Fires | 2030 | 9.7027e-07 | 4.8513e-07 | 1.2475e-06 | 0.083606 | 0.039055 | 0.001695 | 0.042856 | 0 | 0 | 0 | 0.00080822 |  | 8.112e-08 | 0 | 8.112e-08 | 4.056e-08 | 0 | 4.056e-08 | 1.043e-07 | 0 | 1.043e-07 | [16 empty] | 7.3.1.3 Ignition probability mapping showing the probability of ignition along the electric lines and equipmentWLDFRAggregatedAggregated | WLDFR | HFTD - Distribution - Tier 2 - 1QU CoRE ¦ 3QU LoRE | Seismic - Red Flag Warning - Catastrophic Fires | Aggregated | Aggregated | 2020 | 8.4644e-09 | 0 | 1086.8999 | 9.1999e-06 | 2020 | Mitigation | 0.08575 | 30 | 0 | esc | 0.0012005 | 1.0162e-11 | 0 | 0 | 0 | 0
[79 empty] | WLDFR | HFTD - Distribution - Tier 3 - 1QU CoRE ¦ 2QU LoRE | Red Flag Warning - Small Fires | 2031 | 9.7027e-07 | 4.8513e-07 | 1.2475e-06 | 0.083606 | 0.039055 | 0.001695 | 0.042856 | 0 | 0 | 0 | 0.00080822 |  | 8.112e-08 | 0 | 8.112e-08 | 4.056e-08 | 0 | 4.056e-08 | 1.043e-07 | 0 | 1.043e-07 | [16 empty] | 7.3.1.3 Ignition probability mapping showing the probability of ignition along the electric lines and equipmentWLDFRAggregatedAggregated | WLDFR | HFTD - Distribution - Tier 2 - 1QU CoRE ¦ 4QU LoRE | Non-Red Flag Warning - Catastrophic Fires | Aggregated | Aggregated | 2020 | 9.3357e-06 | 0 | 1434.2134 | 0.013389 | 2020 | Mitigation | 0.08575 | 30 | 0 | esc | 0.0012005 | 1.1208e-08 | 0 | 0 | 0 | 0
[79 empty] | WLDFR | HFTD - Distribution - Tier 3 - 1QU CoRE ¦ 2QU LoRE | Red Flag Warning - Small Fires | 2032 | 9.7027e-07 | 4.8513e-07 | 1.2475e-06 | 0.083606 | 0.039055 | 0.001695 | 0.042856 | 0 | 0 | 0 | 0.00080822 |  | 8.112e-08 | 0 | 8.112e-08 | 4.056e-08 | 0 | 4.056e-08 | 1.043e-07 | 0 | 1.043e-07 | [16 empty] | 7.3.1.3 Ignition probability mapping showing the probability of ignition along the electric lines and equipmentWLDFRAggregatedAggregated | WLDFR | HFTD - Distribution - Tier 2 - 1QU CoRE ¦ 4QU LoRE | Non-Red Flag Warning - Destructive Fires | Aggregated | Aggregated | 2020 | 8.9924e-06 | 0 | 1434.2134 | 0.012897 | 2020 | Mitigation | 0.08575 | 30 | 0 | esc | 0.0012005 | 1.0795e-08 | 0 | 0 | 0 | 0
[79 empty] | WLDFR | HFTD - Distribution - Tier 3 - 1QU CoRE ¦ 2QU LoRE | Red Flag Warning - Small Fires | 2033 | 9.7027e-07 | 4.8513e-07 | 1.2475e-06 | 0.087211 | 0.040679 | 0.0017655 | 0.044766 | 0 | 0 | 0 | 0.00080822 |  | 8.4618e-08 | 0 | 8.4618e-08 | 4.2309e-08 | 0 | 4.2309e-08 | 1.0879e-07 | 0 | 1.0879e-07 | [16 empty] | 7.3.1.3 Ignition probability mapping showing the probability of ignition along the electric lines and equipmentWLDFRAggregatedAggregated | WLDFR | HFTD - Distribution - Tier 2 - 1QU CoRE ¦ 4QU LoRE | Non-Red Flag Warning - Large Fires | Aggregated | Aggregated | 2020 | 5.9343e-05 | 0 | 1434.2134 | 0.085111 | 2020 | Mitigation | 0.08575 | 30 | 0 | esc | 0.0012005 | 7.1242e-08 | 0 | 0 | 0 | 0
[79 empty] | WLDFR | HFTD - Distribution - Tier 3 - 1QU CoRE ¦ 2QU LoRE | Red Flag Warning - Small Fires | 2034 | 9.7027e-07 | 4.8513e-07 | 1.2475e-06 | 0.087211 | 0.040679 | 0.0017655 | 0.044766 | 0 | 0 | 0 | 0.00080822 |  | 8.4618e-08 | 0 | 8.4618e-08 | 4.2309e-08 | 0 | 4.2309e-08 | 1.0879e-07 | 0 | 1.0879e-07 | [16 empty] | 7.3.1.3 Ignition probability mapping showing the probability of ignition along the electric lines and equipmentWLDFRAggregatedAggregated | WLDFR | HFTD - Distribution - Tier 2 - 1QU CoRE ¦ 4QU LoRE | Non-Red Flag Warning - Small Fires | Aggregated | Aggregated | 2020 | 0.0032394 | 0 | 1434.2134 | 4.646 | 2020 | Mitigation | 0.08575 | 30 | 0 | esc | 0.0012005 | 3.8889e-06 | 0 | 0 | 0 | 0
[79 empty] | WLDFR | HFTD - Distribution - Tier 3 - 1QU CoRE ¦ 2QU LoRE | Red Flag Warning - Small Fires | 2035 | 9.7027e-07 | 4.8513e-07 | 1.2475e-06 | 0.087211 | 0.040679 | 0.0017655 | 0.044766 | 0 | 0 | 0 | 0.00080822 |  | 8.4618e-08 | 0 | 8.4618e-08 | 4.2309e-08 | 0 | 4.2309e-08 | 1.0879e-07 | 0 | 1.0879e-07 | [16 empty] | 7.3.1.3 Ignition probability mapping showing the probability of ignition along the electric lines and equipmentWLDFRAggregatedAggregated | WLDFR | HFTD - Distribution - Tier 2 - 1QU CoRE ¦ 4QU LoRE | Red Flag Warning - Catastrophic Fires | Aggregated | Aggregated | 2020 | 0.00017888 | 0 | 1434.2134 | 0.25655 | 2020 | Mitigation | 0.08575 | 30 | 0 | esc | 0.0012005 | 2.1474e-07 | 0 | 0 | 0 | 0
[79 empty] | WLDFR | HFTD - Distribution - Tier 3 - 1QU CoRE ¦ 2QU LoRE | Red Flag Warning - Small Fires | 2036 | 9.7027e-07 | 4.8513e-07 | 1.2475e-06 | 0.087211 | 0.040679 | 0.0017655 | 0.044766 | 0 | 0 | 0 | 0.00080822 |  | 8.4618e-08 | 0 | 8.4618e-08 | 4.2309e-08 | 0 | 4.2309e-08 | 1.0879e-07 | 0 | 1.0879e-07 | [16 empty] | 7.3.1.3 Ignition probability mapping showing the probability of ignition along the electric lines and equipmentWLDFRAggregatedAggregated | WLDFR | HFTD - Distribution - Tier 2 - 1QU CoRE ¦ 4QU LoRE | Red Flag Warning - Destructive Fires | Aggregated | Aggregated | 2020 | 2.4237e-05 | 0 | 1434.2134 | 0.034762 | 2020 | Mitigation | 0.08575 | 30 | 0 | esc | 0.0012005 | 2.9097e-08 | 0 | 0 | 0 | 0
[79 empty] | WLDFR | HFTD - Distribution - Tier 3 - 1QU CoRE ¦ 2QU LoRE | Red Flag Warning - Small Fires | 2037 | 9.7027e-07 | 4.8513e-07 | 1.2475e-06 | 0.087211 | 0.040679 | 0.0017655 | 0.044766 | 0 | 0 | 0 | 0.00080822 |  | 8.4618e-08 | 0 | 8.4618e-08 | 4.2309e-08 | 0 | 4.2309e-08 | 1.0879e-07 | 0 | 1.0879e-07 | [16 empty] | 7.3.1.3 Ignition probability mapping showing the probability of ignition along the electric lines and equipmentWLDFRAggregatedAggregated | WLDFR | HFTD - Distribution - Tier 2 - 1QU CoRE ¦ 4QU LoRE | Red Flag Warning - Large Fires | Aggregated | Aggregated | 2020 | 9.9984e-05 | 0 | 1434.2134 | 0.1434 | 2020 | Mitigation | 0.08575 | 30 | 0 | esc | 0.0012005 | 1.2003e-07 | 0 | 0 | 0 | 0
[79 empty] | WLDFR | HFTD - Distribution - Tier 3 - 1QU CoRE ¦ 2QU LoRE | Red Flag Warning - Small Fires | 2038 | 9.7027e-07 | 4.8513e-07 | 1.2475e-06 | 0.091184 | 0.042438 | 0.0018418 | 0.046905 | 0 | 0 | 0 | 0.00080822 |  | 8.8473e-08 | 0 | 8.8473e-08 | 4.4236e-08 | 0 | 4.4236e-08 | 1.1375e-07 | 0 | 1.1375e-07 | [16 empty] | 7.3.1.3 Ignition probability mapping showing the probability of ignition along the electric lines and equipmentWLDFRAggregatedAggregated | WLDFR | HFTD - Distribution - Tier 2 - 1QU CoRE ¦ 4QU LoRE | Red Flag Warning - Small Fires | Aggregated | Aggregated | 2020 | 0.00040806 | 0 | 1434.2134 | 0.58525 | 2020 | Mitigation | 0.08575 | 30 | 0 | esc | 0.0012005 | 4.8988e-07 | 0 | 0 | 0 | 0
[79 empty] | WLDFR | HFTD - Distribution - Tier 3 - 1QU CoRE ¦ 2QU LoRE | Red Flag Warning - Small Fires | 2039 | 9.7027e-07 | 4.8513e-07 | 1.2475e-06 | 0.091184 | 0.042438 | 0.0018418 | 0.046905 | 0 | 0 | 0 | 0.00080822 |  | 8.8473e-08 | 0 | 8.8473e-08 | 4.4236e-08 | 0 | 4.4236e-08 | 1.1375e-07 | 0 | 1.1375e-07 | [16 empty] | 7.3.1.3 Ignition probability mapping showing the probability of ignition along the electric lines and equipmentWLDFRAggregatedAggregated | WLDFR | HFTD - Distribution - Tier 2 - 1QU CoRE ¦ 4QU LoRE | Seismic - Non-Red Flag Warning - Catastrophic Fires | Aggregated | Aggregated | 2020 | 2.2752e-10 | 0 | 1434.2134 | 3.2631e-07 | 2020 | Mitigation | 0.08575 | 30 | 0 | esc | 0.0012005 | 2.7314e-13 | 0 | 0 | 0 | 0
[79 empty] | WLDFR | HFTD - Distribution - Tier 3 - 1QU CoRE ¦ 2QU LoRE | Red Flag Warning - Small Fires | 2040 | 9.7027e-07 | 4.8513e-07 | 1.2475e-06 | 0.091184 | 0.042438 | 0.0018418 | 0.046905 | 0 | 0 | 0 | 0.00080822 |  | 8.8473e-08 | 0 | 8.8473e-08 | 4.4236e-08 | 0 | 4.4236e-08 | 1.1375e-07 | 0 | 1.1375e-07 | [16 empty] | 7.3.1.3 Ignition probability mapping showing the probability of ignition along the electric lines and equipmentWLDFRAggregatedAggregated | WLDFR | HFTD - Distribution - Tier 2 - 1QU CoRE ¦ 4QU LoRE | Seismic - Red Flag Warning - Catastrophic Fires | Aggregated | Aggregated | 2020 | 9.8127e-09 | 0 | 1434.2134 | 1.4073e-05 | 2020 | Mitigation | 0.08575 | 30 | 0 | esc | 0.0012005 | 1.178e-11 | 0 | 0 | 0 | 0
[79 empty] | WLDFR | HFTD - Distribution - Tier 3 - 1QU CoRE ¦ 2QU LoRE | Red Flag Warning - Small Fires | 2041 | 9.7027e-07 | 4.8513e-07 | 1.2475e-06 | 0.091184 | 0.042438 | 0.0018418 | 0.046905 | 0 | 0 | 0 | 0.00080822 |  | 8.8473e-08 | 0 | 8.8473e-08 | 4.4236e-08 | 0 | 4.4236e-08 | 1.1375e-07 | 0 | 1.1375e-07 | [16 empty] | 7.3.1.3 Ignition probability mapping showing the probability of ignition along the electric lines and equipmentWLDFRAggregatedAggregated | WLDFR | HFTD - Distribution - Tier 2 - 1QU CoRE ¦ 5QU LoRE | Non-Red Flag Warning - Catastrophic Fires | Aggregated | Aggregated | 2020 | 6.21e-06 | 0 | 1628.5067 | 0.010113 | 2020 | Mitigation | 0.08575 | 30 | 0 | esc | 0.0012005 | 7.4551e-09 | 0 | 0 | 0 | 0
[79 empty] | WLDFR | HFTD - Distribution - Tier 3 - 1QU CoRE ¦ 2QU LoRE | Red Flag Warning - Small Fires | 2042 | 9.7027e-07 | 4.8513e-07 | 1.2475e-06 | 0.091184 | 0.042438 | 0.0018418 | 0.046905 | 0 | 0 | 0 | 0.00080822 |  | 8.8473e-08 | 0 | 8.8473e-08 | 4.4236e-08 | 0 | 4.4236e-08 | 1.1375e-07 | 0 | 1.1375e-07 | [16 empty] | 7.3.1.3 Ignition probability mapping showing the probability of ignition along the electric lines and equipmentWLDFRAggregatedAggregated | WLDFR | HFTD - Distribution - Tier 2 - 1QU CoRE ¦ 5QU LoRE | Non-Red Flag Warning - Destructive Fires | Aggregated | Aggregated | 2020 | 5.6755e-06 | 0 | 1628.5067 | 0.0092426 | 2020 | Mitigation | 0.08575 | 30 | 0 | esc | 0.0012005 | 6.8134e-09 | 0 | 0 | 0 | 0
[79 empty] | WLDFR | HFTD - Distribution - Tier 3 - 1QU CoRE ¦ 2QU LoRE | Red Flag Warning - Small Fires | 2043 | 9.7027e-07 | 4.8513e-07 | 1.2475e-06 | 0.095486 | 0.044306 | 0.0019228 | 0.049257 | 0 | 0 | 0 | 0.00080822 |  | 9.2646e-08 | 0 | 9.2646e-08 | 4.6323e-08 | 0 | 4.6323e-08 | 1.1912e-07 | 0 | 1.1912e-07 | [16 empty] | 7.3.1.3 Ignition probability mapping showing the probability of ignition along the electric lines and equipmentWLDFRAggregatedAggregated | WLDFR | HFTD - Distribution - Tier 2 - 1QU CoRE ¦ 5QU LoRE | Non-Red Flag Warning - Large Fires | Aggregated | Aggregated | 2020 | 3.5448e-05 | 0 | 1628.5067 | 0.057727 | 2020 | Mitigation | 0.08575 | 30 | 0 | esc | 0.0012005 | 4.2555e-08 | 0 | 0 | 0 | 0
[79 empty] | WLDFR | HFTD - Distribution - Tier 3 - 1QU CoRE ¦ 2QU LoRE | Red Flag Warning - Small Fires | 2044 | 9.7027e-07 | 4.8513e-07 | 1.2475e-06 | 0.095486 | 0.044306 | 0.0019228 | 0.049257 | 0 | 0 | 0 | 0.00080822 |  | 9.2646e-08 | 0 | 9.2646e-08 | 4.6323e-08 | 0 | 4.6323e-08 | 1.1912e-07 | 0 | 1.1912e-07 | [16 empty] | 7.3.1.3 Ignition probability mapping showing the probability of ignition along the electric lines and equipmentWLDFRAggregatedAggregated | WLDFR | HFTD - Distribution - Tier 2 - 1QU CoRE ¦ 5QU LoRE | Non-Red Flag Warning - Small Fires | Aggregated | Aggregated | 2020 | 0.002131 | 0 | 1628.5067 | 3.4703 | 2020 | Mitigation | 0.08575 | 30 | 0 | esc | 0.0012005 | 2.5583e-06 | 0 | 0 | 0 | 0
[79 empty] | WLDFR | HFTD - Distribution - Tier 3 - 1QU CoRE ¦ 2QU LoRE | Red Flag Warning - Small Fires | 2045 | 9.7027e-07 | 4.8513e-07 | 1.2475e-06 | 0.095486 | 0.044306 | 0.0019228 | 0.049257 | 0 | 0 | 0 | 0.00080822 |  | 9.2646e-08 | 0 | 9.2646e-08 | 4.6323e-08 | 0 | 4.6323e-08 | 1.1912e-07 | 0 | 1.1912e-07 | [16 empty] | 7.3.1.3 Ignition probability mapping showing the probability of ignition along the electric lines and equipmentWLDFRAggregatedAggregated | WLDFR | HFTD - Distribution - Tier 2 - 1QU CoRE ¦ 5QU LoRE | Red Flag Warning - Catastrophic Fires | Aggregated | Aggregated | 2020 | 0.00011667 | 0 | 1628.5067 | 0.18999 | 2020 | Mitigation | 0.08575 | 30 | 0 | esc | 0.0012005 | 1.4006e-07 | 0 | 0 | 0 | 0
[79 empty] | WLDFR | HFTD - Distribution - Tier 3 - 1QU CoRE ¦ 2QU LoRE | Red Flag Warning - Small Fires | 2046 | 9.7027e-07 | 4.8513e-07 | 1.2475e-06 | 0.095486 | 0.044306 | 0.0019228 | 0.049257 | 0 | 0 | 0 | 0.00080822 |  | 9.2646e-08 | 0 | 9.2646e-08 | 4.6323e-08 | 0 | 4.6323e-08 | 1.1912e-07 | 0 | 1.1912e-07 | [16 empty] | 7.3.1.3 Ignition probability mapping showing the probability of ignition along the electric lines and equipmentWLDFRAggregatedAggregated | WLDFR | HFTD - Distribution - Tier 2 - 1QU CoRE ¦ 5QU LoRE | Red Flag Warning - Destructive Fires | Aggregated | Aggregated | 2020 | 1.5517e-05 | 0 | 1628.5067 | 0.02527 | 2020 | Mitigation | 0.08575 | 30 | 0 | esc | 0.0012005 | 1.8628e-08 | 0 | 0 | 0 | 0
[79 empty] | WLDFR | HFTD - Distribution - Tier 3 - 1QU CoRE ¦ 2QU LoRE | Red Flag Warning - Small Fires | 2047 | 9.7027e-07 | 4.8513e-07 | 1.2475e-06 | 0.095486 | 0.044306 | 0.0019228 | 0.049257 | 0 | 0 | 0 | 0.00080822 |  | 9.2646e-08 | 0 | 9.2646e-08 | 4.6323e-08 | 0 | 4.6323e-08 | 1.1912e-07 | 0 | 1.1912e-07 | [16 empty] | 7.3.1.3 Ignition probability mapping showing the probability of ignition along the electric lines and equipmentWLDFRAggregatedAggregated | WLDFR | HFTD - Distribution - Tier 2 - 1QU CoRE ¦ 5QU LoRE | Red Flag Warning - Large Fires | Aggregated | Aggregated | 2020 | 5.9601e-05 | 0 | 1628.5067 | 0.09706 | 2020 | Mitigation | 0.08575 | 30 | 0 | esc | 0.0012005 | 7.1551e-08 | 0 | 0 | 0 | 0
[79 empty] | WLDFR | HFTD - Distribution - Tier 3 - 1QU CoRE ¦ 2QU LoRE | Red Flag Warning - Small Fires | 2048 | 9.7027e-07 | 4.8513e-07 | 1.2475e-06 | 0.10007 | 0.04626 | 0.0020076 | 0.051804 | 0 | 0 | 0 | 0.00080822 |  | 9.7096e-08 | 0 | 9.7096e-08 | 4.8548e-08 | 0 | 4.8548e-08 | 1.2484e-07 | 0 | 1.2484e-07 | [16 empty] | 7.3.1.3 Ignition probability mapping showing the probability of ignition along the electric lines and equipmentWLDFRAggregatedAggregated | WLDFR | HFTD - Distribution - Tier 2 - 1QU CoRE ¦ 5QU LoRE | Red Flag Warning - Small Fires | Aggregated | Aggregated | 2020 | 0.00025594 | 0 | 1628.5067 | 0.4168 | 2020 | Mitigation | 0.08575 | 30 | 0 | esc | 0.0012005 | 3.0726e-07 | 0 | 0 | 0 | 0
[79 empty] | WLDFR | HFTD - Distribution - Tier 3 - 1QU CoRE ¦ 2QU LoRE | Red Flag Warning - Small Fires | 2049 | 9.7027e-07 | 4.8513e-07 | 1.2475e-06 | 0.10007 | 0.04626 | 0.0020076 | 0.051804 | 0 | 0 | 0 | 0.00080822 |  | 9.7096e-08 | 0 | 9.7096e-08 | 4.8548e-08 | 0 | 4.8548e-08 | 1.2484e-07 | 0 | 1.2484e-07 | [16 empty] | 7.3.1.3 Ignition probability mapping showing the probability of ignition along the electric lines and equipmentWLDFRAggregatedAggregated | WLDFR | HFTD - Distribution - Tier 2 - 1QU CoRE ¦ 5QU LoRE | Seismic - Non-Red Flag Warning - Catastrophic Fires | Aggregated | Aggregated | 2020 | 2.5308e-10 | 0 | 1628.5067 | 4.1214e-07 | 2020 | Mitigation | 0.08575 | 30 | 0 | esc | 0.0012005 | 3.0382e-13 | 0 | 0 | 0 | 0
[79 empty] | WLDFR | HFTD - Distribution - Tier 3 - 1QU CoRE ¦ 2QU LoRE | Red Flag Warning - Small Fires | 2050 | 0 | 4.8513e-07 | 1.2475e-06 | 0.10007 | 0.04626 | 0.0020076 | 0.051804 | 0 | 0 | 0 | 0.00080822 |  | 0 | 0 | 0 | 4.8548e-08 | 0 | 4.8548e-08 | 1.2484e-07 | 0 | 1.2484e-07 | [16 empty] | 7.3.1.3 Ignition probability mapping showing the probability of ignition along the electric lines and equipmentWLDFRAggregatedAggregated | WLDFR | HFTD - Distribution - Tier 2 - 1QU CoRE ¦ 5QU LoRE | Seismic - Red Flag Warning - Catastrophic Fires | Aggregated | Aggregated | 2020 | 1.0915e-08 | 0 | 1628.5067 | 1.7775e-05 | 2020 | Mitigation | 0.08575 | 30 | 0 | esc | 0.0012005 | 1.3104e-11 | 0 | 0 | 0 | 0
[79 empty] | WLDFR | HFTD - Distribution - Tier 3 - 1QU CoRE ¦ 2QU LoRE | Red Flag Warning - Small Fires | 2051 | 0 | 0 | 1.2475e-06 | 0.10007 | 0.04626 | 0.0020076 | 0.051804 | 0 | 0 | 0 | 0.00080822 |  | 0 | 0 | 0 | 0 | 0 | 0 | 1.2484e-07 | 0 | 1.2484e-07 | [16 empty] | 7.3.1.3 Ignition probability mapping showing the probability of ignition along the electric lines and equipmentWLDFRAggregatedAggregated | WLDFR | HFTD - Distribution - Tier 2 - 2QU CoRE ¦ 1QU LoRE | Non-Red Flag Warning - Catastrophic Fires | Aggregated | Aggregated | 2020 | 1.3502e-05 | 0 | 186.3964 | 0.0025168 | 2020 | Mitigation | 0.08575 | 30 | 0 | esc | 0.0012005 | 1.621e-08 | 0 | 0 | 0 | 0
[79 empty] | WLDFR | HFTD - Distribution - Tier 3 - 1QU CoRE ¦ 2QU LoRE | Seismic - Non-Red Flag Warning - Catastrophic Fires | 2020 | 2.458e-13 | 0 | 0 | 21083.8428 | 409.2237 | 13469.0878 | 7205.5313 | 0 | 0 | 0 | 2.0475e-10 |  | 5.1824e-09 | 0 | 5.1824e-09 | 0 | 0 | 0 | 0 | 0 | 0 | [16 empty] | 7.3.1.3 Ignition probability mapping showing the probability of ignition along the electric lines and equipmentWLDFRAggregatedAggregated | WLDFR | HFTD - Distribution - Tier 2 - 2QU CoRE ¦ 1QU LoRE | Non-Red Flag Warning - Destructive Fires | Aggregated | Aggregated | 2020 | 1.4331e-05 | 0 | 186.3964 | 0.0026712 | 2020 | Mitigation | 0.08575 | 30 | 0 | esc | 0.0012005 | 1.7204e-08 | 0 | 0 | 0 | 0
[79 empty] | WLDFR | HFTD - Distribution - Tier 3 - 1QU CoRE ¦ 2QU LoRE | Seismic - Non-Red Flag Warning - Catastrophic Fires | 2021 | 2.458e-13 | 1.229e-13 | 0 | 21083.8428 | 409.2237 | 13469.0878 | 7205.5313 | 0 | 0 | 0 | 2.0475e-10 |  | 5.1824e-09 | 0 | 5.1824e-09 | 2.5912e-09 | 0 | 2.5912e-09 | 0 | 0 | 0 | [16 empty] | 7.3.1.3 Ignition probability mapping showing the probability of ignition along the electric lines and equipmentWLDFRAggregatedAggregated | WLDFR | HFTD - Distribution - Tier 2 - 2QU CoRE ¦ 1QU LoRE | Non-Red Flag Warning - Large Fires | Aggregated | Aggregated | 2020 | 8.5602e-05 | 0 | 186.3964 | 0.015956 | 2020 | Mitigation | 0.08575 | 30 | 0 | esc | 0.0012005 | 1.0276e-07 | 0 | 0 | 0 | 0
[79 empty] | WLDFR | HFTD - Distribution - Tier 3 - 1QU CoRE ¦ 2QU LoRE | Seismic - Non-Red Flag Warning - Catastrophic Fires | 2022 | 2.458e-13 | 1.229e-13 | 3.1603e-13 | 21083.8428 | 409.2237 | 13469.0878 | 7205.5313 | 0 | 0 | 0 | 2.0475e-10 |  | 5.1824e-09 | 0 | 5.1824e-09 | 2.5912e-09 | 0 | 2.5912e-09 | 6.6631e-09 | 0 | 6.6631e-09 | [16 empty] | 7.3.1.3 Ignition probability mapping showing the probability of ignition along the electric lines and equipmentWLDFRAggregatedAggregated | WLDFR | HFTD - Distribution - Tier 2 - 2QU CoRE ¦ 1QU LoRE | Non-Red Flag Warning - Small Fires | Aggregated | Aggregated | 2020 | 0.010026 | 0 | 186.3964 | 1.8689 | 2020 | Mitigation | 0.08575 | 30 | 0 | esc | 0.0012005 | 1.2037e-05 | 0 | 0 | 0 | 0
[79 empty] | WLDFR | HFTD - Distribution - Tier 3 - 1QU CoRE ¦ 2QU LoRE | Seismic - Non-Red Flag Warning - Catastrophic Fires | 2023 | 2.458e-13 | 1.229e-13 | 3.1603e-13 | 21835.9781 | 428.6023 | 13939.561 | 7467.8148 | 0 | 0 | 0 | 2.0475e-10 |  | 5.3673e-09 | 0 | 5.3673e-09 | 2.6836e-09 | 0 | 2.6836e-09 | 6.9008e-09 | 0 | 6.9008e-09 | [16 empty] | 7.3.1.3 Ignition probability mapping showing the probability of ignition along the electric lines and equipmentWLDFRAggregatedAggregated | WLDFR | HFTD - Distribution - Tier 2 - 2QU CoRE ¦ 1QU LoRE | Red Flag Warning - Catastrophic Fires | Aggregated | Aggregated | 2020 | 0.000141 | 0 | 186.3964 | 0.026281 | 2020 | Mitigation | 0.08575 | 30 | 0 | esc | 0.0012005 | 1.6927e-07 | 0 | 0 | 0 | 0
[79 empty] | WLDFR | HFTD - Distribution - Tier 3 - 1QU CoRE ¦ 2QU LoRE | Seismic - Non-Red Flag Warning - Catastrophic Fires | 2024 | 2.458e-13 | 1.229e-13 | 3.1603e-13 | 21835.9781 | 428.6023 | 13939.561 | 7467.8148 | 0 | 0 | 0 | 2.0475e-10 |  | 5.3673e-09 | 0 | 5.3673e-09 | 2.6836e-09 | 0 | 2.6836e-09 | 6.9008e-09 | 0 | 6.9008e-09 | [16 empty] | 7.3.1.3 Ignition probability mapping showing the probability of ignition along the electric lines and equipmentWLDFRAggregatedAggregated | WLDFR | HFTD - Distribution - Tier 2 - 2QU CoRE ¦ 1QU LoRE | Red Flag Warning - Destructive Fires | Aggregated | Aggregated | 2020 | 2.5416e-05 | 0 | 186.3964 | 0.0047374 | 2020 | Mitigation | 0.08575 | 30 | 0 | esc | 0.0012005 | 3.0512e-08 | 0 | 0 | 0 | 0
[79 empty] | WLDFR | HFTD - Distribution - Tier 3 - 1QU CoRE ¦ 2QU LoRE | Seismic - Non-Red Flag Warning - Catastrophic Fires | 2025 | 2.458e-13 | 1.229e-13 | 3.1603e-13 | 21835.9781 | 428.6023 | 13939.561 | 7467.8148 | 0 | 0 | 0 | 2.0475e-10 |  | 5.3673e-09 | 0 | 5.3673e-09 | 2.6836e-09 | 0 | 2.6836e-09 | 6.9008e-09 | 0 | 6.9008e-09 | [16 empty] | 7.3.1.3 Ignition probability mapping showing the probability of ignition along the electric lines and equipmentWLDFRAggregatedAggregated | WLDFR | HFTD - Distribution - Tier 2 - 2QU CoRE ¦ 1QU LoRE | Red Flag Warning - Large Fires | Aggregated | Aggregated | 2020 | 0.00010964 | 0 | 186.3964 | 0.020436 | 2020 | Mitigation | 0.08575 | 30 | 0 | esc | 0.0012005 | 1.3162e-07 | 0 | 0 | 0 | 0
[79 empty] | WLDFR | HFTD - Distribution - Tier 3 - 1QU CoRE ¦ 2QU LoRE | Seismic - Non-Red Flag Warning - Catastrophic Fires | 2026 | 2.458e-13 | 1.229e-13 | 3.1603e-13 | 21835.9781 | 428.6023 | 13939.561 | 7467.8148 | 0 | 0 | 0 | 2.0475e-10 |  | 5.3673e-09 | 0 | 5.3673e-09 | 2.6836e-09 | 0 | 2.6836e-09 | 6.9008e-09 | 0 | 6.9008e-09 | [16 empty] | 7.3.1.3 Ignition probability mapping showing the probability of ignition along the electric lines and equipmentWLDFRAggregatedAggregated | WLDFR | HFTD - Distribution - Tier 2 - 2QU CoRE ¦ 1QU LoRE | Red Flag Warning - Small Fires | Aggregated | Aggregated | 2020 | 0.0010263 | 0 | 186.3964 | 0.1913 | 2020 | Mitigation | 0.08575 | 30 | 0 | esc | 0.0012005 | 1.2321e-06 | 0 | 0 | 0 | 0
[79 empty] | WLDFR | HFTD - Distribution - Tier 3 - 1QU CoRE ¦ 2QU LoRE | Seismic - Non-Red Flag Warning - Catastrophic Fires | 2027 | 2.458e-13 | 1.229e-13 | 3.1603e-13 | 21835.9781 | 428.6023 | 13939.561 | 7467.8148 | 0 | 0 | 0 | 2.0475e-10 |  | 5.3673e-09 | 0 | 5.3673e-09 | 2.6836e-09 | 0 | 2.6836e-09 | 6.9008e-09 | 0 | 6.9008e-09 | [16 empty] | 7.3.1.3 Ignition probability mapping showing the probability of ignition along the electric lines and equipmentWLDFRAggregatedAggregated | WLDFR | HFTD - Distribution - Tier 2 - 2QU CoRE ¦ 1QU LoRE | Seismic - Non-Red Flag Warning - Catastrophic Fires | Aggregated | Aggregated | 2020 | 1.062e-09 | 0 | 186.3964 | 1.9795e-07 | 2020 | Mitigation | 0.08575 | 30 | 0 | esc | 0.0012005 | 1.2749e-12 | 0 | 0 | 0 | 0
[79 empty] | WLDFR | HFTD - Distribution - Tier 3 - 1QU CoRE ¦ 2QU LoRE | Seismic - Non-Red Flag Warning - Catastrophic Fires | 2028 | 2.458e-13 | 1.229e-13 | 3.1603e-13 | 22783.187 | 453.261 | 14531.3357 | 7798.5904 | 0 | 0 | 0 | 2.0475e-10 |  | 5.6001e-09 | 0 | 5.6001e-09 | 2.8e-09 | 0 | 2.8e-09 | 7.2001e-09 | 0 | 7.2001e-09 | [16 empty] | 7.3.1.3 Ignition probability mapping showing the probability of ignition along the electric lines and equipmentWLDFRAggregatedAggregated | WLDFR | HFTD - Distribution - Tier 2 - 2QU CoRE ¦ 1QU LoRE | Seismic - Red Flag Warning - Catastrophic Fires | Aggregated | Aggregated | 2020 | 4.5803e-08 | 0 | 186.3964 | 8.5375e-06 | 2020 | Mitigation | 0.08575 | 30 | 0 | esc | 0.0012005 | 5.4986e-11 | 0 | 0 | 0 | 0
[79 empty] | WLDFR | HFTD - Distribution - Tier 3 - 1QU CoRE ¦ 2QU LoRE | Seismic - Non-Red Flag Warning - Catastrophic Fires | 2029 | 2.458e-13 | 1.229e-13 | 3.1603e-13 | 22783.187 | 453.261 | 14531.3357 | 7798.5904 | 0 | 0 | 0 | 2.0475e-10 |  | 5.6001e-09 | 0 | 5.6001e-09 | 2.8e-09 | 0 | 2.8e-09 | 7.2001e-09 | 0 | 7.2001e-09 | [16 empty] | 7.3.1.3 Ignition probability mapping showing the probability of ignition along the electric lines and equipmentWLDFRAggregatedAggregated | WLDFR | HFTD - Distribution - Tier 2 - 2QU CoRE ¦ 2QU LoRE | Non-Red Flag Warning - Catastrophic Fires | Aggregated | Aggregated | 2020 | 5.5185e-06 | 0 | 501.7453 | 0.0027689 | 2020 | Mitigation | 0.08575 | 30 | 0 | esc | 0.0012005 | 6.625e-09 | 0 | 0 | 0 | 0
[79 empty] | WLDFR | HFTD - Distribution - Tier 3 - 1QU CoRE ¦ 2QU LoRE | Seismic - Non-Red Flag Warning - Catastrophic Fires | 2030 | 2.458e-13 | 1.229e-13 | 3.1603e-13 | 22783.187 | 453.261 | 14531.3357 | 7798.5904 | 0 | 0 | 0 | 2.0475e-10 |  | 5.6001e-09 | 0 | 5.6001e-09 | 2.8e-09 | 0 | 2.8e-09 | 7.2001e-09 | 0 | 7.2001e-09 | [16 empty] | 7.3.1.3 Ignition probability mapping showing the probability of ignition along the electric lines and equipmentWLDFRAggregatedAggregated | WLDFR | HFTD - Distribution - Tier 2 - 2QU CoRE ¦ 2QU LoRE | Non-Red Flag Warning - Destructive Fires | Aggregated | Aggregated | 2020 | 5.5193e-06 | 0 | 501.7453 | 0.0027693 | 2020 | Mitigation | 0.08575 | 30 | 0 | esc | 0.0012005 | 6.626e-09 | 0 | 0 | 0 | 0
[79 empty] | WLDFR | HFTD - Distribution - Tier 3 - 1QU CoRE ¦ 2QU LoRE | Seismic - Non-Red Flag Warning - Catastrophic Fires | 2031 | 2.458e-13 | 1.229e-13 | 3.1603e-13 | 22783.187 | 453.261 | 14531.3357 | 7798.5904 | 0 | 0 | 0 | 2.0475e-10 |  | 5.6001e-09 | 0 | 5.6001e-09 | 2.8e-09 | 0 | 2.8e-09 | 7.2001e-09 | 0 | 7.2001e-09 | [16 empty] | 7.3.1.3 Ignition probability mapping showing the probability of ignition along the electric lines and equipmentWLDFRAggregatedAggregated | WLDFR | HFTD - Distribution - Tier 2 - 2QU CoRE ¦ 2QU LoRE | Non-Red Flag Warning - Large Fires | Aggregated | Aggregated | 2020 | 4.0038e-05 | 0 | 501.7453 | 0.020089 | 2020 | Mitigation | 0.08575 | 30 | 0 | esc | 0.0012005 | 4.8066e-08 | 0 | 0 | 0 | 0
[79 empty] | WLDFR | HFTD - Distribution - Tier 3 - 1QU CoRE ¦ 2QU LoRE | Seismic - Non-Red Flag Warning - Catastrophic Fires | 2032 | 2.458e-13 | 1.229e-13 | 3.1603e-13 | 22783.187 | 453.261 | 14531.3357 | 7798.5904 | 0 | 0 | 0 | 2.0475e-10 |  | 5.6001e-09 | 0 | 5.6001e-09 | 2.8e-09 | 0 | 2.8e-09 | 7.2001e-09 | 0 | 7.2001e-09 | [16 empty] | 7.3.1.3 Ignition probability mapping showing the probability of ignition along the electric lines and equipmentWLDFRAggregatedAggregated | WLDFR | HFTD - Distribution - Tier 2 - 2QU CoRE ¦ 2QU LoRE | Non-Red Flag Warning - Small Fires | Aggregated | Aggregated | 2020 | 0.0056445 | 0 | 501.7453 | 2.8321 | 2020 | Mitigation | 0.08575 | 30 | 0 | esc | 0.0012005 | 6.7762e-06 | 0 | 0 | 0 | 0
[79 empty] | WLDFR | HFTD - Distribution - Tier 3 - 1QU CoRE ¦ 2QU LoRE | Seismic - Non-Red Flag Warning - Catastrophic Fires | 2033 | 2.458e-13 | 1.229e-13 | 3.1603e-13 | 23835.2641 | 480.9649 | 15187.7294 | 8166.5698 | 0 | 0 | 0 | 2.0475e-10 |  | 5.8587e-09 | 0 | 5.8587e-09 | 2.9293e-09 | 0 | 2.9293e-09 | 7.5326e-09 | 0 | 7.5326e-09 | [16 empty] | 7.3.1.3 Ignition probability mapping showing the probability of ignition along the electric lines and equipmentWLDFRAggregatedAggregated | WLDFR | HFTD - Distribution - Tier 2 - 2QU CoRE ¦ 2QU LoRE | Red Flag Warning - Catastrophic Fires | Aggregated | Aggregated | 2020 | 8.4334e-05 | 0 | 501.7453 | 0.042314 | 2020 | Mitigation | 0.08575 | 30 | 0 | esc | 0.0012005 | 1.0124e-07 | 0 | 0 | 0 | 0
[79 empty] | WLDFR | HFTD - Distribution - Tier 3 - 1QU CoRE ¦ 2QU LoRE | Seismic - Non-Red Flag Warning - Catastrophic Fires | 2034 | 2.458e-13 | 1.229e-13 | 3.1603e-13 | 23835.2641 | 480.9649 | 15187.7294 | 8166.5698 | 0 | 0 | 0 | 2.0475e-10 |  | 5.8587e-09 | 0 | 5.8587e-09 | 2.9293e-09 | 0 | 2.9293e-09 | 7.5326e-09 | 0 | 7.5326e-09 | [16 empty] | 7.3.1.3 Ignition probability mapping showing the probability of ignition along the electric lines and equipmentWLDFRAggregatedAggregated | WLDFR | HFTD - Distribution - Tier 2 - 2QU CoRE ¦ 2QU LoRE | Red Flag Warning - Destructive Fires | Aggregated | Aggregated | 2020 | 1.2153e-05 | 0 | 501.7453 | 0.0060978 | 2020 | Mitigation | 0.08575 | 30 | 0 | esc | 0.0012005 | 1.459e-08 | 0 | 0 | 0 | 0
[79 empty] | WLDFR | HFTD - Distribution - Tier 3 - 1QU CoRE ¦ 2QU LoRE | Seismic - Non-Red Flag Warning - Catastrophic Fires | 2035 | 2.458e-13 | 1.229e-13 | 3.1603e-13 | 23835.2641 | 480.9649 | 15187.7294 | 8166.5698 | 0 | 0 | 0 | 2.0475e-10 |  | 5.8587e-09 | 0 | 5.8587e-09 | 2.9293e-09 | 0 | 2.9293e-09 | 7.5326e-09 | 0 | 7.5326e-09 | [16 empty] | 7.3.1.3 Ignition probability mapping showing the probability of ignition along the electric lines and equipmentWLDFRAggregatedAggregated | WLDFR | HFTD - Distribution - Tier 2 - 2QU CoRE ¦ 2QU LoRE | Red Flag Warning - Large Fires | Aggregated | Aggregated | 2020 | 5.907e-05 | 0 | 501.7453 | 0.029638 | 2020 | Mitigation | 0.08575 | 30 | 0 | esc | 0.0012005 | 7.0914e-08 | 0 | 0 | 0 | 0
[79 empty] | WLDFR | HFTD - Distribution - Tier 3 - 1QU CoRE ¦ 2QU LoRE | Seismic - Non-Red Flag Warning - Catastrophic Fires | 2036 | 2.458e-13 | 1.229e-13 | 3.1603e-13 | 23835.2641 | 480.9649 | 15187.7294 | 8166.5698 | 0 | 0 | 0 | 2.0475e-10 |  | 5.8587e-09 | 0 | 5.8587e-09 | 2.9293e-09 | 0 | 2.9293e-09 | 7.5326e-09 | 0 | 7.5326e-09 | [16 empty] | 7.3.1.3 Ignition probability mapping showing the probability of ignition along the electric lines and equipmentWLDFRAggregatedAggregated | WLDFR | HFTD - Distribution - Tier 2 - 2QU CoRE ¦ 2QU LoRE | Red Flag Warning - Small Fires | Aggregated | Aggregated | 2020 | 0.00072536 | 0 | 501.7453 | 0.36395 | 2020 | Mitigation | 0.08575 | 30 | 0 | esc | 0.0012005 | 8.708e-07 | 0 | 0 | 0 | 0
[79 empty] | WLDFR | HFTD - Distribution - Tier 3 - 1QU CoRE ¦ 2QU LoRE | Seismic - Non-Red Flag Warning - Catastrophic Fires | 2037 | 2.458e-13 | 1.229e-13 | 3.1603e-13 | 23835.2641 | 480.9649 | 15187.7294 | 8166.5698 | 0 | 0 | 0 | 2.0475e-10 |  | 5.8587e-09 | 0 | 5.8587e-09 | 2.9293e-09 | 0 | 2.9293e-09 | 7.5326e-09 | 0 | 7.5326e-09 | [16 empty] | 7.3.1.3 Ignition probability mapping showing the probability of ignition along the electric lines and equipmentWLDFRAggregatedAggregated | WLDFR | HFTD - Distribution - Tier 2 - 2QU CoRE ¦ 2QU LoRE | Seismic - Non-Red Flag Warning - Catastrophic Fires | Aggregated | Aggregated | 2020 | 2.1526e-10 | 0 | 501.7453 | 1.08e-07 | 2020 | Mitigation | 0.08575 | 30 | 0 | esc | 0.0012005 | 2.5842e-13 | 0 | 0 | 0 | 0
[79 empty] | WLDFR | HFTD - Distribution - Tier 3 - 1QU CoRE ¦ 2QU LoRE | Seismic - Non-Red Flag Warning - Catastrophic Fires | 2038 | 2.458e-13 | 1.229e-13 | 3.1603e-13 | 24976.6418 | 511.3745 | 15898.8237 | 8566.4437 | 0 | 0 | 0 | 2.0475e-10 |  | 6.1392e-09 | 0 | 6.1392e-09 | 3.0696e-09 | 0 | 3.0696e-09 | 7.8933e-09 | 0 | 7.8933e-09 | [16 empty] | 7.3.1.3 Ignition probability mapping showing the probability of ignition along the electric lines and equipmentWLDFRAggregatedAggregated | WLDFR | HFTD - Distribution - Tier 2 - 2QU CoRE ¦ 2QU LoRE | Seismic - Red Flag Warning - Catastrophic Fires | Aggregated | Aggregated | 2020 | 9.2838e-09 | 0 | 501.7453 | 4.6581e-06 | 2020 | Mitigation | 0.08575 | 30 | 0 | esc | 0.0012005 | 1.1145e-11 | 0 | 0 | 0 | 0
[79 empty] | WLDFR | HFTD - Distribution - Tier 3 - 1QU CoRE ¦ 2QU LoRE | Seismic - Non-Red Flag Warning - Catastrophic Fires | 2039 | 2.458e-13 | 1.229e-13 | 3.1603e-13 | 24976.6418 | 511.3745 | 15898.8237 | 8566.4437 | 0 | 0 | 0 | 2.0475e-10 |  | 6.1392e-09 | 0 | 6.1392e-09 | 3.0696e-09 | 0 | 3.0696e-09 | 7.8933e-09 | 0 | 7.8933e-09 | [16 empty] | 7.3.1.3 Ignition probability mapping showing the probability of ignition along the electric lines and equipmentWLDFRAggregatedAggregated | WLDFR | HFTD - Distribution - Tier 2 - 2QU CoRE ¦ 3QU LoRE | Non-Red Flag Warning - Catastrophic Fires | Aggregated | Aggregated | 2020 | 4.6094e-06 | 0 | 948.5456 | 0.0043722 | 2020 | Mitigation | 0.08575 | 30 | 0 | esc | 0.0012005 | 5.5336e-09 | 0 | 0 | 0 | 0
[79 empty] | WLDFR | HFTD - Distribution - Tier 3 - 1QU CoRE ¦ 2QU LoRE | Seismic - Non-Red Flag Warning - Catastrophic Fires | 2040 | 2.458e-13 | 1.229e-13 | 3.1603e-13 | 24976.6418 | 511.3745 | 15898.8237 | 8566.4437 | 0 | 0 | 0 | 2.0475e-10 |  | 6.1392e-09 | 0 | 6.1392e-09 | 3.0696e-09 | 0 | 3.0696e-09 | 7.8933e-09 | 0 | 7.8933e-09 | [16 empty] | 7.3.1.3 Ignition probability mapping showing the probability of ignition along the electric lines and equipmentWLDFRAggregatedAggregated | WLDFR | HFTD - Distribution - Tier 2 - 2QU CoRE ¦ 3QU LoRE | Non-Red Flag Warning - Destructive Fires | Aggregated | Aggregated | 2020 | 4.3069e-06 | 0 | 948.5456 | 0.0040853 | 2020 | Mitigation | 0.08575 | 30 | 0 | esc | 0.0012005 | 5.1704e-09 | 0 | 0 | 0 | 0
[79 empty] | WLDFR | HFTD - Distribution - Tier 3 - 1QU CoRE ¦ 2QU LoRE | Seismic - Non-Red Flag Warning - Catastrophic Fires | 2041 | 2.458e-13 | 1.229e-13 | 3.1603e-13 | 24976.6418 | 511.3745 | 15898.8237 | 8566.4437 | 0 | 0 | 0 | 2.0475e-10 |  | 6.1392e-09 | 0 | 6.1392e-09 | 3.0696e-09 | 0 | 3.0696e-09 | 7.8933e-09 | 0 | 7.8933e-09 | [16 empty] | 7.3.1.3 Ignition probability mapping showing the probability of ignition along the electric lines and equipmentWLDFRAggregatedAggregated | WLDFR | HFTD - Distribution - Tier 2 - 2QU CoRE ¦ 3QU LoRE | Non-Red Flag Warning - Large Fires | Aggregated | Aggregated | 2020 | 3.8466e-05 | 0 | 948.5456 | 0.036487 | 2020 | Mitigation | 0.08575 | 30 | 0 | esc | 0.0012005 | 4.6178e-08 | 0 | 0 | 0 | 0
[79 empty] | WLDFR | HFTD - Distribution - Tier 3 - 1QU CoRE ¦ 2QU LoRE | Seismic - Non-Red Flag Warning - Catastrophic Fires | 2042 | 2.458e-13 | 1.229e-13 | 3.1603e-13 | 24976.6418 | 511.3745 | 15898.8237 | 8566.4437 | 0 | 0 | 0 | 2.0475e-10 |  | 6.1392e-09 | 0 | 6.1392e-09 | 3.0696e-09 | 0 | 3.0696e-09 | 7.8933e-09 | 0 | 7.8933e-09 | [16 empty] | 7.3.1.3 Ignition probability mapping showing the probability of ignition along the electric lines and equipmentWLDFRAggregatedAggregated | WLDFR | HFTD - Distribution - Tier 2 - 2QU CoRE ¦ 3QU LoRE | Non-Red Flag Warning - Small Fires | Aggregated | Aggregated | 2020 | 0.0043657 | 0 | 948.5456 | 4.141 | 2020 | Mitigation | 0.08575 | 30 | 0 | esc | 0.0012005 | 5.241e-06 | 0 | 0 | 0 | 0
[79 empty] | WLDFR | HFTD - Distribution - Tier 3 - 1QU CoRE ¦ 2QU LoRE | Seismic - Non-Red Flag Warning - Catastrophic Fires | 2043 | 2.458e-13 | 1.229e-13 | 3.1603e-13 | 26191.7278 | 544.1291 | 16654.7414 | 8992.8573 | 0 | 0 | 0 | 2.0475e-10 |  | 6.4379e-09 | 0 | 6.4379e-09 | 3.2189e-09 | 0 | 3.2189e-09 | 8.2773e-09 | 0 | 8.2773e-09 | [16 empty] | 7.3.1.3 Ignition probability mapping showing the probability of ignition along the electric lines and equipmentWLDFRAggregatedAggregated | WLDFR | HFTD - Distribution - Tier 2 - 2QU CoRE ¦ 3QU LoRE | Red Flag Warning - Catastrophic Fires | Aggregated | Aggregated | 2020 | 6.7686e-05 | 0 | 948.5456 | 0.064203 | 2020 | Mitigation | 0.08575 | 30 | 0 | esc | 0.0012005 | 8.1257e-08 | 0 | 0 | 0 | 0
[79 empty] | WLDFR | HFTD - Distribution - Tier 3 - 1QU CoRE ¦ 2QU LoRE | Seismic - Non-Red Flag Warning - Catastrophic Fires | 2044 | 2.458e-13 | 1.229e-13 | 3.1603e-13 | 26191.7278 | 544.1291 | 16654.7414 | 8992.8573 | 0 | 0 | 0 | 2.0475e-10 |  | 6.4379e-09 | 0 | 6.4379e-09 | 3.2189e-09 | 0 | 3.2189e-09 | 8.2773e-09 | 0 | 8.2773e-09 | [16 empty] | 7.3.1.3 Ignition probability mapping showing the probability of ignition along the electric lines and equipmentWLDFRAggregatedAggregated | WLDFR | HFTD - Distribution - Tier 2 - 2QU CoRE ¦ 3QU LoRE | Red Flag Warning - Destructive Fires | Aggregated | Aggregated | 2020 | 9.3532e-06 | 0 | 948.5456 | 0.0088719 | 2020 | Mitigation | 0.08575 | 30 | 0 | esc | 0.0012005 | 1.1228e-08 | 0 | 0 | 0 | 0
[79 empty] | WLDFR | HFTD - Distribution - Tier 3 - 1QU CoRE ¦ 2QU LoRE | Seismic - Non-Red Flag Warning - Catastrophic Fires | 2045 | 2.458e-13 | 1.229e-13 | 3.1603e-13 | 26191.7278 | 544.1291 | 16654.7414 | 8992.8573 | 0 | 0 | 0 | 2.0475e-10 |  | 6.4379e-09 | 0 | 6.4379e-09 | 3.2189e-09 | 0 | 3.2189e-09 | 8.2773e-09 | 0 | 8.2773e-09 | [16 empty] | 7.3.1.3 Ignition probability mapping showing the probability of ignition along the electric lines and equipmentWLDFRAggregatedAggregated | WLDFR | HFTD - Distribution - Tier 2 - 2QU CoRE ¦ 3QU LoRE | Red Flag Warning - Large Fires | Aggregated | Aggregated | 2020 | 5.3689e-05 | 0 | 948.5456 | 0.050926 | 2020 | Mitigation | 0.08575 | 30 | 0 | esc | 0.0012005 | 6.4453e-08 | 0 | 0 | 0 | 0
[79 empty] | WLDFR | HFTD - Distribution - Tier 3 - 1QU CoRE ¦ 2QU LoRE | Seismic - Non-Red Flag Warning - Catastrophic Fires | 2046 | 2.458e-13 | 1.229e-13 | 3.1603e-13 | 26191.7278 | 544.1291 | 16654.7414 | 8992.8573 | 0 | 0 | 0 | 2.0475e-10 |  | 6.4379e-09 | 0 | 6.4379e-09 | 3.2189e-09 | 0 | 3.2189e-09 | 8.2773e-09 | 0 | 8.2773e-09 | [16 empty] | 7.3.1.3 Ignition probability mapping showing the probability of ignition along the electric lines and equipmentWLDFRAggregatedAggregated | WLDFR | HFTD - Distribution - Tier 2 - 2QU CoRE ¦ 3QU LoRE | Red Flag Warning - Small Fires | Aggregated | Aggregated | 2020 | 0.00054874 | 0 | 948.5456 | 0.52051 | 2020 | Mitigation | 0.08575 | 30 | 0 | esc | 0.0012005 | 6.5877e-07 | 0 | 0 | 0 | 0
[79 empty] | WLDFR | HFTD - Distribution - Tier 3 - 1QU CoRE ¦ 2QU LoRE | Seismic - Non-Red Flag Warning - Catastrophic Fires | 2047 | 2.458e-13 | 1.229e-13 | 3.1603e-13 | 26191.7278 | 544.1291 | 16654.7414 | 8992.8573 | 0 | 0 | 0 | 2.0475e-10 |  | 6.4379e-09 | 0 | 6.4379e-09 | 3.2189e-09 | 0 | 3.2189e-09 | 8.2773e-09 | 0 | 8.2773e-09 | [16 empty] | 7.3.1.3 Ignition probability mapping showing the probability of ignition along the electric lines and equipmentWLDFRAggregatedAggregated | WLDFR | HFTD - Distribution - Tier 2 - 2QU CoRE ¦ 3QU LoRE | Seismic - Non-Red Flag Warning - Catastrophic Fires | Aggregated | Aggregated | 2020 | 2.2464e-10 | 0 | 948.5456 | 2.1308e-07 | 2020 | Mitigation | 0.08575 | 30 | 0 | esc | 0.0012005 | 2.6968e-13 | 0 | 0 | 0 | 0
[79 empty] | WLDFR | HFTD - Distribution - Tier 3 - 1QU CoRE ¦ 2QU LoRE | Seismic - Non-Red Flag Warning - Catastrophic Fires | 2048 | 2.458e-13 | 1.229e-13 | 3.1603e-13 | 27464.7227 | 578.8407 | 17445.538 | 9440.3441 | 0 | 0 | 0 | 2.0475e-10 |  | 6.7508e-09 | 0 | 6.7508e-09 | 3.3754e-09 | 0 | 3.3754e-09 | 8.6796e-09 | 0 | 8.6796e-09 | [16 empty] | 7.3.1.3 Ignition probability mapping showing the probability of ignition along the electric lines and equipmentWLDFRAggregatedAggregated | WLDFR | HFTD - Distribution - Tier 2 - 2QU CoRE ¦ 3QU LoRE | Seismic - Red Flag Warning - Catastrophic Fires | Aggregated | Aggregated | 2020 | 9.6884e-09 | 0 | 948.5456 | 9.1899e-06 | 2020 | Mitigation | 0.08575 | 30 | 0 | esc | 0.0012005 | 1.1631e-11 | 0 | 0 | 0 | 0
[79 empty] | WLDFR | HFTD - Distribution - Tier 3 - 1QU CoRE ¦ 2QU LoRE | Seismic - Non-Red Flag Warning - Catastrophic Fires | 2049 | 2.458e-13 | 1.229e-13 | 3.1603e-13 | 27464.7227 | 578.8407 | 17445.538 | 9440.3441 | 0 | 0 | 0 | 2.0475e-10 |  | 6.7508e-09 | 0 | 6.7508e-09 | 3.3754e-09 | 0 | 3.3754e-09 | 8.6796e-09 | 0 | 8.6796e-09 | [16 empty] | 7.3.1.3 Ignition probability mapping showing the probability of ignition along the electric lines and equipmentWLDFRAggregatedAggregated | WLDFR | HFTD - Distribution - Tier 2 - 2QU CoRE ¦ 4QU LoRE | Non-Red Flag Warning - Catastrophic Fires | Aggregated | Aggregated | 2020 | 3.2522e-06 | 0 | 1130.0763 | 0.0036752 | 2020 | Mitigation | 0.08575 | 30 | 0 | esc | 0.0012005 | 3.9043e-09 | 0 | 0 | 0 | 0
[79 empty] | WLDFR | HFTD - Distribution - Tier 3 - 1QU CoRE ¦ 2QU LoRE | Seismic - Non-Red Flag Warning - Catastrophic Fires | 2050 | 0 | 1.229e-13 | 3.1603e-13 | 27464.7227 | 578.8407 | 17445.538 | 9440.3441 | 0 | 0 | 0 | 2.0475e-10 |  | 0 | 0 | 0 | 3.3754e-09 | 0 | 3.3754e-09 | 8.6796e-09 | 0 | 8.6796e-09 | [16 empty] | 7.3.1.3 Ignition probability mapping showing the probability of ignition along the electric lines and equipmentWLDFRAggregatedAggregated | WLDFR | HFTD - Distribution - Tier 2 - 2QU CoRE ¦ 4QU LoRE | Non-Red Flag Warning - Destructive Fires | Aggregated | Aggregated | 2020 | 3.1805e-06 | 0 | 1130.0763 | 0.0035942 | 2020 | Mitigation | 0.08575 | 30 | 0 | esc | 0.0012005 | 3.8182e-09 | 0 | 0 | 0 | 0
[79 empty] | WLDFR | HFTD - Distribution - Tier 3 - 1QU CoRE ¦ 2QU LoRE | Seismic - Non-Red Flag Warning - Catastrophic Fires | 2051 | 0 | 0 | 3.1603e-13 | 27464.7227 | 578.8407 | 17445.538 | 9440.3441 | 0 | 0 | 0 | 2.0475e-10 |  | 0 | 0 | 0 | 0 | 0 | 0 | 8.6796e-09 | 0 | 8.6796e-09 | [16 empty] | 7.3.1.3 Ignition probability mapping showing the probability of ignition along the electric lines and equipmentWLDFRAggregatedAggregated | WLDFR | HFTD - Distribution - Tier 2 - 2QU CoRE ¦ 4QU LoRE | Non-Red Flag Warning - Large Fires | Aggregated | Aggregated | 2020 | 3.0633e-05 | 0 | 1130.0763 | 0.034618 | 2020 | Mitigation | 0.08575 | 30 | 0 | esc | 0.0012005 | 3.6775e-08 | 0 | 0 | 0 | 0
[79 empty] | WLDFR | HFTD - Distribution - Tier 3 - 1QU CoRE ¦ 2QU LoRE | Seismic - Red Flag Warning - Catastrophic Fires | 2020 | 1.0601e-11 | 0 | 0 | 21083.8428 | 409.2237 | 13469.0878 | 7205.5313 | 0 | 0 | 0 | 8.8305e-09 |  | 2.2351e-07 | 0 | 2.2351e-07 | 0 | 0 | 0 | 0 | 0 | 0 | [16 empty] | 7.3.1.3 Ignition probability mapping showing the probability of ignition along the electric lines and equipmentWLDFRAggregatedAggregated | WLDFR | HFTD - Distribution - Tier 2 - 2QU CoRE ¦ 4QU LoRE | Non-Red Flag Warning - Small Fires | Aggregated | Aggregated | 2020 | 0.0034702 | 0 | 1130.0763 | 3.9215 | 2020 | Mitigation | 0.08575 | 30 | 0 | esc | 0.0012005 | 4.1659e-06 | 0 | 0 | 0 | 0
[79 empty] | WLDFR | HFTD - Distribution - Tier 3 - 1QU CoRE ¦ 2QU LoRE | Seismic - Red Flag Warning - Catastrophic Fires | 2021 | 1.0601e-11 | 5.3005e-12 | 0 | 21083.8428 | 409.2237 | 13469.0878 | 7205.5313 | 0 | 0 | 0 | 8.8305e-09 |  | 2.2351e-07 | 0 | 2.2351e-07 | 1.1175e-07 | 0 | 1.1175e-07 | 0 | 0 | 0 | [16 empty] | 7.3.1.3 Ignition probability mapping showing the probability of ignition along the electric lines and equipmentWLDFRAggregatedAggregated | WLDFR | HFTD - Distribution - Tier 2 - 2QU CoRE ¦ 4QU LoRE | Red Flag Warning - Catastrophic Fires | Aggregated | Aggregated | 2020 | 5.545e-05 | 0 | 1130.0763 | 0.062662 | 2020 | Mitigation | 0.08575 | 30 | 0 | esc | 0.0012005 | 6.6567e-08 | 0 | 0 | 0 | 0
[79 empty] | WLDFR | HFTD - Distribution - Tier 3 - 1QU CoRE ¦ 2QU LoRE | Seismic - Red Flag Warning - Catastrophic Fires | 2022 | 1.0601e-11 | 5.3005e-12 | 1.363e-11 | 21083.8428 | 409.2237 | 13469.0878 | 7205.5313 | 0 | 0 | 0 | 8.8305e-09 |  | 2.2351e-07 | 0 | 2.2351e-07 | 1.1175e-07 | 0 | 1.1175e-07 | 2.8737e-07 | 0 | 2.8737e-07 | [16 empty] | 7.3.1.3 Ignition probability mapping showing the probability of ignition along the electric lines and equipmentWLDFRAggregatedAggregated | WLDFR | HFTD - Distribution - Tier 2 - 2QU CoRE ¦ 4QU LoRE | Red Flag Warning - Destructive Fires | Aggregated | Aggregated | 2020 | 7.7425e-06 | 0 | 1130.0763 | 0.0087496 | 2020 | Mitigation | 0.08575 | 30 | 0 | esc | 0.0012005 | 9.2948e-09 | 0 | 0 | 0 | 0
[79 empty] | WLDFR | HFTD - Distribution - Tier 3 - 1QU CoRE ¦ 2QU LoRE | Seismic - Red Flag Warning - Catastrophic Fires | 2023 | 1.0601e-11 | 5.3005e-12 | 1.363e-11 | 21835.9781 | 428.6023 | 13939.561 | 7467.8148 | 0 | 0 | 0 | 8.8305e-09 |  | 2.3148e-07 | 0 | 2.3148e-07 | 1.1574e-07 | 0 | 1.1574e-07 | 2.9762e-07 | 0 | 2.9762e-07 | [16 empty] | 7.3.1.3 Ignition probability mapping showing the probability of ignition along the electric lines and equipmentWLDFRAggregatedAggregated | WLDFR | HFTD - Distribution - Tier 2 - 2QU CoRE ¦ 4QU LoRE | Red Flag Warning - Large Fires | Aggregated | Aggregated | 2020 | 4.8141e-05 | 0 | 1130.0763 | 0.054403 | 2020 | Mitigation | 0.08575 | 30 | 0 | esc | 0.0012005 | 5.7793e-08 | 0 | 0 | 0 | 0
[79 empty] | WLDFR | HFTD - Distribution - Tier 3 - 1QU CoRE ¦ 2QU LoRE | Seismic - Red Flag Warning - Catastrophic Fires | 2024 | 1.0601e-11 | 5.3005e-12 | 1.363e-11 | 21835.9781 | 428.6023 | 13939.561 | 7467.8148 | 0 | 0 | 0 | 8.8305e-09 |  | 2.3148e-07 | 0 | 2.3148e-07 | 1.1574e-07 | 0 | 1.1574e-07 | 2.9762e-07 | 0 | 2.9762e-07 | [16 empty] | 7.3.1.3 Ignition probability mapping showing the probability of ignition along the electric lines and equipmentWLDFRAggregatedAggregated | WLDFR | HFTD - Distribution - Tier 2 - 2QU CoRE ¦ 4QU LoRE | Red Flag Warning - Small Fires | Aggregated | Aggregated | 2020 | 0.00044028 | 0 | 1130.0763 | 0.49755 | 2020 | Mitigation | 0.08575 | 30 | 0 | esc | 0.0012005 | 5.2856e-07 | 0 | 0 | 0 | 0
[79 empty] | WLDFR | HFTD - Distribution - Tier 3 - 1QU CoRE ¦ 2QU LoRE | Seismic - Red Flag Warning - Catastrophic Fires | 2025 | 1.0601e-11 | 5.3005e-12 | 1.363e-11 | 21835.9781 | 428.6023 | 13939.561 | 7467.8148 | 0 | 0 | 0 | 8.8305e-09 |  | 2.3148e-07 | 0 | 2.3148e-07 | 1.1574e-07 | 0 | 1.1574e-07 | 2.9762e-07 | 0 | 2.9762e-07 | [16 empty] | 7.3.1.3 Ignition probability mapping showing the probability of ignition along the electric lines and equipmentWLDFRAggregatedAggregated | WLDFR | HFTD - Distribution - Tier 2 - 2QU CoRE ¦ 4QU LoRE | Seismic - Non-Red Flag Warning - Catastrophic Fires | Aggregated | Aggregated | 2020 | 1.7205e-10 | 0 | 1130.0763 | 1.9443e-07 | 2020 | Mitigation | 0.08575 | 30 | 0 | esc | 0.0012005 | 2.0655e-13 | 0 | 0 | 0 | 0
[79 empty] | WLDFR | HFTD - Distribution - Tier 3 - 1QU CoRE ¦ 2QU LoRE | Seismic - Red Flag Warning - Catastrophic Fires | 2026 | 1.0601e-11 | 5.3005e-12 | 1.363e-11 | 21835.9781 | 428.6023 | 13939.561 | 7467.8148 | 0 | 0 | 0 | 8.8305e-09 |  | 2.3148e-07 | 0 | 2.3148e-07 | 1.1574e-07 | 0 | 1.1574e-07 | 2.9762e-07 | 0 | 2.9762e-07 | [16 empty] | 7.3.1.3 Ignition probability mapping showing the probability of ignition along the electric lines and equipmentWLDFRAggregatedAggregated | WLDFR | HFTD - Distribution - Tier 2 - 2QU CoRE ¦ 4QU LoRE | Seismic - Red Flag Warning - Catastrophic Fires | Aggregated | Aggregated | 2020 | 7.4204e-09 | 0 | 1130.0763 | 8.3856e-06 | 2020 | Mitigation | 0.08575 | 30 | 0 | esc | 0.0012005 | 8.9082e-12 | 0 | 0 | 0 | 0
[79 empty] | WLDFR | HFTD - Distribution - Tier 3 - 1QU CoRE ¦ 2QU LoRE | Seismic - Red Flag Warning - Catastrophic Fires | 2027 | 1.0601e-11 | 5.3005e-12 | 1.363e-11 | 21835.9781 | 428.6023 | 13939.561 | 7467.8148 | 0 | 0 | 0 | 8.8305e-09 |  | 2.3148e-07 | 0 | 2.3148e-07 | 1.1574e-07 | 0 | 1.1574e-07 | 2.9762e-07 | 0 | 2.9762e-07 | [16 empty] | 7.3.1.3 Ignition probability mapping showing the probability of ignition along the electric lines and equipmentWLDFRAggregatedAggregated | WLDFR | HFTD - Distribution - Tier 2 - 2QU CoRE ¦ 5QU LoRE | Non-Red Flag Warning - Catastrophic Fires | Aggregated | Aggregated | 2020 | 2.5993e-06 | 0 | 1453.2434 | 0.0037774 | 2020 | Mitigation | 0.08575 | 30 | 0 | esc | 0.0012005 | 3.1204e-09 | 0 | 0 | 0 | 0
[79 empty] | WLDFR | HFTD - Distribution - Tier 3 - 1QU CoRE ¦ 2QU LoRE | Seismic - Red Flag Warning - Catastrophic Fires | 2028 | 1.0601e-11 | 5.3005e-12 | 1.363e-11 | 22783.187 | 453.261 | 14531.3357 | 7798.5904 | 0 | 0 | 0 | 8.8305e-09 |  | 2.4152e-07 | 0 | 2.4152e-07 | 1.2076e-07 | 0 | 1.2076e-07 | 3.1053e-07 | 0 | 3.1053e-07 | [16 empty] | 7.3.1.3 Ignition probability mapping showing the probability of ignition along the electric lines and equipmentWLDFRAggregatedAggregated | WLDFR | HFTD - Distribution - Tier 2 - 2QU CoRE ¦ 5QU LoRE | Non-Red Flag Warning - Destructive Fires | Aggregated | Aggregated | 2020 | 2.3653e-06 | 0 | 1453.2434 | 0.0034374 | 2020 | Mitigation | 0.08575 | 30 | 0 | esc | 0.0012005 | 2.8396e-09 | 0 | 0 | 0 | 0
[79 empty] | WLDFR | HFTD - Distribution - Tier 3 - 1QU CoRE ¦ 2QU LoRE | Seismic - Red Flag Warning - Catastrophic Fires | 2029 | 1.0601e-11 | 5.3005e-12 | 1.363e-11 | 22783.187 | 453.261 | 14531.3357 | 7798.5904 | 0 | 0 | 0 | 8.8305e-09 |  | 2.4152e-07 | 0 | 2.4152e-07 | 1.2076e-07 | 0 | 1.2076e-07 | 3.1053e-07 | 0 | 3.1053e-07 | [16 empty] | 7.3.1.3 Ignition probability mapping showing the probability of ignition along the electric lines and equipmentWLDFRAggregatedAggregated | WLDFR | HFTD - Distribution - Tier 2 - 2QU CoRE ¦ 5QU LoRE | Non-Red Flag Warning - Large Fires | Aggregated | Aggregated | 2020 | 2.2048e-05 | 0 | 1453.2434 | 0.03204 | 2020 | Mitigation | 0.08575 | 30 | 0 | esc | 0.0012005 | 2.6468e-08 | 0 | 0 | 0 | 0
[79 empty] | WLDFR | HFTD - Distribution - Tier 3 - 1QU CoRE ¦ 2QU LoRE | Seismic - Red Flag Warning - Catastrophic Fires | 2030 | 1.0601e-11 | 5.3005e-12 | 1.363e-11 | 22783.187 | 453.261 | 14531.3357 | 7798.5904 | 0 | 0 | 0 | 8.8305e-09 |  | 2.4152e-07 | 0 | 2.4152e-07 | 1.2076e-07 | 0 | 1.2076e-07 | 3.1053e-07 | 0 | 3.1053e-07 | [16 empty] | 7.3.1.3 Ignition probability mapping showing the probability of ignition along the electric lines and equipmentWLDFRAggregatedAggregated | WLDFR | HFTD - Distribution - Tier 2 - 2QU CoRE ¦ 5QU LoRE | Non-Red Flag Warning - Small Fires | Aggregated | Aggregated | 2020 | 0.00239 | 0 | 1453.2434 | 3.4732 | 2020 | Mitigation | 0.08575 | 30 | 0 | esc | 0.0012005 | 2.8691e-06 | 0 | 0 | 0 | 0
[79 empty] | WLDFR | HFTD - Distribution - Tier 3 - 1QU CoRE ¦ 2QU LoRE | Seismic - Red Flag Warning - Catastrophic Fires | 2031 | 1.0601e-11 | 5.3005e-12 | 1.363e-11 | 22783.187 | 453.261 | 14531.3357 | 7798.5904 | 0 | 0 | 0 | 8.8305e-09 |  | 2.4152e-07 | 0 | 2.4152e-07 | 1.2076e-07 | 0 | 1.2076e-07 | 3.1053e-07 | 0 | 3.1053e-07 | [16 empty] | 7.3.1.3 Ignition probability mapping showing the probability of ignition along the electric lines and equipmentWLDFRAggregatedAggregated | WLDFR | HFTD - Distribution - Tier 2 - 2QU CoRE ¦ 5QU LoRE | Red Flag Warning - Catastrophic Fires | Aggregated | Aggregated | 2020 | 4.1298e-05 | 0 | 1453.2434 | 0.060016 | 2020 | Mitigation | 0.08575 | 30 | 0 | esc | 0.0012005 | 4.9578e-08 | 0 | 0 | 0 | 0
[79 empty] | WLDFR | HFTD - Distribution - Tier 3 - 1QU CoRE ¦ 2QU LoRE | Seismic - Red Flag Warning - Catastrophic Fires | 2032 | 1.0601e-11 | 5.3005e-12 | 1.363e-11 | 22783.187 | 453.261 | 14531.3357 | 7798.5904 | 0 | 0 | 0 | 8.8305e-09 |  | 2.4152e-07 | 0 | 2.4152e-07 | 1.2076e-07 | 0 | 1.2076e-07 | 3.1053e-07 | 0 | 3.1053e-07 | [16 empty] | 7.3.1.3 Ignition probability mapping showing the probability of ignition along the electric lines and equipmentWLDFRAggregatedAggregated | WLDFR | HFTD - Distribution - Tier 2 - 2QU CoRE ¦ 5QU LoRE | Red Flag Warning - Destructive Fires | Aggregated | Aggregated | 2020 | 5.8619e-06 | 0 | 1453.2434 | 0.0085188 | 2020 | Mitigation | 0.08575 | 30 | 0 | esc | 0.0012005 | 7.0372e-09 | 0 | 0 | 0 | 0
[79 empty] | WLDFR | HFTD - Distribution - Tier 3 - 1QU CoRE ¦ 2QU LoRE | Seismic - Red Flag Warning - Catastrophic Fires | 2033 | 1.0601e-11 | 5.3005e-12 | 1.363e-11 | 23835.2641 | 480.9649 | 15187.7294 | 8166.5698 | 0 | 0 | 0 | 8.8305e-09 |  | 2.5268e-07 | 0 | 2.5268e-07 | 1.2634e-07 | 0 | 1.2634e-07 | 3.2487e-07 | 0 | 3.2487e-07 | [16 empty] | 7.3.1.3 Ignition probability mapping showing the probability of ignition along the electric lines and equipmentWLDFRAggregatedAggregated | WLDFR | HFTD - Distribution - Tier 2 - 2QU CoRE ¦ 5QU LoRE | Red Flag Warning - Large Fires | Aggregated | Aggregated | 2020 | 3.4967e-05 | 0 | 1453.2434 | 0.050816 | 2020 | Mitigation | 0.08575 | 30 | 0 | esc | 0.0012005 | 4.1978e-08 | 0 | 0 | 0 | 0
[79 empty] | WLDFR | HFTD - Distribution - Tier 3 - 1QU CoRE ¦ 2QU LoRE | Seismic - Red Flag Warning - Catastrophic Fires | 2034 | 1.0601e-11 | 5.3005e-12 | 1.363e-11 | 23835.2641 | 480.9649 | 15187.7294 | 8166.5698 | 0 | 0 | 0 | 8.8305e-09 |  | 2.5268e-07 | 0 | 2.5268e-07 | 1.2634e-07 | 0 | 1.2634e-07 | 3.2487e-07 | 0 | 3.2487e-07 | [16 empty] | 7.3.1.3 Ignition probability mapping showing the probability of ignition along the electric lines and equipmentWLDFRAggregatedAggregated | WLDFR | HFTD - Distribution - Tier 2 - 2QU CoRE ¦ 5QU LoRE | Red Flag Warning - Small Fires | Aggregated | Aggregated | 2020 | 0.0002825 | 0 | 1453.2434 | 0.41054 | 2020 | Mitigation | 0.08575 | 30 | 0 | esc | 0.0012005 | 3.3914e-07 | 0 | 0 | 0 | 0
[79 empty] | WLDFR | HFTD - Distribution - Tier 3 - 1QU CoRE ¦ 2QU LoRE | Seismic - Red Flag Warning - Catastrophic Fires | 2035 | 1.0601e-11 | 5.3005e-12 | 1.363e-11 | 23835.2641 | 480.9649 | 15187.7294 | 8166.5698 | 0 | 0 | 0 | 8.8305e-09 |  | 2.5268e-07 | 0 | 2.5268e-07 | 1.2634e-07 | 0 | 1.2634e-07 | 3.2487e-07 | 0 | 3.2487e-07 | [16 empty] | 7.3.1.3 Ignition probability mapping showing the probability of ignition along the electric lines and equipmentWLDFRAggregatedAggregated | WLDFR | HFTD - Distribution - Tier 2 - 2QU CoRE ¦ 5QU LoRE | Seismic - Non-Red Flag Warning - Catastrophic Fires | Aggregated | Aggregated | 2020 | 1.3403e-10 | 0 | 1453.2434 | 1.9478e-07 | 2020 | Mitigation | 0.08575 | 30 | 0 | esc | 0.0012005 | 1.609e-13 | 0 | 0 | 0 | 0
[79 empty] | WLDFR | HFTD - Distribution - Tier 3 - 1QU CoRE ¦ 2QU LoRE | Seismic - Red Flag Warning - Catastrophic Fires | 2036 | 1.0601e-11 | 5.3005e-12 | 1.363e-11 | 23835.2641 | 480.9649 | 15187.7294 | 8166.5698 | 0 | 0 | 0 | 8.8305e-09 |  | 2.5268e-07 | 0 | 2.5268e-07 | 1.2634e-07 | 0 | 1.2634e-07 | 3.2487e-07 | 0 | 3.2487e-07 | [16 empty] | 7.3.1.3 Ignition probability mapping showing the probability of ignition along the electric lines and equipmentWLDFRAggregatedAggregated | WLDFR | HFTD - Distribution - Tier 2 - 2QU CoRE ¦ 5QU LoRE | Seismic - Red Flag Warning - Catastrophic Fires | Aggregated | Aggregated | 2020 | 5.7805e-09 | 0 | 1453.2434 | 8.4005e-06 | 2020 | Mitigation | 0.08575 | 30 | 0 | esc | 0.0012005 | 6.9395e-12 | 0 | 0 | 0 | 0
[79 empty] | WLDFR | HFTD - Distribution - Tier 3 - 1QU CoRE ¦ 2QU LoRE | Seismic - Red Flag Warning - Catastrophic Fires | 2037 | 1.0601e-11 | 5.3005e-12 | 1.363e-11 | 23835.2641 | 480.9649 | 15187.7294 | 8166.5698 | 0 | 0 | 0 | 8.8305e-09 |  | 2.5268e-07 | 0 | 2.5268e-07 | 1.2634e-07 | 0 | 1.2634e-07 | 3.2487e-07 | 0 | 3.2487e-07 | [16 empty] | 7.3.1.3 Ignition probability mapping showing the probability of ignition along the electric lines and equipmentWLDFRAggregatedAggregated | WLDFR | HFTD - Distribution - Tier 2 - 3QU CoRE ¦ 1QU LoRE | Non-Red Flag Warning - Catastrophic Fires | Aggregated | Aggregated | 2020 | 4.4097e-06 | 0 | 500.9897 | 0.0022092 | 2020 | Mitigation | 0.08575 | 30 | 0 | esc | 0.0012005 | 5.2938e-09 | 0 | 0 | 0 | 0
[79 empty] | WLDFR | HFTD - Distribution - Tier 3 - 1QU CoRE ¦ 2QU LoRE | Seismic - Red Flag Warning - Catastrophic Fires | 2038 | 1.0601e-11 | 5.3005e-12 | 1.363e-11 | 24976.6418 | 511.3745 | 15898.8237 | 8566.4437 | 0 | 0 | 0 | 8.8305e-09 |  | 2.6478e-07 | 0 | 2.6478e-07 | 1.3239e-07 | 0 | 1.3239e-07 | 3.4043e-07 | 0 | 3.4043e-07 | [16 empty] | 7.3.1.3 Ignition probability mapping showing the probability of ignition along the electric lines and equipmentWLDFRAggregatedAggregated | WLDFR | HFTD - Distribution - Tier 2 - 3QU CoRE ¦ 1QU LoRE | Non-Red Flag Warning - Destructive Fires | Aggregated | Aggregated | 2020 | 4.9873e-06 | 0 | 500.9897 | 0.0024986 | 2020 | Mitigation | 0.08575 | 30 | 0 | esc | 0.0012005 | 5.9872e-09 | 0 | 0 | 0 | 0
[79 empty] | WLDFR | HFTD - Distribution - Tier 3 - 1QU CoRE ¦ 2QU LoRE | Seismic - Red Flag Warning - Catastrophic Fires | 2039 | 1.0601e-11 | 5.3005e-12 | 1.363e-11 | 24976.6418 | 511.3745 | 15898.8237 | 8566.4437 | 0 | 0 | 0 | 8.8305e-09 |  | 2.6478e-07 | 0 | 2.6478e-07 | 1.3239e-07 | 0 | 1.3239e-07 | 3.4043e-07 | 0 | 3.4043e-07 | [16 empty] | 7.3.1.3 Ignition probability mapping showing the probability of ignition along the electric lines and equipmentWLDFRAggregatedAggregated | WLDFR | HFTD - Distribution - Tier 2 - 3QU CoRE ¦ 1QU LoRE | Non-Red Flag Warning - Large Fires | Aggregated | Aggregated | 2020 | 4.1931e-05 | 0 | 500.9897 | 0.021007 | 2020 | Mitigation | 0.08575 | 30 | 0 | esc | 0.0012005 | 5.0338e-08 | 0 | 0 | 0 | 0
[79 empty] | WLDFR | HFTD - Distribution - Tier 3 - 1QU CoRE ¦ 2QU LoRE | Seismic - Red Flag Warning - Catastrophic Fires | 2040 | 1.0601e-11 | 5.3005e-12 | 1.363e-11 | 24976.6418 | 511.3745 | 15898.8237 | 8566.4437 | 0 | 0 | 0 | 8.8305e-09 |  | 2.6478e-07 | 0 | 2.6478e-07 | 1.3239e-07 | 0 | 1.3239e-07 | 3.4043e-07 | 0 | 3.4043e-07 | [16 empty] | 7.3.1.3 Ignition probability mapping showing the probability of ignition along the electric lines and equipmentWLDFRAggregatedAggregated | WLDFR | HFTD - Distribution - Tier 2 - 3QU CoRE ¦ 1QU LoRE | Non-Red Flag Warning - Small Fires | Aggregated | Aggregated | 2020 | 0.010206 | 0 | 500.9897 | 5.1133 | 2020 | Mitigation | 0.08575 | 30 | 0 | esc | 0.0012005 | 1.2253e-05 | 0 | 0 | 0 | 0
[79 empty] | WLDFR | HFTD - Distribution - Tier 3 - 1QU CoRE ¦ 2QU LoRE | Seismic - Red Flag Warning - Catastrophic Fires | 2041 | 1.0601e-11 | 5.3005e-12 | 1.363e-11 | 24976.6418 | 511.3745 | 15898.8237 | 8566.4437 | 0 | 0 | 0 | 8.8305e-09 |  | 2.6478e-07 | 0 | 2.6478e-07 | 1.3239e-07 | 0 | 1.3239e-07 | 3.4043e-07 | 0 | 3.4043e-07 | [16 empty] | 7.3.1.3 Ignition probability mapping showing the probability of ignition along the electric lines and equipmentWLDFRAggregatedAggregated | WLDFR | HFTD - Distribution - Tier 2 - 3QU CoRE ¦ 1QU LoRE | Red Flag Warning - Catastrophic Fires | Aggregated | Aggregated | 2020 | 5.64e-05 | 0 | 500.9897 | 0.028256 | 2020 | Mitigation | 0.08575 | 30 | 0 | esc | 0.0012005 | 6.7708e-08 | 0 | 0 | 0 | 0
[79 empty] | WLDFR | HFTD - Distribution - Tier 3 - 1QU CoRE ¦ 2QU LoRE | Seismic - Red Flag Warning - Catastrophic Fires | 2042 | 1.0601e-11 | 5.3005e-12 | 1.363e-11 | 24976.6418 | 511.3745 | 15898.8237 | 8566.4437 | 0 | 0 | 0 | 8.8305e-09 |  | 2.6478e-07 | 0 | 2.6478e-07 | 1.3239e-07 | 0 | 1.3239e-07 | 3.4043e-07 | 0 | 3.4043e-07 | [16 empty] | 7.3.1.3 Ignition probability mapping showing the probability of ignition along the electric lines and equipmentWLDFRAggregatedAggregated | WLDFR | HFTD - Distribution - Tier 2 - 3QU CoRE ¦ 1QU LoRE | Red Flag Warning - Destructive Fires | Aggregated | Aggregated | 2020 | 9.5077e-06 | 0 | 500.9897 | 0.0047632 | 2020 | Mitigation | 0.08575 | 30 | 0 | esc | 0.0012005 | 1.1414e-08 | 0 | 0 | 0 | 0
[79 empty] | WLDFR | HFTD - Distribution - Tier 3 - 1QU CoRE ¦ 2QU LoRE | Seismic - Red Flag Warning - Catastrophic Fires | 2043 | 1.0601e-11 | 5.3005e-12 | 1.363e-11 | 26191.7278 | 544.1291 | 16654.7414 | 8992.8573 | 0 | 0 | 0 | 8.8305e-09 |  | 2.7766e-07 | 0 | 2.7766e-07 | 1.3883e-07 | 0 | 1.3883e-07 | 3.5699e-07 | 0 | 3.5699e-07 | [16 empty] | 7.3.1.3 Ignition probability mapping showing the probability of ignition along the electric lines and equipmentWLDFRAggregatedAggregated | WLDFR | HFTD - Distribution - Tier 2 - 3QU CoRE ¦ 1QU LoRE | Red Flag Warning - Large Fires | Aggregated | Aggregated | 2020 | 5.9314e-05 | 0 | 500.9897 | 0.029716 | 2020 | Mitigation | 0.08575 | 30 | 0 | esc | 0.0012005 | 7.1206e-08 | 0 | 0 | 0 | 0
[79 empty] | WLDFR | HFTD - Distribution - Tier 3 - 1QU CoRE ¦ 2QU LoRE | Seismic - Red Flag Warning - Catastrophic Fires | 2044 | 1.0601e-11 | 5.3005e-12 | 1.363e-11 | 26191.7278 | 544.1291 | 16654.7414 | 8992.8573 | 0 | 0 | 0 | 8.8305e-09 |  | 2.7766e-07 | 0 | 2.7766e-07 | 1.3883e-07 | 0 | 1.3883e-07 | 3.5699e-07 | 0 | 3.5699e-07 | [16 empty] | 7.3.1.3 Ignition probability mapping showing the probability of ignition along the electric lines and equipmentWLDFRAggregatedAggregated | WLDFR | HFTD - Distribution - Tier 2 - 3QU CoRE ¦ 1QU LoRE | Red Flag Warning - Small Fires | Aggregated | Aggregated | 2020 | 0.0012681 | 0 | 500.9897 | 0.63532 | 2020 | Mitigation | 0.08575 | 30 | 0 | esc | 0.0012005 | 1.5224e-06 | 0 | 0 | 0 | 0
[79 empty] | WLDFR | HFTD - Distribution - Tier 3 - 1QU CoRE ¦ 2QU LoRE | Seismic - Red Flag Warning - Catastrophic Fires | 2045 | 1.0601e-11 | 5.3005e-12 | 1.363e-11 | 26191.7278 | 544.1291 | 16654.7414 | 8992.8573 | 0 | 0 | 0 | 8.8305e-09 |  | 2.7766e-07 | 0 | 2.7766e-07 | 1.3883e-07 | 0 | 1.3883e-07 | 3.5699e-07 | 0 | 3.5699e-07 | [16 empty] | 7.3.1.3 Ignition probability mapping showing the probability of ignition along the electric lines and equipmentWLDFRAggregatedAggregated | WLDFR | HFTD - Distribution - Tier 2 - 3QU CoRE ¦ 1QU LoRE | Seismic - Non-Red Flag Warning - Catastrophic Fires | Aggregated | Aggregated | 2020 | 5.6596e-10 | 0 | 500.9897 | 2.8354e-07 | 2020 | Mitigation | 0.08575 | 30 | 0 | esc | 0.0012005 | 6.7944e-13 | 0 | 0 | 0 | 0
[79 empty] | WLDFR | HFTD - Distribution - Tier 3 - 1QU CoRE ¦ 2QU LoRE | Seismic - Red Flag Warning - Catastrophic Fires | 2046 | 1.0601e-11 | 5.3005e-12 | 1.363e-11 | 26191.7278 | 544.1291 | 16654.7414 | 8992.8573 | 0 | 0 | 0 | 8.8305e-09 |  | 2.7766e-07 | 0 | 2.7766e-07 | 1.3883e-07 | 0 | 1.3883e-07 | 3.5699e-07 | 0 | 3.5699e-07 | [16 empty] | 7.3.1.3 Ignition probability mapping showing the probability of ignition along the electric lines and equipmentWLDFRAggregatedAggregated | WLDFR | HFTD - Distribution - Tier 2 - 3QU CoRE ¦ 1QU LoRE | Seismic - Red Flag Warning - Catastrophic Fires | Aggregated | Aggregated | 2020 | 2.4409e-08 | 0 | 500.9897 | 1.2229e-05 | 2020 | Mitigation | 0.08575 | 30 | 0 | esc | 0.0012005 | 2.9303e-11 | 0 | 0 | 0 | 0
[79 empty] | WLDFR | HFTD - Distribution - Tier 3 - 1QU CoRE ¦ 2QU LoRE | Seismic - Red Flag Warning - Catastrophic Fires | 2047 | 1.0601e-11 | 5.3005e-12 | 1.363e-11 | 26191.7278 | 544.1291 | 16654.7414 | 8992.8573 | 0 | 0 | 0 | 8.8305e-09 |  | 2.7766e-07 | 0 | 2.7766e-07 | 1.3883e-07 | 0 | 1.3883e-07 | 3.5699e-07 | 0 | 3.5699e-07 | [16 empty] | 7.3.1.3 Ignition probability mapping showing the probability of ignition along the electric lines and equipmentWLDFRAggregatedAggregated | WLDFR | HFTD - Distribution - Tier 2 - 3QU CoRE ¦ 2QU LoRE | Non-Red Flag Warning - Catastrophic Fires | Aggregated | Aggregated | 2020 | 2.199e-06 | 0 | 714.3308 | 0.0015708 | 2020 | Mitigation | 0.08575 | 30 | 0 | esc | 0.0012005 | 2.6399e-09 | 0 | 0 | 0 | 0
[79 empty] | WLDFR | HFTD - Distribution - Tier 3 - 1QU CoRE ¦ 2QU LoRE | Seismic - Red Flag Warning - Catastrophic Fires | 2048 | 1.0601e-11 | 5.3005e-12 | 1.363e-11 | 27464.7227 | 578.8407 | 17445.538 | 9440.3441 | 0 | 0 | 0 | 8.8305e-09 |  | 2.9115e-07 | 0 | 2.9115e-07 | 1.4558e-07 | 0 | 1.4558e-07 | 3.7434e-07 | 0 | 3.7434e-07 | [16 empty] | 7.3.1.3 Ignition probability mapping showing the probability of ignition along the electric lines and equipmentWLDFRAggregatedAggregated | WLDFR | HFTD - Distribution - Tier 2 - 3QU CoRE ¦ 2QU LoRE | Non-Red Flag Warning - Destructive Fires | Aggregated | Aggregated | 2020 | 2.2989e-06 | 0 | 714.3308 | 0.0016421 | 2020 | Mitigation | 0.08575 | 30 | 0 | esc | 0.0012005 | 2.7598e-09 | 0 | 0 | 0 | 0
[79 empty] | WLDFR | HFTD - Distribution - Tier 3 - 1QU CoRE ¦ 2QU LoRE | Seismic - Red Flag Warning - Catastrophic Fires | 2049 | 1.0601e-11 | 5.3005e-12 | 1.363e-11 | 27464.7227 | 578.8407 | 17445.538 | 9440.3441 | 0 | 0 | 0 | 8.8305e-09 |  | 2.9115e-07 | 0 | 2.9115e-07 | 1.4558e-07 | 0 | 1.4558e-07 | 3.7434e-07 | 0 | 3.7434e-07 | [16 empty] | 7.3.1.3 Ignition probability mapping showing the probability of ignition along the electric lines and equipmentWLDFRAggregatedAggregated | WLDFR | HFTD - Distribution - Tier 2 - 3QU CoRE ¦ 2QU LoRE | Non-Red Flag Warning - Large Fires | Aggregated | Aggregated | 2020 | 2.5006e-05 | 0 | 714.3308 | 0.017862 | 2020 | Mitigation | 0.08575 | 30 | 0 | esc | 0.0012005 | 3.0019e-08 | 0 | 0 | 0 | 0
[79 empty] | WLDFR | HFTD - Distribution - Tier 3 - 1QU CoRE ¦ 2QU LoRE | Seismic - Red Flag Warning - Catastrophic Fires | 2050 | 0 | 5.3005e-12 | 1.363e-11 | 27464.7227 | 578.8407 | 17445.538 | 9440.3441 | 0 | 0 | 0 | 8.8305e-09 |  | 0 | 0 | 0 | 1.4558e-07 | 0 | 1.4558e-07 | 3.7434e-07 | 0 | 3.7434e-07 | [16 empty] | 7.3.1.3 Ignition probability mapping showing the probability of ignition along the electric lines and equipmentWLDFRAggregatedAggregated | WLDFR | HFTD - Distribution - Tier 2 - 3QU CoRE ¦ 2QU LoRE | Non-Red Flag Warning - Small Fires | Aggregated | Aggregated | 2020 | 0.0055673 | 0 | 714.3308 | 3.9769 | 2020 | Mitigation | 0.08575 | 30 | 0 | esc | 0.0012005 | 6.6836e-06 | 0 | 0 | 0 | 0
[79 empty] | WLDFR | HFTD - Distribution - Tier 3 - 1QU CoRE ¦ 2QU LoRE | Seismic - Red Flag Warning - Catastrophic Fires | 2051 | 0 | 0 | 1.363e-11 | 27464.7227 | 578.8407 | 17445.538 | 9440.3441 | 0 | 0 | 0 | 8.8305e-09 |  | 0 | 0 | 0 | 0 | 0 | 0 | 3.7434e-07 | 0 | 3.7434e-07 | [16 empty] | 7.3.1.3 Ignition probability mapping showing the probability of ignition along the electric lines and equipmentWLDFRAggregatedAggregated | WLDFR | HFTD - Distribution - Tier 2 - 3QU CoRE ¦ 2QU LoRE | Red Flag Warning - Catastrophic Fires | Aggregated | Aggregated | 2020 | 3.8306e-05 | 0 | 714.3308 | 0.027363 | 2020 | Mitigation | 0.08575 | 30 | 0 | esc | 0.0012005 | 4.5987e-08 | 0 | 0 | 0 | 0
[79 empty] | WLDFR | HFTD - Distribution - Tier 3 - 1QU CoRE ¦ 3QU LoRE | Non-Red Flag Warning - Catastrophic Fires | 2020 | 4.5662e-09 | 0 | 0 | 14146.1306 | 222.2294 | 8585.7228 | 5338.1784 | 0 | 0 | 0 | 3.8036e-06 |  | 6.4595e-05 | 0 | 6.4595e-05 | 0 | 0 | 0 | 0 | 0 | 0 | [16 empty] | 7.3.1.3 Ignition probability mapping showing the probability of ignition along the electric lines and equipmentWLDFRAggregatedAggregated | WLDFR | HFTD - Distribution - Tier 2 - 3QU CoRE ¦ 2QU LoRE | Red Flag Warning - Destructive Fires | Aggregated | Aggregated | 2020 | 5.6007e-06 | 0 | 714.3308 | 0.0040008 | 2020 | Mitigation | 0.08575 | 30 | 0 | esc | 0.0012005 | 6.7237e-09 | 0 | 0 | 0 | 0
[79 empty] | WLDFR | HFTD - Distribution - Tier 3 - 1QU CoRE ¦ 3QU LoRE | Non-Red Flag Warning - Catastrophic Fires | 2021 | 4.5662e-09 | 2.2831e-09 | 0 | 14146.1306 | 222.2294 | 8585.7228 | 5338.1784 | 0 | 0 | 0 | 3.8036e-06 |  | 6.4595e-05 | 0 | 6.4595e-05 | 3.2297e-05 | 0 | 3.2297e-05 | 0 | 0 | 0 | [16 empty] | 7.3.1.3 Ignition probability mapping showing the probability of ignition along the electric lines and equipmentWLDFRAggregatedAggregated | WLDFR | HFTD - Distribution - Tier 2 - 3QU CoRE ¦ 2QU LoRE | Red Flag Warning - Large Fires | Aggregated | Aggregated | 2020 | 4.0787e-05 | 0 | 714.3308 | 0.029135 | 2020 | Mitigation | 0.08575 | 30 | 0 | esc | 0.0012005 | 4.8965e-08 | 0 | 0 | 0 | 0
[79 empty] | WLDFR | HFTD - Distribution - Tier 3 - 1QU CoRE ¦ 3QU LoRE | Non-Red Flag Warning - Catastrophic Fires | 2022 | 4.5662e-09 | 2.2831e-09 | 5.8709e-09 | 14146.1306 | 222.2294 | 8585.7228 | 5338.1784 | 0 | 0 | 0 | 3.8036e-06 |  | 6.4595e-05 | 0 | 6.4595e-05 | 3.2297e-05 | 0 | 3.2297e-05 | 8.305e-05 | 0 | 8.305e-05 | [16 empty] | 7.3.1.3 Ignition probability mapping showing the probability of ignition along the electric lines and equipmentWLDFRAggregatedAggregated | WLDFR | HFTD - Distribution - Tier 2 - 3QU CoRE ¦ 2QU LoRE | Red Flag Warning - Small Fires | Aggregated | Aggregated | 2020 | 0.00073753 | 0 | 714.3308 | 0.52684 | 2020 | Mitigation | 0.08575 | 30 | 0 | esc | 0.0012005 | 8.8541e-07 | 0 | 0 | 0 | 0
[79 empty] | WLDFR | HFTD - Distribution - Tier 3 - 1QU CoRE ¦ 3QU LoRE | Non-Red Flag Warning - Catastrophic Fires | 2023 | 4.5662e-09 | 2.2831e-09 | 5.8709e-09 | 14664.6376 | 233.2301 | 8896.516 | 5534.8915 | 0 | 0 | 0 | 3.8036e-06 |  | 6.6962e-05 | 0 | 6.6962e-05 | 3.3481e-05 | 0 | 3.3481e-05 | 8.6094e-05 | 0 | 8.6094e-05 | [16 empty] | 7.3.1.3 Ignition probability mapping showing the probability of ignition along the electric lines and equipmentWLDFRAggregatedAggregated | WLDFR | HFTD - Distribution - Tier 2 - 3QU CoRE ¦ 2QU LoRE | Seismic - Non-Red Flag Warning - Catastrophic Fires | Aggregated | Aggregated | 2020 | 2.1925e-10 | 0 | 714.3308 | 1.5662e-07 | 2020 | Mitigation | 0.08575 | 30 | 0 | esc | 0.0012005 | 2.6321e-13 | 0 | 0 | 0 | 0
[79 empty] | WLDFR | HFTD - Distribution - Tier 3 - 1QU CoRE ¦ 3QU LoRE | Non-Red Flag Warning - Catastrophic Fires | 2024 | 4.5662e-09 | 2.2831e-09 | 5.8709e-09 | 14664.6376 | 233.2301 | 8896.516 | 5534.8915 | 0 | 0 | 0 | 3.8036e-06 |  | 6.6962e-05 | 0 | 6.6962e-05 | 3.3481e-05 | 0 | 3.3481e-05 | 8.6094e-05 | 0 | 8.6094e-05 | [16 empty] | 7.3.1.3 Ignition probability mapping showing the probability of ignition along the electric lines and equipmentWLDFRAggregatedAggregated | WLDFR | HFTD - Distribution - Tier 2 - 3QU CoRE ¦ 2QU LoRE | Seismic - Red Flag Warning - Catastrophic Fires | Aggregated | Aggregated | 2020 | 9.4559e-09 | 0 | 714.3308 | 6.7546e-06 | 2020 | Mitigation | 0.08575 | 30 | 0 | esc | 0.0012005 | 1.1352e-11 | 0 | 0 | 0 | 0
[79 empty] | WLDFR | HFTD - Distribution - Tier 3 - 1QU CoRE ¦ 3QU LoRE | Non-Red Flag Warning - Catastrophic Fires | 2025 | 4.5662e-09 | 2.2831e-09 | 5.8709e-09 | 14664.6376 | 233.2301 | 8896.516 | 5534.8915 | 0 | 0 | 0 | 3.8036e-06 |  | 6.6962e-05 | 0 | 6.6962e-05 | 3.3481e-05 | 0 | 3.3481e-05 | 8.6094e-05 | 0 | 8.6094e-05 | [16 empty] | 7.3.1.3 Ignition probability mapping showing the probability of ignition along the electric lines and equipmentWLDFRAggregatedAggregated | WLDFR | HFTD - Distribution - Tier 2 - 3QU CoRE ¦ 3QU LoRE | Non-Red Flag Warning - Catastrophic Fires | Aggregated | Aggregated | 2020 | 1.8349e-06 | 0 | 808.5801 | 0.0014836 | 2020 | Mitigation | 0.08575 | 30 | 0 | esc | 0.0012005 | 2.2028e-09 | 0 | 0 | 0 | 0
[79 empty] | WLDFR | HFTD - Distribution - Tier 3 - 1QU CoRE ¦ 3QU LoRE | Non-Red Flag Warning - Catastrophic Fires | 2026 | 4.5662e-09 | 2.2831e-09 | 5.8709e-09 | 14664.6376 | 233.2301 | 8896.516 | 5534.8915 | 0 | 0 | 0 | 3.8036e-06 |  | 6.6962e-05 | 0 | 6.6962e-05 | 3.3481e-05 | 0 | 3.3481e-05 | 8.6094e-05 | 0 | 8.6094e-05 | [16 empty] | 7.3.1.3 Ignition probability mapping showing the probability of ignition along the electric lines and equipmentWLDFRAggregatedAggregated | WLDFR | HFTD - Distribution - Tier 2 - 3QU CoRE ¦ 3QU LoRE | Non-Red Flag Warning - Destructive Fires | Aggregated | Aggregated | 2020 | 1.8447e-06 | 0 | 808.5801 | 0.0014916 | 2020 | Mitigation | 0.08575 | 30 | 0 | esc | 0.0012005 | 2.2145e-09 | 0 | 0 | 0 | 0
[79 empty] | WLDFR | HFTD - Distribution - Tier 3 - 1QU CoRE ¦ 3QU LoRE | Non-Red Flag Warning - Catastrophic Fires | 2027 | 4.5662e-09 | 2.2831e-09 | 5.8709e-09 | 14664.6376 | 233.2301 | 8896.516 | 5534.8915 | 0 | 0 | 0 | 3.8036e-06 |  | 6.6962e-05 | 0 | 6.6962e-05 | 3.3481e-05 | 0 | 3.3481e-05 | 8.6094e-05 | 0 | 8.6094e-05 | [16 empty] | 7.3.1.3 Ignition probability mapping showing the probability of ignition along the electric lines and equipmentWLDFRAggregatedAggregated | WLDFR | HFTD - Distribution - Tier 2 - 3QU CoRE ¦ 3QU LoRE | Non-Red Flag Warning - Large Fires | Aggregated | Aggregated | 2020 | 2.5156e-05 | 0 | 808.5801 | 0.020341 | 2020 | Mitigation | 0.08575 | 30 | 0 | esc | 0.0012005 | 3.02e-08 | 0 | 0 | 0 | 0
[79 empty] | WLDFR | HFTD - Distribution - Tier 3 - 1QU CoRE ¦ 3QU LoRE | Non-Red Flag Warning - Catastrophic Fires | 2028 | 4.5662e-09 | 2.2831e-09 | 5.8709e-09 | 15317.9909 | 247.273 | 9287.6491 | 5783.0689 | 0 | 0 | 0 | 3.8036e-06 |  | 6.9946e-05 | 0 | 6.9946e-05 | 3.4973e-05 | 0 | 3.4973e-05 | 8.993e-05 | 0 | 8.993e-05 | [16 empty] | 7.3.1.3 Ignition probability mapping showing the probability of ignition along the electric lines and equipmentWLDFRAggregatedAggregated | WLDFR | HFTD - Distribution - Tier 2 - 3QU CoRE ¦ 3QU LoRE | Non-Red Flag Warning - Small Fires | Aggregated | Aggregated | 2020 | 0.0045059 | 0 | 808.5801 | 3.6433 | 2020 | Mitigation | 0.08575 | 30 | 0 | esc | 0.0012005 | 5.4093e-06 | 0 | 0 | 0 | 0
[79 empty] | WLDFR | HFTD - Distribution - Tier 3 - 1QU CoRE ¦ 3QU LoRE | Non-Red Flag Warning - Catastrophic Fires | 2029 | 4.5662e-09 | 2.2831e-09 | 5.8709e-09 | 15317.9909 | 247.273 | 9287.6491 | 5783.0689 | 0 | 0 | 0 | 3.8036e-06 |  | 6.9946e-05 | 0 | 6.9946e-05 | 3.4973e-05 | 0 | 3.4973e-05 | 8.993e-05 | 0 | 8.993e-05 | [16 empty] | 7.3.1.3 Ignition probability mapping showing the probability of ignition along the electric lines and equipmentWLDFRAggregatedAggregated | WLDFR | HFTD - Distribution - Tier 2 - 3QU CoRE ¦ 3QU LoRE | Red Flag Warning - Catastrophic Fires | Aggregated | Aggregated | 2020 | 2.9856e-05 | 0 | 808.5801 | 0.024141 | 2020 | Mitigation | 0.08575 | 30 | 0 | esc | 0.0012005 | 3.5842e-08 | 0 | 0 | 0 | 0
[79 empty] | WLDFR | HFTD - Distribution - Tier 3 - 1QU CoRE ¦ 3QU LoRE | Non-Red Flag Warning - Catastrophic Fires | 2030 | 4.5662e-09 | 2.2831e-09 | 5.8709e-09 | 15317.9909 | 247.273 | 9287.6491 | 5783.0689 | 0 | 0 | 0 | 3.8036e-06 |  | 6.9946e-05 | 0 | 6.9946e-05 | 3.4973e-05 | 0 | 3.4973e-05 | 8.993e-05 | 0 | 8.993e-05 | [16 empty] | 7.3.1.3 Ignition probability mapping showing the probability of ignition along the electric lines and equipmentWLDFRAggregatedAggregated | WLDFR | HFTD - Distribution - Tier 2 - 3QU CoRE ¦ 3QU LoRE | Red Flag Warning - Destructive Fires | Aggregated | Aggregated | 2020 | 4.3242e-06 | 0 | 808.5801 | 0.0034965 | 2020 | Mitigation | 0.08575 | 30 | 0 | esc | 0.0012005 | 5.1913e-09 | 0 | 0 | 0 | 0
[79 empty] | WLDFR | HFTD - Distribution - Tier 3 - 1QU CoRE ¦ 3QU LoRE | Non-Red Flag Warning - Catastrophic Fires | 2031 | 4.5662e-09 | 2.2831e-09 | 5.8709e-09 | 15317.9909 | 247.273 | 9287.6491 | 5783.0689 | 0 | 0 | 0 | 3.8036e-06 |  | 6.9946e-05 | 0 | 6.9946e-05 | 3.4973e-05 | 0 | 3.4973e-05 | 8.993e-05 | 0 | 8.993e-05 | [16 empty] | 7.3.1.3 Ignition probability mapping showing the probability of ignition along the electric lines and equipmentWLDFRAggregatedAggregated | WLDFR | HFTD - Distribution - Tier 2 - 3QU CoRE ¦ 3QU LoRE | Red Flag Warning - Large Fires | Aggregated | Aggregated | 2020 | 3.7205e-05 | 0 | 808.5801 | 0.030083 | 2020 | Mitigation | 0.08575 | 30 | 0 | esc | 0.0012005 | 4.4664e-08 | 0 | 0 | 0 | 0
[79 empty] | WLDFR | HFTD - Distribution - Tier 3 - 1QU CoRE ¦ 3QU LoRE | Non-Red Flag Warning - Catastrophic Fires | 2032 | 4.5662e-09 | 2.2831e-09 | 5.8709e-09 | 15317.9909 | 247.273 | 9287.6491 | 5783.0689 | 0 | 0 | 0 | 3.8036e-06 |  | 6.9946e-05 | 0 | 6.9946e-05 | 3.4973e-05 | 0 | 3.4973e-05 | 8.993e-05 | 0 | 8.993e-05 | [16 empty] | 7.3.1.3 Ignition probability mapping showing the probability of ignition along the electric lines and equipmentWLDFRAggregatedAggregated | WLDFR | HFTD - Distribution - Tier 2 - 3QU CoRE ¦ 3QU LoRE | Red Flag Warning - Small Fires | Aggregated | Aggregated | 2020 | 0.00058668 | 0 | 808.5801 | 0.47438 | 2020 | Mitigation | 0.08575 | 30 | 0 | esc | 0.0012005 | 7.0431e-07 | 0 | 0 | 0 | 0
[79 empty] | WLDFR | HFTD - Distribution - Tier 3 - 1QU CoRE ¦ 3QU LoRE | Non-Red Flag Warning - Catastrophic Fires | 2033 | 4.5662e-09 | 2.2831e-09 | 5.8709e-09 | 16044.1264 | 263.1074 | 9721.74 | 6059.2791 | 0 | 0 | 0 | 3.8036e-06 |  | 7.3261e-05 | 0 | 7.3261e-05 | 3.6631e-05 | 0 | 3.6631e-05 | 9.4193e-05 | 0 | 9.4193e-05 | [16 empty] | 7.3.1.3 Ignition probability mapping showing the probability of ignition along the electric lines and equipmentWLDFRAggregatedAggregated | WLDFR | HFTD - Distribution - Tier 2 - 3QU CoRE ¦ 3QU LoRE | Seismic - Non-Red Flag Warning - Catastrophic Fires | Aggregated | Aggregated | 2020 | 2.7113e-10 | 0 | 808.5801 | 2.1923e-07 | 2020 | Mitigation | 0.08575 | 30 | 0 | esc | 0.0012005 | 3.2549e-13 | 0 | 0 | 0 | 0
[79 empty] | WLDFR | HFTD - Distribution - Tier 3 - 1QU CoRE ¦ 3QU LoRE | Non-Red Flag Warning - Catastrophic Fires | 2034 | 4.5662e-09 | 2.2831e-09 | 5.8709e-09 | 16044.1264 | 263.1074 | 9721.74 | 6059.2791 | 0 | 0 | 0 | 3.8036e-06 |  | 7.3261e-05 | 0 | 7.3261e-05 | 3.6631e-05 | 0 | 3.6631e-05 | 9.4193e-05 | 0 | 9.4193e-05 | [16 empty] | 7.3.1.3 Ignition probability mapping showing the probability of ignition along the electric lines and equipmentWLDFRAggregatedAggregated | WLDFR | HFTD - Distribution - Tier 2 - 3QU CoRE ¦ 3QU LoRE | Seismic - Red Flag Warning - Catastrophic Fires | Aggregated | Aggregated | 2020 | 1.1693e-08 | 0 | 808.5801 | 9.455e-06 | 2020 | Mitigation | 0.08575 | 30 | 0 | esc | 0.0012005 | 1.4038e-11 | 0 | 0 | 0 | 0
[79 empty] | WLDFR | HFTD - Distribution - Tier 3 - 1QU CoRE ¦ 3QU LoRE | Non-Red Flag Warning - Catastrophic Fires | 2035 | 4.5662e-09 | 2.2831e-09 | 5.8709e-09 | 16044.1264 | 263.1074 | 9721.74 | 6059.2791 | 0 | 0 | 0 | 3.8036e-06 |  | 7.3261e-05 | 0 | 7.3261e-05 | 3.6631e-05 | 0 | 3.6631e-05 | 9.4193e-05 | 0 | 9.4193e-05 | [16 empty] | 7.3.1.3 Ignition probability mapping showing the probability of ignition along the electric lines and equipmentWLDFRAggregatedAggregated | WLDFR | HFTD - Distribution - Tier 2 - 3QU CoRE ¦ 4QU LoRE | Non-Red Flag Warning - Catastrophic Fires | Aggregated | Aggregated | 2020 | 1.4764e-06 | 0 | 758.7044 | 0.0011202 | 2020 | Mitigation | 0.08575 | 30 | 0 | esc | 0.0012005 | 1.7725e-09 | 0 | 0 | 0 | 0
[79 empty] | WLDFR | HFTD - Distribution - Tier 3 - 1QU CoRE ¦ 3QU LoRE | Non-Red Flag Warning - Catastrophic Fires | 2036 | 4.5662e-09 | 2.2831e-09 | 5.8709e-09 | 16044.1264 | 263.1074 | 9721.74 | 6059.2791 | 0 | 0 | 0 | 3.8036e-06 |  | 7.3261e-05 | 0 | 7.3261e-05 | 3.6631e-05 | 0 | 3.6631e-05 | 9.4193e-05 | 0 | 9.4193e-05 | [16 empty] | 7.3.1.3 Ignition probability mapping showing the probability of ignition along the electric lines and equipmentWLDFRAggregatedAggregated | WLDFR | HFTD - Distribution - Tier 2 - 3QU CoRE ¦ 4QU LoRE | Non-Red Flag Warning - Destructive Fires | Aggregated | Aggregated | 2020 | 1.4486e-06 | 0 | 758.7044 | 0.001099 | 2020 | Mitigation | 0.08575 | 30 | 0 | esc | 0.0012005 | 1.739e-09 | 0 | 0 | 0 | 0
[79 empty] | WLDFR | HFTD - Distribution - Tier 3 - 1QU CoRE ¦ 3QU LoRE | Non-Red Flag Warning - Catastrophic Fires | 2037 | 4.5662e-09 | 2.2831e-09 | 5.8709e-09 | 16044.1264 | 263.1074 | 9721.74 | 6059.2791 | 0 | 0 | 0 | 3.8036e-06 |  | 7.3261e-05 | 0 | 7.3261e-05 | 3.6631e-05 | 0 | 3.6631e-05 | 9.4193e-05 | 0 | 9.4193e-05 | [16 empty] | 7.3.1.3 Ignition probability mapping showing the probability of ignition along the electric lines and equipmentWLDFRAggregatedAggregated | WLDFR | HFTD - Distribution - Tier 2 - 3QU CoRE ¦ 4QU LoRE | Non-Red Flag Warning - Large Fires | Aggregated | Aggregated | 2020 | 2.4046e-05 | 0 | 758.7044 | 0.018243 | 2020 | Mitigation | 0.08575 | 30 | 0 | esc | 0.0012005 | 2.8867e-08 | 0 | 0 | 0 | 0
[79 empty] | WLDFR | HFTD - Distribution - Tier 3 - 1QU CoRE ¦ 3QU LoRE | Non-Red Flag Warning - Catastrophic Fires | 2038 | 4.5662e-09 | 2.2831e-09 | 5.8709e-09 | 16832.3912 | 280.5544 | 10192.2718 | 6359.5651 | 0 | 0 | 0 | 3.8036e-06 |  | 7.6861e-05 | 0 | 7.6861e-05 | 3.843e-05 | 0 | 3.843e-05 | 9.8821e-05 | 0 | 9.8821e-05 | [16 empty] | 7.3.1.3 Ignition probability mapping showing the probability of ignition along the electric lines and equipmentWLDFRAggregatedAggregated | WLDFR | HFTD - Distribution - Tier 2 - 3QU CoRE ¦ 4QU LoRE | Non-Red Flag Warning - Small Fires | Aggregated | Aggregated | 2020 | 0.003401 | 0 | 758.7044 | 2.5804 | 2020 | Mitigation | 0.08575 | 30 | 0 | esc | 0.0012005 | 4.0829e-06 | 0 | 0 | 0 | 0
[79 empty] | WLDFR | HFTD - Distribution - Tier 3 - 1QU CoRE ¦ 3QU LoRE | Non-Red Flag Warning - Catastrophic Fires | 2039 | 4.5662e-09 | 2.2831e-09 | 5.8709e-09 | 16832.3912 | 280.5544 | 10192.2718 | 6359.5651 | 0 | 0 | 0 | 3.8036e-06 |  | 7.6861e-05 | 0 | 7.6861e-05 | 3.843e-05 | 0 | 3.843e-05 | 9.8821e-05 | 0 | 9.8821e-05 | [16 empty] | 7.3.1.3 Ignition probability mapping showing the probability of ignition along the electric lines and equipmentWLDFRAggregatedAggregated | WLDFR | HFTD - Distribution - Tier 2 - 3QU CoRE ¦ 4QU LoRE | Red Flag Warning - Catastrophic Fires | Aggregated | Aggregated | 2020 | 2.3139e-05 | 0 | 758.7044 | 0.017556 | 2020 | Mitigation | 0.08575 | 30 | 0 | esc | 0.0012005 | 2.7779e-08 | 0 | 0 | 0 | 0
[79 empty] | WLDFR | HFTD - Distribution - Tier 3 - 1QU CoRE ¦ 3QU LoRE | Non-Red Flag Warning - Catastrophic Fires | 2040 | 4.5662e-09 | 2.2831e-09 | 5.8709e-09 | 16832.3912 | 280.5544 | 10192.2718 | 6359.5651 | 0 | 0 | 0 | 3.8036e-06 |  | 7.6861e-05 | 0 | 7.6861e-05 | 3.843e-05 | 0 | 3.843e-05 | 9.8821e-05 | 0 | 9.8821e-05 | [16 empty] | 7.3.1.3 Ignition probability mapping showing the probability of ignition along the electric lines and equipmentWLDFRAggregatedAggregated | WLDFR | HFTD - Distribution - Tier 2 - 3QU CoRE ¦ 4QU LoRE | Red Flag Warning - Destructive Fires | Aggregated | Aggregated | 2020 | 3.5242e-06 | 0 | 758.7044 | 0.0026738 | 2020 | Mitigation | 0.08575 | 30 | 0 | esc | 0.0012005 | 4.2308e-09 | 0 | 0 | 0 | 0
[79 empty] | WLDFR | HFTD - Distribution - Tier 3 - 1QU CoRE ¦ 3QU LoRE | Non-Red Flag Warning - Catastrophic Fires | 2041 | 4.5662e-09 | 2.2831e-09 | 5.8709e-09 | 16832.3912 | 280.5544 | 10192.2718 | 6359.5651 | 0 | 0 | 0 | 3.8036e-06 |  | 7.6861e-05 | 0 | 7.6861e-05 | 3.843e-05 | 0 | 3.843e-05 | 9.8821e-05 | 0 | 9.8821e-05 | [16 empty] | 7.3.1.3 Ignition probability mapping showing the probability of ignition along the electric lines and equipmentWLDFRAggregatedAggregated | WLDFR | HFTD - Distribution - Tier 2 - 3QU CoRE ¦ 4QU LoRE | Red Flag Warning - Large Fires | Aggregated | Aggregated | 2020 | 3.6566e-05 | 0 | 758.7044 | 0.027743 | 2020 | Mitigation | 0.08575 | 30 | 0 | esc | 0.0012005 | 4.3898e-08 | 0 | 0 | 0 | 0
[79 empty] | WLDFR | HFTD - Distribution - Tier 3 - 1QU CoRE ¦ 3QU LoRE | Non-Red Flag Warning - Catastrophic Fires | 2042 | 4.5662e-09 | 2.2831e-09 | 5.8709e-09 | 16832.3912 | 280.5544 | 10192.2718 | 6359.5651 | 0 | 0 | 0 | 3.8036e-06 |  | 7.6861e-05 | 0 | 7.6861e-05 | 3.843e-05 | 0 | 3.843e-05 | 9.8821e-05 | 0 | 9.8821e-05 | [16 empty] | 7.3.1.3 Ignition probability mapping showing the probability of ignition along the electric lines and equipmentWLDFRAggregatedAggregated | WLDFR | HFTD - Distribution - Tier 2 - 3QU CoRE ¦ 4QU LoRE | Red Flag Warning - Small Fires | Aggregated | Aggregated | 2020 | 0.00040475 | 0 | 758.7044 | 0.30709 | 2020 | Mitigation | 0.08575 | 30 | 0 | esc | 0.0012005 | 4.859e-07 | 0 | 0 | 0 | 0
[79 empty] | WLDFR | HFTD - Distribution - Tier 3 - 1QU CoRE ¦ 3QU LoRE | Non-Red Flag Warning - Catastrophic Fires | 2043 | 4.5662e-09 | 2.2831e-09 | 5.8709e-09 | 17672.0852 | 299.42 | 10692.7362 | 6679.929 | 0 | 0 | 0 | 3.8036e-06 |  | 8.0695e-05 | 0 | 8.0695e-05 | 4.0348e-05 | 0 | 4.0348e-05 | 0.00010375 | 0 | 0.00010375 | [16 empty] | 7.3.1.3 Ignition probability mapping showing the probability of ignition along the electric lines and equipmentWLDFRAggregatedAggregated | WLDFR | HFTD - Distribution - Tier 2 - 3QU CoRE ¦ 4QU LoRE | Seismic - Non-Red Flag Warning - Catastrophic Fires | Aggregated | Aggregated | 2020 | 1.9853e-10 | 0 | 758.7044 | 1.5062e-07 | 2020 | Mitigation | 0.08575 | 30 | 0 | esc | 0.0012005 | 2.3833e-13 | 0 | 0 | 0 | 0
[79 empty] | WLDFR | HFTD - Distribution - Tier 3 - 1QU CoRE ¦ 3QU LoRE | Non-Red Flag Warning - Catastrophic Fires | 2044 | 4.5662e-09 | 2.2831e-09 | 5.8709e-09 | 17672.0852 | 299.42 | 10692.7362 | 6679.929 | 0 | 0 | 0 | 3.8036e-06 |  | 8.0695e-05 | 0 | 8.0695e-05 | 4.0348e-05 | 0 | 4.0348e-05 | 0.00010375 | 0 | 0.00010375 | [16 empty] | 7.3.1.3 Ignition probability mapping showing the probability of ignition along the electric lines and equipmentWLDFRAggregatedAggregated | WLDFR | HFTD - Distribution - Tier 2 - 3QU CoRE ¦ 4QU LoRE | Seismic - Red Flag Warning - Catastrophic Fires | Aggregated | Aggregated | 2020 | 8.5622e-09 | 0 | 758.7044 | 6.4962e-06 | 2020 | Mitigation | 0.08575 | 30 | 0 | esc | 0.0012005 | 1.0279e-11 | 0 | 0 | 0 | 0
[79 empty] | WLDFR | HFTD - Distribution - Tier 3 - 1QU CoRE ¦ 3QU LoRE | Non-Red Flag Warning - Catastrophic Fires | 2045 | 4.5662e-09 | 2.2831e-09 | 5.8709e-09 | 17672.0852 | 299.42 | 10692.7362 | 6679.929 | 0 | 0 | 0 | 3.8036e-06 |  | 8.0695e-05 | 0 | 8.0695e-05 | 4.0348e-05 | 0 | 4.0348e-05 | 0.00010375 | 0 | 0.00010375 | [16 empty] | 7.3.1.3 Ignition probability mapping showing the probability of ignition along the electric lines and equipmentWLDFRAggregatedAggregated | WLDFR | HFTD - Distribution - Tier 2 - 3QU CoRE ¦ 5QU LoRE | Non-Red Flag Warning - Catastrophic Fires | Aggregated | Aggregated | 2020 | 1.2588e-06 | 0 | 746.7011 | 0.00093998 | 2020 | Mitigation | 0.08575 | 30 | 0 | esc | 0.0012005 | 1.5112e-09 | 0 | 0 | 0 | 0
[79 empty] | WLDFR | HFTD - Distribution - Tier 3 - 1QU CoRE ¦ 3QU LoRE | Non-Red Flag Warning - Catastrophic Fires | 2046 | 4.5662e-09 | 2.2831e-09 | 5.8709e-09 | 17672.0852 | 299.42 | 10692.7362 | 6679.929 | 0 | 0 | 0 | 3.8036e-06 |  | 8.0695e-05 | 0 | 8.0695e-05 | 4.0348e-05 | 0 | 4.0348e-05 | 0.00010375 | 0 | 0.00010375 | [16 empty] | 7.3.1.3 Ignition probability mapping showing the probability of ignition along the electric lines and equipmentWLDFRAggregatedAggregated | WLDFR | HFTD - Distribution - Tier 2 - 3QU CoRE ¦ 5QU LoRE | Non-Red Flag Warning - Destructive Fires | Aggregated | Aggregated | 2020 | 1.1566e-06 | 0 | 746.7011 | 0.0008636 | 2020 | Mitigation | 0.08575 | 30 | 0 | esc | 0.0012005 | 1.3884e-09 | 0 | 0 | 0 | 0
[79 empty] | WLDFR | HFTD - Distribution - Tier 3 - 1QU CoRE ¦ 3QU LoRE | Non-Red Flag Warning - Catastrophic Fires | 2047 | 4.5662e-09 | 2.2831e-09 | 5.8709e-09 | 17672.0852 | 299.42 | 10692.7362 | 6679.929 | 0 | 0 | 0 | 3.8036e-06 |  | 8.0695e-05 | 0 | 8.0695e-05 | 4.0348e-05 | 0 | 4.0348e-05 | 0.00010375 | 0 | 0.00010375 | [16 empty] | 7.3.1.3 Ignition probability mapping showing the probability of ignition along the electric lines and equipmentWLDFRAggregatedAggregated | WLDFR | HFTD - Distribution - Tier 2 - 3QU CoRE ¦ 5QU LoRE | Non-Red Flag Warning - Large Fires | Aggregated | Aggregated | 2020 | 1.7697e-05 | 0 | 746.7011 | 0.013214 | 2020 | Mitigation | 0.08575 | 30 | 0 | esc | 0.0012005 | 2.1245e-08 | 0 | 0 | 0 | 0
[79 empty] | WLDFR | HFTD - Distribution - Tier 3 - 1QU CoRE ¦ 3QU LoRE | Non-Red Flag Warning - Catastrophic Fires | 2048 | 4.5662e-09 | 2.2831e-09 | 5.8709e-09 | 18552.3348 | 319.4911 | 11216.5626 | 7016.281 | 0 | 0 | 0 | 3.8036e-06 |  | 8.4715e-05 | 0 | 8.4715e-05 | 4.2357e-05 | 0 | 4.2357e-05 | 0.00010892 | 0 | 0.00010892 | [16 empty] | 7.3.1.3 Ignition probability mapping showing the probability of ignition along the electric lines and equipmentWLDFRAggregatedAggregated | WLDFR | HFTD - Distribution - Tier 2 - 3QU CoRE ¦ 5QU LoRE | Non-Red Flag Warning - Small Fires | Aggregated | Aggregated | 2020 | 0.002328 | 0 | 746.7011 | 1.7383 | 2020 | Mitigation | 0.08575 | 30 | 0 | esc | 0.0012005 | 2.7948e-06 | 0 | 0 | 0 | 0
[79 empty] | WLDFR | HFTD - Distribution - Tier 3 - 1QU CoRE ¦ 3QU LoRE | Non-Red Flag Warning - Catastrophic Fires | 2049 | 4.5662e-09 | 2.2831e-09 | 5.8709e-09 | 18552.3348 | 319.4911 | 11216.5626 | 7016.281 | 0 | 0 | 0 | 3.8036e-06 |  | 8.4715e-05 | 0 | 8.4715e-05 | 4.2357e-05 | 0 | 4.2357e-05 | 0.00010892 | 0 | 0.00010892 | [16 empty] | 7.3.1.3 Ignition probability mapping showing the probability of ignition along the electric lines and equipmentWLDFRAggregatedAggregated | WLDFR | HFTD - Distribution - Tier 2 - 3QU CoRE ¦ 5QU LoRE | Red Flag Warning - Catastrophic Fires | Aggregated | Aggregated | 2020 | 1.5797e-05 | 0 | 746.7011 | 0.011796 | 2020 | Mitigation | 0.08575 | 30 | 0 | esc | 0.0012005 | 1.8965e-08 | 0 | 0 | 0 | 0
[79 empty] | WLDFR | HFTD - Distribution - Tier 3 - 1QU CoRE ¦ 3QU LoRE | Non-Red Flag Warning - Catastrophic Fires | 2050 | 0 | 2.2831e-09 | 5.8709e-09 | 18552.3348 | 319.4911 | 11216.5626 | 7016.281 | 0 | 0 | 0 | 3.8036e-06 |  | 0 | 0 | 0 | 4.2357e-05 | 0 | 4.2357e-05 | 0.00010892 | 0 | 0.00010892 | [16 empty] | 7.3.1.3 Ignition probability mapping showing the probability of ignition along the electric lines and equipmentWLDFRAggregatedAggregated | WLDFR | HFTD - Distribution - Tier 2 - 3QU CoRE ¦ 5QU LoRE | Red Flag Warning - Destructive Fires | Aggregated | Aggregated | 2020 | 2.4707e-06 | 0 | 746.7011 | 0.0018449 | 2020 | Mitigation | 0.08575 | 30 | 0 | esc | 0.0012005 | 2.9661e-09 | 0 | 0 | 0 | 0
[79 empty] | WLDFR | HFTD - Distribution - Tier 3 - 1QU CoRE ¦ 3QU LoRE | Non-Red Flag Warning - Catastrophic Fires | 2051 | 0 | 0 | 5.8709e-09 | 18552.3348 | 319.4911 | 11216.5626 | 7016.281 | 0 | 0 | 0 | 3.8036e-06 |  | 0 | 0 | 0 | 0 | 0 | 0 | 0.00010892 | 0 | 0.00010892 | [16 empty] | 7.3.1.3 Ignition probability mapping showing the probability of ignition along the electric lines and equipmentWLDFRAggregatedAggregated | WLDFR | HFTD - Distribution - Tier 2 - 3QU CoRE ¦ 5QU LoRE | Red Flag Warning - Large Fires | Aggregated | Aggregated | 2020 | 2.518e-05 | 0 | 746.7011 | 0.018802 | 2020 | Mitigation | 0.08575 | 30 | 0 | esc | 0.0012005 | 3.0229e-08 | 0 | 0 | 0 | 0
[79 empty] | WLDFR | HFTD - Distribution - Tier 3 - 1QU CoRE ¦ 3QU LoRE | Non-Red Flag Warning - Destructive Fires | 2020 | 5.9474e-09 | 0 | 0 | 8807.9522 | 222.2294 | 8585.7228 | 0 | 0 | 0 | 0 | 4.9541e-06 |  | 5.2384e-05 | 0 | 5.2384e-05 | 0 | 0 | 0 | 0 | 0 | 0 | [16 empty] | 7.3.1.3 Ignition probability mapping showing the probability of ignition along the electric lines and equipmentWLDFRAggregatedAggregated | WLDFR | HFTD - Distribution - Tier 2 - 3QU CoRE ¦ 5QU LoRE | Red Flag Warning - Small Fires | Aggregated | Aggregated | 2020 | 0.0002766 | 0 | 746.7011 | 0.20653 | 2020 | Mitigation | 0.08575 | 30 | 0 | esc | 0.0012005 | 3.3205e-07 | 0 | 0 | 0 | 0
[79 empty] | WLDFR | HFTD - Distribution - Tier 3 - 1QU CoRE ¦ 3QU LoRE | Non-Red Flag Warning - Destructive Fires | 2021 | 5.9474e-09 | 2.9737e-09 | 0 | 8807.9522 | 222.2294 | 8585.7228 | 0 | 0 | 0 | 0 | 4.9541e-06 |  | 5.2384e-05 | 0 | 5.2384e-05 | 2.6192e-05 | 0 | 2.6192e-05 | 0 | 0 | 0 | [16 empty] | 7.3.1.3 Ignition probability mapping showing the probability of ignition along the electric lines and equipmentWLDFRAggregatedAggregated | WLDFR | HFTD - Distribution - Tier 2 - 3QU CoRE ¦ 5QU LoRE | Seismic - Non-Red Flag Warning - Catastrophic Fires | Aggregated | Aggregated | 2020 | 2.8949e-10 | 0 | 746.7011 | 2.1616e-07 | 2020 | Mitigation | 0.08575 | 30 | 0 | esc | 0.0012005 | 3.4753e-13 | 0 | 0 | 0 | 0
[79 empty] | WLDFR | HFTD - Distribution - Tier 3 - 1QU CoRE ¦ 3QU LoRE | Non-Red Flag Warning - Destructive Fires | 2022 | 5.9474e-09 | 2.9737e-09 | 7.6467e-09 | 8807.9522 | 222.2294 | 8585.7228 | 0 | 0 | 0 | 0 | 4.9541e-06 |  | 5.2384e-05 | 0 | 5.2384e-05 | 2.6192e-05 | 0 | 2.6192e-05 | 6.7351e-05 | 0 | 6.7351e-05 | [16 empty] | 7.3.1.3 Ignition probability mapping showing the probability of ignition along the electric lines and equipmentWLDFRAggregatedAggregated | WLDFR | HFTD - Distribution - Tier 2 - 3QU CoRE ¦ 5QU LoRE | Seismic - Red Flag Warning - Catastrophic Fires | Aggregated | Aggregated | 2020 | 1.2485e-08 | 0 | 746.7011 | 9.3227e-06 | 2020 | Mitigation | 0.08575 | 30 | 0 | esc | 0.0012005 | 1.4989e-11 | 0 | 0 | 0 | 0
[79 empty] | WLDFR | HFTD - Distribution - Tier 3 - 1QU CoRE ¦ 3QU LoRE | Non-Red Flag Warning - Destructive Fires | 2023 | 5.9474e-09 | 2.9737e-09 | 7.6467e-09 | 9129.7461 | 233.2301 | 8896.516 | 0 | 0 | 0 | 0 | 4.9541e-06 |  | 5.4298e-05 | 0 | 5.4298e-05 | 2.7149e-05 | 0 | 2.7149e-05 | 6.9812e-05 | 0 | 6.9812e-05 | [16 empty] | 7.3.1.3 Ignition probability mapping showing the probability of ignition along the electric lines and equipmentWLDFRAggregatedAggregated | WLDFR | HFTD - Distribution - Tier 2 - 4QU CoRE ¦ 1QU LoRE | Non-Red Flag Warning - Catastrophic Fires | Aggregated | Aggregated | 2020 | 1.362e-06 | 0 | 692.6276 | 0.00094335 | 2020 | Mitigation | 0.08575 | 30 | 0 | esc | 0.0012005 | 1.6351e-09 | 0 | 0 | 0 | 0
[79 empty] | WLDFR | HFTD - Distribution - Tier 3 - 1QU CoRE ¦ 3QU LoRE | Non-Red Flag Warning - Destructive Fires | 2024 | 5.9474e-09 | 2.9737e-09 | 7.6467e-09 | 9129.7461 | 233.2301 | 8896.516 | 0 | 0 | 0 | 0 | 4.9541e-06 |  | 5.4298e-05 | 0 | 5.4298e-05 | 2.7149e-05 | 0 | 2.7149e-05 | 6.9812e-05 | 0 | 6.9812e-05 | [16 empty] | 7.3.1.3 Ignition probability mapping showing the probability of ignition along the electric lines and equipmentWLDFRAggregatedAggregated | WLDFR | HFTD - Distribution - Tier 2 - 4QU CoRE ¦ 1QU LoRE | Non-Red Flag Warning - Destructive Fires | Aggregated | Aggregated | 2020 | 1.6736e-06 | 0 | 692.6276 | 0.0011592 | 2020 | Mitigation | 0.08575 | 30 | 0 | esc | 0.0012005 | 2.0092e-09 | 0 | 0 | 0 | 0
[79 empty] | WLDFR | HFTD - Distribution - Tier 3 - 1QU CoRE ¦ 3QU LoRE | Non-Red Flag Warning - Destructive Fires | 2025 | 5.9474e-09 | 2.9737e-09 | 7.6467e-09 | 9129.7461 | 233.2301 | 8896.516 | 0 | 0 | 0 | 0 | 4.9541e-06 |  | 5.4298e-05 | 0 | 5.4298e-05 | 2.7149e-05 | 0 | 2.7149e-05 | 6.9812e-05 | 0 | 6.9812e-05 | [16 empty] | 7.3.1.3 Ignition probability mapping showing the probability of ignition along the electric lines and equipmentWLDFRAggregatedAggregated | WLDFR | HFTD - Distribution - Tier 2 - 4QU CoRE ¦ 1QU LoRE | Non-Red Flag Warning - Large Fires | Aggregated | Aggregated | 2020 | 3.2467e-05 | 0 | 692.6276 | 0.022487 | 2020 | Mitigation | 0.08575 | 30 | 0 | esc | 0.0012005 | 3.8976e-08 | 0 | 0 | 0 | 0
[79 empty] | WLDFR | HFTD - Distribution - Tier 3 - 1QU CoRE ¦ 3QU LoRE | Non-Red Flag Warning - Destructive Fires | 2026 | 5.9474e-09 | 2.9737e-09 | 7.6467e-09 | 9129.7461 | 233.2301 | 8896.516 | 0 | 0 | 0 | 0 | 4.9541e-06 |  | 5.4298e-05 | 0 | 5.4298e-05 | 2.7149e-05 | 0 | 2.7149e-05 | 6.9812e-05 | 0 | 6.9812e-05 | [16 empty] | 7.3.1.3 Ignition probability mapping showing the probability of ignition along the electric lines and equipmentWLDFRAggregatedAggregated | WLDFR | HFTD - Distribution - Tier 2 - 4QU CoRE ¦ 1QU LoRE | Non-Red Flag Warning - Small Fires | Aggregated | Aggregated | 2020 | 0.010681 | 0 | 692.6276 | 7.398 | 2020 | Mitigation | 0.08575 | 30 | 0 | esc | 0.0012005 | 1.2823e-05 | 0 | 0 | 0 | 0
[79 empty] | WLDFR | HFTD - Distribution - Tier 3 - 1QU CoRE ¦ 3QU LoRE | Non-Red Flag Warning - Destructive Fires | 2027 | 5.9474e-09 | 2.9737e-09 | 7.6467e-09 | 9129.7461 | 233.2301 | 8896.516 | 0 | 0 | 0 | 0 | 4.9541e-06 |  | 5.4298e-05 | 0 | 5.4298e-05 | 2.7149e-05 | 0 | 2.7149e-05 | 6.9812e-05 | 0 | 6.9812e-05 | [16 empty] | 7.3.1.3 Ignition probability mapping showing the probability of ignition along the electric lines and equipmentWLDFRAggregatedAggregated | WLDFR | HFTD - Distribution - Tier 2 - 4QU CoRE ¦ 1QU LoRE | Red Flag Warning - Catastrophic Fires | Aggregated | Aggregated | 2020 | 2.3439e-05 | 0 | 692.6276 | 0.016235 | 2020 | Mitigation | 0.08575 | 30 | 0 | esc | 0.0012005 | 2.8139e-08 | 0 | 0 | 0 | 0
[79 empty] | WLDFR | HFTD - Distribution - Tier 3 - 1QU CoRE ¦ 3QU LoRE | Non-Red Flag Warning - Destructive Fires | 2028 | 5.9474e-09 | 2.9737e-09 | 7.6467e-09 | 9534.9221 | 247.273 | 9287.6491 | 0 | 0 | 0 | 0 | 4.9541e-06 |  | 5.6708e-05 | 0 | 5.6708e-05 | 2.8354e-05 | 0 | 2.8354e-05 | 7.291e-05 | 0 | 7.291e-05 | [16 empty] | 7.3.1.3 Ignition probability mapping showing the probability of ignition along the electric lines and equipmentWLDFRAggregatedAggregated | WLDFR | HFTD - Distribution - Tier 2 - 4QU CoRE ¦ 1QU LoRE | Red Flag Warning - Destructive Fires | Aggregated | Aggregated | 2020 | 3.8764e-06 | 0 | 692.6276 | 0.0026849 | 2020 | Mitigation | 0.08575 | 30 | 0 | esc | 0.0012005 | 4.6537e-09 | 0 | 0 | 0 | 0
[79 empty] | WLDFR | HFTD - Distribution - Tier 3 - 1QU CoRE ¦ 3QU LoRE | Non-Red Flag Warning - Destructive Fires | 2029 | 5.9474e-09 | 2.9737e-09 | 7.6467e-09 | 9534.9221 | 247.273 | 9287.6491 | 0 | 0 | 0 | 0 | 4.9541e-06 |  | 5.6708e-05 | 0 | 5.6708e-05 | 2.8354e-05 | 0 | 2.8354e-05 | 7.291e-05 | 0 | 7.291e-05 | [16 empty] | 7.3.1.3 Ignition probability mapping showing the probability of ignition along the electric lines and equipmentWLDFRAggregatedAggregated | WLDFR | HFTD - Distribution - Tier 2 - 4QU CoRE ¦ 1QU LoRE | Red Flag Warning - Large Fires | Aggregated | Aggregated | 2020 | 5.164e-05 | 0 | 692.6276 | 0.035767 | 2020 | Mitigation | 0.08575 | 30 | 0 | esc | 0.0012005 | 6.1994e-08 | 0 | 0 | 0 | 0
[79 empty] | WLDFR | HFTD - Distribution - Tier 3 - 1QU CoRE ¦ 3QU LoRE | Non-Red Flag Warning - Destructive Fires | 2030 | 5.9474e-09 | 2.9737e-09 | 7.6467e-09 | 9534.9221 | 247.273 | 9287.6491 | 0 | 0 | 0 | 0 | 4.9541e-06 |  | 5.6708e-05 | 0 | 5.6708e-05 | 2.8354e-05 | 0 | 2.8354e-05 | 7.291e-05 | 0 | 7.291e-05 | [16 empty] | 7.3.1.3 Ignition probability mapping showing the probability of ignition along the electric lines and equipmentWLDFRAggregatedAggregated | WLDFR | HFTD - Distribution - Tier 2 - 4QU CoRE ¦ 1QU LoRE | Red Flag Warning - Small Fires | Aggregated | Aggregated | 2020 | 0.0014769 | 0 | 692.6276 | 1.0229 | 2020 | Mitigation | 0.08575 | 30 | 0 | esc | 0.0012005 | 1.773e-06 | 0 | 0 | 0 | 0
[79 empty] | WLDFR | HFTD - Distribution - Tier 3 - 1QU CoRE ¦ 3QU LoRE | Non-Red Flag Warning - Destructive Fires | 2031 | 5.9474e-09 | 2.9737e-09 | 7.6467e-09 | 9534.9221 | 247.273 | 9287.6491 | 0 | 0 | 0 | 0 | 4.9541e-06 |  | 5.6708e-05 | 0 | 5.6708e-05 | 2.8354e-05 | 0 | 2.8354e-05 | 7.291e-05 | 0 | 7.291e-05 | [16 empty] | 7.3.1.3 Ignition probability mapping showing the probability of ignition along the electric lines and equipmentWLDFRAggregatedAggregated | WLDFR | HFTD - Distribution - Tier 2 - 4QU CoRE ¦ 1QU LoRE | Seismic - Non-Red Flag Warning - Catastrophic Fires | Aggregated | Aggregated | 2020 | 6.7192e-10 | 0 | 692.6276 | 4.6539e-07 | 2020 | Mitigation | 0.08575 | 30 | 0 | esc | 0.0012005 | 8.0664e-13 | 0 | 0 | 0 | 0
[79 empty] | WLDFR | HFTD - Distribution - Tier 3 - 1QU CoRE ¦ 3QU LoRE | Non-Red Flag Warning - Destructive Fires | 2032 | 5.9474e-09 | 2.9737e-09 | 7.6467e-09 | 9534.9221 | 247.273 | 9287.6491 | 0 | 0 | 0 | 0 | 4.9541e-06 |  | 5.6708e-05 | 0 | 5.6708e-05 | 2.8354e-05 | 0 | 2.8354e-05 | 7.291e-05 | 0 | 7.291e-05 | [16 empty] | 7.3.1.3 Ignition probability mapping showing the probability of ignition along the electric lines and equipmentWLDFRAggregatedAggregated | WLDFR | HFTD - Distribution - Tier 2 - 4QU CoRE ¦ 1QU LoRE | Seismic - Red Flag Warning - Catastrophic Fires | Aggregated | Aggregated | 2020 | 2.8979e-08 | 0 | 692.6276 | 2.0072e-05 | 2020 | Mitigation | 0.08575 | 30 | 0 | esc | 0.0012005 | 3.479e-11 | 0 | 0 | 0 | 0
[79 empty] | WLDFR | HFTD - Distribution - Tier 3 - 1QU CoRE ¦ 3QU LoRE | Non-Red Flag Warning - Destructive Fires | 2033 | 5.9474e-09 | 2.9737e-09 | 7.6467e-09 | 9984.8474 | 263.1074 | 9721.74 | 0 | 0 | 0 | 0 | 4.9541e-06 |  | 5.9384e-05 | 0 | 5.9384e-05 | 2.9692e-05 | 0 | 2.9692e-05 | 7.6351e-05 | 0 | 7.6351e-05 | [16 empty] | 7.3.1.3 Ignition probability mapping showing the probability of ignition along the electric lines and equipmentWLDFRAggregatedAggregated | WLDFR | HFTD - Distribution - Tier 2 - 4QU CoRE ¦ 2QU LoRE | Non-Red Flag Warning - Catastrophic Fires | Aggregated | Aggregated | 2020 | 8.438e-07 | 0 | 574.6424 | 0.00048488 | 2020 | Mitigation | 0.08575 | 30 | 0 | esc | 0.0012005 | 1.013e-09 | 0 | 0 | 0 | 0
[79 empty] | WLDFR | HFTD - Distribution - Tier 3 - 1QU CoRE ¦ 3QU LoRE | Non-Red Flag Warning - Destructive Fires | 2034 | 5.9474e-09 | 2.9737e-09 | 7.6467e-09 | 9984.8474 | 263.1074 | 9721.74 | 0 | 0 | 0 | 0 | 4.9541e-06 |  | 5.9384e-05 | 0 | 5.9384e-05 | 2.9692e-05 | 0 | 2.9692e-05 | 7.6351e-05 | 0 | 7.6351e-05 | [16 empty] | 7.3.1.3 Ignition probability mapping showing the probability of ignition along the electric lines and equipmentWLDFRAggregatedAggregated | WLDFR | HFTD - Distribution - Tier 2 - 4QU CoRE ¦ 2QU LoRE | Non-Red Flag Warning - Destructive Fires | Aggregated | Aggregated | 2020 | 8.7614e-07 | 0 | 574.6424 | 0.00050346 | 2020 | Mitigation | 0.08575 | 30 | 0 | esc | 0.0012005 | 1.0518e-09 | 0 | 0 | 0 | 0
[79 empty] | WLDFR | HFTD - Distribution - Tier 3 - 1QU CoRE ¦ 3QU LoRE | Non-Red Flag Warning - Destructive Fires | 2035 | 5.9474e-09 | 2.9737e-09 | 7.6467e-09 | 9984.8474 | 263.1074 | 9721.74 | 0 | 0 | 0 | 0 | 4.9541e-06 |  | 5.9384e-05 | 0 | 5.9384e-05 | 2.9692e-05 | 0 | 2.9692e-05 | 7.6351e-05 | 0 | 7.6351e-05 | [16 empty] | 7.3.1.3 Ignition probability mapping showing the probability of ignition along the electric lines and equipmentWLDFRAggregatedAggregated | WLDFR | HFTD - Distribution - Tier 2 - 4QU CoRE ¦ 2QU LoRE | Non-Red Flag Warning - Large Fires | Aggregated | Aggregated | 2020 | 1.7144e-05 | 0 | 574.6424 | 0.0098516 | 2020 | Mitigation | 0.08575 | 30 | 0 | esc | 0.0012005 | 2.0581e-08 | 0 | 0 | 0 | 0
[79 empty] | WLDFR | HFTD - Distribution - Tier 3 - 1QU CoRE ¦ 3QU LoRE | Non-Red Flag Warning - Destructive Fires | 2036 | 5.9474e-09 | 2.9737e-09 | 7.6467e-09 | 9984.8474 | 263.1074 | 9721.74 | 0 | 0 | 0 | 0 | 4.9541e-06 |  | 5.9384e-05 | 0 | 5.9384e-05 | 2.9692e-05 | 0 | 2.9692e-05 | 7.6351e-05 | 0 | 7.6351e-05 | [16 empty] | 7.3.1.3 Ignition probability mapping showing the probability of ignition along the electric lines and equipmentWLDFRAggregatedAggregated | WLDFR | HFTD - Distribution - Tier 2 - 4QU CoRE ¦ 2QU LoRE | Non-Red Flag Warning - Small Fires | Aggregated | Aggregated | 2020 | 0.0057589 | 0 | 574.6424 | 3.3093 | 2020 | Mitigation | 0.08575 | 30 | 0 | esc | 0.0012005 | 6.9136e-06 | 0 | 0 | 0 | 0
[79 empty] | WLDFR | HFTD - Distribution - Tier 3 - 1QU CoRE ¦ 3QU LoRE | Non-Red Flag Warning - Destructive Fires | 2037 | 5.9474e-09 | 2.9737e-09 | 7.6467e-09 | 9984.8474 | 263.1074 | 9721.74 | 0 | 0 | 0 | 0 | 4.9541e-06 |  | 5.9384e-05 | 0 | 5.9384e-05 | 2.9692e-05 | 0 | 2.9692e-05 | 7.6351e-05 | 0 | 7.6351e-05 | [16 empty] | 7.3.1.3 Ignition probability mapping showing the probability of ignition along the electric lines and equipmentWLDFRAggregatedAggregated | WLDFR | HFTD - Distribution - Tier 2 - 4QU CoRE ¦ 2QU LoRE | Red Flag Warning - Catastrophic Fires | Aggregated | Aggregated | 2020 | 1.3564e-05 | 0 | 574.6424 | 0.0077942 | 2020 | Mitigation | 0.08575 | 30 | 0 | esc | 0.0012005 | 1.6283e-08 | 0 | 0 | 0 | 0
[79 empty] | WLDFR | HFTD - Distribution - Tier 3 - 1QU CoRE ¦ 3QU LoRE | Non-Red Flag Warning - Destructive Fires | 2038 | 5.9474e-09 | 2.9737e-09 | 7.6467e-09 | 10472.8261 | 280.5544 | 10192.2718 | 0 | 0 | 0 | 0 | 4.9541e-06 |  | 6.2286e-05 | 0 | 6.2286e-05 | 3.1143e-05 | 0 | 3.1143e-05 | 8.0082e-05 | 0 | 8.0082e-05 | [16 empty] | 7.3.1.3 Ignition probability mapping showing the probability of ignition along the electric lines and equipmentWLDFRAggregatedAggregated | WLDFR | HFTD - Distribution - Tier 2 - 4QU CoRE ¦ 2QU LoRE | Red Flag Warning - Destructive Fires | Aggregated | Aggregated | 2020 | 2.1178e-06 | 0 | 574.6424 | 0.001217 | 2020 | Mitigation | 0.08575 | 30 | 0 | esc | 0.0012005 | 2.5424e-09 | 0 | 0 | 0 | 0
[79 empty] | WLDFR | HFTD - Distribution - Tier 3 - 1QU CoRE ¦ 3QU LoRE | Non-Red Flag Warning - Destructive Fires | 2039 | 5.9474e-09 | 2.9737e-09 | 7.6467e-09 | 10472.8261 | 280.5544 | 10192.2718 | 0 | 0 | 0 | 0 | 4.9541e-06 |  | 6.2286e-05 | 0 | 6.2286e-05 | 3.1143e-05 | 0 | 3.1143e-05 | 8.0082e-05 | 0 | 8.0082e-05 | [16 empty] | 7.3.1.3 Ignition probability mapping showing the probability of ignition along the electric lines and equipmentWLDFRAggregatedAggregated | WLDFR | HFTD - Distribution - Tier 2 - 4QU CoRE ¦ 2QU LoRE | Red Flag Warning - Large Fires | Aggregated | Aggregated | 2020 | 2.7792e-05 | 0 | 574.6424 | 0.01597 | 2020 | Mitigation | 0.08575 | 30 | 0 | esc | 0.0012005 | 3.3364e-08 | 0 | 0 | 0 | 0
[79 empty] | WLDFR | HFTD - Distribution - Tier 3 - 1QU CoRE ¦ 3QU LoRE | Non-Red Flag Warning - Destructive Fires | 2040 | 5.9474e-09 | 2.9737e-09 | 7.6467e-09 | 10472.8261 | 280.5544 | 10192.2718 | 0 | 0 | 0 | 0 | 4.9541e-06 |  | 6.2286e-05 | 0 | 6.2286e-05 | 3.1143e-05 | 0 | 3.1143e-05 | 8.0082e-05 | 0 | 8.0082e-05 | [16 empty] | 7.3.1.3 Ignition probability mapping showing the probability of ignition along the electric lines and equipmentWLDFRAggregatedAggregated | WLDFR | HFTD - Distribution - Tier 2 - 4QU CoRE ¦ 2QU LoRE | Red Flag Warning - Small Fires | Aggregated | Aggregated | 2020 | 0.00075216 | 0 | 574.6424 | 0.43222 | 2020 | Mitigation | 0.08575 | 30 | 0 | esc | 0.0012005 | 9.0297e-07 | 0 | 0 | 0 | 0
[79 empty] | WLDFR | HFTD - Distribution - Tier 3 - 1QU CoRE ¦ 3QU LoRE | Non-Red Flag Warning - Destructive Fires | 2041 | 5.9474e-09 | 2.9737e-09 | 7.6467e-09 | 10472.8261 | 280.5544 | 10192.2718 | 0 | 0 | 0 | 0 | 4.9541e-06 |  | 6.2286e-05 | 0 | 6.2286e-05 | 3.1143e-05 | 0 | 3.1143e-05 | 8.0082e-05 | 0 | 8.0082e-05 | [16 empty] | 7.3.1.3 Ignition probability mapping showing the probability of ignition along the electric lines and equipmentWLDFRAggregatedAggregated | WLDFR | HFTD - Distribution - Tier 2 - 4QU CoRE ¦ 2QU LoRE | Seismic - Non-Red Flag Warning - Catastrophic Fires | Aggregated | Aggregated | 2020 | 2.1516e-10 | 0 | 574.6424 | 1.2364e-07 | 2020 | Mitigation | 0.08575 | 30 | 0 | esc | 0.0012005 | 2.583e-13 | 0 | 0 | 0 | 0
[79 empty] | WLDFR | HFTD - Distribution - Tier 3 - 1QU CoRE ¦ 3QU LoRE | Non-Red Flag Warning - Destructive Fires | 2042 | 5.9474e-09 | 2.9737e-09 | 7.6467e-09 | 10472.8261 | 280.5544 | 10192.2718 | 0 | 0 | 0 | 0 | 4.9541e-06 |  | 6.2286e-05 | 0 | 6.2286e-05 | 3.1143e-05 | 0 | 3.1143e-05 | 8.0082e-05 | 0 | 8.0082e-05 | [16 empty] | 7.3.1.3 Ignition probability mapping showing the probability of ignition along the electric lines and equipmentWLDFRAggregatedAggregated | WLDFR | HFTD - Distribution - Tier 2 - 4QU CoRE ¦ 2QU LoRE | Seismic - Red Flag Warning - Catastrophic Fires | Aggregated | Aggregated | 2020 | 9.2797e-09 | 0 | 574.6424 | 5.3325e-06 | 2020 | Mitigation | 0.08575 | 30 | 0 | esc | 0.0012005 | 1.114e-11 | 0 | 0 | 0 | 0
[79 empty] | WLDFR | HFTD - Distribution - Tier 3 - 1QU CoRE ¦ 3QU LoRE | Non-Red Flag Warning - Destructive Fires | 2043 | 5.9474e-09 | 2.9737e-09 | 7.6467e-09 | 10992.1562 | 299.42 | 10692.7362 | 0 | 0 | 0 | 0 | 4.9541e-06 |  | 6.5375e-05 | 0 | 6.5375e-05 | 3.2687e-05 | 0 | 3.2687e-05 | 8.4053e-05 | 0 | 8.4053e-05 | [16 empty] | 7.3.1.3 Ignition probability mapping showing the probability of ignition along the electric lines and equipmentWLDFRAggregatedAggregated | WLDFR | HFTD - Distribution - Tier 2 - 4QU CoRE ¦ 3QU LoRE | Non-Red Flag Warning - Catastrophic Fires | Aggregated | Aggregated | 2020 | 5.5595e-07 | 0 | 749.2523 | 0.00041655 | 2020 | Mitigation | 0.08575 | 30 | 0 | esc | 0.0012005 | 6.6742e-10 | 0 | 0 | 0 | 0
[79 empty] | WLDFR | HFTD - Distribution - Tier 3 - 1QU CoRE ¦ 3QU LoRE | Non-Red Flag Warning - Destructive Fires | 2044 | 5.9474e-09 | 2.9737e-09 | 7.6467e-09 | 10992.1562 | 299.42 | 10692.7362 | 0 | 0 | 0 | 0 | 4.9541e-06 |  | 6.5375e-05 | 0 | 6.5375e-05 | 3.2687e-05 | 0 | 3.2687e-05 | 8.4053e-05 | 0 | 8.4053e-05 | [16 empty] | 7.3.1.3 Ignition probability mapping showing the probability of ignition along the electric lines and equipmentWLDFRAggregatedAggregated | WLDFR | HFTD - Distribution - Tier 2 - 4QU CoRE ¦ 3QU LoRE | Non-Red Flag Warning - Destructive Fires | Aggregated | Aggregated | 2020 | 6.1679e-07 | 0 | 749.2523 | 0.00046213 | 2020 | Mitigation | 0.08575 | 30 | 0 | esc | 0.0012005 | 7.4046e-10 | 0 | 0 | 0 | 0
[79 empty] | WLDFR | HFTD - Distribution - Tier 3 - 1QU CoRE ¦ 3QU LoRE | Non-Red Flag Warning - Destructive Fires | 2045 | 5.9474e-09 | 2.9737e-09 | 7.6467e-09 | 10992.1562 | 299.42 | 10692.7362 | 0 | 0 | 0 | 0 | 4.9541e-06 |  | 6.5375e-05 | 0 | 6.5375e-05 | 3.2687e-05 | 0 | 3.2687e-05 | 8.4053e-05 | 0 | 8.4053e-05 | [16 empty] | 7.3.1.3 Ignition probability mapping showing the probability of ignition along the electric lines and equipmentWLDFRAggregatedAggregated | WLDFR | HFTD - Distribution - Tier 2 - 4QU CoRE ¦ 3QU LoRE | Non-Red Flag Warning - Large Fires | Aggregated | Aggregated | 2020 | 1.4746e-05 | 0 | 749.2523 | 0.011049 | 2020 | Mitigation | 0.08575 | 30 | 0 | esc | 0.0012005 | 1.7703e-08 | 0 | 0 | 0 | 0
[79 empty] | WLDFR | HFTD - Distribution - Tier 3 - 1QU CoRE ¦ 3QU LoRE | Non-Red Flag Warning - Destructive Fires | 2046 | 5.9474e-09 | 2.9737e-09 | 7.6467e-09 | 10992.1562 | 299.42 | 10692.7362 | 0 | 0 | 0 | 0 | 4.9541e-06 |  | 6.5375e-05 | 0 | 6.5375e-05 | 3.2687e-05 | 0 | 3.2687e-05 | 8.4053e-05 | 0 | 8.4053e-05 | [16 empty] | 7.3.1.3 Ignition probability mapping showing the probability of ignition along the electric lines and equipmentWLDFRAggregatedAggregated | WLDFR | HFTD - Distribution - Tier 2 - 4QU CoRE ¦ 3QU LoRE | Non-Red Flag Warning - Small Fires | Aggregated | Aggregated | 2020 | 0.0045636 | 0 | 749.2523 | 3.4193 | 2020 | Mitigation | 0.08575 | 30 | 0 | esc | 0.0012005 | 5.4786e-06 | 0 | 0 | 0 | 0
[79 empty] | WLDFR | HFTD - Distribution - Tier 3 - 1QU CoRE ¦ 3QU LoRE | Non-Red Flag Warning - Destructive Fires | 2047 | 5.9474e-09 | 2.9737e-09 | 7.6467e-09 | 10992.1562 | 299.42 | 10692.7362 | 0 | 0 | 0 | 0 | 4.9541e-06 |  | 6.5375e-05 | 0 | 6.5375e-05 | 3.2687e-05 | 0 | 3.2687e-05 | 8.4053e-05 | 0 | 8.4053e-05 | [16 empty] | 7.3.1.3 Ignition probability mapping showing the probability of ignition along the electric lines and equipmentWLDFRAggregatedAggregated | WLDFR | HFTD - Distribution - Tier 2 - 4QU CoRE ¦ 3QU LoRE | Red Flag Warning - Catastrophic Fires | Aggregated | Aggregated | 2020 | 1.0519e-05 | 0 | 749.2523 | 0.0078816 | 2020 | Mitigation | 0.08575 | 30 | 0 | esc | 0.0012005 | 1.2628e-08 | 0 | 0 | 0 | 0
[79 empty] | WLDFR | HFTD - Distribution - Tier 3 - 1QU CoRE ¦ 3QU LoRE | Non-Red Flag Warning - Destructive Fires | 2048 | 5.9474e-09 | 2.9737e-09 | 7.6467e-09 | 11536.0538 | 319.4911 | 11216.5626 | 0 | 0 | 0 | 0 | 4.9541e-06 |  | 6.8609e-05 | 0 | 6.8609e-05 | 3.4305e-05 | 0 | 3.4305e-05 | 8.8212e-05 | 0 | 8.8212e-05 | [16 empty] | 7.3.1.3 Ignition probability mapping showing the probability of ignition along the electric lines and equipmentWLDFRAggregatedAggregated | WLDFR | HFTD - Distribution - Tier 2 - 4QU CoRE ¦ 3QU LoRE | Red Flag Warning - Destructive Fires | Aggregated | Aggregated | 2020 | 1.6429e-06 | 0 | 749.2523 | 0.0012309 | 2020 | Mitigation | 0.08575 | 30 | 0 | esc | 0.0012005 | 1.9723e-09 | 0 | 0 | 0 | 0
[79 empty] | WLDFR | HFTD - Distribution - Tier 3 - 1QU CoRE ¦ 3QU LoRE | Non-Red Flag Warning - Destructive Fires | 2049 | 5.9474e-09 | 2.9737e-09 | 7.6467e-09 | 11536.0538 | 319.4911 | 11216.5626 | 0 | 0 | 0 | 0 | 4.9541e-06 |  | 6.8609e-05 | 0 | 6.8609e-05 | 3.4305e-05 | 0 | 3.4305e-05 | 8.8212e-05 | 0 | 8.8212e-05 | [16 empty] | 7.3.1.3 Ignition probability mapping showing the probability of ignition along the electric lines and equipmentWLDFRAggregatedAggregated | WLDFR | HFTD - Distribution - Tier 2 - 4QU CoRE ¦ 3QU LoRE | Red Flag Warning - Large Fires | Aggregated | Aggregated | 2020 | 2.531e-05 | 0 | 749.2523 | 0.018964 | 2020 | Mitigation | 0.08575 | 30 | 0 | esc | 0.0012005 | 3.0385e-08 | 0 | 0 | 0 | 0
[79 empty] | WLDFR | HFTD - Distribution - Tier 3 - 1QU CoRE ¦ 3QU LoRE | Non-Red Flag Warning - Destructive Fires | 2050 | 0 | 2.9737e-09 | 7.6467e-09 | 11536.0538 | 319.4911 | 11216.5626 | 0 | 0 | 0 | 0 | 4.9541e-06 |  | 0 | 0 | 0 | 3.4305e-05 | 0 | 3.4305e-05 | 8.8212e-05 | 0 | 8.8212e-05 | [16 empty] | 7.3.1.3 Ignition probability mapping showing the probability of ignition along the electric lines and equipmentWLDFRAggregatedAggregated | WLDFR | HFTD - Distribution - Tier 2 - 4QU CoRE ¦ 3QU LoRE | Red Flag Warning - Small Fires | Aggregated | Aggregated | 2020 | 0.00061983 | 0 | 749.2523 | 0.46441 | 2020 | Mitigation | 0.08575 | 30 | 0 | esc | 0.0012005 | 7.4411e-07 | 0 | 0 | 0 | 0
[79 empty] | WLDFR | HFTD - Distribution - Tier 3 - 1QU CoRE ¦ 3QU LoRE | Non-Red Flag Warning - Destructive Fires | 2051 | 0 | 0 | 7.6467e-09 | 11536.0538 | 319.4911 | 11216.5626 | 0 | 0 | 0 | 0 | 4.9541e-06 |  | 0 | 0 | 0 | 0 | 0 | 0 | 8.8212e-05 | 0 | 8.8212e-05 | [16 empty] | 7.3.1.3 Ignition probability mapping showing the probability of ignition along the electric lines and equipmentWLDFRAggregatedAggregated | WLDFR | HFTD - Distribution - Tier 2 - 4QU CoRE ¦ 3QU LoRE | Seismic - Non-Red Flag Warning - Catastrophic Fires | Aggregated | Aggregated | 2020 | 2.4777e-10 | 0 | 749.2523 | 1.8564e-07 | 2020 | Mitigation | 0.08575 | 30 | 0 | esc | 0.0012005 | 2.9745e-13 | 0 | 0 | 0 | 0
[79 empty] | WLDFR | HFTD - Distribution - Tier 3 - 1QU CoRE ¦ 3QU LoRE | Non-Red Flag Warning - Large Fires | 2020 | 5.7663e-08 | 0 | 0 | 5.2406 | 0.69642 | 2.942 | 1.6022 | 0 | 0 | 0 | 4.8033e-05 |  | 3.0219e-07 | 0 | 3.0219e-07 | 0 | 0 | 0 | 0 | 0 | 0 | [16 empty] | 7.3.1.3 Ignition probability mapping showing the probability of ignition along the electric lines and equipmentWLDFRAggregatedAggregated | WLDFR | HFTD - Distribution - Tier 2 - 4QU CoRE ¦ 3QU LoRE | Seismic - Red Flag Warning - Catastrophic Fires | Aggregated | Aggregated | 2020 | 1.0686e-08 | 0 | 749.2523 | 8.0066e-06 | 2020 | Mitigation | 0.08575 | 30 | 0 | esc | 0.0012005 | 1.2829e-11 | 0 | 0 | 0 | 0
[79 empty] | WLDFR | HFTD - Distribution - Tier 3 - 1QU CoRE ¦ 3QU LoRE | Non-Red Flag Warning - Large Fires | 2021 | 5.7663e-08 | 2.8832e-08 | 0 | 5.2406 | 0.69642 | 2.942 | 1.6022 | 0 | 0 | 0 | 4.8033e-05 |  | 3.0219e-07 | 0 | 3.0219e-07 | 1.5109e-07 | 0 | 1.5109e-07 | 0 | 0 | 0 | [16 empty] | 7.3.1.3 Ignition probability mapping showing the probability of ignition along the electric lines and equipmentWLDFRAggregatedAggregated | WLDFR | HFTD - Distribution - Tier 2 - 4QU CoRE ¦ 4QU LoRE | Non-Red Flag Warning - Catastrophic Fires | Aggregated | Aggregated | 2020 | 4.3315e-07 | 0 | 690.0576 | 0.0002989 | 2020 | Mitigation | 0.08575 | 30 | 0 | esc | 0.0012005 | 5.1999e-10 | 0 | 0 | 0 | 0
[79 empty] | WLDFR | HFTD - Distribution - Tier 3 - 1QU CoRE ¦ 3QU LoRE | Non-Red Flag Warning - Large Fires | 2022 | 5.7663e-08 | 2.8832e-08 | 7.4138e-08 | 5.2406 | 0.69642 | 2.942 | 1.6022 | 0 | 0 | 0 | 4.8033e-05 |  | 3.0219e-07 | 0 | 3.0219e-07 | 1.5109e-07 | 0 | 1.5109e-07 | 3.8853e-07 | 0 | 3.8853e-07 | [16 empty] | 7.3.1.3 Ignition probability mapping showing the probability of ignition along the electric lines and equipmentWLDFRAggregatedAggregated | WLDFR | HFTD - Distribution - Tier 2 - 4QU CoRE ¦ 4QU LoRE | Non-Red Flag Warning - Destructive Fires | Aggregated | Aggregated | 2020 | 4.7138e-07 | 0 | 690.0576 | 0.00032528 | 2020 | Mitigation | 0.08575 | 30 | 0 | esc | 0.0012005 | 5.6589e-10 | 0 | 0 | 0 | 0
[79 empty] | WLDFR | HFTD - Distribution - Tier 3 - 1QU CoRE ¦ 3QU LoRE | Non-Red Flag Warning - Large Fires | 2023 | 5.7663e-08 | 2.8832e-08 | 7.4138e-08 | 5.475 | 0.71896 | 3.0715 | 1.6846 | 0 | 0 | 0 | 4.8033e-05 |  | 3.1571e-07 | 0 | 3.1571e-07 | 1.5785e-07 | 0 | 1.5785e-07 | 4.0591e-07 | 0 | 4.0591e-07 | [16 empty] | 7.3.1.3 Ignition probability mapping showing the probability of ignition along the electric lines and equipmentWLDFRAggregatedAggregated | WLDFR | HFTD - Distribution - Tier 2 - 4QU CoRE ¦ 4QU LoRE | Non-Red Flag Warning - Large Fires | Aggregated | Aggregated | 2020 | 1.426e-05 | 0 | 690.0576 | 0.0098401 | 2020 | Mitigation | 0.08575 | 30 | 0 | esc | 0.0012005 | 1.7119e-08 | 0 | 0 | 0 | 0
[79 empty] | WLDFR | HFTD - Distribution - Tier 3 - 1QU CoRE ¦ 3QU LoRE | Non-Red Flag Warning - Large Fires | 2024 | 5.7663e-08 | 2.8832e-08 | 7.4138e-08 | 5.475 | 0.71896 | 3.0715 | 1.6846 | 0 | 0 | 0 | 4.8033e-05 |  | 3.1571e-07 | 0 | 3.1571e-07 | 1.5785e-07 | 0 | 1.5785e-07 | 4.0591e-07 | 0 | 4.0591e-07 | [16 empty] | 7.3.1.3 Ignition probability mapping showing the probability of ignition along the electric lines and equipmentWLDFRAggregatedAggregated | WLDFR | HFTD - Distribution - Tier 2 - 4QU CoRE ¦ 4QU LoRE | Non-Red Flag Warning - Small Fires | Aggregated | Aggregated | 2020 | 0.0034753 | 0 | 690.0576 | 2.3981 | 2020 | Mitigation | 0.08575 | 30 | 0 | esc | 0.0012005 | 4.172e-06 | 0 | 0 | 0 | 0
[79 empty] | WLDFR | HFTD - Distribution - Tier 3 - 1QU CoRE ¦ 3QU LoRE | Non-Red Flag Warning - Large Fires | 2025 | 5.7663e-08 | 2.8832e-08 | 7.4138e-08 | 5.475 | 0.71896 | 3.0715 | 1.6846 | 0 | 0 | 0 | 4.8033e-05 |  | 3.1571e-07 | 0 | 3.1571e-07 | 1.5785e-07 | 0 | 1.5785e-07 | 4.0591e-07 | 0 | 4.0591e-07 | [16 empty] | 7.3.1.3 Ignition probability mapping showing the probability of ignition along the electric lines and equipmentWLDFRAggregatedAggregated | WLDFR | HFTD - Distribution - Tier 2 - 4QU CoRE ¦ 4QU LoRE | Red Flag Warning - Catastrophic Fires | Aggregated | Aggregated | 2020 | 7.5532e-06 | 0 | 690.0576 | 0.0052121 | 2020 | Mitigation | 0.08575 | 30 | 0 | esc | 0.0012005 | 9.0676e-09 | 0 | 0 | 0 | 0
[79 empty] | WLDFR | HFTD - Distribution - Tier 3 - 1QU CoRE ¦ 3QU LoRE | Non-Red Flag Warning - Large Fires | 2026 | 5.7663e-08 | 2.8832e-08 | 7.4138e-08 | 5.475 | 0.71896 | 3.0715 | 1.6846 | 0 | 0 | 0 | 4.8033e-05 |  | 3.1571e-07 | 0 | 3.1571e-07 | 1.5785e-07 | 0 | 1.5785e-07 | 4.0591e-07 | 0 | 4.0591e-07 | [16 empty] | 7.3.1.3 Ignition probability mapping showing the probability of ignition along the electric lines and equipmentWLDFRAggregatedAggregated | WLDFR | HFTD - Distribution - Tier 2 - 4QU CoRE ¦ 4QU LoRE | Red Flag Warning - Destructive Fires | Aggregated | Aggregated | 2020 | 1.2855e-06 | 0 | 690.0576 | 0.00088708 | 2020 | Mitigation | 0.08575 | 30 | 0 | esc | 0.0012005 | 1.5433e-09 | 0 | 0 | 0 | 0
[79 empty] | WLDFR | HFTD - Distribution - Tier 3 - 1QU CoRE ¦ 3QU LoRE | Non-Red Flag Warning - Large Fires | 2027 | 5.7663e-08 | 2.8832e-08 | 7.4138e-08 | 5.475 | 0.71896 | 3.0715 | 1.6846 | 0 | 0 | 0 | 4.8033e-05 |  | 3.1571e-07 | 0 | 3.1571e-07 | 1.5785e-07 | 0 | 1.5785e-07 | 4.0591e-07 | 0 | 4.0591e-07 | [16 empty] | 7.3.1.3 Ignition probability mapping showing the probability of ignition along the electric lines and equipmentWLDFRAggregatedAggregated | WLDFR | HFTD - Distribution - Tier 2 - 4QU CoRE ¦ 4QU LoRE | Red Flag Warning - Large Fires | Aggregated | Aggregated | 2020 | 2.5836e-05 | 0 | 690.0576 | 0.017829 | 2020 | Mitigation | 0.08575 | 30 | 0 | esc | 0.0012005 | 3.1017e-08 | 0 | 0 | 0 | 0
[79 empty] | WLDFR | HFTD - Distribution - Tier 3 - 1QU CoRE ¦ 3QU LoRE | Non-Red Flag Warning - Large Fires | 2028 | 5.7663e-08 | 2.8832e-08 | 7.4138e-08 | 5.777 | 0.74734 | 3.238 | 1.7917 | 0 | 0 | 0 | 4.8033e-05 |  | 3.3312e-07 | 0 | 3.3312e-07 | 1.6656e-07 | 0 | 1.6656e-07 | 4.283e-07 | 0 | 4.283e-07 | [16 empty] | 7.3.1.3 Ignition probability mapping showing the probability of ignition along the electric lines and equipmentWLDFRAggregatedAggregated | WLDFR | HFTD - Distribution - Tier 2 - 4QU CoRE ¦ 4QU LoRE | Red Flag Warning - Small Fires | Aggregated | Aggregated | 2020 | 0.0004433 | 0 | 690.0576 | 0.3059 | 2020 | Mitigation | 0.08575 | 30 | 0 | esc | 0.0012005 | 5.3218e-07 | 0 | 0 | 0 | 0
[79 empty] | WLDFR | HFTD - Distribution - Tier 3 - 1QU CoRE ¦ 3QU LoRE | Non-Red Flag Warning - Large Fires | 2029 | 5.7663e-08 | 2.8832e-08 | 7.4138e-08 | 5.777 | 0.74734 | 3.238 | 1.7917 | 0 | 0 | 0 | 4.8033e-05 |  | 3.3312e-07 | 0 | 3.3312e-07 | 1.6656e-07 | 0 | 1.6656e-07 | 4.283e-07 | 0 | 4.283e-07 | [16 empty] | 7.3.1.3 Ignition probability mapping showing the probability of ignition along the electric lines and equipmentWLDFRAggregatedAggregated | WLDFR | HFTD - Distribution - Tier 2 - 4QU CoRE ¦ 4QU LoRE | Seismic - Non-Red Flag Warning - Catastrophic Fires | Aggregated | Aggregated | 2020 | 4.5297e-10 | 0 | 690.0576 | 3.1258e-07 | 2020 | Mitigation | 0.08575 | 30 | 0 | esc | 0.0012005 | 5.438e-13 | 0 | 0 | 0 | 0
[79 empty] | WLDFR | HFTD - Distribution - Tier 3 - 1QU CoRE ¦ 3QU LoRE | Non-Red Flag Warning - Large Fires | 2030 | 5.7663e-08 | 2.8832e-08 | 7.4138e-08 | 5.777 | 0.74734 | 3.238 | 1.7917 | 0 | 0 | 0 | 4.8033e-05 |  | 3.3312e-07 | 0 | 3.3312e-07 | 1.6656e-07 | 0 | 1.6656e-07 | 4.283e-07 | 0 | 4.283e-07 | [16 empty] | 7.3.1.3 Ignition probability mapping showing the probability of ignition along the electric lines and equipmentWLDFRAggregatedAggregated | WLDFR | HFTD - Distribution - Tier 2 - 4QU CoRE ¦ 4QU LoRE | Seismic - Red Flag Warning - Catastrophic Fires | Aggregated | Aggregated | 2020 | 1.9536e-08 | 0 | 690.0576 | 1.3481e-05 | 2020 | Mitigation | 0.08575 | 30 | 0 | esc | 0.0012005 | 2.3453e-11 | 0 | 0 | 0 | 0
[79 empty] | WLDFR | HFTD - Distribution - Tier 3 - 1QU CoRE ¦ 3QU LoRE | Non-Red Flag Warning - Large Fires | 2031 | 5.7663e-08 | 2.8832e-08 | 7.4138e-08 | 5.777 | 0.74734 | 3.238 | 1.7917 | 0 | 0 | 0 | 4.8033e-05 |  | 3.3312e-07 | 0 | 3.3312e-07 | 1.6656e-07 | 0 | 1.6656e-07 | 4.283e-07 | 0 | 4.283e-07 | [16 empty] | 7.3.1.3 Ignition probability mapping showing the probability of ignition along the electric lines and equipmentWLDFRAggregatedAggregated | WLDFR | HFTD - Distribution - Tier 2 - 4QU CoRE ¦ 5QU LoRE | Non-Red Flag Warning - Catastrophic Fires | Aggregated | Aggregated | 2020 | 3.4425e-07 | 0 | 489.3555 | 0.00016846 | 2020 | Mitigation | 0.08575 | 30 | 0 | esc | 0.0012005 | 4.1328e-10 | 0 | 0 | 0 | 0
[79 empty] | WLDFR | HFTD - Distribution - Tier 3 - 1QU CoRE ¦ 3QU LoRE | Non-Red Flag Warning - Large Fires | 2032 | 5.7663e-08 | 2.8832e-08 | 7.4138e-08 | 5.777 | 0.74734 | 3.238 | 1.7917 | 0 | 0 | 0 | 4.8033e-05 |  | 3.3312e-07 | 0 | 3.3312e-07 | 1.6656e-07 | 0 | 1.6656e-07 | 4.283e-07 | 0 | 4.283e-07 | [16 empty] | 7.3.1.3 Ignition probability mapping showing the probability of ignition along the electric lines and equipmentWLDFRAggregatedAggregated | WLDFR | HFTD - Distribution - Tier 2 - 4QU CoRE ¦ 5QU LoRE | Non-Red Flag Warning - Destructive Fires | Aggregated | Aggregated | 2020 | 3.645e-07 | 0 | 489.3555 | 0.00017837 | 2020 | Mitigation | 0.08575 | 30 | 0 | esc | 0.0012005 | 4.3759e-10 | 0 | 0 | 0 | 0
[79 empty] | WLDFR | HFTD - Distribution - Tier 3 - 1QU CoRE ¦ 3QU LoRE | Non-Red Flag Warning - Large Fires | 2033 | 5.7663e-08 | 2.8832e-08 | 7.4138e-08 | 6.1205 | 0.77885 | 3.4265 | 1.9151 | 0 | 0 | 0 | 4.8033e-05 |  | 3.5293e-07 | 0 | 3.5293e-07 | 1.7646e-07 | 0 | 1.7646e-07 | 4.5376e-07 | 0 | 4.5376e-07 | [16 empty] | 7.3.1.3 Ignition probability mapping showing the probability of ignition along the electric lines and equipmentWLDFRAggregatedAggregated | WLDFR | HFTD - Distribution - Tier 2 - 4QU CoRE ¦ 5QU LoRE | Non-Red Flag Warning - Large Fires | Aggregated | Aggregated | 2020 | 1.1337e-05 | 0 | 489.3555 | 0.0055478 | 2020 | Mitigation | 0.08575 | 30 | 0 | esc | 0.0012005 | 1.361e-08 | 0 | 0 | 0 | 0
[79 empty] | WLDFR | HFTD - Distribution - Tier 3 - 1QU CoRE ¦ 3QU LoRE | Non-Red Flag Warning - Large Fires | 2034 | 5.7663e-08 | 2.8832e-08 | 7.4138e-08 | 6.1205 | 0.77885 | 3.4265 | 1.9151 | 0 | 0 | 0 | 4.8033e-05 |  | 3.5293e-07 | 0 | 3.5293e-07 | 1.7646e-07 | 0 | 1.7646e-07 | 4.5376e-07 | 0 | 4.5376e-07 | [16 empty] | 7.3.1.3 Ignition probability mapping showing the probability of ignition along the electric lines and equipmentWLDFRAggregatedAggregated | WLDFR | HFTD - Distribution - Tier 2 - 4QU CoRE ¦ 5QU LoRE | Non-Red Flag Warning - Small Fires | Aggregated | Aggregated | 2020 | 0.002295 | 0 | 489.3555 | 1.1231 | 2020 | Mitigation | 0.08575 | 30 | 0 | esc | 0.0012005 | 2.7552e-06 | 0 | 0 | 0 | 0
[79 empty] | WLDFR | HFTD - Distribution - Tier 3 - 1QU CoRE ¦ 3QU LoRE | Non-Red Flag Warning - Large Fires | 2035 | 5.7663e-08 | 2.8832e-08 | 7.4138e-08 | 6.1205 | 0.77885 | 3.4265 | 1.9151 | 0 | 0 | 0 | 4.8033e-05 |  | 3.5293e-07 | 0 | 3.5293e-07 | 1.7646e-07 | 0 | 1.7646e-07 | 4.5376e-07 | 0 | 4.5376e-07 | [16 empty] | 7.3.1.3 Ignition probability mapping showing the probability of ignition along the electric lines and equipmentWLDFRAggregatedAggregated | WLDFR | HFTD - Distribution - Tier 2 - 4QU CoRE ¦ 5QU LoRE | Red Flag Warning - Catastrophic Fires | Aggregated | Aggregated | 2020 | 5.6465e-06 | 0 | 489.3555 | 0.0027632 | 2020 | Mitigation | 0.08575 | 30 | 0 | esc | 0.0012005 | 6.7787e-09 | 0 | 0 | 0 | 0
[79 empty] | WLDFR | HFTD - Distribution - Tier 3 - 1QU CoRE ¦ 3QU LoRE | Non-Red Flag Warning - Large Fires | 2036 | 5.7663e-08 | 2.8832e-08 | 7.4138e-08 | 6.1205 | 0.77885 | 3.4265 | 1.9151 | 0 | 0 | 0 | 4.8033e-05 |  | 3.5293e-07 | 0 | 3.5293e-07 | 1.7646e-07 | 0 | 1.7646e-07 | 4.5376e-07 | 0 | 4.5376e-07 | [16 empty] | 7.3.1.3 Ignition probability mapping showing the probability of ignition along the electric lines and equipmentWLDFRAggregatedAggregated | WLDFR | HFTD - Distribution - Tier 2 - 4QU CoRE ¦ 5QU LoRE | Red Flag Warning - Destructive Fires | Aggregated | Aggregated | 2020 | 9.4781e-07 | 0 | 489.3555 | 0.00046382 | 2020 | Mitigation | 0.08575 | 30 | 0 | esc | 0.0012005 | 1.1379e-09 | 0 | 0 | 0 | 0
[79 empty] | WLDFR | HFTD - Distribution - Tier 3 - 1QU CoRE ¦ 3QU LoRE | Non-Red Flag Warning - Large Fires | 2037 | 5.7663e-08 | 2.8832e-08 | 7.4138e-08 | 6.1205 | 0.77885 | 3.4265 | 1.9151 | 0 | 0 | 0 | 4.8033e-05 |  | 3.5293e-07 | 0 | 3.5293e-07 | 1.7646e-07 | 0 | 1.7646e-07 | 4.5376e-07 | 0 | 4.5376e-07 | [16 empty] | 7.3.1.3 Ignition probability mapping showing the probability of ignition along the electric lines and equipmentWLDFRAggregatedAggregated | WLDFR | HFTD - Distribution - Tier 2 - 4QU CoRE ¦ 5QU LoRE | Red Flag Warning - Large Fires | Aggregated | Aggregated | 2020 | 1.8996e-05 | 0 | 489.3555 | 0.0092957 | 2020 | Mitigation | 0.08575 | 30 | 0 | esc | 0.0012005 | 2.2805e-08 | 0 | 0 | 0 | 0
[79 empty] | WLDFR | HFTD - Distribution - Tier 3 - 1QU CoRE ¦ 3QU LoRE | Non-Red Flag Warning - Large Fires | 2038 | 5.7663e-08 | 2.8832e-08 | 7.4138e-08 | 6.5028 | 0.81304 | 3.6355 | 2.0543 | 0 | 0 | 0 | 4.8033e-05 |  | 3.7497e-07 | 0 | 3.7497e-07 | 1.8749e-07 | 0 | 1.8749e-07 | 4.8211e-07 | 0 | 4.8211e-07 | [16 empty] | 7.3.1.3 Ignition probability mapping showing the probability of ignition along the electric lines and equipmentWLDFRAggregatedAggregated | WLDFR | HFTD - Distribution - Tier 2 - 4QU CoRE ¦ 5QU LoRE | Red Flag Warning - Small Fires | Aggregated | Aggregated | 2020 | 0.00028361 | 0 | 489.3555 | 0.13879 | 2020 | Mitigation | 0.08575 | 30 | 0 | esc | 0.0012005 | 3.4047e-07 | 0 | 0 | 0 | 0
[79 empty] | WLDFR | HFTD - Distribution - Tier 3 - 1QU CoRE ¦ 3QU LoRE | Non-Red Flag Warning - Large Fires | 2039 | 5.7663e-08 | 2.8832e-08 | 7.4138e-08 | 6.5028 | 0.81304 | 3.6355 | 2.0543 | 0 | 0 | 0 | 4.8033e-05 |  | 3.7497e-07 | 0 | 3.7497e-07 | 1.8749e-07 | 0 | 1.8749e-07 | 4.8211e-07 | 0 | 4.8211e-07 | [16 empty] | 7.3.1.3 Ignition probability mapping showing the probability of ignition along the electric lines and equipmentWLDFRAggregatedAggregated | WLDFR | HFTD - Distribution - Tier 2 - 4QU CoRE ¦ 5QU LoRE | Seismic - Non-Red Flag Warning - Catastrophic Fires | Aggregated | Aggregated | 2020 | 4.1077e-10 | 0 | 489.3555 | 2.0101e-07 | 2020 | Mitigation | 0.08575 | 30 | 0 | esc | 0.0012005 | 4.9313e-13 | 0 | 0 | 0 | 0
[79 empty] | WLDFR | HFTD - Distribution - Tier 3 - 1QU CoRE ¦ 3QU LoRE | Non-Red Flag Warning - Large Fires | 2040 | 5.7663e-08 | 2.8832e-08 | 7.4138e-08 | 6.5028 | 0.81304 | 3.6355 | 2.0543 | 0 | 0 | 0 | 4.8033e-05 |  | 3.7497e-07 | 0 | 3.7497e-07 | 1.8749e-07 | 0 | 1.8749e-07 | 4.8211e-07 | 0 | 4.8211e-07 | [16 empty] | 7.3.1.3 Ignition probability mapping showing the probability of ignition along the electric lines and equipmentWLDFRAggregatedAggregated | WLDFR | HFTD - Distribution - Tier 2 - 4QU CoRE ¦ 5QU LoRE | Seismic - Red Flag Warning - Catastrophic Fires | Aggregated | Aggregated | 2020 | 1.7716e-08 | 0 | 489.3555 | 8.6694e-06 | 2020 | Mitigation | 0.08575 | 30 | 0 | esc | 0.0012005 | 2.1268e-11 | 0 | 0 | 0 | 0
[79 empty] | WLDFR | HFTD - Distribution - Tier 3 - 1QU CoRE ¦ 3QU LoRE | Non-Red Flag Warning - Large Fires | 2041 | 5.7663e-08 | 2.8832e-08 | 7.4138e-08 | 6.5028 | 0.81304 | 3.6355 | 2.0543 | 0 | 0 | 0 | 4.8033e-05 |  | 3.7497e-07 | 0 | 3.7497e-07 | 1.8749e-07 | 0 | 1.8749e-07 | 4.8211e-07 | 0 | 4.8211e-07 | [16 empty] | 7.3.1.3 Ignition probability mapping showing the probability of ignition along the electric lines and equipmentWLDFRAggregatedAggregated | WLDFR | HFTD - Distribution - Tier 2 - 5QU CoRE ¦ 1QU LoRE | Non-Red Flag Warning - Catastrophic Fires | Aggregated | Aggregated | 2020 | 2.2185e-07 | 0 | 700.8825 | 0.00015549 | 2020 | Mitigation | 0.08575 | 30 | 0 | esc | 0.0012005 | 2.6633e-10 | 0 | 0 | 0 | 0
[79 empty] | WLDFR | HFTD - Distribution - Tier 3 - 1QU CoRE ¦ 3QU LoRE | Non-Red Flag Warning - Large Fires | 2042 | 5.7663e-08 | 2.8832e-08 | 7.4138e-08 | 6.5028 | 0.81304 | 3.6355 | 2.0543 | 0 | 0 | 0 | 4.8033e-05 |  | 3.7497e-07 | 0 | 3.7497e-07 | 1.8749e-07 | 0 | 1.8749e-07 | 4.8211e-07 | 0 | 4.8211e-07 | [16 empty] | 7.3.1.3 Ignition probability mapping showing the probability of ignition along the electric lines and equipmentWLDFRAggregatedAggregated | WLDFR | HFTD - Distribution - Tier 2 - 5QU CoRE ¦ 1QU LoRE | Non-Red Flag Warning - Destructive Fires | Aggregated | Aggregated | 2020 | 2.6682e-07 | 0 | 700.8825 | 0.00018701 | 2020 | Mitigation | 0.08575 | 30 | 0 | esc | 0.0012005 | 3.2031e-10 | 0 | 0 | 0 | 0
[79 empty] | WLDFR | HFTD - Distribution - Tier 3 - 1QU CoRE ¦ 3QU LoRE | Non-Red Flag Warning - Large Fires | 2043 | 5.7663e-08 | 2.8832e-08 | 7.4138e-08 | 6.9209 | 0.84944 | 3.8632 | 2.2083 | 0 | 0 | 0 | 4.8033e-05 |  | 3.9908e-07 | 0 | 3.9908e-07 | 1.9954e-07 | 0 | 1.9954e-07 | 5.1311e-07 | 0 | 5.1311e-07 | [16 empty] | 7.3.1.3 Ignition probability mapping showing the probability of ignition along the electric lines and equipmentWLDFRAggregatedAggregated | WLDFR | HFTD - Distribution - Tier 2 - 5QU CoRE ¦ 1QU LoRE | Non-Red Flag Warning - Large Fires | Aggregated | Aggregated | 2020 | 2.8634e-05 | 0 | 700.8825 | 0.020069 | 2020 | Mitigation | 0.08575 | 30 | 0 | esc | 0.0012005 | 3.4376e-08 | 0 | 0 | 0 | 0
[79 empty] | WLDFR | HFTD - Distribution - Tier 3 - 1QU CoRE ¦ 3QU LoRE | Non-Red Flag Warning - Large Fires | 2044 | 5.7663e-08 | 2.8832e-08 | 7.4138e-08 | 6.9209 | 0.84944 | 3.8632 | 2.2083 | 0 | 0 | 0 | 4.8033e-05 |  | 3.9908e-07 | 0 | 3.9908e-07 | 1.9954e-07 | 0 | 1.9954e-07 | 5.1311e-07 | 0 | 5.1311e-07 | [16 empty] | 7.3.1.3 Ignition probability mapping showing the probability of ignition along the electric lines and equipmentWLDFRAggregatedAggregated | WLDFR | HFTD - Distribution - Tier 2 - 5QU CoRE ¦ 1QU LoRE | Non-Red Flag Warning - Small Fires | Aggregated | Aggregated | 2020 | 0.010837 | 0 | 700.8825 | 7.5953 | 2020 | Mitigation | 0.08575 | 30 | 0 | esc | 0.0012005 | 1.301e-05 | 0 | 0 | 0 | 0
[79 empty] | WLDFR | HFTD - Distribution - Tier 3 - 1QU CoRE ¦ 3QU LoRE | Non-Red Flag Warning - Large Fires | 2045 | 5.7663e-08 | 2.8832e-08 | 7.4138e-08 | 6.9209 | 0.84944 | 3.8632 | 2.2083 | 0 | 0 | 0 | 4.8033e-05 |  | 3.9908e-07 | 0 | 3.9908e-07 | 1.9954e-07 | 0 | 1.9954e-07 | 5.1311e-07 | 0 | 5.1311e-07 | [16 empty] | 7.3.1.3 Ignition probability mapping showing the probability of ignition along the electric lines and equipmentWLDFRAggregatedAggregated | WLDFR | HFTD - Distribution - Tier 2 - 5QU CoRE ¦ 1QU LoRE | Red Flag Warning - Catastrophic Fires | Aggregated | Aggregated | 2020 | 3.1062e-06 | 0 | 700.8825 | 0.0021771 | 2020 | Mitigation | 0.08575 | 30 | 0 | esc | 0.0012005 | 3.729e-09 | 0 | 0 | 0 | 0
[79 empty] | WLDFR | HFTD - Distribution - Tier 3 - 1QU CoRE ¦ 3QU LoRE | Non-Red Flag Warning - Large Fires | 2046 | 5.7663e-08 | 2.8832e-08 | 7.4138e-08 | 6.9209 | 0.84944 | 3.8632 | 2.2083 | 0 | 0 | 0 | 4.8033e-05 |  | 3.9908e-07 | 0 | 3.9908e-07 | 1.9954e-07 | 0 | 1.9954e-07 | 5.1311e-07 | 0 | 5.1311e-07 | [16 empty] | 7.3.1.3 Ignition probability mapping showing the probability of ignition along the electric lines and equipmentWLDFRAggregatedAggregated | WLDFR | HFTD - Distribution - Tier 2 - 5QU CoRE ¦ 1QU LoRE | Red Flag Warning - Destructive Fires | Aggregated | Aggregated | 2020 | 5.8442e-07 | 0 | 700.8825 | 0.00040961 | 2020 | Mitigation | 0.08575 | 30 | 0 | esc | 0.0012005 | 7.016e-10 | 0 | 0 | 0 | 0
[79 empty] | WLDFR | HFTD - Distribution - Tier 3 - 1QU CoRE ¦ 3QU LoRE | Non-Red Flag Warning - Large Fires | 2047 | 5.7663e-08 | 2.8832e-08 | 7.4138e-08 | 6.9209 | 0.84944 | 3.8632 | 2.2083 | 0 | 0 | 0 | 4.8033e-05 |  | 3.9908e-07 | 0 | 3.9908e-07 | 1.9954e-07 | 0 | 1.9954e-07 | 5.1311e-07 | 0 | 5.1311e-07 | [16 empty] | 7.3.1.3 Ignition probability mapping showing the probability of ignition along the electric lines and equipmentWLDFRAggregatedAggregated | WLDFR | HFTD - Distribution - Tier 2 - 5QU CoRE ¦ 1QU LoRE | Red Flag Warning - Large Fires | Aggregated | Aggregated | 2020 | 4.3462e-05 | 0 | 700.8825 | 0.030461 | 2020 | Mitigation | 0.08575 | 30 | 0 | esc | 0.0012005 | 5.2176e-08 | 0 | 0 | 0 | 0
[79 empty] | WLDFR | HFTD - Distribution - Tier 3 - 1QU CoRE ¦ 3QU LoRE | Non-Red Flag Warning - Large Fires | 2048 | 5.7663e-08 | 2.8832e-08 | 7.4138e-08 | 7.3713 | 0.88759 | 4.1075 | 2.3763 | 0 | 0 | 0 | 4.8033e-05 |  | 4.2505e-07 | 0 | 4.2505e-07 | 2.1253e-07 | 0 | 2.1253e-07 | 5.465e-07 | 0 | 5.465e-07 | [16 empty] | 7.3.1.3 Ignition probability mapping showing the probability of ignition along the electric lines and equipmentWLDFRAggregatedAggregated | WLDFR | HFTD - Distribution - Tier 2 - 5QU CoRE ¦ 1QU LoRE | Red Flag Warning - Small Fires | Aggregated | Aggregated | 2020 | 0.0011831 | 0 | 700.8825 | 0.82921 | 2020 | Mitigation | 0.08575 | 30 | 0 | esc | 0.0012005 | 1.4203e-06 | 0 | 0 | 0 | 0
[79 empty] | WLDFR | HFTD - Distribution - Tier 3 - 1QU CoRE ¦ 3QU LoRE | Non-Red Flag Warning - Large Fires | 2049 | 5.7663e-08 | 2.8832e-08 | 7.4138e-08 | 7.3713 | 0.88759 | 4.1075 | 2.3763 | 0 | 0 | 0 | 4.8033e-05 |  | 4.2505e-07 | 0 | 4.2505e-07 | 2.1253e-07 | 0 | 2.1253e-07 | 5.465e-07 | 0 | 5.465e-07 | [16 empty] | 7.3.1.3 Ignition probability mapping showing the probability of ignition along the electric lines and equipmentWLDFRAggregatedAggregated | WLDFR | HFTD - Distribution - Tier 2 - 5QU CoRE ¦ 1QU LoRE | Seismic - Non-Red Flag Warning - Catastrophic Fires | Aggregated | Aggregated | 2020 | 1.6584e-09 | 0 | 700.8825 | 1.1624e-06 | 2020 | Mitigation | 0.08575 | 30 | 0 | esc | 0.0012005 | 1.991e-12 | 0 | 0 | 0 | 0
[79 empty] | WLDFR | HFTD - Distribution - Tier 3 - 1QU CoRE ¦ 3QU LoRE | Non-Red Flag Warning - Large Fires | 2050 | 0 | 2.8832e-08 | 7.4138e-08 | 7.3713 | 0.88759 | 4.1075 | 2.3763 | 0 | 0 | 0 | 4.8033e-05 |  | 0 | 0 | 0 | 2.1253e-07 | 0 | 2.1253e-07 | 5.465e-07 | 0 | 5.465e-07 | [16 empty] | 7.3.1.3 Ignition probability mapping showing the probability of ignition along the electric lines and equipmentWLDFRAggregatedAggregated | WLDFR | HFTD - Distribution - Tier 2 - 5QU CoRE ¦ 1QU LoRE | Seismic - Red Flag Warning - Catastrophic Fires | Aggregated | Aggregated | 2020 | 7.1527e-08 | 0 | 700.8825 | 5.0132e-05 | 2020 | Mitigation | 0.08575 | 30 | 0 | esc | 0.0012005 | 8.5868e-11 | 0 | 0 | 0 | 0
[79 empty] | WLDFR | HFTD - Distribution - Tier 3 - 1QU CoRE ¦ 3QU LoRE | Non-Red Flag Warning - Large Fires | 2051 | 0 | 0 | 7.4138e-08 | 7.3713 | 0.88759 | 4.1075 | 2.3763 | 0 | 0 | 0 | 4.8033e-05 |  | 0 | 0 | 0 | 0 | 0 | 0 | 5.465e-07 | 0 | 5.465e-07 | [16 empty] | 7.3.1.3 Ignition probability mapping showing the probability of ignition along the electric lines and equipmentWLDFRAggregatedAggregated | WLDFR | HFTD - Distribution - Tier 2 - 5QU CoRE ¦ 2QU LoRE | Non-Red Flag Warning - Catastrophic Fires | Aggregated | Aggregated | 2020 | 1.2608e-07 | 0 | 774.3498 | 9.7626e-05 | 2020 | Mitigation | 0.08575 | 30 | 0 | esc | 0.0012005 | 1.5135e-10 | 0 | 0 | 0 | 0
[79 empty] | WLDFR | HFTD - Distribution - Tier 3 - 1QU CoRE ¦ 3QU LoRE | Non-Red Flag Warning - Small Fires | 2020 | 5.0299e-06 | 0 | 0 | 0.077901 | 0.036425 | 0.0015809 | 0.039895 | 0 | 0 | 0 | 0.0041899 |  | 3.9183e-07 | 0 | 3.9183e-07 | 0 | 0 | 0 | 0 | 0 | 0 | [16 empty] | 7.3.1.3 Ignition probability mapping showing the probability of ignition along the electric lines and equipmentWLDFRAggregatedAggregated | WLDFR | HFTD - Distribution - Tier 2 - 5QU CoRE ¦ 2QU LoRE | Non-Red Flag Warning - Destructive Fires | Aggregated | Aggregated | 2020 | 1.4791e-07 | 0 | 774.3498 | 0.00011454 | 2020 | Mitigation | 0.08575 | 30 | 0 | esc | 0.0012005 | 1.7757e-10 | 0 | 0 | 0 | 0
[79 empty] | WLDFR | HFTD - Distribution - Tier 3 - 1QU CoRE ¦ 3QU LoRE | Non-Red Flag Warning - Small Fires | 2021 | 5.0299e-06 | 2.515e-06 | 0 | 0.077901 | 0.036425 | 0.0015809 | 0.039895 | 0 | 0 | 0 | 0.0041899 |  | 3.9183e-07 | 0 | 3.9183e-07 | 1.9592e-07 | 0 | 1.9592e-07 | 0 | 0 | 0 | [16 empty] | 7.3.1.3 Ignition probability mapping showing the probability of ignition along the electric lines and equipmentWLDFRAggregatedAggregated | WLDFR | HFTD - Distribution - Tier 2 - 5QU CoRE ¦ 2QU LoRE | Non-Red Flag Warning - Large Fires | Aggregated | Aggregated | 2020 | 1.5115e-05 | 0 | 774.3498 | 0.011704 | 2020 | Mitigation | 0.08575 | 30 | 0 | esc | 0.0012005 | 1.8145e-08 | 0 | 0 | 0 | 0
[79 empty] | WLDFR | HFTD - Distribution - Tier 3 - 1QU CoRE ¦ 3QU LoRE | Non-Red Flag Warning - Small Fires | 2022 | 5.0299e-06 | 2.515e-06 | 6.4671e-06 | 0.077901 | 0.036425 | 0.0015809 | 0.039895 | 0 | 0 | 0 | 0.0041899 |  | 3.9183e-07 | 0 | 3.9183e-07 | 1.9592e-07 | 0 | 1.9592e-07 | 5.0379e-07 | 0 | 5.0379e-07 | [16 empty] | 7.3.1.3 Ignition probability mapping showing the probability of ignition along the electric lines and equipmentWLDFRAggregatedAggregated | WLDFR | HFTD - Distribution - Tier 2 - 5QU CoRE ¦ 2QU LoRE | Non-Red Flag Warning - Small Fires | Aggregated | Aggregated | 2020 | 0.0058456 | 0 | 774.3498 | 4.5266 | 2020 | Mitigation | 0.08575 | 30 | 0 | esc | 0.0012005 | 7.0177e-06 | 0 | 0 | 0 | 0
[79 empty] | WLDFR | HFTD - Distribution - Tier 3 - 1QU CoRE ¦ 3QU LoRE | Non-Red Flag Warning - Small Fires | 2023 | 5.0299e-06 | 2.515e-06 | 6.4671e-06 | 0.080408 | 0.03759 | 0.0016314 | 0.041187 | 0 | 0 | 0 | 0.0041899 |  | 4.0445e-07 | 0 | 4.0445e-07 | 2.0222e-07 | 0 | 2.0222e-07 | 5.2e-07 | 0 | 5.2e-07 | [16 empty] | 7.3.1.3 Ignition probability mapping showing the probability of ignition along the electric lines and equipmentWLDFRAggregatedAggregated | WLDFR | HFTD - Distribution - Tier 2 - 5QU CoRE ¦ 2QU LoRE | Red Flag Warning - Catastrophic Fires | Aggregated | Aggregated | 2020 | 2.0596e-06 | 0 | 774.3498 | 0.0015949 | 2020 | Mitigation | 0.08575 | 30 | 0 | esc | 0.0012005 | 2.4726e-09 | 0 | 0 | 0 | 0
[79 empty] | WLDFR | HFTD - Distribution - Tier 3 - 1QU CoRE ¦ 3QU LoRE | Non-Red Flag Warning - Small Fires | 2024 | 5.0299e-06 | 2.515e-06 | 6.4671e-06 | 0.080408 | 0.03759 | 0.0016314 | 0.041187 | 0 | 0 | 0 | 0.0041899 |  | 4.0445e-07 | 0 | 4.0445e-07 | 2.0222e-07 | 0 | 2.0222e-07 | 5.2e-07 | 0 | 5.2e-07 | [16 empty] | 7.3.1.3 Ignition probability mapping showing the probability of ignition along the electric lines and equipmentWLDFRAggregatedAggregated | WLDFR | HFTD - Distribution - Tier 2 - 5QU CoRE ¦ 2QU LoRE | Red Flag Warning - Destructive Fires | Aggregated | Aggregated | 2020 | 3.6006e-07 | 0 | 774.3498 | 0.00027881 | 2020 | Mitigation | 0.08575 | 30 | 0 | esc | 0.0012005 | 4.3225e-10 | 0 | 0 | 0 | 0
[79 empty] | WLDFR | HFTD - Distribution - Tier 3 - 1QU CoRE ¦ 3QU LoRE | Non-Red Flag Warning - Small Fires | 2025 | 5.0299e-06 | 2.515e-06 | 6.4671e-06 | 0.080408 | 0.03759 | 0.0016314 | 0.041187 | 0 | 0 | 0 | 0.0041899 |  | 4.0445e-07 | 0 | 4.0445e-07 | 2.0222e-07 | 0 | 2.0222e-07 | 5.2e-07 | 0 | 5.2e-07 | [16 empty] | 7.3.1.3 Ignition probability mapping showing the probability of ignition along the electric lines and equipmentWLDFRAggregatedAggregated | WLDFR | HFTD - Distribution - Tier 2 - 5QU CoRE ¦ 2QU LoRE | Red Flag Warning - Large Fires | Aggregated | Aggregated | 2020 | 2.4654e-05 | 0 | 774.3498 | 0.019091 | 2020 | Mitigation | 0.08575 | 30 | 0 | esc | 0.0012005 | 2.9597e-08 | 0 | 0 | 0 | 0
[79 empty] | WLDFR | HFTD - Distribution - Tier 3 - 1QU CoRE ¦ 3QU LoRE | Non-Red Flag Warning - Small Fires | 2026 | 5.0299e-06 | 2.515e-06 | 6.4671e-06 | 0.080408 | 0.03759 | 0.0016314 | 0.041187 | 0 | 0 | 0 | 0.0041899 |  | 4.0445e-07 | 0 | 4.0445e-07 | 2.0222e-07 | 0 | 2.0222e-07 | 5.2e-07 | 0 | 5.2e-07 | [16 empty] | 7.3.1.3 Ignition probability mapping showing the probability of ignition along the electric lines and equipmentWLDFRAggregatedAggregated | WLDFR | HFTD - Distribution - Tier 2 - 5QU CoRE ¦ 2QU LoRE | Red Flag Warning - Small Fires | Aggregated | Aggregated | 2020 | 0.0007271 | 0 | 774.3498 | 0.56303 | 2020 | Mitigation | 0.08575 | 30 | 0 | esc | 0.0012005 | 8.7288e-07 | 0 | 0 | 0 | 0
[79 empty] | WLDFR | HFTD - Distribution - Tier 3 - 1QU CoRE ¦ 3QU LoRE | Non-Red Flag Warning - Small Fires | 2027 | 5.0299e-06 | 2.515e-06 | 6.4671e-06 | 0.080408 | 0.03759 | 0.0016314 | 0.041187 | 0 | 0 | 0 | 0.0041899 |  | 4.0445e-07 | 0 | 4.0445e-07 | 2.0222e-07 | 0 | 2.0222e-07 | 5.2e-07 | 0 | 5.2e-07 | [16 empty] | 7.3.1.3 Ignition probability mapping showing the probability of ignition along the electric lines and equipmentWLDFRAggregatedAggregated | WLDFR | HFTD - Distribution - Tier 2 - 5QU CoRE ¦ 2QU LoRE | Seismic - Non-Red Flag Warning - Catastrophic Fires | Aggregated | Aggregated | 2020 | 9.6915e-10 | 0 | 774.3498 | 7.5046e-07 | 2020 | Mitigation | 0.08575 | 30 | 0 | esc | 0.0012005 | 1.1635e-12 | 0 | 0 | 0 | 0
[79 empty] | WLDFR | HFTD - Distribution - Tier 3 - 1QU CoRE ¦ 3QU LoRE | Non-Red Flag Warning - Small Fires | 2028 | 5.0299e-06 | 2.515e-06 | 6.4671e-06 | 0.083606 | 0.039055 | 0.001695 | 0.042856 | 0 | 0 | 0 | 0.0041899 |  | 4.2053e-07 | 0 | 4.2053e-07 | 2.1027e-07 | 0 | 2.1027e-07 | 5.4069e-07 | 0 | 5.4069e-07 | [16 empty] | 7.3.1.3 Ignition probability mapping showing the probability of ignition along the electric lines and equipmentWLDFRAggregatedAggregated | WLDFR | HFTD - Distribution - Tier 2 - 5QU CoRE ¦ 2QU LoRE | Seismic - Red Flag Warning - Catastrophic Fires | Aggregated | Aggregated | 2020 | 4.1798e-08 | 0 | 774.3498 | 3.2366e-05 | 2020 | Mitigation | 0.08575 | 30 | 0 | esc | 0.0012005 | 5.0179e-11 | 0 | 0 | 0 | 0
[79 empty] | WLDFR | HFTD - Distribution - Tier 3 - 1QU CoRE ¦ 3QU LoRE | Non-Red Flag Warning - Small Fires | 2029 | 5.0299e-06 | 2.515e-06 | 6.4671e-06 | 0.083606 | 0.039055 | 0.001695 | 0.042856 | 0 | 0 | 0 | 0.0041899 |  | 4.2053e-07 | 0 | 4.2053e-07 | 2.1027e-07 | 0 | 2.1027e-07 | 5.4069e-07 | 0 | 5.4069e-07 | [16 empty] | 7.3.1.3 Ignition probability mapping showing the probability of ignition along the electric lines and equipmentWLDFRAggregatedAggregated | WLDFR | HFTD - Distribution - Tier 2 - 5QU CoRE ¦ 3QU LoRE | Non-Red Flag Warning - Catastrophic Fires | Aggregated | Aggregated | 2020 | 7.6996e-08 | 0 | 487.9227 | 3.7568e-05 | 2020 | Mitigation | 0.08575 | 30 | 0 | esc | 0.0012005 | 9.2434e-11 | 0 | 0 | 0 | 0
[79 empty] | WLDFR | HFTD - Distribution - Tier 3 - 1QU CoRE ¦ 3QU LoRE | Non-Red Flag Warning - Small Fires | 2030 | 5.0299e-06 | 2.515e-06 | 6.4671e-06 | 0.083606 | 0.039055 | 0.001695 | 0.042856 | 0 | 0 | 0 | 0.0041899 |  | 4.2053e-07 | 0 | 4.2053e-07 | 2.1027e-07 | 0 | 2.1027e-07 | 5.4069e-07 | 0 | 5.4069e-07 | [16 empty] | 7.3.1.3 Ignition probability mapping showing the probability of ignition along the electric lines and equipmentWLDFRAggregatedAggregated | WLDFR | HFTD - Distribution - Tier 2 - 5QU CoRE ¦ 3QU LoRE | Non-Red Flag Warning - Destructive Fires | Aggregated | Aggregated | 2020 | 9.6929e-08 | 0 | 487.9227 | 4.7294e-05 | 2020 | Mitigation | 0.08575 | 30 | 0 | esc | 0.0012005 | 1.1636e-10 | 0 | 0 | 0 | 0
[79 empty] | WLDFR | HFTD - Distribution - Tier 3 - 1QU CoRE ¦ 3QU LoRE | Non-Red Flag Warning - Small Fires | 2031 | 5.0299e-06 | 2.515e-06 | 6.4671e-06 | 0.083606 | 0.039055 | 0.001695 | 0.042856 | 0 | 0 | 0 | 0.0041899 |  | 4.2053e-07 | 0 | 4.2053e-07 | 2.1027e-07 | 0 | 2.1027e-07 | 5.4069e-07 | 0 | 5.4069e-07 | [16 empty] | 7.3.1.3 Ignition probability mapping showing the probability of ignition along the electric lines and equipmentWLDFRAggregatedAggregated | WLDFR | HFTD - Distribution - Tier 2 - 5QU CoRE ¦ 3QU LoRE | Non-Red Flag Warning - Large Fires | Aggregated | Aggregated | 2020 | 1.1721e-05 | 0 | 487.9227 | 0.0057187 | 2020 | Mitigation | 0.08575 | 30 | 0 | esc | 0.0012005 | 1.4071e-08 | 0 | 0 | 0 | 0
[79 empty] | WLDFR | HFTD - Distribution - Tier 3 - 1QU CoRE ¦ 3QU LoRE | Non-Red Flag Warning - Small Fires | 2032 | 5.0299e-06 | 2.515e-06 | 6.4671e-06 | 0.083606 | 0.039055 | 0.001695 | 0.042856 | 0 | 0 | 0 | 0.0041899 |  | 4.2053e-07 | 0 | 4.2053e-07 | 2.1027e-07 | 0 | 2.1027e-07 | 5.4069e-07 | 0 | 5.4069e-07 | [16 empty] | 7.3.1.3 Ignition probability mapping showing the probability of ignition along the electric lines and equipmentWLDFRAggregatedAggregated | WLDFR | HFTD - Distribution - Tier 2 - 5QU CoRE ¦ 3QU LoRE | Non-Red Flag Warning - Small Fires | Aggregated | Aggregated | 2020 | 0.0046321 | 0 | 487.9227 | 2.2601 | 2020 | Mitigation | 0.08575 | 30 | 0 | esc | 0.0012005 | 5.5608e-06 | 0 | 0 | 0 | 0
[79 empty] | WLDFR | HFTD - Distribution - Tier 3 - 1QU CoRE ¦ 3QU LoRE | Non-Red Flag Warning - Small Fires | 2033 | 5.0299e-06 | 2.515e-06 | 6.4671e-06 | 0.087211 | 0.040679 | 0.0017655 | 0.044766 | 0 | 0 | 0 | 0.0041899 |  | 4.3867e-07 | 0 | 4.3867e-07 | 2.1933e-07 | 0 | 2.1933e-07 | 5.64e-07 | 0 | 5.64e-07 | [16 empty] | 7.3.1.3 Ignition probability mapping showing the probability of ignition along the electric lines and equipmentWLDFRAggregatedAggregated | WLDFR | HFTD - Distribution - Tier 2 - 5QU CoRE ¦ 3QU LoRE | Red Flag Warning - Catastrophic Fires | Aggregated | Aggregated | 2020 | 1.5233e-06 | 0 | 487.9227 | 0.00074327 | 2020 | Mitigation | 0.08575 | 30 | 0 | esc | 0.0012005 | 1.8288e-09 | 0 | 0 | 0 | 0
[79 empty] | WLDFR | HFTD - Distribution - Tier 3 - 1QU CoRE ¦ 3QU LoRE | Non-Red Flag Warning - Small Fires | 2034 | 5.0299e-06 | 2.515e-06 | 6.4671e-06 | 0.087211 | 0.040679 | 0.0017655 | 0.044766 | 0 | 0 | 0 | 0.0041899 |  | 4.3867e-07 | 0 | 4.3867e-07 | 2.1933e-07 | 0 | 2.1933e-07 | 5.64e-07 | 0 | 5.64e-07 | [16 empty] | 7.3.1.3 Ignition probability mapping showing the probability of ignition along the electric lines and equipmentWLDFRAggregatedAggregated | WLDFR | HFTD - Distribution - Tier 2 - 5QU CoRE ¦ 3QU LoRE | Red Flag Warning - Destructive Fires | Aggregated | Aggregated | 2020 | 2.7003e-07 | 0 | 487.9227 | 0.00013175 | 2020 | Mitigation | 0.08575 | 30 | 0 | esc | 0.0012005 | 3.2417e-10 | 0 | 0 | 0 | 0
[79 empty] | WLDFR | HFTD - Distribution - Tier 3 - 1QU CoRE ¦ 3QU LoRE | Non-Red Flag Warning - Small Fires | 2035 | 5.0299e-06 | 2.515e-06 | 6.4671e-06 | 0.087211 | 0.040679 | 0.0017655 | 0.044766 | 0 | 0 | 0 | 0.0041899 |  | 4.3867e-07 | 0 | 4.3867e-07 | 2.1933e-07 | 0 | 2.1933e-07 | 5.64e-07 | 0 | 5.64e-07 | [16 empty] | 7.3.1.3 Ignition probability mapping showing the probability of ignition along the electric lines and equipmentWLDFRAggregatedAggregated | WLDFR | HFTD - Distribution - Tier 2 - 5QU CoRE ¦ 3QU LoRE | Red Flag Warning - Large Fires | Aggregated | Aggregated | 2020 | 2.1298e-05 | 0 | 487.9227 | 0.010392 | 2020 | Mitigation | 0.08575 | 30 | 0 | esc | 0.0012005 | 2.5568e-08 | 0 | 0 | 0 | 0
[79 empty] | WLDFR | HFTD - Distribution - Tier 3 - 1QU CoRE ¦ 3QU LoRE | Non-Red Flag Warning - Small Fires | 2036 | 5.0299e-06 | 2.515e-06 | 6.4671e-06 | 0.087211 | 0.040679 | 0.0017655 | 0.044766 | 0 | 0 | 0 | 0.0041899 |  | 4.3867e-07 | 0 | 4.3867e-07 | 2.1933e-07 | 0 | 2.1933e-07 | 5.64e-07 | 0 | 5.64e-07 | [16 empty] | 7.3.1.3 Ignition probability mapping showing the probability of ignition along the electric lines and equipmentWLDFRAggregatedAggregated | WLDFR | HFTD - Distribution - Tier 2 - 5QU CoRE ¦ 3QU LoRE | Red Flag Warning - Small Fires | Aggregated | Aggregated | 2020 | 0.00058378 | 0 | 487.9227 | 0.28484 | 2020 | Mitigation | 0.08575 | 30 | 0 | esc | 0.0012005 | 7.0083e-07 | 0 | 0 | 0 | 0
[79 empty] | WLDFR | HFTD - Distribution - Tier 3 - 1QU CoRE ¦ 3QU LoRE | Non-Red Flag Warning - Small Fires | 2037 | 5.0299e-06 | 2.515e-06 | 6.4671e-06 | 0.087211 | 0.040679 | 0.0017655 | 0.044766 | 0 | 0 | 0 | 0.0041899 |  | 4.3867e-07 | 0 | 4.3867e-07 | 2.1933e-07 | 0 | 2.1933e-07 | 5.64e-07 | 0 | 5.64e-07 | [16 empty] | 7.3.1.3 Ignition probability mapping showing the probability of ignition along the electric lines and equipmentWLDFRAggregatedAggregated | WLDFR | HFTD - Distribution - Tier 2 - 5QU CoRE ¦ 3QU LoRE | Seismic - Non-Red Flag Warning - Catastrophic Fires | Aggregated | Aggregated | 2020 | 1.1051e-09 | 0 | 487.9227 | 5.3918e-07 | 2020 | Mitigation | 0.08575 | 30 | 0 | esc | 0.0012005 | 1.3266e-12 | 0 | 0 | 0 | 0
[79 empty] | WLDFR | HFTD - Distribution - Tier 3 - 1QU CoRE ¦ 3QU LoRE | Non-Red Flag Warning - Small Fires | 2038 | 5.0299e-06 | 2.515e-06 | 6.4671e-06 | 0.091184 | 0.042438 | 0.0018418 | 0.046905 | 0 | 0 | 0 | 0.0041899 |  | 4.5865e-07 | 0 | 4.5865e-07 | 2.2933e-07 | 0 | 2.2933e-07 | 5.8969e-07 | 0 | 5.8969e-07 | [16 empty] | 7.3.1.3 Ignition probability mapping showing the probability of ignition along the electric lines and equipmentWLDFRAggregatedAggregated | WLDFR | HFTD - Distribution - Tier 2 - 5QU CoRE ¦ 3QU LoRE | Seismic - Red Flag Warning - Catastrophic Fires | Aggregated | Aggregated | 2020 | 4.766e-08 | 0 | 487.9227 | 2.3254e-05 | 2020 | Mitigation | 0.08575 | 30 | 0 | esc | 0.0012005 | 5.7215e-11 | 0 | 0 | 0 | 0
[79 empty] | WLDFR | HFTD - Distribution - Tier 3 - 1QU CoRE ¦ 3QU LoRE | Non-Red Flag Warning - Small Fires | 2039 | 5.0299e-06 | 2.515e-06 | 6.4671e-06 | 0.091184 | 0.042438 | 0.0018418 | 0.046905 | 0 | 0 | 0 | 0.0041899 |  | 4.5865e-07 | 0 | 4.5865e-07 | 2.2933e-07 | 0 | 2.2933e-07 | 5.8969e-07 | 0 | 5.8969e-07 | [16 empty] | 7.3.1.3 Ignition probability mapping showing the probability of ignition along the electric lines and equipmentWLDFRAggregatedAggregated | WLDFR | HFTD - Distribution - Tier 2 - 5QU CoRE ¦ 4QU LoRE | Non-Red Flag Warning - Catastrophic Fires | Aggregated | Aggregated | 2020 | 8.9203e-08 | 0 | 375.6459 | 3.3509e-05 | 2020 | Mitigation | 0.08575 | 30 | 0 | esc | 0.0012005 | 1.0709e-10 | 0 | 0 | 0 | 0
[79 empty] | WLDFR | HFTD - Distribution - Tier 3 - 1QU CoRE ¦ 3QU LoRE | Non-Red Flag Warning - Small Fires | 2040 | 5.0299e-06 | 2.515e-06 | 6.4671e-06 | 0.091184 | 0.042438 | 0.0018418 | 0.046905 | 0 | 0 | 0 | 0.0041899 |  | 4.5865e-07 | 0 | 4.5865e-07 | 2.2933e-07 | 0 | 2.2933e-07 | 5.8969e-07 | 0 | 5.8969e-07 | [16 empty] | 7.3.1.3 Ignition probability mapping showing the probability of ignition along the electric lines and equipmentWLDFRAggregatedAggregated | WLDFR | HFTD - Distribution - Tier 2 - 5QU CoRE ¦ 4QU LoRE | Non-Red Flag Warning - Destructive Fires | Aggregated | Aggregated | 2020 | 9.8913e-08 | 0 | 375.6459 | 3.7156e-05 | 2020 | Mitigation | 0.08575 | 30 | 0 | esc | 0.0012005 | 1.1874e-10 | 0 | 0 | 0 | 0
[79 empty] | WLDFR | HFTD - Distribution - Tier 3 - 1QU CoRE ¦ 3QU LoRE | Non-Red Flag Warning - Small Fires | 2041 | 5.0299e-06 | 2.515e-06 | 6.4671e-06 | 0.091184 | 0.042438 | 0.0018418 | 0.046905 | 0 | 0 | 0 | 0.0041899 |  | 4.5865e-07 | 0 | 4.5865e-07 | 2.2933e-07 | 0 | 2.2933e-07 | 5.8969e-07 | 0 | 5.8969e-07 | [16 empty] | 7.3.1.3 Ignition probability mapping showing the probability of ignition along the electric lines and equipmentWLDFRAggregatedAggregated | WLDFR | HFTD - Distribution - Tier 2 - 5QU CoRE ¦ 4QU LoRE | Non-Red Flag Warning - Large Fires | Aggregated | Aggregated | 2020 | 1.0702e-05 | 0 | 375.6459 | 0.0040203 | 2020 | Mitigation | 0.08575 | 30 | 0 | esc | 0.0012005 | 1.2848e-08 | 0 | 0 | 0 | 0
[79 empty] | WLDFR | HFTD - Distribution - Tier 3 - 1QU CoRE ¦ 3QU LoRE | Non-Red Flag Warning - Small Fires | 2042 | 5.0299e-06 | 2.515e-06 | 6.4671e-06 | 0.091184 | 0.042438 | 0.0018418 | 0.046905 | 0 | 0 | 0 | 0.0041899 |  | 4.5865e-07 | 0 | 4.5865e-07 | 2.2933e-07 | 0 | 2.2933e-07 | 5.8969e-07 | 0 | 5.8969e-07 | [16 empty] | 7.3.1.3 Ignition probability mapping showing the probability of ignition along the electric lines and equipmentWLDFRAggregatedAggregated | WLDFR | HFTD - Distribution - Tier 2 - 5QU CoRE ¦ 4QU LoRE | Non-Red Flag Warning - Small Fires | Aggregated | Aggregated | 2020 | 0.0035886 | 0 | 375.6459 | 1.348 | 2020 | Mitigation | 0.08575 | 30 | 0 | esc | 0.0012005 | 4.3081e-06 | 0 | 0 | 0 | 0
[79 empty] | WLDFR | HFTD - Distribution - Tier 3 - 1QU CoRE ¦ 3QU LoRE | Non-Red Flag Warning - Small Fires | 2043 | 5.0299e-06 | 2.515e-06 | 6.4671e-06 | 0.095486 | 0.044306 | 0.0019228 | 0.049257 | 0 | 0 | 0 | 0.0041899 |  | 4.8029e-07 | 0 | 4.8029e-07 | 2.4014e-07 | 0 | 2.4014e-07 | 6.1751e-07 | 0 | 6.1751e-07 | [16 empty] | 7.3.1.3 Ignition probability mapping showing the probability of ignition along the electric lines and equipmentWLDFRAggregatedAggregated | WLDFR | HFTD - Distribution - Tier 2 - 5QU CoRE ¦ 4QU LoRE | Red Flag Warning - Catastrophic Fires | Aggregated | Aggregated | 2020 | 1.3659e-06 | 0 | 375.6459 | 0.00051311 | 2020 | Mitigation | 0.08575 | 30 | 0 | esc | 0.0012005 | 1.6398e-09 | 0 | 0 | 0 | 0
[79 empty] | WLDFR | HFTD - Distribution - Tier 3 - 1QU CoRE ¦ 3QU LoRE | Non-Red Flag Warning - Small Fires | 2044 | 5.0299e-06 | 2.515e-06 | 6.4671e-06 | 0.095486 | 0.044306 | 0.0019228 | 0.049257 | 0 | 0 | 0 | 0.0041899 |  | 4.8029e-07 | 0 | 4.8029e-07 | 2.4014e-07 | 0 | 2.4014e-07 | 6.1751e-07 | 0 | 6.1751e-07 | [16 empty] | 7.3.1.3 Ignition probability mapping showing the probability of ignition along the electric lines and equipmentWLDFRAggregatedAggregated | WLDFR | HFTD - Distribution - Tier 2 - 5QU CoRE ¦ 4QU LoRE | Red Flag Warning - Destructive Fires | Aggregated | Aggregated | 2020 | 2.3373e-07 | 0 | 375.6459 | 8.7798e-05 | 2020 | Mitigation | 0.08575 | 30 | 0 | esc | 0.0012005 | 2.8059e-10 | 0 | 0 | 0 | 0
[79 empty] | WLDFR | HFTD - Distribution - Tier 3 - 1QU CoRE ¦ 3QU LoRE | Non-Red Flag Warning - Small Fires | 2045 | 5.0299e-06 | 2.515e-06 | 6.4671e-06 | 0.095486 | 0.044306 | 0.0019228 | 0.049257 | 0 | 0 | 0 | 0.0041899 |  | 4.8029e-07 | 0 | 4.8029e-07 | 2.4014e-07 | 0 | 2.4014e-07 | 6.1751e-07 | 0 | 6.1751e-07 | [16 empty] | 7.3.1.3 Ignition probability mapping showing the probability of ignition along the electric lines and equipmentWLDFRAggregatedAggregated | WLDFR | HFTD - Distribution - Tier 2 - 5QU CoRE ¦ 4QU LoRE | Red Flag Warning - Large Fires | Aggregated | Aggregated | 2020 | 1.7431e-05 | 0 | 375.6459 | 0.0065479 | 2020 | Mitigation | 0.08575 | 30 | 0 | esc | 0.0012005 | 2.0926e-08 | 0 | 0 | 0 | 0
[79 empty] | WLDFR | HFTD - Distribution - Tier 3 - 1QU CoRE ¦ 3QU LoRE | Non-Red Flag Warning - Small Fires | 2046 | 5.0299e-06 | 2.515e-06 | 6.4671e-06 | 0.095486 | 0.044306 | 0.0019228 | 0.049257 | 0 | 0 | 0 | 0.0041899 |  | 4.8029e-07 | 0 | 4.8029e-07 | 2.4014e-07 | 0 | 2.4014e-07 | 6.1751e-07 | 0 | 6.1751e-07 | [16 empty] | 7.3.1.3 Ignition probability mapping showing the probability of ignition along the electric lines and equipmentWLDFRAggregatedAggregated | WLDFR | HFTD - Distribution - Tier 2 - 5QU CoRE ¦ 4QU LoRE | Red Flag Warning - Small Fires | Aggregated | Aggregated | 2020 | 0.00042571 | 0 | 375.6459 | 0.15992 | 2020 | Mitigation | 0.08575 | 30 | 0 | esc | 0.0012005 | 5.1106e-07 | 0 | 0 | 0 | 0
[79 empty] | WLDFR | HFTD - Distribution - Tier 3 - 1QU CoRE ¦ 3QU LoRE | Non-Red Flag Warning - Small Fires | 2047 | 5.0299e-06 | 2.515e-06 | 6.4671e-06 | 0.095486 | 0.044306 | 0.0019228 | 0.049257 | 0 | 0 | 0 | 0.0041899 |  | 4.8029e-07 | 0 | 4.8029e-07 | 2.4014e-07 | 0 | 2.4014e-07 | 6.1751e-07 | 0 | 6.1751e-07 | [16 empty] | 7.3.1.3 Ignition probability mapping showing the probability of ignition along the electric lines and equipmentWLDFRAggregatedAggregated | WLDFR | HFTD - Distribution - Tier 2 - 5QU CoRE ¦ 4QU LoRE | Seismic - Non-Red Flag Warning - Catastrophic Fires | Aggregated | Aggregated | 2020 | 1.1618e-09 | 0 | 375.6459 | 4.3643e-07 | 2020 | Mitigation | 0.08575 | 30 | 0 | esc | 0.0012005 | 1.3947e-12 | 0 | 0 | 0 | 0
[79 empty] | WLDFR | HFTD - Distribution - Tier 3 - 1QU CoRE ¦ 3QU LoRE | Non-Red Flag Warning - Small Fires | 2048 | 5.0299e-06 | 2.515e-06 | 6.4671e-06 | 0.10007 | 0.04626 | 0.0020076 | 0.051804 | 0 | 0 | 0 | 0.0041899 |  | 5.0335e-07 | 0 | 5.0335e-07 | 2.5168e-07 | 0 | 2.5168e-07 | 6.4717e-07 | 0 | 6.4717e-07 | [16 empty] | 7.3.1.3 Ignition probability mapping showing the probability of ignition along the electric lines and equipmentWLDFRAggregatedAggregated | WLDFR | HFTD - Distribution - Tier 2 - 5QU CoRE ¦ 4QU LoRE | Seismic - Red Flag Warning - Catastrophic Fires | Aggregated | Aggregated | 2020 | 5.0107e-08 | 0 | 375.6459 | 1.8823e-05 | 2020 | Mitigation | 0.08575 | 30 | 0 | esc | 0.0012005 | 6.0154e-11 | 0 | 0 | 0 | 0
[79 empty] | WLDFR | HFTD - Distribution - Tier 3 - 1QU CoRE ¦ 3QU LoRE | Non-Red Flag Warning - Small Fires | 2049 | 5.0299e-06 | 2.515e-06 | 6.4671e-06 | 0.10007 | 0.04626 | 0.0020076 | 0.051804 | 0 | 0 | 0 | 0.0041899 |  | 5.0335e-07 | 0 | 5.0335e-07 | 2.5168e-07 | 0 | 2.5168e-07 | 6.4717e-07 | 0 | 6.4717e-07 | [16 empty] | 7.3.1.3 Ignition probability mapping showing the probability of ignition along the electric lines and equipmentWLDFRAggregatedAggregated | WLDFR | HFTD - Distribution - Tier 2 - 5QU CoRE ¦ 5QU LoRE | Non-Red Flag Warning - Catastrophic Fires | Aggregated | Aggregated | 2020 | 5.4301e-08 | 0 | 415.2775 | 2.255e-05 | 2020 | Mitigation | 0.08575 | 30 | 0 | esc | 0.0012005 | 6.5188e-11 | 0 | 0 | 0 | 0
[79 empty] | WLDFR | HFTD - Distribution - Tier 3 - 1QU CoRE ¦ 3QU LoRE | Non-Red Flag Warning - Small Fires | 2050 | 0 | 2.515e-06 | 6.4671e-06 | 0.10007 | 0.04626 | 0.0020076 | 0.051804 | 0 | 0 | 0 | 0.0041899 |  | 0 | 0 | 0 | 2.5168e-07 | 0 | 2.5168e-07 | 6.4717e-07 | 0 | 6.4717e-07 | [16 empty] | 7.3.1.3 Ignition probability mapping showing the probability of ignition along the electric lines and equipmentWLDFRAggregatedAggregated | WLDFR | HFTD - Distribution - Tier 2 - 5QU CoRE ¦ 5QU LoRE | Non-Red Flag Warning - Destructive Fires | Aggregated | Aggregated | 2020 | 5.3932e-08 | 0 | 415.2775 | 2.2397e-05 | 2020 | Mitigation | 0.08575 | 30 | 0 | esc | 0.0012005 | 6.4746e-11 | 0 | 0 | 0 | 0
[79 empty] | WLDFR | HFTD - Distribution - Tier 3 - 1QU CoRE ¦ 3QU LoRE | Non-Red Flag Warning - Small Fires | 2051 | 0 | 0 | 6.4671e-06 | 0.10007 | 0.04626 | 0.0020076 | 0.051804 | 0 | 0 | 0 | 0.0041899 |  | 0 | 0 | 0 | 0 | 0 | 0 | 6.4717e-07 | 0 | 6.4717e-07 | [16 empty] | 7.3.1.3 Ignition probability mapping showing the probability of ignition along the electric lines and equipmentWLDFRAggregatedAggregated | WLDFR | HFTD - Distribution - Tier 2 - 5QU CoRE ¦ 5QU LoRE | Non-Red Flag Warning - Large Fires | Aggregated | Aggregated | 2020 | 6.0654e-06 | 0 | 415.2775 | 0.0025188 | 2020 | Mitigation | 0.08575 | 30 | 0 | esc | 0.0012005 | 7.2816e-09 | 0 | 0 | 0 | 0
[79 empty] | WLDFR | HFTD - Distribution - Tier 3 - 1QU CoRE ¦ 3QU LoRE | Red Flag Warning - Catastrophic Fires | 2020 | 1.6286e-07 | 0 | 0 | 14146.1306 | 222.2294 | 8585.7228 | 5338.1784 | 0 | 0 | 0 | 0.00013566 |  | 0.0023038 | 0 | 0.0023038 | 0 | 0 | 0 | 0 | 0 | 0 | [16 empty] | 7.3.1.3 Ignition probability mapping showing the probability of ignition along the electric lines and equipmentWLDFRAggregatedAggregated | WLDFR | HFTD - Distribution - Tier 2 - 5QU CoRE ¦ 5QU LoRE | Non-Red Flag Warning - Small Fires | Aggregated | Aggregated | 2020 | 0.0021752 | 0 | 415.2775 | 0.90332 | 2020 | Mitigation | 0.08575 | 30 | 0 | esc | 0.0012005 | 2.6114e-06 | 0 | 0 | 0 | 0
[79 empty] | WLDFR | HFTD - Distribution - Tier 3 - 1QU CoRE ¦ 3QU LoRE | Red Flag Warning - Catastrophic Fires | 2021 | 1.6286e-07 | 8.1428e-08 | 0 | 14146.1306 | 222.2294 | 8585.7228 | 5338.1784 | 0 | 0 | 0 | 0.00013566 |  | 0.0023038 | 0 | 0.0023038 | 0.0011519 | 0 | 0.0011519 | 0 | 0 | 0 | [16 empty] | 7.3.1.3 Ignition probability mapping showing the probability of ignition along the electric lines and equipmentWLDFRAggregatedAggregated | WLDFR | HFTD - Distribution - Tier 2 - 5QU CoRE ¦ 5QU LoRE | Red Flag Warning - Catastrophic Fires | Aggregated | Aggregated | 2020 | 6.1248e-07 | 0 | 415.2775 | 0.00025435 | 2020 | Mitigation | 0.08575 | 30 | 0 | esc | 0.0012005 | 7.3529e-10 | 0 | 0 | 0 | 0
[79 empty] | WLDFR | HFTD - Distribution - Tier 3 - 1QU CoRE ¦ 3QU LoRE | Red Flag Warning - Catastrophic Fires | 2022 | 1.6286e-07 | 8.1428e-08 | 2.0939e-07 | 14146.1306 | 222.2294 | 8585.7228 | 5338.1784 | 0 | 0 | 0 | 0.00013566 |  | 0.0023038 | 0 | 0.0023038 | 0.0011519 | 0 | 0.0011519 | 0.002962 | 0 | 0.002962 | [16 empty] | 7.3.1.3 Ignition probability mapping showing the probability of ignition along the electric lines and equipmentWLDFRAggregatedAggregated | WLDFR | HFTD - Distribution - Tier 2 - 5QU CoRE ¦ 5QU LoRE | Red Flag Warning - Destructive Fires | Aggregated | Aggregated | 2020 | 1.1247e-07 | 0 | 415.2775 | 4.6706e-05 | 2020 | Mitigation | 0.08575 | 30 | 0 | esc | 0.0012005 | 1.3502e-10 | 0 | 0 | 0 | 0
[79 empty] | WLDFR | HFTD - Distribution - Tier 3 - 1QU CoRE ¦ 3QU LoRE | Red Flag Warning - Catastrophic Fires | 2023 | 1.6286e-07 | 8.1428e-08 | 2.0939e-07 | 14664.6376 | 233.2301 | 8896.516 | 5534.8915 | 0 | 0 | 0 | 0.00013566 |  | 0.0023882 | 0 | 0.0023882 | 0.0011941 | 0 | 0.0011941 | 0.0030706 | 0 | 0.0030706 | [16 empty] | 7.3.1.3 Ignition probability mapping showing the probability of ignition along the electric lines and equipmentWLDFRAggregatedAggregated | WLDFR | HFTD - Distribution - Tier 2 - 5QU CoRE ¦ 5QU LoRE | Red Flag Warning - Large Fires | Aggregated | Aggregated | 2020 | 1.0018e-05 | 0 | 415.2775 | 0.0041603 | 2020 | Mitigation | 0.08575 | 30 | 0 | esc | 0.0012005 | 1.2027e-08 | 0 | 0 | 0 | 0
[79 empty] | WLDFR | HFTD - Distribution - Tier 3 - 1QU CoRE ¦ 3QU LoRE | Red Flag Warning - Catastrophic Fires | 2024 | 1.6286e-07 | 8.1428e-08 | 2.0939e-07 | 14664.6376 | 233.2301 | 8896.516 | 5534.8915 | 0 | 0 | 0 | 0.00013566 |  | 0.0023882 | 0 | 0.0023882 | 0.0011941 | 0 | 0.0011941 | 0.0030706 | 0 | 0.0030706 | [16 empty] | 7.3.1.3 Ignition probability mapping showing the probability of ignition along the electric lines and equipmentWLDFRAggregatedAggregated | WLDFR | HFTD - Distribution - Tier 2 - 5QU CoRE ¦ 5QU LoRE | Red Flag Warning - Small Fires | Aggregated | Aggregated | 2020 | 0.00023753 | 0 | 415.2775 | 0.098643 | 2020 | Mitigation | 0.08575 | 30 | 0 | esc | 0.0012005 | 2.8516e-07 | 0 | 0 | 0 | 0
[79 empty] | WLDFR | HFTD - Distribution - Tier 3 - 1QU CoRE ¦ 3QU LoRE | Red Flag Warning - Catastrophic Fires | 2025 | 1.6286e-07 | 8.1428e-08 | 2.0939e-07 | 14664.6376 | 233.2301 | 8896.516 | 5534.8915 | 0 | 0 | 0 | 0.00013566 |  | 0.0023882 | 0 | 0.0023882 | 0.0011941 | 0 | 0.0011941 | 0.0030706 | 0 | 0.0030706 | [16 empty] | 7.3.1.3 Ignition probability mapping showing the probability of ignition along the electric lines and equipmentWLDFRAggregatedAggregated | WLDFR | HFTD - Distribution - Tier 2 - 5QU CoRE ¦ 5QU LoRE | Seismic - Non-Red Flag Warning - Catastrophic Fires | Aggregated | Aggregated | 2020 | 1.7053e-09 | 0 | 415.2775 | 7.0817e-07 | 2020 | Mitigation | 0.08575 | 30 | 0 | esc | 0.0012005 | 2.0472e-12 | 0 | 0 | 0 | 0
[79 empty] | WLDFR | HFTD - Distribution - Tier 3 - 1QU CoRE ¦ 3QU LoRE | Red Flag Warning - Catastrophic Fires | 2026 | 1.6286e-07 | 8.1428e-08 | 2.0939e-07 | 14664.6376 | 233.2301 | 8896.516 | 5534.8915 | 0 | 0 | 0 | 0.00013566 |  | 0.0023882 | 0 | 0.0023882 | 0.0011941 | 0 | 0.0011941 | 0.0030706 | 0 | 0.0030706 | [16 empty] | 7.3.1.3 Ignition probability mapping showing the probability of ignition along the electric lines and equipmentWLDFRAggregatedAggregated | WLDFR | HFTD - Distribution - Tier 2 - 5QU CoRE ¦ 5QU LoRE | Seismic - Red Flag Warning - Catastrophic Fires | Aggregated | Aggregated | 2020 | 7.3547e-08 | 0 | 415.2775 | 3.0543e-05 | 2020 | Mitigation | 0.08575 | 30 | 0 | esc | 0.0012005 | 8.8294e-11 | 0 | 0 | 0 | 0
[79 empty] | WLDFR | HFTD - Distribution - Tier 3 - 1QU CoRE ¦ 3QU LoRE | Red Flag Warning - Catastrophic Fires | 2027 | 1.6286e-07 | 8.1428e-08 | 2.0939e-07 | 14664.6376 | 233.2301 | 8896.516 | 5534.8915 | 0 | 0 | 0 | 0.00013566 |  | 0.0023882 | 0 | 0.0023882 | 0.0011941 | 0 | 0.0011941 | 0.0030706 | 0 | 0.0030706 | [16 empty] | 7.3.1.3 Ignition probability mapping showing the probability of ignition along the electric lines and equipmentWLDFRAggregatedAggregated | WLDFR | HFTD - Distribution - Tier 3 - 1QU CoRE ¦ 1QU LoRE | Non-Red Flag Warning - Catastrophic Fires | Aggregated | Aggregated | 2020 | 2.3498e-05 | 0 | 68.3395 | 0.0016059 | 2020 | Mitigation | 0.08575 | 30 | 0 | esc | 0.0012005 | 2.821e-08 | 0 | 0 | 0 | 0
[79 empty] | WLDFR | HFTD - Distribution - Tier 3 - 1QU CoRE ¦ 3QU LoRE | Red Flag Warning - Catastrophic Fires | 2028 | 1.6286e-07 | 8.1428e-08 | 2.0939e-07 | 15317.9909 | 247.273 | 9287.6491 | 5783.0689 | 0 | 0 | 0 | 0.00013566 |  | 0.0024946 | 0 | 0.0024946 | 0.0012473 | 0 | 0.0012473 | 0.0032074 | 0 | 0.0032074 | [16 empty] | 7.3.1.3 Ignition probability mapping showing the probability of ignition along the electric lines and equipmentWLDFRAggregatedAggregated | WLDFR | HFTD - Distribution - Tier 3 - 1QU CoRE ¦ 1QU LoRE | Non-Red Flag Warning - Destructive Fires | Aggregated | Aggregated | 2020 | 2.2096e-05 | 0 | 68.3395 | 0.00151 | 2020 | Mitigation | 0.08575 | 30 | 0 | esc | 0.0012005 | 2.6526e-08 | 0 | 0 | 0 | 0
[79 empty] | WLDFR | HFTD - Distribution - Tier 3 - 1QU CoRE ¦ 3QU LoRE | Red Flag Warning - Catastrophic Fires | 2029 | 1.6286e-07 | 8.1428e-08 | 2.0939e-07 | 15317.9909 | 247.273 | 9287.6491 | 5783.0689 | 0 | 0 | 0 | 0.00013566 |  | 0.0024946 | 0 | 0.0024946 | 0.0012473 | 0 | 0.0012473 | 0.0032074 | 0 | 0.0032074 | [16 empty] | 7.3.1.3 Ignition probability mapping showing the probability of ignition along the electric lines and equipmentWLDFRAggregatedAggregated | WLDFR | HFTD - Distribution - Tier 3 - 1QU CoRE ¦ 1QU LoRE | Non-Red Flag Warning - Large Fires | Aggregated | Aggregated | 2020 | 0.00010786 | 0 | 68.3395 | 0.0073708 | 2020 | Mitigation | 0.08575 | 30 | 0 | esc | 0.0012005 | 1.2948e-07 | 0 | 0 | 0 | 0
[79 empty] | WLDFR | HFTD - Distribution - Tier 3 - 1QU CoRE ¦ 3QU LoRE | Red Flag Warning - Catastrophic Fires | 2030 | 1.6286e-07 | 8.1428e-08 | 2.0939e-07 | 15317.9909 | 247.273 | 9287.6491 | 5783.0689 | 0 | 0 | 0 | 0.00013566 |  | 0.0024946 | 0 | 0.0024946 | 0.0012473 | 0 | 0.0012473 | 0.0032074 | 0 | 0.0032074 | [16 empty] | 7.3.1.3 Ignition probability mapping showing the probability of ignition along the electric lines and equipmentWLDFRAggregatedAggregated | WLDFR | HFTD - Distribution - Tier 3 - 1QU CoRE ¦ 1QU LoRE | Non-Red Flag Warning - Small Fires | Aggregated | Aggregated | 2020 | 0.0079894 | 0 | 68.3395 | 0.54599 | 2020 | Mitigation | 0.08575 | 30 | 0 | esc | 0.0012005 | 9.5913e-06 | 0 | 0 | 0 | 0
[79 empty] | WLDFR | HFTD - Distribution - Tier 3 - 1QU CoRE ¦ 3QU LoRE | Red Flag Warning - Catastrophic Fires | 2031 | 1.6286e-07 | 8.1428e-08 | 2.0939e-07 | 15317.9909 | 247.273 | 9287.6491 | 5783.0689 | 0 | 0 | 0 | 0.00013566 |  | 0.0024946 | 0 | 0.0024946 | 0.0012473 | 0 | 0.0012473 | 0.0032074 | 0 | 0.0032074 | [16 empty] | 7.3.1.3 Ignition probability mapping showing the probability of ignition along the electric lines and equipmentWLDFRAggregatedAggregated | WLDFR | HFTD - Distribution - Tier 3 - 1QU CoRE ¦ 1QU LoRE | Red Flag Warning - Catastrophic Fires | Aggregated | Aggregated | 2020 | 0.00030753 | 0 | 68.3395 | 0.021017 | 2020 | Mitigation | 0.08575 | 30 | 0 | esc | 0.0012005 | 3.6919e-07 | 0 | 0 | 0 | 0
[79 empty] | WLDFR | HFTD - Distribution - Tier 3 - 1QU CoRE ¦ 3QU LoRE | Red Flag Warning - Catastrophic Fires | 2032 | 1.6286e-07 | 8.1428e-08 | 2.0939e-07 | 15317.9909 | 247.273 | 9287.6491 | 5783.0689 | 0 | 0 | 0 | 0.00013566 |  | 0.0024946 | 0 | 0.0024946 | 0.0012473 | 0 | 0.0012473 | 0.0032074 | 0 | 0.0032074 | [16 empty] | 7.3.1.3 Ignition probability mapping showing the probability of ignition along the electric lines and equipmentWLDFRAggregatedAggregated | WLDFR | HFTD - Distribution - Tier 3 - 1QU CoRE ¦ 1QU LoRE | Red Flag Warning - Destructive Fires | Aggregated | Aggregated | 2020 | 4.2101e-05 | 0 | 68.3395 | 0.0028772 | 2020 | Mitigation | 0.08575 | 30 | 0 | esc | 0.0012005 | 5.0543e-08 | 0 | 0 | 0 | 0
[79 empty] | WLDFR | HFTD - Distribution - Tier 3 - 1QU CoRE ¦ 3QU LoRE | Red Flag Warning - Catastrophic Fires | 2033 | 1.6286e-07 | 8.1428e-08 | 2.0939e-07 | 16044.1264 | 263.1074 | 9721.74 | 6059.2791 | 0 | 0 | 0 | 0.00013566 |  | 0.0026129 | 0 | 0.0026129 | 0.0013064 | 0 | 0.0013064 | 0.0033594 | 0 | 0.0033594 | [16 empty] | 7.3.1.3 Ignition probability mapping showing the probability of ignition along the electric lines and equipmentWLDFRAggregatedAggregated | WLDFR | HFTD - Distribution - Tier 3 - 1QU CoRE ¦ 1QU LoRE | Red Flag Warning - Large Fires | Aggregated | Aggregated | 2020 | 0.00015365 | 0 | 68.3395 | 0.0105 | 2020 | Mitigation | 0.08575 | 30 | 0 | esc | 0.0012005 | 1.8445e-07 | 0 | 0 | 0 | 0
[79 empty] | WLDFR | HFTD - Distribution - Tier 3 - 1QU CoRE ¦ 3QU LoRE | Red Flag Warning - Catastrophic Fires | 2034 | 1.6286e-07 | 8.1428e-08 | 2.0939e-07 | 16044.1264 | 263.1074 | 9721.74 | 6059.2791 | 0 | 0 | 0 | 0.00013566 |  | 0.0026129 | 0 | 0.0026129 | 0.0013064 | 0 | 0.0013064 | 0.0033594 | 0 | 0.0033594 | [16 empty] | 7.3.1.3 Ignition probability mapping showing the probability of ignition along the electric lines and equipmentWLDFRAggregatedAggregated | WLDFR | HFTD - Distribution - Tier 3 - 1QU CoRE ¦ 1QU LoRE | Red Flag Warning - Small Fires | Aggregated | Aggregated | 2020 | 0.0010411 | 0 | 68.3395 | 0.071152 | 2020 | Mitigation | 0.08575 | 30 | 0 | esc | 0.0012005 | 1.2499e-06 | 0 | 0 | 0 | 0
[79 empty] | WLDFR | HFTD - Distribution - Tier 3 - 1QU CoRE ¦ 3QU LoRE | Red Flag Warning - Catastrophic Fires | 2035 | 1.6286e-07 | 8.1428e-08 | 2.0939e-07 | 16044.1264 | 263.1074 | 9721.74 | 6059.2791 | 0 | 0 | 0 | 0.00013566 |  | 0.0026129 | 0 | 0.0026129 | 0.0013064 | 0 | 0.0013064 | 0.0033594 | 0 | 0.0033594 | [16 empty] | 7.3.1.3 Ignition probability mapping showing the probability of ignition along the electric lines and equipmentWLDFRAggregatedAggregated | WLDFR | HFTD - Distribution - Tier 3 - 1QU CoRE ¦ 1QU LoRE | Seismic - Non-Red Flag Warning - Catastrophic Fires | Aggregated | Aggregated | 2020 | 4.1156e-10 | 0 | 68.3395 | 2.8126e-08 | 2020 | Mitigation | 0.08575 | 30 | 0 | esc | 0.0012005 | 4.9408e-13 | 0 | 0 | 0 | 0
[79 empty] | WLDFR | HFTD - Distribution - Tier 3 - 1QU CoRE ¦ 3QU LoRE | Red Flag Warning - Catastrophic Fires | 2036 | 1.6286e-07 | 8.1428e-08 | 2.0939e-07 | 16044.1264 | 263.1074 | 9721.74 | 6059.2791 | 0 | 0 | 0 | 0.00013566 |  | 0.0026129 | 0 | 0.0026129 | 0.0013064 | 0 | 0.0013064 | 0.0033594 | 0 | 0.0033594 | [16 empty] | 7.3.1.3 Ignition probability mapping showing the probability of ignition along the electric lines and equipmentWLDFRAggregatedAggregated | WLDFR | HFTD - Distribution - Tier 3 - 1QU CoRE ¦ 1QU LoRE | Seismic - Red Flag Warning - Catastrophic Fires | Aggregated | Aggregated | 2020 | 1.775e-08 | 0 | 68.3395 | 1.213e-06 | 2020 | Mitigation | 0.08575 | 30 | 0 | esc | 0.0012005 | 2.1309e-11 | 0 | 0 | 0 | 0
[79 empty] | WLDFR | HFTD - Distribution - Tier 3 - 1QU CoRE ¦ 3QU LoRE | Red Flag Warning - Catastrophic Fires | 2037 | 1.6286e-07 | 8.1428e-08 | 2.0939e-07 | 16044.1264 | 263.1074 | 9721.74 | 6059.2791 | 0 | 0 | 0 | 0.00013566 |  | 0.0026129 | 0 | 0.0026129 | 0.0013064 | 0 | 0.0013064 | 0.0033594 | 0 | 0.0033594 | [16 empty] | 7.3.1.3 Ignition probability mapping showing the probability of ignition along the electric lines and equipmentWLDFRAggregatedAggregated | WLDFR | HFTD - Distribution - Tier 3 - 1QU CoRE ¦ 2QU LoRE | Non-Red Flag Warning - Catastrophic Fires | Aggregated | Aggregated | 2020 | 7.6707e-06 | 0 | 145.2608 | 0.0011142 | 2020 | Mitigation | 0.08575 | 30 | 0 | esc | 0.0012005 | 9.2087e-09 | 0 | 0 | 0 | 0
[79 empty] | WLDFR | HFTD - Distribution - Tier 3 - 1QU CoRE ¦ 3QU LoRE | Red Flag Warning - Catastrophic Fires | 2038 | 1.6286e-07 | 8.1428e-08 | 2.0939e-07 | 16832.3912 | 280.5544 | 10192.2718 | 6359.5651 | 0 | 0 | 0 | 0.00013566 |  | 0.0027413 | 0 | 0.0027413 | 0.0013706 | 0 | 0.0013706 | 0.0035245 | 0 | 0.0035245 | [16 empty] | 7.3.1.3 Ignition probability mapping showing the probability of ignition along the electric lines and equipmentWLDFRAggregatedAggregated | WLDFR | HFTD - Distribution - Tier 3 - 1QU CoRE ¦ 2QU LoRE | Non-Red Flag Warning - Destructive Fires | Aggregated | Aggregated | 2020 | 8.5567e-06 | 0 | 145.2608 | 0.001243 | 2020 | Mitigation | 0.08575 | 30 | 0 | esc | 0.0012005 | 1.0272e-08 | 0 | 0 | 0 | 0
[79 empty] | WLDFR | HFTD - Distribution - Tier 3 - 1QU CoRE ¦ 3QU LoRE | Red Flag Warning - Catastrophic Fires | 2039 | 1.6286e-07 | 8.1428e-08 | 2.0939e-07 | 16832.3912 | 280.5544 | 10192.2718 | 6359.5651 | 0 | 0 | 0 | 0.00013566 |  | 0.0027413 | 0 | 0.0027413 | 0.0013706 | 0 | 0.0013706 | 0.0035245 | 0 | 0.0035245 | [16 empty] | 7.3.1.3 Ignition probability mapping showing the probability of ignition along the electric lines and equipmentWLDFRAggregatedAggregated | WLDFR | HFTD - Distribution - Tier 3 - 1QU CoRE ¦ 2QU LoRE | Non-Red Flag Warning - Large Fires | Aggregated | Aggregated | 2020 | 5.7819e-05 | 0 | 145.2608 | 0.0083988 | 2020 | Mitigation | 0.08575 | 30 | 0 | esc | 0.0012005 | 6.9411e-08 | 0 | 0 | 0 | 0
[79 empty] | WLDFR | HFTD - Distribution - Tier 3 - 1QU CoRE ¦ 3QU LoRE | Red Flag Warning - Catastrophic Fires | 2040 | 1.6286e-07 | 8.1428e-08 | 2.0939e-07 | 16832.3912 | 280.5544 | 10192.2718 | 6359.5651 | 0 | 0 | 0 | 0.00013566 |  | 0.0027413 | 0 | 0.0027413 | 0.0013706 | 0 | 0.0013706 | 0.0035245 | 0 | 0.0035245 | [16 empty] | 7.3.1.3 Ignition probability mapping showing the probability of ignition along the electric lines and equipmentWLDFRAggregatedAggregated | WLDFR | HFTD - Distribution - Tier 3 - 1QU CoRE ¦ 2QU LoRE | Non-Red Flag Warning - Small Fires | Aggregated | Aggregated | 2020 | 0.0055929 | 0 | 145.2608 | 0.81242 | 2020 | Mitigation | 0.08575 | 30 | 0 | esc | 0.0012005 | 6.7142e-06 | 0 | 0 | 0 | 0
[79 empty] | WLDFR | HFTD - Distribution - Tier 3 - 1QU CoRE ¦ 3QU LoRE | Red Flag Warning - Catastrophic Fires | 2041 | 1.6286e-07 | 8.1428e-08 | 2.0939e-07 | 16832.3912 | 280.5544 | 10192.2718 | 6359.5651 | 0 | 0 | 0 | 0.00013566 |  | 0.0027413 | 0 | 0.0027413 | 0.0013706 | 0 | 0.0013706 | 0.0035245 | 0 | 0.0035245 | [16 empty] | 7.3.1.3 Ignition probability mapping showing the probability of ignition along the electric lines and equipmentWLDFRAggregatedAggregated | WLDFR | HFTD - Distribution - Tier 3 - 1QU CoRE ¦ 2QU LoRE | Red Flag Warning - Catastrophic Fires | Aggregated | Aggregated | 2020 | 0.00019065 | 0 | 145.2608 | 0.027694 | 2020 | Mitigation | 0.08575 | 30 | 0 | esc | 0.0012005 | 2.2888e-07 | 0 | 0 | 0 | 0
[79 empty] | WLDFR | HFTD - Distribution - Tier 3 - 1QU CoRE ¦ 3QU LoRE | Red Flag Warning - Catastrophic Fires | 2042 | 1.6286e-07 | 8.1428e-08 | 2.0939e-07 | 16832.3912 | 280.5544 | 10192.2718 | 6359.5651 | 0 | 0 | 0 | 0.00013566 |  | 0.0027413 | 0 | 0.0027413 | 0.0013706 | 0 | 0.0013706 | 0.0035245 | 0 | 0.0035245 | [16 empty] | 7.3.1.3 Ignition probability mapping showing the probability of ignition along the electric lines and equipmentWLDFRAggregatedAggregated | WLDFR | HFTD - Distribution - Tier 3 - 1QU CoRE ¦ 2QU LoRE | Red Flag Warning - Destructive Fires | Aggregated | Aggregated | 2020 | 2.401e-05 | 0 | 145.2608 | 0.0034877 | 2020 | Mitigation | 0.08575 | 30 | 0 | esc | 0.0012005 | 2.8824e-08 | 0 | 0 | 0 | 0
[79 empty] | WLDFR | HFTD - Distribution - Tier 3 - 1QU CoRE ¦ 3QU LoRE | Red Flag Warning - Catastrophic Fires | 2043 | 1.6286e-07 | 8.1428e-08 | 2.0939e-07 | 17672.0852 | 299.42 | 10692.7362 | 6679.929 | 0 | 0 | 0 | 0.00013566 |  | 0.002878 | 0 | 0.002878 | 0.001439 | 0 | 0.001439 | 0.0037003 | 0 | 0.0037003 | [16 empty] | 7.3.1.3 Ignition probability mapping showing the probability of ignition along the electric lines and equipmentWLDFRAggregatedAggregated | WLDFR | HFTD - Distribution - Tier 3 - 1QU CoRE ¦ 2QU LoRE | Red Flag Warning - Large Fires | Aggregated | Aggregated | 2020 | 9.7824e-05 | 0 | 145.2608 | 0.01421 | 2020 | Mitigation | 0.08575 | 30 | 0 | esc | 0.0012005 | 1.1744e-07 | 0 | 0 | 0 | 0
[79 empty] | WLDFR | HFTD - Distribution - Tier 3 - 1QU CoRE ¦ 3QU LoRE | Red Flag Warning - Catastrophic Fires | 2044 | 1.6286e-07 | 8.1428e-08 | 2.0939e-07 | 17672.0852 | 299.42 | 10692.7362 | 6679.929 | 0 | 0 | 0 | 0.00013566 |  | 0.002878 | 0 | 0.002878 | 0.001439 | 0 | 0.001439 | 0.0037003 | 0 | 0.0037003 | [16 empty] | 7.3.1.3 Ignition probability mapping showing the probability of ignition along the electric lines and equipmentWLDFRAggregatedAggregated | WLDFR | HFTD - Distribution - Tier 3 - 1QU CoRE ¦ 2QU LoRE | Red Flag Warning - Small Fires | Aggregated | Aggregated | 2020 | 0.00080822 | 0 | 145.2608 | 0.1174 | 2020 | Mitigation | 0.08575 | 30 | 0 | esc | 0.0012005 | 9.7027e-07 | 0 | 0 | 0 | 0
[79 empty] | WLDFR | HFTD - Distribution - Tier 3 - 1QU CoRE ¦ 3QU LoRE | Red Flag Warning - Catastrophic Fires | 2045 | 1.6286e-07 | 8.1428e-08 | 2.0939e-07 | 17672.0852 | 299.42 | 10692.7362 | 6679.929 | 0 | 0 | 0 | 0.00013566 |  | 0.002878 | 0 | 0.002878 | 0.001439 | 0 | 0.001439 | 0.0037003 | 0 | 0.0037003 | [16 empty] | 7.3.1.3 Ignition probability mapping showing the probability of ignition along the electric lines and equipmentWLDFRAggregatedAggregated | WLDFR | HFTD - Distribution - Tier 3 - 1QU CoRE ¦ 2QU LoRE | Seismic - Non-Red Flag Warning - Catastrophic Fires | Aggregated | Aggregated | 2020 | 2.0475e-10 | 0 | 145.2608 | 2.9742e-08 | 2020 | Mitigation | 0.08575 | 30 | 0 | esc | 0.0012005 | 2.458e-13 | 0 | 0 | 0 | 0
[79 empty] | WLDFR | HFTD - Distribution - Tier 3 - 1QU CoRE ¦ 3QU LoRE | Red Flag Warning - Catastrophic Fires | 2046 | 1.6286e-07 | 8.1428e-08 | 2.0939e-07 | 17672.0852 | 299.42 | 10692.7362 | 6679.929 | 0 | 0 | 0 | 0.00013566 |  | 0.002878 | 0 | 0.002878 | 0.001439 | 0 | 0.001439 | 0.0037003 | 0 | 0.0037003 | [16 empty] | 7.3.1.3 Ignition probability mapping showing the probability of ignition along the electric lines and equipmentWLDFRAggregatedAggregated | WLDFR | HFTD - Distribution - Tier 3 - 1QU CoRE ¦ 2QU LoRE | Seismic - Red Flag Warning - Catastrophic Fires | Aggregated | Aggregated | 2020 | 8.8305e-09 | 0 | 145.2608 | 1.2827e-06 | 2020 | Mitigation | 0.08575 | 30 | 0 | esc | 0.0012005 | 1.0601e-11 | 0 | 0 | 0 | 0
[79 empty] | WLDFR | HFTD - Distribution - Tier 3 - 1QU CoRE ¦ 3QU LoRE | Red Flag Warning - Catastrophic Fires | 2047 | 1.6286e-07 | 8.1428e-08 | 2.0939e-07 | 17672.0852 | 299.42 | 10692.7362 | 6679.929 | 0 | 0 | 0 | 0.00013566 |  | 0.002878 | 0 | 0.002878 | 0.001439 | 0 | 0.001439 | 0.0037003 | 0 | 0.0037003 | [16 empty] | 7.3.1.3 Ignition probability mapping showing the probability of ignition along the electric lines and equipmentWLDFRAggregatedAggregated | WLDFR | HFTD - Distribution - Tier 3 - 1QU CoRE ¦ 3QU LoRE | Non-Red Flag Warning - Catastrophic Fires | Aggregated | Aggregated | 2020 | 3.8036e-06 | 0 | 57.5921 | 0.00021906 | 2020 | Mitigation | 0.08575 | 30 | 0 | esc | 0.0012005 | 4.5662e-09 | 0 | 0 | 0 | 0
[79 empty] | WLDFR | HFTD - Distribution - Tier 3 - 1QU CoRE ¦ 3QU LoRE | Red Flag Warning - Catastrophic Fires | 2048 | 1.6286e-07 | 8.1428e-08 | 2.0939e-07 | 18552.3348 | 319.4911 | 11216.5626 | 7016.281 | 0 | 0 | 0 | 0.00013566 |  | 0.0030214 | 0 | 0.0030214 | 0.0015107 | 0 | 0.0015107 | 0.0038846 | 0 | 0.0038846 | [16 empty] | 7.3.1.3 Ignition probability mapping showing the probability of ignition along the electric lines and equipmentWLDFRAggregatedAggregated | WLDFR | HFTD - Distribution - Tier 3 - 1QU CoRE ¦ 3QU LoRE | Non-Red Flag Warning - Destructive Fires | Aggregated | Aggregated | 2020 | 4.9541e-06 | 0 | 57.5921 | 0.00028532 | 2020 | Mitigation | 0.08575 | 30 | 0 | esc | 0.0012005 | 5.9474e-09 | 0 | 0 | 0 | 0
[79 empty] | WLDFR | HFTD - Distribution - Tier 3 - 1QU CoRE ¦ 3QU LoRE | Red Flag Warning - Catastrophic Fires | 2049 | 1.6286e-07 | 8.1428e-08 | 2.0939e-07 | 18552.3348 | 319.4911 | 11216.5626 | 7016.281 | 0 | 0 | 0 | 0.00013566 |  | 0.0030214 | 0 | 0.0030214 | 0.0015107 | 0 | 0.0015107 | 0.0038846 | 0 | 0.0038846 | [16 empty] | 7.3.1.3 Ignition probability mapping showing the probability of ignition along the electric lines and equipmentWLDFRAggregatedAggregated | WLDFR | HFTD - Distribution - Tier 3 - 1QU CoRE ¦ 3QU LoRE | Non-Red Flag Warning - Large Fires | Aggregated | Aggregated | 2020 | 4.8033e-05 | 0 | 57.5921 | 0.0027663 | 2020 | Mitigation | 0.08575 | 30 | 0 | esc | 0.0012005 | 5.7663e-08 | 0 | 0 | 0 | 0
[79 empty] | WLDFR | HFTD - Distribution - Tier 3 - 1QU CoRE ¦ 3QU LoRE | Red Flag Warning - Catastrophic Fires | 2050 | 0 | 8.1428e-08 | 2.0939e-07 | 18552.3348 | 319.4911 | 11216.5626 | 7016.281 | 0 | 0 | 0 | 0.00013566 |  | 0 | 0 | 0 | 0.0015107 | 0 | 0.0015107 | 0.0038846 | 0 | 0.0038846 | [16 empty] | 7.3.1.3 Ignition probability mapping showing the probability of ignition along the electric lines and equipmentWLDFRAggregatedAggregated | WLDFR | HFTD - Distribution - Tier 3 - 1QU CoRE ¦ 3QU LoRE | Non-Red Flag Warning - Small Fires | Aggregated | Aggregated | 2020 | 0.0041899 | 0 | 57.5921 | 0.2413 | 2020 | Mitigation | 0.08575 | 30 | 0 | esc | 0.0012005 | 5.0299e-06 | 0 | 0 | 0 | 0
[79 empty] | WLDFR | HFTD - Distribution - Tier 3 - 1QU CoRE ¦ 3QU LoRE | Red Flag Warning - Catastrophic Fires | 2051 | 0 | 0 | 2.0939e-07 | 18552.3348 | 319.4911 | 11216.5626 | 7016.281 | 0 | 0 | 0 | 0.00013566 |  | 0 | 0 | 0 | 0 | 0 | 0 | 0.0038846 | 0 | 0.0038846 | [16 empty] | 7.3.1.3 Ignition probability mapping showing the probability of ignition along the electric lines and equipmentWLDFRAggregatedAggregated | WLDFR | HFTD - Distribution - Tier 3 - 1QU CoRE ¦ 3QU LoRE | Red Flag Warning - Catastrophic Fires | Aggregated | Aggregated | 2020 | 0.00013566 | 0 | 57.5921 | 0.0078128 | 2020 | Mitigation | 0.08575 | 30 | 0 | esc | 0.0012005 | 1.6286e-07 | 0 | 0 | 0 | 0
[79 empty] | WLDFR | HFTD - Distribution - Tier 3 - 1QU CoRE ¦ 3QU LoRE | Red Flag Warning - Destructive Fires | 2020 | 2.0281e-08 | 0 | 0 | 8807.9522 | 222.2294 | 8585.7228 | 0 | 0 | 0 | 0 | 1.6894e-05 |  | 0.00017864 | 0 | 0.00017864 | 0 | 0 | 0 | 0 | 0 | 0 | [16 empty] | 7.3.1.3 Ignition probability mapping showing the probability of ignition along the electric lines and equipmentWLDFRAggregatedAggregated | WLDFR | HFTD - Distribution - Tier 3 - 1QU CoRE ¦ 3QU LoRE | Red Flag Warning - Destructive Fires | Aggregated | Aggregated | 2021 | 1.6894e-05 | 0 | 57.5921 | 0.00097297 | 2021 | Mitigation | 0.08575 | 30 | 0 | esc | 0.0012005 | 2.0281e-08 | 0.00060025 | 1.0141e-08 | 0 | 0
[79 empty] | WLDFR | HFTD - Distribution - Tier 3 - 1QU CoRE ¦ 3QU LoRE | Red Flag Warning - Destructive Fires | 2021 | 2.0281e-08 | 1.0141e-08 | 0 | 8807.9522 | 222.2294 | 8585.7228 | 0 | 0 | 0 | 0 | 1.6894e-05 |  | 0.00017864 | 0 | 0.00017864 | 8.9319e-05 | 0 | 8.9319e-05 | 0 | 0 | 0 | [16 empty] | 7.3.1.3 Ignition probability mapping showing the probability of ignition along the electric lines and equipmentWLDFRAggregatedAggregated | WLDFR | HFTD - Distribution - Tier 3 - 1QU CoRE ¦ 3QU LoRE | Red Flag Warning - Destructive Fires | Aggregated | Aggregated | 2022 | 1.6894e-05 | 0 | 57.5921 | 0.00097297 | 2022 | Mitigation | 0.08575 | 30 | 0 | esc | 0.0012005 | 2.0281e-08 | 0.00060025 | 1.0141e-08 | 0.0015435 | 2.6076e-08
[79 empty] | WLDFR | HFTD - Distribution - Tier 3 - 1QU CoRE ¦ 3QU LoRE | Red Flag Warning - Destructive Fires | 2022 | 2.0281e-08 | 1.0141e-08 | 2.6076e-08 | 8807.9522 | 222.2294 | 8585.7228 | 0 | 0 | 0 | 0 | 1.6894e-05 |  | 0.00017864 | 0 | 0.00017864 | 8.9319e-05 | 0 | 8.9319e-05 | 0.00022968 | 0 | 0.00022968 | [16 empty] | 7.3.1.3 Ignition probability mapping showing the probability of ignition along the electric lines and equipmentWLDFRAggregatedAggregated | WLDFR | HFTD - Distribution - Tier 3 - 1QU CoRE ¦ 3QU LoRE | Red Flag Warning - Destructive Fires | Aggregated | Aggregated | 2023 | 1.6894e-05 | 0 | 57.5921 | 0.00097297 | 2023 | Mitigation | 0.08575 | 30 | 0 | esc | 0.0012005 | 2.0281e-08 | 0.00060025 | 1.0141e-08 | 0.0015435 | 2.6076e-08
[79 empty] | WLDFR | HFTD - Distribution - Tier 3 - 1QU CoRE ¦ 3QU LoRE | Red Flag Warning - Destructive Fires | 2023 | 2.0281e-08 | 1.0141e-08 | 2.6076e-08 | 9129.7461 | 233.2301 | 8896.516 | 0 | 0 | 0 | 0 | 1.6894e-05 |  | 0.00018516 | 0 | 0.00018516 | 9.2582e-05 | 0 | 9.2582e-05 | 0.00023807 | 0 | 0.00023807 | [16 empty] | 7.3.1.3 Ignition probability mapping showing the probability of ignition along the electric lines and equipmentWLDFRAggregatedAggregated | WLDFR | HFTD - Distribution - Tier 3 - 1QU CoRE ¦ 3QU LoRE | Red Flag Warning - Destructive Fires | Aggregated | Aggregated | 2024 | 1.6894e-05 | 0 | 57.5921 | 0.00097297 | 2024 | Mitigation | 0.08575 | 30 | 0 | esc | 0.0012005 | 2.0281e-08 | 0.00060025 | 1.0141e-08 | 0.0015435 | 2.6076e-08
[79 empty] | WLDFR | HFTD - Distribution - Tier 3 - 1QU CoRE ¦ 3QU LoRE | Red Flag Warning - Destructive Fires | 2024 | 2.0281e-08 | 1.0141e-08 | 2.6076e-08 | 9129.7461 | 233.2301 | 8896.516 | 0 | 0 | 0 | 0 | 1.6894e-05 |  | 0.00018516 | 0 | 0.00018516 | 9.2582e-05 | 0 | 9.2582e-05 | 0.00023807 | 0 | 0.00023807 | [16 empty] | 7.3.1.3 Ignition probability mapping showing the probability of ignition along the electric lines and equipmentWLDFRAggregatedAggregated | WLDFR | HFTD - Distribution - Tier 3 - 1QU CoRE ¦ 3QU LoRE | Red Flag Warning - Destructive Fires | Aggregated | Aggregated | 2025 | 1.6894e-05 | 0 | 57.5921 | 0.00097297 | 2025 | Mitigation | 0.08575 | 30 | 0 | esc | 0.0012005 | 2.0281e-08 | 0.00060025 | 1.0141e-08 | 0.0015435 | 2.6076e-08
[79 empty] | WLDFR | HFTD - Distribution - Tier 3 - 1QU CoRE ¦ 3QU LoRE | Red Flag Warning - Destructive Fires | 2025 | 2.0281e-08 | 1.0141e-08 | 2.6076e-08 | 9129.7461 | 233.2301 | 8896.516 | 0 | 0 | 0 | 0 | 1.6894e-05 |  | 0.00018516 | 0 | 0.00018516 | 9.2582e-05 | 0 | 9.2582e-05 | 0.00023807 | 0 | 0.00023807 | [16 empty] | 7.3.1.3 Ignition probability mapping showing the probability of ignition along the electric lines and equipmentWLDFRAggregatedAggregated | WLDFR | HFTD - Distribution - Tier 3 - 1QU CoRE ¦ 3QU LoRE | Red Flag Warning - Destructive Fires | Aggregated | Aggregated | 2026 | 1.6894e-05 | 0 | 57.5921 | 0.00097297 | 2026 | Mitigation | 0.08575 | 30 | 0 | esc | 0.0012005 | 2.0281e-08 | 0.00060025 | 1.0141e-08 | 0.0015435 | 2.6076e-08
[79 empty] | WLDFR | HFTD - Distribution - Tier 3 - 1QU CoRE ¦ 3QU LoRE | Red Flag Warning - Destructive Fires | 2026 | 2.0281e-08 | 1.0141e-08 | 2.6076e-08 | 9129.7461 | 233.2301 | 8896.516 | 0 | 0 | 0 | 0 | 1.6894e-05 |  | 0.00018516 | 0 | 0.00018516 | 9.2582e-05 | 0 | 9.2582e-05 | 0.00023807 | 0 | 0.00023807 | [16 empty] | 7.3.1.3 Ignition probability mapping showing the probability of ignition along the electric lines and equipmentWLDFRAggregatedAggregated | WLDFR | HFTD - Distribution - Tier 3 - 1QU CoRE ¦ 3QU LoRE | Red Flag Warning - Destructive Fires | Aggregated | Aggregated | 2027 | 1.6894e-05 | 0 | 57.5921 | 0.00097297 | 2027 | Mitigation | 0.08575 | 30 | 0 | esc | 0.0012005 | 2.0281e-08 | 0.00060025 | 1.0141e-08 | 0.0015435 | 2.6076e-08
[79 empty] | WLDFR | HFTD - Distribution - Tier 3 - 1QU CoRE ¦ 3QU LoRE | Red Flag Warning - Destructive Fires | 2027 | 2.0281e-08 | 1.0141e-08 | 2.6076e-08 | 9129.7461 | 233.2301 | 8896.516 | 0 | 0 | 0 | 0 | 1.6894e-05 |  | 0.00018516 | 0 | 0.00018516 | 9.2582e-05 | 0 | 9.2582e-05 | 0.00023807 | 0 | 0.00023807 | [16 empty] | 7.3.1.3 Ignition probability mapping showing the probability of ignition along the electric lines and equipmentWLDFRAggregatedAggregated | WLDFR | HFTD - Distribution - Tier 3 - 1QU CoRE ¦ 3QU LoRE | Red Flag Warning - Destructive Fires | Aggregated | Aggregated | 2028 | 1.6894e-05 | 0 | 57.5921 | 0.00097297 | 2028 | Mitigation | 0.08575 | 30 | 0 | esc | 0.0012005 | 2.0281e-08 | 0.00060025 | 1.0141e-08 | 0.0015435 | 2.6076e-08
[79 empty] | WLDFR | HFTD - Distribution - Tier 3 - 1QU CoRE ¦ 3QU LoRE | Red Flag Warning - Destructive Fires | 2028 | 2.0281e-08 | 1.0141e-08 | 2.6076e-08 | 9534.9221 | 247.273 | 9287.6491 | 0 | 0 | 0 | 0 | 1.6894e-05 |  | 0.00019338 | 0 | 0.00019338 | 9.6691e-05 | 0 | 9.6691e-05 | 0.00024863 | 0 | 0.00024863 | [16 empty] | 7.3.1.3 Ignition probability mapping showing the probability of ignition along the electric lines and equipmentWLDFRAggregatedAggregated | WLDFR | HFTD - Distribution - Tier 3 - 1QU CoRE ¦ 3QU LoRE | Red Flag Warning - Destructive Fires | Aggregated | Aggregated | 2029 | 1.6894e-05 | 0 | 57.5921 | 0.00097297 | 2029 | Mitigation | 0.08575 | 30 | 0 | esc | 0.0012005 | 2.0281e-08 | 0.00060025 | 1.0141e-08 | 0.0015435 | 2.6076e-08
[79 empty] | WLDFR | HFTD - Distribution - Tier 3 - 1QU CoRE ¦ 3QU LoRE | Red Flag Warning - Destructive Fires | 2029 | 2.0281e-08 | 1.0141e-08 | 2.6076e-08 | 9534.9221 | 247.273 | 9287.6491 | 0 | 0 | 0 | 0 | 1.6894e-05 |  | 0.00019338 | 0 | 0.00019338 | 9.6691e-05 | 0 | 9.6691e-05 | 0.00024863 | 0 | 0.00024863 | [16 empty] | 7.3.1.3 Ignition probability mapping showing the probability of ignition along the electric lines and equipmentWLDFRAggregatedAggregated | WLDFR | HFTD - Distribution - Tier 3 - 1QU CoRE ¦ 3QU LoRE | Red Flag Warning - Destructive Fires | Aggregated | Aggregated | 2030 | 1.6894e-05 | 0 | 57.5921 | 0.00097297 | 2030 | Mitigation | 0.08575 | 30 | 0 | esc | 0.0012005 | 2.0281e-08 | 0.00060025 | 1.0141e-08 | 0.0015435 | 2.6076e-08
[79 empty] | WLDFR | HFTD - Distribution - Tier 3 - 1QU CoRE ¦ 3QU LoRE | Red Flag Warning - Destructive Fires | 2030 | 2.0281e-08 | 1.0141e-08 | 2.6076e-08 | 9534.9221 | 247.273 | 9287.6491 | 0 | 0 | 0 | 0 | 1.6894e-05 |  | 0.00019338 | 0 | 0.00019338 | 9.6691e-05 | 0 | 9.6691e-05 | 0.00024863 | 0 | 0.00024863 | [16 empty] | 7.3.1.3 Ignition probability mapping showing the probability of ignition along the electric lines and equipmentWLDFRAggregatedAggregated | WLDFR | HFTD - Distribution - Tier 3 - 1QU CoRE ¦ 3QU LoRE | Red Flag Warning - Destructive Fires | Aggregated | Aggregated | 2031 | 1.6894e-05 | 0 | 57.5921 | 0.00097297 | 2031 | Mitigation | 0.08575 | 30 | 0 | esc | 0.0012005 | 2.0281e-08 | 0.00060025 | 1.0141e-08 | 0.0015435 | 2.6076e-08
[79 empty] | WLDFR | HFTD - Distribution - Tier 3 - 1QU CoRE ¦ 3QU LoRE | Red Flag Warning - Destructive Fires | 2031 | 2.0281e-08 | 1.0141e-08 | 2.6076e-08 | 9534.9221 | 247.273 | 9287.6491 | 0 | 0 | 0 | 0 | 1.6894e-05 |  | 0.00019338 | 0 | 0.00019338 | 9.6691e-05 | 0 | 9.6691e-05 | 0.00024863 | 0 | 0.00024863 | [16 empty] | 7.3.1.3 Ignition probability mapping showing the probability of ignition along the electric lines and equipmentWLDFRAggregatedAggregated | WLDFR | HFTD - Distribution - Tier 3 - 1QU CoRE ¦ 3QU LoRE | Red Flag Warning - Destructive Fires | Aggregated | Aggregated | 2032 | 1.6894e-05 | 0 | 57.5921 | 0.00097297 | 2032 | Mitigation | 0.08575 | 30 | 0 | esc | 0.0012005 | 2.0281e-08 | 0.00060025 | 1.0141e-08 | 0.0015435 | 2.6076e-08
[79 empty] | WLDFR | HFTD - Distribution - Tier 3 - 1QU CoRE ¦ 3QU LoRE | Red Flag Warning - Destructive Fires | 2032 | 2.0281e-08 | 1.0141e-08 | 2.6076e-08 | 9534.9221 | 247.273 | 9287.6491 | 0 | 0 | 0 | 0 | 1.6894e-05 |  | 0.00019338 | 0 | 0.00019338 | 9.6691e-05 | 0 | 9.6691e-05 | 0.00024863 | 0 | 0.00024863 | [16 empty] | 7.3.1.3 Ignition probability mapping showing the probability of ignition along the electric lines and equipmentWLDFRAggregatedAggregated | WLDFR | HFTD - Distribution - Tier 3 - 1QU CoRE ¦ 3QU LoRE | Red Flag Warning - Destructive Fires | Aggregated | Aggregated | 2033 | 1.6894e-05 | 0 | 57.5921 | 0.00097297 | 2033 | Mitigation | 0.08575 | 30 | 0 | esc | 0.0012005 | 2.0281e-08 | 0.00060025 | 1.0141e-08 | 0.0015435 | 2.6076e-08
[79 empty] | WLDFR | HFTD - Distribution - Tier 3 - 1QU CoRE ¦ 3QU LoRE | Red Flag Warning - Destructive Fires | 2033 | 2.0281e-08 | 1.0141e-08 | 2.6076e-08 | 9984.8474 | 263.1074 | 9721.74 | 0 | 0 | 0 | 0 | 1.6894e-05 |  | 0.00020251 | 0 | 0.00020251 | 0.00010125 | 0 | 0.00010125 | 0.00026037 | 0 | 0.00026037 | [16 empty] | 7.3.1.3 Ignition probability mapping showing the probability of ignition along the electric lines and equipmentWLDFRAggregatedAggregated | WLDFR | HFTD - Distribution - Tier 3 - 1QU CoRE ¦ 3QU LoRE | Red Flag Warning - Destructive Fires | Aggregated | Aggregated | 2034 | 1.6894e-05 | 0 | 57.5921 | 0.00097297 | 2034 | Mitigation | 0.08575 | 30 | 0 | esc | 0.0012005 | 2.0281e-08 | 0.00060025 | 1.0141e-08 | 0.0015435 | 2.6076e-08
[79 empty] | WLDFR | HFTD - Distribution - Tier 3 - 1QU CoRE ¦ 3QU LoRE | Red Flag Warning - Destructive Fires | 2034 | 2.0281e-08 | 1.0141e-08 | 2.6076e-08 | 9984.8474 | 263.1074 | 9721.74 | 0 | 0 | 0 | 0 | 1.6894e-05 |  | 0.00020251 | 0 | 0.00020251 | 0.00010125 | 0 | 0.00010125 | 0.00026037 | 0 | 0.00026037 | [16 empty] | 7.3.1.3 Ignition probability mapping showing the probability of ignition along the electric lines and equipmentWLDFRAggregatedAggregated | WLDFR | HFTD - Distribution - Tier 3 - 1QU CoRE ¦ 3QU LoRE | Red Flag Warning - Destructive Fires | Aggregated | Aggregated | 2035 | 1.6894e-05 | 0 | 57.5921 | 0.00097297 | 2035 | Mitigation | 0.08575 | 30 | 0 | esc | 0.0012005 | 2.0281e-08 | 0.00060025 | 1.0141e-08 | 0.0015435 | 2.6076e-08
[79 empty] | WLDFR | HFTD - Distribution - Tier 3 - 1QU CoRE ¦ 3QU LoRE | Red Flag Warning - Destructive Fires | 2035 | 2.0281e-08 | 1.0141e-08 | 2.6076e-08 | 9984.8474 | 263.1074 | 9721.74 | 0 | 0 | 0 | 0 | 1.6894e-05 |  | 0.00020251 | 0 | 0.00020251 | 0.00010125 | 0 | 0.00010125 | 0.00026037 | 0 | 0.00026037 | [16 empty] | 7.3.1.3 Ignition probability mapping showing the probability of ignition along the electric lines and equipmentWLDFRAggregatedAggregated | WLDFR | HFTD - Distribution - Tier 3 - 1QU CoRE ¦ 3QU LoRE | Red Flag Warning - Destructive Fires | Aggregated | Aggregated | 2036 | 1.6894e-05 | 0 | 57.5921 | 0.00097297 | 2036 | Mitigation | 0.08575 | 30 | 0 | esc | 0.0012005 | 2.0281e-08 | 0.00060025 | 1.0141e-08 | 0.0015435 | 2.6076e-08
[79 empty] | WLDFR | HFTD - Distribution - Tier 3 - 1QU CoRE ¦ 3QU LoRE | Red Flag Warning - Destructive Fires | 2036 | 2.0281e-08 | 1.0141e-08 | 2.6076e-08 | 9984.8474 | 263.1074 | 9721.74 | 0 | 0 | 0 | 0 | 1.6894e-05 |  | 0.00020251 | 0 | 0.00020251 | 0.00010125 | 0 | 0.00010125 | 0.00026037 | 0 | 0.00026037 | [16 empty] | 7.3.1.3 Ignition probability mapping showing the probability of ignition along the electric lines and equipmentWLDFRAggregatedAggregated | WLDFR | HFTD - Distribution - Tier 3 - 1QU CoRE ¦ 3QU LoRE | Red Flag Warning - Destructive Fires | Aggregated | Aggregated | 2037 | 1.6894e-05 | 0 | 57.5921 | 0.00097297 | 2037 | Mitigation | 0.08575 | 30 | 0 | esc | 0.0012005 | 2.0281e-08 | 0.00060025 | 1.0141e-08 | 0.0015435 | 2.6076e-08
[79 empty] | WLDFR | HFTD - Distribution - Tier 3 - 1QU CoRE ¦ 3QU LoRE | Red Flag Warning - Destructive Fires | 2037 | 2.0281e-08 | 1.0141e-08 | 2.6076e-08 | 9984.8474 | 263.1074 | 9721.74 | 0 | 0 | 0 | 0 | 1.6894e-05 |  | 0.00020251 | 0 | 0.00020251 | 0.00010125 | 0 | 0.00010125 | 0.00026037 | 0 | 0.00026037 | [16 empty] | 7.3.1.3 Ignition probability mapping showing the probability of ignition along the electric lines and equipmentWLDFRAggregatedAggregated | WLDFR | HFTD - Distribution - Tier 3 - 1QU CoRE ¦ 3QU LoRE | Red Flag Warning - Destructive Fires | Aggregated | Aggregated | 2038 | 1.6894e-05 | 0 | 57.5921 | 0.00097297 | 2038 | Mitigation | 0.08575 | 30 | 0 | esc | 0.0012005 | 2.0281e-08 | 0.00060025 | 1.0141e-08 | 0.0015435 | 2.6076e-08
[79 empty] | WLDFR | HFTD - Distribution - Tier 3 - 1QU CoRE ¦ 3QU LoRE | Red Flag Warning - Destructive Fires | 2038 | 2.0281e-08 | 1.0141e-08 | 2.6076e-08 | 10472.8261 | 280.5544 | 10192.2718 | 0 | 0 | 0 | 0 | 1.6894e-05 |  | 0.0002124 | 0 | 0.0002124 | 0.0001062 | 0 | 0.0001062 | 0.00027309 | 0 | 0.00027309 | [16 empty] | 7.3.1.3 Ignition probability mapping showing the probability of ignition along the electric lines and equipmentWLDFRAggregatedAggregated | WLDFR | HFTD - Distribution - Tier 3 - 1QU CoRE ¦ 3QU LoRE | Red Flag Warning - Destructive Fires | Aggregated | Aggregated | 2039 | 1.6894e-05 | 0 | 57.5921 | 0.00097297 | 2039 | Mitigation | 0.08575 | 30 | 0 | esc | 0.0012005 | 2.0281e-08 | 0.00060025 | 1.0141e-08 | 0.0015435 | 2.6076e-08
[79 empty] | WLDFR | HFTD - Distribution - Tier 3 - 1QU CoRE ¦ 3QU LoRE | Red Flag Warning - Destructive Fires | 2039 | 2.0281e-08 | 1.0141e-08 | 2.6076e-08 | 10472.8261 | 280.5544 | 10192.2718 | 0 | 0 | 0 | 0 | 1.6894e-05 |  | 0.0002124 | 0 | 0.0002124 | 0.0001062 | 0 | 0.0001062 | 0.00027309 | 0 | 0.00027309 | [16 empty] | 7.3.1.3 Ignition probability mapping showing the probability of ignition along the electric lines and equipmentWLDFRAggregatedAggregated | WLDFR | HFTD - Distribution - Tier 3 - 1QU CoRE ¦ 3QU LoRE | Red Flag Warning - Destructive Fires | Aggregated | Aggregated | 2040 | 1.6894e-05 | 0 | 57.5921 | 0.00097297 | 2040 | Mitigation | 0.08575 | 30 | 0 | esc | 0.0012005 | 2.0281e-08 | 0.00060025 | 1.0141e-08 | 0.0015435 | 2.6076e-08
[79 empty] | WLDFR | HFTD - Distribution - Tier 3 - 1QU CoRE ¦ 3QU LoRE | Red Flag Warning - Destructive Fires | 2040 | 2.0281e-08 | 1.0141e-08 | 2.6076e-08 | 10472.8261 | 280.5544 | 10192.2718 | 0 | 0 | 0 | 0 | 1.6894e-05 |  | 0.0002124 | 0 | 0.0002124 | 0.0001062 | 0 | 0.0001062 | 0.00027309 | 0 | 0.00027309 | [16 empty] | 7.3.1.3 Ignition probability mapping showing the probability of ignition along the electric lines and equipmentWLDFRAggregatedAggregated | WLDFR | HFTD - Distribution - Tier 3 - 1QU CoRE ¦ 3QU LoRE | Red Flag Warning - Destructive Fires | Aggregated | Aggregated | 2041 | 1.6894e-05 | 0 | 57.5921 | 0.00097297 | 2041 | Mitigation | 0.08575 | 30 | 0 | esc | 0.0012005 | 2.0281e-08 | 0.00060025 | 1.0141e-08 | 0.0015435 | 2.6076e-08
[79 empty] | WLDFR | HFTD - Distribution - Tier 3 - 1QU CoRE ¦ 3QU LoRE | Red Flag Warning - Destructive Fires | 2041 | 2.0281e-08 | 1.0141e-08 | 2.6076e-08 | 10472.8261 | 280.5544 | 10192.2718 | 0 | 0 | 0 | 0 | 1.6894e-05 |  | 0.0002124 | 0 | 0.0002124 | 0.0001062 | 0 | 0.0001062 | 0.00027309 | 0 | 0.00027309 | [16 empty] | 7.3.1.3 Ignition probability mapping showing the probability of ignition along the electric lines and equipmentWLDFRAggregatedAggregated | WLDFR | HFTD - Distribution - Tier 3 - 1QU CoRE ¦ 3QU LoRE | Red Flag Warning - Destructive Fires | Aggregated | Aggregated | 2042 | 1.6894e-05 | 0 | 57.5921 | 0.00097297 | 2042 | Mitigation | 0.08575 | 30 | 0 | esc | 0.0012005 | 2.0281e-08 | 0.00060025 | 1.0141e-08 | 0.0015435 | 2.6076e-08
[79 empty] | WLDFR | HFTD - Distribution - Tier 3 - 1QU CoRE ¦ 3QU LoRE | Red Flag Warning - Destructive Fires | 2042 | 2.0281e-08 | 1.0141e-08 | 2.6076e-08 | 10472.8261 | 280.5544 | 10192.2718 | 0 | 0 | 0 | 0 | 1.6894e-05 |  | 0.0002124 | 0 | 0.0002124 | 0.0001062 | 0 | 0.0001062 | 0.00027309 | 0 | 0.00027309 | [16 empty] | 7.3.1.3 Ignition probability mapping showing the probability of ignition along the electric lines and equipmentWLDFRAggregatedAggregated | WLDFR | HFTD - Distribution - Tier 3 - 1QU CoRE ¦ 3QU LoRE | Red Flag Warning - Destructive Fires | Aggregated | Aggregated | 2043 | 1.6894e-05 | 0 | 57.5921 | 0.00097297 | 2043 | Mitigation | 0.08575 | 30 | 0 | esc | 0.0012005 | 2.0281e-08 | 0.00060025 | 1.0141e-08 | 0.0015435 | 2.6076e-08
[79 empty] | WLDFR | HFTD - Distribution - Tier 3 - 1QU CoRE ¦ 3QU LoRE | Red Flag Warning - Destructive Fires | 2043 | 2.0281e-08 | 1.0141e-08 | 2.6076e-08 | 10992.1562 | 299.42 | 10692.7362 | 0 | 0 | 0 | 0 | 1.6894e-05 |  | 0.00022294 | 0 | 0.00022294 | 0.00011147 | 0 | 0.00011147 | 0.00028663 | 0 | 0.00028663 | [16 empty] | 7.3.1.3 Ignition probability mapping showing the probability of ignition along the electric lines and equipmentWLDFRAggregatedAggregated | WLDFR | HFTD - Distribution - Tier 3 - 1QU CoRE ¦ 3QU LoRE | Red Flag Warning - Destructive Fires | Aggregated | Aggregated | 2044 | 1.6894e-05 | 0 | 57.5921 | 0.00097297 | 2044 | Mitigation | 0.08575 | 30 | 0 | esc | 0.0012005 | 2.0281e-08 | 0.00060025 | 1.0141e-08 | 0.0015435 | 2.6076e-08
[79 empty] | WLDFR | HFTD - Distribution - Tier 3 - 1QU CoRE ¦ 3QU LoRE | Red Flag Warning - Destructive Fires | 2044 | 2.0281e-08 | 1.0141e-08 | 2.6076e-08 | 10992.1562 | 299.42 | 10692.7362 | 0 | 0 | 0 | 0 | 1.6894e-05 |  | 0.00022294 | 0 | 0.00022294 | 0.00011147 | 0 | 0.00011147 | 0.00028663 | 0 | 0.00028663 | [16 empty] | 7.3.1.3 Ignition probability mapping showing the probability of ignition along the electric lines and equipmentWLDFRAggregatedAggregated | WLDFR | HFTD - Distribution - Tier 3 - 1QU CoRE ¦ 3QU LoRE | Red Flag Warning - Destructive Fires | Aggregated | Aggregated | 2045 | 1.6894e-05 | 0 | 57.5921 | 0.00097297 | 2045 | Mitigation | 0.08575 | 30 | 0 | esc | 0.0012005 | 2.0281e-08 | 0.00060025 | 1.0141e-08 | 0.0015435 | 2.6076e-08
[79 empty] | WLDFR | HFTD - Distribution - Tier 3 - 1QU CoRE ¦ 3QU LoRE | Red Flag Warning - Destructive Fires | 2045 | 2.0281e-08 | 1.0141e-08 | 2.6076e-08 | 10992.1562 | 299.42 | 10692.7362 | 0 | 0 | 0 | 0 | 1.6894e-05 |  | 0.00022294 | 0 | 0.00022294 | 0.00011147 | 0 | 0.00011147 | 0.00028663 | 0 | 0.00028663 | [16 empty] | 7.3.1.3 Ignition probability mapping showing the probability of ignition along the electric lines and equipmentWLDFRAggregatedAggregated | WLDFR | HFTD - Distribution - Tier 3 - 1QU CoRE ¦ 3QU LoRE | Red Flag Warning - Destructive Fires | Aggregated | Aggregated | 2046 | 1.6894e-05 | 0 | 57.5921 | 0.00097297 | 2046 | Mitigation | 0.08575 | 30 | 0 | esc | 0.0012005 | 2.0281e-08 | 0.00060025 | 1.0141e-08 | 0.0015435 | 2.6076e-08
[79 empty] | WLDFR | HFTD - Distribution - Tier 3 - 1QU CoRE ¦ 3QU LoRE | Red Flag Warning - Destructive Fires | 2046 | 2.0281e-08 | 1.0141e-08 | 2.6076e-08 | 10992.1562 | 299.42 | 10692.7362 | 0 | 0 | 0 | 0 | 1.6894e-05 |  | 0.00022294 | 0 | 0.00022294 | 0.00011147 | 0 | 0.00011147 | 0.00028663 | 0 | 0.00028663 | [16 empty] | 7.3.1.3 Ignition probability mapping showing the probability of ignition along the electric lines and equipmentWLDFRAggregatedAggregated | WLDFR | HFTD - Distribution - Tier 3 - 1QU CoRE ¦ 3QU LoRE | Red Flag Warning - Destructive Fires | Aggregated | Aggregated | 2047 | 1.6894e-05 | 0 | 57.5921 | 0.00097297 | 2047 | Mitigation | 0.08575 | 30 | 0 | esc | 0.0012005 | 2.0281e-08 | 0.00060025 | 1.0141e-08 | 0.0015435 | 2.6076e-08
[79 empty] | WLDFR | HFTD - Distribution - Tier 3 - 1QU CoRE ¦ 3QU LoRE | Red Flag Warning - Destructive Fires | 2047 | 2.0281e-08 | 1.0141e-08 | 2.6076e-08 | 10992.1562 | 299.42 | 10692.7362 | 0 | 0 | 0 | 0 | 1.6894e-05 |  | 0.00022294 | 0 | 0.00022294 | 0.00011147 | 0 | 0.00011147 | 0.00028663 | 0 | 0.00028663 | [16 empty] | 7.3.1.3 Ignition probability mapping showing the probability of ignition along the electric lines and equipmentWLDFRAggregatedAggregated | WLDFR | HFTD - Distribution - Tier 3 - 1QU CoRE ¦ 3QU LoRE | Red Flag Warning - Destructive Fires | Aggregated | Aggregated | 2048 | 1.6894e-05 | 0 | 57.5921 | 0.00097297 | 2048 | Mitigation | 0.08575 | 30 | 0 | esc | 0.0012005 | 2.0281e-08 | 0.00060025 | 1.0141e-08 | 0.0015435 | 2.6076e-08
[79 empty] | WLDFR | HFTD - Distribution - Tier 3 - 1QU CoRE ¦ 3QU LoRE | Red Flag Warning - Destructive Fires | 2048 | 2.0281e-08 | 1.0141e-08 | 2.6076e-08 | 11536.0538 | 319.4911 | 11216.5626 | 0 | 0 | 0 | 0 | 1.6894e-05 |  | 0.00023397 | 0 | 0.00023397 | 0.00011698 | 0 | 0.00011698 | 0.00030082 | 0 | 0.00030082 | [16 empty] | 7.3.1.3 Ignition probability mapping showing the probability of ignition along the electric lines and equipmentWLDFRAggregatedAggregated | WLDFR | HFTD - Distribution - Tier 3 - 1QU CoRE ¦ 3QU LoRE | Red Flag Warning - Destructive Fires | Aggregated | Aggregated | 2049 | 1.6894e-05 | 0 | 57.5921 | 0.00097297 | 2049 | Mitigation | 0.08575 | 30 | 0 | esc | 0.0012005 | 2.0281e-08 | 0.00060025 | 1.0141e-08 | 0.0015435 | 2.6076e-08
[79 empty] | WLDFR | HFTD - Distribution - Tier 3 - 1QU CoRE ¦ 3QU LoRE | Red Flag Warning - Destructive Fires | 2049 | 2.0281e-08 | 1.0141e-08 | 2.6076e-08 | 11536.0538 | 319.4911 | 11216.5626 | 0 | 0 | 0 | 0 | 1.6894e-05 |  | 0.00023397 | 0 | 0.00023397 | 0.00011698 | 0 | 0.00011698 | 0.00030082 | 0 | 0.00030082 | [16 empty] | 7.3.1.3 Ignition probability mapping showing the probability of ignition along the electric lines and equipmentWLDFRAggregatedAggregated | WLDFR | HFTD - Distribution - Tier 3 - 1QU CoRE ¦ 3QU LoRE | Red Flag Warning - Destructive Fires | Aggregated | Aggregated | 2050 | 1.6894e-05 | 0 | 57.5921 | 0.00097297 | 2050 | Mitigation | 0.08575 | 30 | 0 | esc | 0 | 0 | 0.00060025 | 1.0141e-08 | 0.0015435 | 2.6076e-08
[79 empty] | WLDFR | HFTD - Distribution - Tier 3 - 1QU CoRE ¦ 3QU LoRE | Red Flag Warning - Destructive Fires | 2050 | 0 | 1.0141e-08 | 2.6076e-08 | 11536.0538 | 319.4911 | 11216.5626 | 0 | 0 | 0 | 0 | 1.6894e-05 |  | 0 | 0 | 0 | 0.00011698 | 0 | 0.00011698 | 0.00030082 | 0 | 0.00030082 | [16 empty] | 7.3.1.3 Ignition probability mapping showing the probability of ignition along the electric lines and equipmentWLDFRAggregatedAggregated | WLDFR | HFTD - Distribution - Tier 3 - 1QU CoRE ¦ 3QU LoRE | Red Flag Warning - Destructive Fires | Aggregated | Aggregated | 2051 | 1.6894e-05 | 0 | 57.5921 | 0.00097297 | 2051 | Mitigation | 0.08575 | 30 | 0 | esc | 0 | 0 | 0 | 0 | 0.0015435 | 2.6076e-08
[79 empty] | WLDFR | HFTD - Distribution - Tier 3 - 1QU CoRE ¦ 3QU LoRE | Red Flag Warning - Destructive Fires | 2051 | 0 | 0 | 2.6076e-08 | 11536.0538 | 319.4911 | 11216.5626 | 0 | 0 | 0 | 0 | 1.6894e-05 |  | 0 | 0 | 0 | 0 | 0 | 0 | 0.00030082 | 0 | 0.00030082 | [16 empty] | 7.3.1.3 Ignition probability mapping showing the probability of ignition along the electric lines and equipmentWLDFRAggregatedAggregated | WLDFR | HFTD - Distribution - Tier 3 - 1QU CoRE ¦ 3QU LoRE | Red Flag Warning - Large Fires | Aggregated | Aggregated | 2021 | 0.00010105 | 0 | 57.5921 | 0.0058199 | 2021 | Mitigation | 0.08575 | 30 | 0 | esc | 0.0012005 | 1.2131e-07 | 0.00060025 | 6.0657e-08 | 0 | 0
[79 empty] | WLDFR | HFTD - Distribution - Tier 3 - 1QU CoRE ¦ 3QU LoRE | Red Flag Warning - Large Fires | 2020 | 1.2131e-07 | 0 | 0 | 5.2406 | 0.69642 | 2.942 | 1.6022 | 0 | 0 | 0 | 0.00010105 |  | 6.3576e-07 | 0 | 6.3576e-07 | 0 | 0 | 0 | 0 | 0 | 0 | [16 empty] | 7.3.1.3 Ignition probability mapping showing the probability of ignition along the electric lines and equipmentWLDFRAggregatedAggregated | WLDFR | HFTD - Distribution - Tier 3 - 1QU CoRE ¦ 3QU LoRE | Red Flag Warning - Large Fires | Aggregated | Aggregated | 2022 | 0.00010105 | 0 | 57.5921 | 0.0058199 | 2022 | Mitigation | 0.08575 | 30 | 0 | esc | 0.0012005 | 1.2131e-07 | 0.00060025 | 6.0657e-08 | 0.0015435 | 1.5598e-07
[79 empty] | WLDFR | HFTD - Distribution - Tier 3 - 1QU CoRE ¦ 3QU LoRE | Red Flag Warning - Large Fires | 2021 | 1.2131e-07 | 6.0657e-08 | 0 | 5.2406 | 0.69642 | 2.942 | 1.6022 | 0 | 0 | 0 | 0.00010105 |  | 6.3576e-07 | 0 | 6.3576e-07 | 3.1788e-07 | 0 | 3.1788e-07 | 0 | 0 | 0 | [16 empty] | 7.3.1.3 Ignition probability mapping showing the probability of ignition along the electric lines and equipmentWLDFRAggregatedAggregated | WLDFR | HFTD - Distribution - Tier 3 - 1QU CoRE ¦ 3QU LoRE | Red Flag Warning - Large Fires | Aggregated | Aggregated | 2023 | 0.00010105 | 0 | 57.5921 | 0.0058199 | 2023 | Mitigation | 0.08575 | 30 | 0 | esc | 0.0012005 | 1.2131e-07 | 0.00060025 | 6.0657e-08 | 0.0015435 | 1.5598e-07
[79 empty] | WLDFR | HFTD - Distribution - Tier 3 - 1QU CoRE ¦ 3QU LoRE | Red Flag Warning - Large Fires | 2022 | 1.2131e-07 | 6.0657e-08 | 1.5598e-07 | 5.2406 | 0.69642 | 2.942 | 1.6022 | 0 | 0 | 0 | 0.00010105 |  | 6.3576e-07 | 0 | 6.3576e-07 | 3.1788e-07 | 0 | 3.1788e-07 | 8.174e-07 | 0 | 8.174e-07 | [16 empty] | 7.3.1.3 Ignition probability mapping showing the probability of ignition along the electric lines and equipmentWLDFRAggregatedAggregated | WLDFR | HFTD - Distribution - Tier 3 - 1QU CoRE ¦ 3QU LoRE | Red Flag Warning - Large Fires | Aggregated | Aggregated | 2024 | 0.00010105 | 0 | 57.5921 | 0.0058199 | 2024 | Mitigation | 0.08575 | 30 | 0 | esc | 0.0012005 | 1.2131e-07 | 0.00060025 | 6.0657e-08 | 0.0015435 | 1.5598e-07
[79 empty] | WLDFR | HFTD - Distribution - Tier 3 - 1QU CoRE ¦ 3QU LoRE | Red Flag Warning - Large Fires | 2023 | 1.2131e-07 | 6.0657e-08 | 1.5598e-07 | 5.475 | 0.71896 | 3.0715 | 1.6846 | 0 | 0 | 0 | 0.00010105 |  | 6.642e-07 | 0 | 6.642e-07 | 3.321e-07 | 0 | 3.321e-07 | 8.5397e-07 | 0 | 8.5397e-07 | [16 empty] | 7.3.1.3 Ignition probability mapping showing the probability of ignition along the electric lines and equipmentWLDFRAggregatedAggregated | WLDFR | HFTD - Distribution - Tier 3 - 1QU CoRE ¦ 3QU LoRE | Red Flag Warning - Large Fires | Aggregated | Aggregated | 2025 | 0.00010105 | 0 | 57.5921 | 0.0058199 | 2025 | Mitigation | 0.08575 | 30 | 0 | esc | 0.0012005 | 1.2131e-07 | 0.00060025 | 6.0657e-08 | 0.0015435 | 1.5598e-07
[79 empty] | WLDFR | HFTD - Distribution - Tier 3 - 1QU CoRE ¦ 3QU LoRE | Red Flag Warning - Large Fires | 2024 | 1.2131e-07 | 6.0657e-08 | 1.5598e-07 | 5.475 | 0.71896 | 3.0715 | 1.6846 | 0 | 0 | 0 | 0.00010105 |  | 6.642e-07 | 0 | 6.642e-07 | 3.321e-07 | 0 | 3.321e-07 | 8.5397e-07 | 0 | 8.5397e-07 | [16 empty] | 7.3.1.3 Ignition probability mapping showing the probability of ignition along the electric lines and equipmentWLDFRAggregatedAggregated | WLDFR | HFTD - Distribution - Tier 3 - 1QU CoRE ¦ 3QU LoRE | Red Flag Warning - Large Fires | Aggregated | Aggregated | 2026 | 0.00010105 | 0 | 57.5921 | 0.0058199 | 2026 | Mitigation | 0.08575 | 30 | 0 | esc | 0.0012005 | 1.2131e-07 | 0.00060025 | 6.0657e-08 | 0.0015435 | 1.5598e-07
[79 empty] | WLDFR | HFTD - Distribution - Tier 3 - 1QU CoRE ¦ 3QU LoRE | Red Flag Warning - Large Fires | 2025 | 1.2131e-07 | 6.0657e-08 | 1.5598e-07 | 5.475 | 0.71896 | 3.0715 | 1.6846 | 0 | 0 | 0 | 0.00010105 |  | 6.642e-07 | 0 | 6.642e-07 | 3.321e-07 | 0 | 3.321e-07 | 8.5397e-07 | 0 | 8.5397e-07 | [16 empty] | 7.3.1.3 Ignition probability mapping showing the probability of ignition along the electric lines and equipmentWLDFRAggregatedAggregated | WLDFR | HFTD - Distribution - Tier 3 - 1QU CoRE ¦ 3QU LoRE | Red Flag Warning - Large Fires | Aggregated | Aggregated | 2027 | 0.00010105 | 0 | 57.5921 | 0.0058199 | 2027 | Mitigation | 0.08575 | 30 | 0 | esc | 0.0012005 | 1.2131e-07 | 0.00060025 | 6.0657e-08 | 0.0015435 | 1.5598e-07
[79 empty] | WLDFR | HFTD - Distribution - Tier 3 - 1QU CoRE ¦ 3QU LoRE | Red Flag Warning - Large Fires | 2026 | 1.2131e-07 | 6.0657e-08 | 1.5598e-07 | 5.475 | 0.71896 | 3.0715 | 1.6846 | 0 | 0 | 0 | 0.00010105 |  | 6.642e-07 | 0 | 6.642e-07 | 3.321e-07 | 0 | 3.321e-07 | 8.5397e-07 | 0 | 8.5397e-07 | [16 empty] | 7.3.1.3 Ignition probability mapping showing the probability of ignition along the electric lines and equipmentWLDFRAggregatedAggregated | WLDFR | HFTD - Distribution - Tier 3 - 1QU CoRE ¦ 3QU LoRE | Red Flag Warning - Large Fires | Aggregated | Aggregated | 2028 | 0.00010105 | 0 | 57.5921 | 0.0058199 | 2028 | Mitigation | 0.08575 | 30 | 0 | esc | 0.0012005 | 1.2131e-07 | 0.00060025 | 6.0657e-08 | 0.0015435 | 1.5598e-07
[79 empty] | WLDFR | HFTD - Distribution - Tier 3 - 1QU CoRE ¦ 3QU LoRE | Red Flag Warning - Large Fires | 2027 | 1.2131e-07 | 6.0657e-08 | 1.5598e-07 | 5.475 | 0.71896 | 3.0715 | 1.6846 | 0 | 0 | 0 | 0.00010105 |  | 6.642e-07 | 0 | 6.642e-07 | 3.321e-07 | 0 | 3.321e-07 | 8.5397e-07 | 0 | 8.5397e-07 | [16 empty] | 7.3.1.3 Ignition probability mapping showing the probability of ignition along the electric lines and equipmentWLDFRAggregatedAggregated | WLDFR | HFTD - Distribution - Tier 3 - 1QU CoRE ¦ 3QU LoRE | Red Flag Warning - Large Fires | Aggregated | Aggregated | 2029 | 0.00010105 | 0 | 57.5921 | 0.0058199 | 2029 | Mitigation | 0.08575 | 30 | 0 | esc | 0.0012005 | 1.2131e-07 | 0.00060025 | 6.0657e-08 | 0.0015435 | 1.5598e-07
[79 empty] | WLDFR | HFTD - Distribution - Tier 3 - 1QU CoRE ¦ 3QU LoRE | Red Flag Warning - Large Fires | 2028 | 1.2131e-07 | 6.0657e-08 | 1.5598e-07 | 5.777 | 0.74734 | 3.238 | 1.7917 | 0 | 0 | 0 | 0.00010105 |  | 7.0084e-07 | 0 | 7.0084e-07 | 3.5042e-07 | 0 | 3.5042e-07 | 9.0108e-07 | 0 | 9.0108e-07 | [16 empty] | 7.3.1.3 Ignition probability mapping showing the probability of ignition along the electric lines and equipmentWLDFRAggregatedAggregated | WLDFR | HFTD - Distribution - Tier 3 - 1QU CoRE ¦ 3QU LoRE | Red Flag Warning - Large Fires | Aggregated | Aggregated | 2030 | 0.00010105 | 0 | 57.5921 | 0.0058199 | 2030 | Mitigation | 0.08575 | 30 | 0 | esc | 0.0012005 | 1.2131e-07 | 0.00060025 | 6.0657e-08 | 0.0015435 | 1.5598e-07
[79 empty] | WLDFR | HFTD - Distribution - Tier 3 - 1QU CoRE ¦ 3QU LoRE | Red Flag Warning - Large Fires | 2029 | 1.2131e-07 | 6.0657e-08 | 1.5598e-07 | 5.777 | 0.74734 | 3.238 | 1.7917 | 0 | 0 | 0 | 0.00010105 |  | 7.0084e-07 | 0 | 7.0084e-07 | 3.5042e-07 | 0 | 3.5042e-07 | 9.0108e-07 | 0 | 9.0108e-07 | [16 empty] | 7.3.1.3 Ignition probability mapping showing the probability of ignition along the electric lines and equipmentWLDFRAggregatedAggregated | WLDFR | HFTD - Distribution - Tier 3 - 1QU CoRE ¦ 3QU LoRE | Red Flag Warning - Large Fires | Aggregated | Aggregated | 2031 | 0.00010105 | 0 | 57.5921 | 0.0058199 | 2031 | Mitigation | 0.08575 | 30 | 0 | esc | 0.0012005 | 1.2131e-07 | 0.00060025 | 6.0657e-08 | 0.0015435 | 1.5598e-07
[79 empty] | WLDFR | HFTD - Distribution - Tier 3 - 1QU CoRE ¦ 3QU LoRE | Red Flag Warning - Large Fires | 2030 | 1.2131e-07 | 6.0657e-08 | 1.5598e-07 | 5.777 | 0.74734 | 3.238 | 1.7917 | 0 | 0 | 0 | 0.00010105 |  | 7.0084e-07 | 0 | 7.0084e-07 | 3.5042e-07 | 0 | 3.5042e-07 | 9.0108e-07 | 0 | 9.0108e-07 | [16 empty] | 7.3.1.3 Ignition probability mapping showing the probability of ignition along the electric lines and equipmentWLDFRAggregatedAggregated | WLDFR | HFTD - Distribution - Tier 3 - 1QU CoRE ¦ 3QU LoRE | Red Flag Warning - Large Fires | Aggregated | Aggregated | 2032 | 0.00010105 | 0 | 57.5921 | 0.0058199 | 2032 | Mitigation | 0.08575 | 30 | 0 | esc | 0.0012005 | 1.2131e-07 | 0.00060025 | 6.0657e-08 | 0.0015435 | 1.5598e-07
[79 empty] | WLDFR | HFTD - Distribution - Tier 3 - 1QU CoRE ¦ 3QU LoRE | Red Flag Warning - Large Fires | 2031 | 1.2131e-07 | 6.0657e-08 | 1.5598e-07 | 5.777 | 0.74734 | 3.238 | 1.7917 | 0 | 0 | 0 | 0.00010105 |  | 7.0084e-07 | 0 | 7.0084e-07 | 3.5042e-07 | 0 | 3.5042e-07 | 9.0108e-07 | 0 | 9.0108e-07 | [16 empty] | 7.3.1.3 Ignition probability mapping showing the probability of ignition along the electric lines and equipmentWLDFRAggregatedAggregated | WLDFR | HFTD - Distribution - Tier 3 - 1QU CoRE ¦ 3QU LoRE | Red Flag Warning - Large Fires | Aggregated | Aggregated | 2033 | 0.00010105 | 0 | 57.5921 | 0.0058199 | 2033 | Mitigation | 0.08575 | 30 | 0 | esc | 0.0012005 | 1.2131e-07 | 0.00060025 | 6.0657e-08 | 0.0015435 | 1.5598e-07
[79 empty] | WLDFR | HFTD - Distribution - Tier 3 - 1QU CoRE ¦ 3QU LoRE | Red Flag Warning - Large Fires | 2032 | 1.2131e-07 | 6.0657e-08 | 1.5598e-07 | 5.777 | 0.74734 | 3.238 | 1.7917 | 0 | 0 | 0 | 0.00010105 |  | 7.0084e-07 | 0 | 7.0084e-07 | 3.5042e-07 | 0 | 3.5042e-07 | 9.0108e-07 | 0 | 9.0108e-07 | [16 empty] | 7.3.1.3 Ignition probability mapping showing the probability of ignition along the electric lines and equipmentWLDFRAggregatedAggregated | WLDFR | HFTD - Distribution - Tier 3 - 1QU CoRE ¦ 3QU LoRE | Red Flag Warning - Large Fires | Aggregated | Aggregated | 2034 | 0.00010105 | 0 | 57.5921 | 0.0058199 | 2034 | Mitigation | 0.08575 | 30 | 0 | esc | 0.0012005 | 1.2131e-07 | 0.00060025 | 6.0657e-08 | 0.0015435 | 1.5598e-07
[79 empty] | WLDFR | HFTD - Distribution - Tier 3 - 1QU CoRE ¦ 3QU LoRE | Red Flag Warning - Large Fires | 2033 | 1.2131e-07 | 6.0657e-08 | 1.5598e-07 | 6.1205 | 0.77885 | 3.4265 | 1.9151 | 0 | 0 | 0 | 0.00010105 |  | 7.4251e-07 | 0 | 7.4251e-07 | 3.7125e-07 | 0 | 3.7125e-07 | 9.5465e-07 | 0 | 9.5465e-07 | [16 empty] | 7.3.1.3 Ignition probability mapping showing the probability of ignition along the electric lines and equipmentWLDFRAggregatedAggregated | WLDFR | HFTD - Distribution - Tier 3 - 1QU CoRE ¦ 3QU LoRE | Red Flag Warning - Large Fires | Aggregated | Aggregated | 2035 | 0.00010105 | 0 | 57.5921 | 0.0058199 | 2035 | Mitigation | 0.08575 | 30 | 0 | esc | 0.0012005 | 1.2131e-07 | 0.00060025 | 6.0657e-08 | 0.0015435 | 1.5598e-07
[79 empty] | WLDFR | HFTD - Distribution - Tier 3 - 1QU CoRE ¦ 3QU LoRE | Red Flag Warning - Large Fires | 2034 | 1.2131e-07 | 6.0657e-08 | 1.5598e-07 | 6.1205 | 0.77885 | 3.4265 | 1.9151 | 0 | 0 | 0 | 0.00010105 |  | 7.4251e-07 | 0 | 7.4251e-07 | 3.7125e-07 | 0 | 3.7125e-07 | 9.5465e-07 | 0 | 9.5465e-07 | [16 empty] | 7.3.1.3 Ignition probability mapping showing the probability of ignition along the electric lines and equipmentWLDFRAggregatedAggregated | WLDFR | HFTD - Distribution - Tier 3 - 1QU CoRE ¦ 3QU LoRE | Red Flag Warning - Large Fires | Aggregated | Aggregated | 2036 | 0.00010105 | 0 | 57.5921 | 0.0058199 | 2036 | Mitigation | 0.08575 | 30 | 0 | esc | 0.0012005 | 1.2131e-07 | 0.00060025 | 6.0657e-08 | 0.0015435 | 1.5598e-07
[79 empty] | WLDFR | HFTD - Distribution - Tier 3 - 1QU CoRE ¦ 3QU LoRE | Red Flag Warning - Large Fires | 2035 | 1.2131e-07 | 6.0657e-08 | 1.5598e-07 | 6.1205 | 0.77885 | 3.4265 | 1.9151 | 0 | 0 | 0 | 0.00010105 |  | 7.4251e-07 | 0 | 7.4251e-07 | 3.7125e-07 | 0 | 3.7125e-07 | 9.5465e-07 | 0 | 9.5465e-07 | [16 empty] | 7.3.1.3 Ignition probability mapping showing the probability of ignition along the electric lines and equipmentWLDFRAggregatedAggregated | WLDFR | HFTD - Distribution - Tier 3 - 1QU CoRE ¦ 3QU LoRE | Red Flag Warning - Large Fires | Aggregated | Aggregated | 2037 | 0.00010105 | 0 | 57.5921 | 0.0058199 | 2037 | Mitigation | 0.08575 | 30 | 0 | esc | 0.0012005 | 1.2131e-07 | 0.00060025 | 6.0657e-08 | 0.0015435 | 1.5598e-07
[79 empty] | WLDFR | HFTD - Distribution - Tier 3 - 1QU CoRE ¦ 3QU LoRE | Red Flag Warning - Large Fires | 2036 | 1.2131e-07 | 6.0657e-08 | 1.5598e-07 | 6.1205 | 0.77885 | 3.4265 | 1.9151 | 0 | 0 | 0 | 0.00010105 |  | 7.4251e-07 | 0 | 7.4251e-07 | 3.7125e-07 | 0 | 3.7125e-07 | 9.5465e-07 | 0 | 9.5465e-07 | [16 empty] | 7.3.1.3 Ignition probability mapping showing the probability of ignition along the electric lines and equipmentWLDFRAggregatedAggregated | WLDFR | HFTD - Distribution - Tier 3 - 1QU CoRE ¦ 3QU LoRE | Red Flag Warning - Large Fires | Aggregated | Aggregated | 2038 | 0.00010105 | 0 | 57.5921 | 0.0058199 | 2038 | Mitigation | 0.08575 | 30 | 0 | esc | 0.0012005 | 1.2131e-07 | 0.00060025 | 6.0657e-08 | 0.0015435 | 1.5598e-07
[79 empty] | WLDFR | HFTD - Distribution - Tier 3 - 1QU CoRE ¦ 3QU LoRE | Red Flag Warning - Large Fires | 2037 | 1.2131e-07 | 6.0657e-08 | 1.5598e-07 | 6.1205 | 0.77885 | 3.4265 | 1.9151 | 0 | 0 | 0 | 0.00010105 |  | 7.4251e-07 | 0 | 7.4251e-07 | 3.7125e-07 | 0 | 3.7125e-07 | 9.5465e-07 | 0 | 9.5465e-07 | [16 empty] | 7.3.1.3 Ignition probability mapping showing the probability of ignition along the electric lines and equipmentWLDFRAggregatedAggregated | WLDFR | HFTD - Distribution - Tier 3 - 1QU CoRE ¦ 3QU LoRE | Red Flag Warning - Large Fires | Aggregated | Aggregated | 2039 | 0.00010105 | 0 | 57.5921 | 0.0058199 | 2039 | Mitigation | 0.08575 | 30 | 0 | esc | 0.0012005 | 1.2131e-07 | 0.00060025 | 6.0657e-08 | 0.0015435 | 1.5598e-07
[79 empty] | WLDFR | HFTD - Distribution - Tier 3 - 1QU CoRE ¦ 3QU LoRE | Red Flag Warning - Large Fires | 2038 | 1.2131e-07 | 6.0657e-08 | 1.5598e-07 | 6.5028 | 0.81304 | 3.6355 | 2.0543 | 0 | 0 | 0 | 0.00010105 |  | 7.8889e-07 | 0 | 7.8889e-07 | 3.9444e-07 | 0 | 3.9444e-07 | 1.0143e-06 | 0 | 1.0143e-06 | [16 empty] | 7.3.1.3 Ignition probability mapping showing the probability of ignition along the electric lines and equipmentWLDFRAggregatedAggregated | WLDFR | HFTD - Distribution - Tier 3 - 1QU CoRE ¦ 3QU LoRE | Red Flag Warning - Large Fires | Aggregated | Aggregated | 2040 | 0.00010105 | 0 | 57.5921 | 0.0058199 | 2040 | Mitigation | 0.08575 | 30 | 0 | esc | 0.0012005 | 1.2131e-07 | 0.00060025 | 6.0657e-08 | 0.0015435 | 1.5598e-07
[79 empty] | WLDFR | HFTD - Distribution - Tier 3 - 1QU CoRE ¦ 3QU LoRE | Red Flag Warning - Large Fires | 2039 | 1.2131e-07 | 6.0657e-08 | 1.5598e-07 | 6.5028 | 0.81304 | 3.6355 | 2.0543 | 0 | 0 | 0 | 0.00010105 |  | 7.8889e-07 | 0 | 7.8889e-07 | 3.9444e-07 | 0 | 3.9444e-07 | 1.0143e-06 | 0 | 1.0143e-06 | [16 empty] | 7.3.1.3 Ignition probability mapping showing the probability of ignition along the electric lines and equipmentWLDFRAggregatedAggregated | WLDFR | HFTD - Distribution - Tier 3 - 1QU CoRE ¦ 3QU LoRE | Red Flag Warning - Large Fires | Aggregated | Aggregated | 2041 | 0.00010105 | 0 | 57.5921 | 0.0058199 | 2041 | Mitigation | 0.08575 | 30 | 0 | esc | 0.0012005 | 1.2131e-07 | 0.00060025 | 6.0657e-08 | 0.0015435 | 1.5598e-07
[79 empty] | WLDFR | HFTD - Distribution - Tier 3 - 1QU CoRE ¦ 3QU LoRE | Red Flag Warning - Large Fires | 2040 | 1.2131e-07 | 6.0657e-08 | 1.5598e-07 | 6.5028 | 0.81304 | 3.6355 | 2.0543 | 0 | 0 | 0 | 0.00010105 |  | 7.8889e-07 | 0 | 7.8889e-07 | 3.9444e-07 | 0 | 3.9444e-07 | 1.0143e-06 | 0 | 1.0143e-06 | [16 empty] | 7.3.1.3 Ignition probability mapping showing the probability of ignition along the electric lines and equipmentWLDFRAggregatedAggregated | WLDFR | HFTD - Distribution - Tier 3 - 1QU CoRE ¦ 3QU LoRE | Red Flag Warning - Large Fires | Aggregated | Aggregated | 2042 | 0.00010105 | 0 | 57.5921 | 0.0058199 | 2042 | Mitigation | 0.08575 | 30 | 0 | esc | 0.0012005 | 1.2131e-07 | 0.00060025 | 6.0657e-08 | 0.0015435 | 1.5598e-07
[79 empty] | WLDFR | HFTD - Distribution - Tier 3 - 1QU CoRE ¦ 3QU LoRE | Red Flag Warning - Large Fires | 2041 | 1.2131e-07 | 6.0657e-08 | 1.5598e-07 | 6.5028 | 0.81304 | 3.6355 | 2.0543 | 0 | 0 | 0 | 0.00010105 |  | 7.8889e-07 | 0 | 7.8889e-07 | 3.9444e-07 | 0 | 3.9444e-07 | 1.0143e-06 | 0 | 1.0143e-06 | [16 empty] | 7.3.1.3 Ignition probability mapping showing the probability of ignition along the electric lines and equipmentWLDFRAggregatedAggregated | WLDFR | HFTD - Distribution - Tier 3 - 1QU CoRE ¦ 3QU LoRE | Red Flag Warning - Large Fires | Aggregated | Aggregated | 2043 | 0.00010105 | 0 | 57.5921 | 0.0058199 | 2043 | Mitigation | 0.08575 | 30 | 0 | esc | 0.0012005 | 1.2131e-07 | 0.00060025 | 6.0657e-08 | 0.0015435 | 1.5598e-07
[79 empty] | WLDFR | HFTD - Distribution - Tier 3 - 1QU CoRE ¦ 3QU LoRE | Red Flag Warning - Large Fires | 2042 | 1.2131e-07 | 6.0657e-08 | 1.5598e-07 | 6.5028 | 0.81304 | 3.6355 | 2.0543 | 0 | 0 | 0 | 0.00010105 |  | 7.8889e-07 | 0 | 7.8889e-07 | 3.9444e-07 | 0 | 3.9444e-07 | 1.0143e-06 | 0 | 1.0143e-06 | [16 empty] | 7.3.1.3 Ignition probability mapping showing the probability of ignition along the electric lines and equipmentWLDFRAggregatedAggregated | WLDFR | HFTD - Distribution - Tier 3 - 1QU CoRE ¦ 3QU LoRE | Red Flag Warning - Large Fires | Aggregated | Aggregated | 2044 | 0.00010105 | 0 | 57.5921 | 0.0058199 | 2044 | Mitigation | 0.08575 | 30 | 0 | esc | 0.0012005 | 1.2131e-07 | 0.00060025 | 6.0657e-08 | 0.0015435 | 1.5598e-07
[79 empty] | WLDFR | HFTD - Distribution - Tier 3 - 1QU CoRE ¦ 3QU LoRE | Red Flag Warning - Large Fires | 2043 | 1.2131e-07 | 6.0657e-08 | 1.5598e-07 | 6.9209 | 0.84944 | 3.8632 | 2.2083 | 0 | 0 | 0 | 0.00010105 |  | 8.3961e-07 | 0 | 8.3961e-07 | 4.1981e-07 | 0 | 4.1981e-07 | 1.0795e-06 | 0 | 1.0795e-06 | [16 empty] | 7.3.1.3 Ignition probability mapping showing the probability of ignition along the electric lines and equipmentWLDFRAggregatedAggregated | WLDFR | HFTD - Distribution - Tier 3 - 1QU CoRE ¦ 3QU LoRE | Red Flag Warning - Large Fires | Aggregated | Aggregated | 2045 | 0.00010105 | 0 | 57.5921 | 0.0058199 | 2045 | Mitigation | 0.08575 | 30 | 0 | esc | 0.0012005 | 1.2131e-07 | 0.00060025 | 6.0657e-08 | 0.0015435 | 1.5598e-07
[79 empty] | WLDFR | HFTD - Distribution - Tier 3 - 1QU CoRE ¦ 3QU LoRE | Red Flag Warning - Large Fires | 2044 | 1.2131e-07 | 6.0657e-08 | 1.5598e-07 | 6.9209 | 0.84944 | 3.8632 | 2.2083 | 0 | 0 | 0 | 0.00010105 |  | 8.3961e-07 | 0 | 8.3961e-07 | 4.1981e-07 | 0 | 4.1981e-07 | 1.0795e-06 | 0 | 1.0795e-06 | [16 empty] | 7.3.1.3 Ignition probability mapping showing the probability of ignition along the electric lines and equipmentWLDFRAggregatedAggregated | WLDFR | HFTD - Distribution - Tier 3 - 1QU CoRE ¦ 3QU LoRE | Red Flag Warning - Large Fires | Aggregated | Aggregated | 2046 | 0.00010105 | 0 | 57.5921 | 0.0058199 | 2046 | Mitigation | 0.08575 | 30 | 0 | esc | 0.0012005 | 1.2131e-07 | 0.00060025 | 6.0657e-08 | 0.0015435 | 1.5598e-07
[79 empty] | WLDFR | HFTD - Distribution - Tier 3 - 1QU CoRE ¦ 3QU LoRE | Red Flag Warning - Large Fires | 2045 | 1.2131e-07 | 6.0657e-08 | 1.5598e-07 | 6.9209 | 0.84944 | 3.8632 | 2.2083 | 0 | 0 | 0 | 0.00010105 |  | 8.3961e-07 | 0 | 8.3961e-07 | 4.1981e-07 | 0 | 4.1981e-07 | 1.0795e-06 | 0 | 1.0795e-06 | [16 empty] | 7.3.1.3 Ignition probability mapping showing the probability of ignition along the electric lines and equipmentWLDFRAggregatedAggregated | WLDFR | HFTD - Distribution - Tier 3 - 1QU CoRE ¦ 3QU LoRE | Red Flag Warning - Large Fires | Aggregated | Aggregated | 2047 | 0.00010105 | 0 | 57.5921 | 0.0058199 | 2047 | Mitigation | 0.08575 | 30 | 0 | esc | 0.0012005 | 1.2131e-07 | 0.00060025 | 6.0657e-08 | 0.0015435 | 1.5598e-07
[79 empty] | WLDFR | HFTD - Distribution - Tier 3 - 1QU CoRE ¦ 3QU LoRE | Red Flag Warning - Large Fires | 2046 | 1.2131e-07 | 6.0657e-08 | 1.5598e-07 | 6.9209 | 0.84944 | 3.8632 | 2.2083 | 0 | 0 | 0 | 0.00010105 |  | 8.3961e-07 | 0 | 8.3961e-07 | 4.1981e-07 | 0 | 4.1981e-07 | 1.0795e-06 | 0 | 1.0795e-06 | [16 empty] | 7.3.1.3 Ignition probability mapping showing the probability of ignition along the electric lines and equipmentWLDFRAggregatedAggregated | WLDFR | HFTD - Distribution - Tier 3 - 1QU CoRE ¦ 3QU LoRE | Red Flag Warning - Large Fires | Aggregated | Aggregated | 2048 | 0.00010105 | 0 | 57.5921 | 0.0058199 | 2048 | Mitigation | 0.08575 | 30 | 0 | esc | 0.0012005 | 1.2131e-07 | 0.00060025 | 6.0657e-08 | 0.0015435 | 1.5598e-07
[79 empty] | WLDFR | HFTD - Distribution - Tier 3 - 1QU CoRE ¦ 3QU LoRE | Red Flag Warning - Large Fires | 2047 | 1.2131e-07 | 6.0657e-08 | 1.5598e-07 | 6.9209 | 0.84944 | 3.8632 | 2.2083 | 0 | 0 | 0 | 0.00010105 |  | 8.3961e-07 | 0 | 8.3961e-07 | 4.1981e-07 | 0 | 4.1981e-07 | 1.0795e-06 | 0 | 1.0795e-06 | [16 empty] | 7.3.1.3 Ignition probability mapping showing the probability of ignition along the electric lines and equipmentWLDFRAggregatedAggregated | WLDFR | HFTD - Distribution - Tier 3 - 1QU CoRE ¦ 3QU LoRE | Red Flag Warning - Large Fires | Aggregated | Aggregated | 2049 | 0.00010105 | 0 | 57.5921 | 0.0058199 | 2049 | Mitigation | 0.08575 | 30 | 0 | esc | 0.0012005 | 1.2131e-07 | 0.00060025 | 6.0657e-08 | 0.0015435 | 1.5598e-07
[79 empty] | WLDFR | HFTD - Distribution - Tier 3 - 1QU CoRE ¦ 3QU LoRE | Red Flag Warning - Large Fires | 2048 | 1.2131e-07 | 6.0657e-08 | 1.5598e-07 | 7.3713 | 0.88759 | 4.1075 | 2.3763 | 0 | 0 | 0 | 0.00010105 |  | 8.9425e-07 | 0 | 8.9425e-07 | 4.4713e-07 | 0 | 4.4713e-07 | 1.1498e-06 | 0 | 1.1498e-06 | [16 empty] | 7.3.1.3 Ignition probability mapping showing the probability of ignition along the electric lines and equipmentWLDFRAggregatedAggregated | WLDFR | HFTD - Distribution - Tier 3 - 1QU CoRE ¦ 3QU LoRE | Red Flag Warning - Large Fires | Aggregated | Aggregated | 2050 | 0.00010105 | 0 | 57.5921 | 0.0058199 | 2050 | Mitigation | 0.08575 | 30 | 0 | esc | 0 | 0 | 0.00060025 | 6.0657e-08 | 0.0015435 | 1.5598e-07
[79 empty] | WLDFR | HFTD - Distribution - Tier 3 - 1QU CoRE ¦ 3QU LoRE | Red Flag Warning - Large Fires | 2049 | 1.2131e-07 | 6.0657e-08 | 1.5598e-07 | 7.3713 | 0.88759 | 4.1075 | 2.3763 | 0 | 0 | 0 | 0.00010105 |  | 8.9425e-07 | 0 | 8.9425e-07 | 4.4713e-07 | 0 | 4.4713e-07 | 1.1498e-06 | 0 | 1.1498e-06 | [16 empty] | 7.3.1.3 Ignition probability mapping showing the probability of ignition along the electric lines and equipmentWLDFRAggregatedAggregated | WLDFR | HFTD - Distribution - Tier 3 - 1QU CoRE ¦ 3QU LoRE | Red Flag Warning - Large Fires | Aggregated | Aggregated | 2051 | 0.00010105 | 0 | 57.5921 | 0.0058199 | 2051 | Mitigation | 0.08575 | 30 | 0 | esc | 0 | 0 | 0 | 0 | 0.0015435 | 1.5598e-07
[79 empty] | WLDFR | HFTD - Distribution - Tier 3 - 1QU CoRE ¦ 3QU LoRE | Red Flag Warning - Large Fires | 2050 | 0 | 6.0657e-08 | 1.5598e-07 | 7.3713 | 0.88759 | 4.1075 | 2.3763 | 0 | 0 | 0 | 0.00010105 |  | 0 | 0 | 0 | 4.4713e-07 | 0 | 4.4713e-07 | 1.1498e-06 | 0 | 1.1498e-06 | [16 empty] | 7.3.1.3 Ignition probability mapping showing the probability of ignition along the electric lines and equipmentWLDFRAggregatedAggregated | WLDFR | HFTD - Distribution - Tier 3 - 1QU CoRE ¦ 3QU LoRE | Red Flag Warning - Small Fires | Aggregated | Aggregated | 2021 | 0.00066884 | 0 | 57.5921 | 0.03852 | 2021 | Mitigation | 0.08575 | 30 | 0 | esc | 0.0012005 | 8.0294e-07 | 0.00060025 | 4.0147e-07 | 0 | 0
[79 empty] | WLDFR | HFTD - Distribution - Tier 3 - 1QU CoRE ¦ 3QU LoRE | Red Flag Warning - Large Fires | 2051 | 0 | 0 | 1.5598e-07 | 7.3713 | 0.88759 | 4.1075 | 2.3763 | 0 | 0 | 0 | 0.00010105 |  | 0 | 0 | 0 | 0 | 0 | 0 | 1.1498e-06 | 0 | 1.1498e-06 | [16 empty] | 7.3.1.3 Ignition probability mapping showing the probability of ignition along the electric lines and equipmentWLDFRAggregatedAggregated | WLDFR | HFTD - Distribution - Tier 3 - 1QU CoRE ¦ 3QU LoRE | Red Flag Warning - Small Fires | Aggregated | Aggregated | 2022 | 0.00066884 | 0 | 57.5921 | 0.03852 | 2022 | Mitigation | 0.08575 | 30 | 0 | esc | 0.0012005 | 8.0294e-07 | 0.00060025 | 4.0147e-07 | 0.0015435 | 1.0324e-06
[79 empty] | WLDFR | HFTD - Distribution - Tier 3 - 1QU CoRE ¦ 3QU LoRE | Red Flag Warning - Small Fires | 2020 | 8.0294e-07 | 0 | 0 | 0.077901 | 0.036425 | 0.0015809 | 0.039895 | 0 | 0 | 0 | 0.00066884 |  | 6.255e-08 | 0 | 6.255e-08 | 0 | 0 | 0 | 0 | 0 | 0 | [16 empty] | 7.3.1.3 Ignition probability mapping showing the probability of ignition along the electric lines and equipmentWLDFRAggregatedAggregated | WLDFR | HFTD - Distribution - Tier 3 - 1QU CoRE ¦ 3QU LoRE | Red Flag Warning - Small Fires | Aggregated | Aggregated | 2023 | 0.00066884 | 0 | 57.5921 | 0.03852 | 2023 | Mitigation | 0.08575 | 30 | 0 | esc | 0.0012005 | 8.0294e-07 | 0.00060025 | 4.0147e-07 | 0.0015435 | 1.0324e-06
[79 empty] | WLDFR | HFTD - Distribution - Tier 3 - 1QU CoRE ¦ 3QU LoRE | Red Flag Warning - Small Fires | 2021 | 8.0294e-07 | 4.0147e-07 | 0 | 0.077901 | 0.036425 | 0.0015809 | 0.039895 | 0 | 0 | 0 | 0.00066884 |  | 6.255e-08 | 0 | 6.255e-08 | 3.1275e-08 | 0 | 3.1275e-08 | 0 | 0 | 0 | [16 empty] | 7.3.1.3 Ignition probability mapping showing the probability of ignition along the electric lines and equipmentWLDFRAggregatedAggregated | WLDFR | HFTD - Distribution - Tier 3 - 1QU CoRE ¦ 3QU LoRE | Red Flag Warning - Small Fires | Aggregated | Aggregated | 2024 | 0.00066884 | 0 | 57.5921 | 0.03852 | 2024 | Mitigation | 0.08575 | 30 | 0 | esc | 0.0012005 | 8.0294e-07 | 0.00060025 | 4.0147e-07 | 0.0015435 | 1.0324e-06
[79 empty] | WLDFR | HFTD - Distribution - Tier 3 - 1QU CoRE ¦ 3QU LoRE | Red Flag Warning - Small Fires | 2022 | 8.0294e-07 | 4.0147e-07 | 1.0324e-06 | 0.077901 | 0.036425 | 0.0015809 | 0.039895 | 0 | 0 | 0 | 0.00066884 |  | 6.255e-08 | 0 | 6.255e-08 | 3.1275e-08 | 0 | 3.1275e-08 | 8.0421e-08 | 0 | 8.0421e-08 | [16 empty] | 7.3.1.3 Ignition probability mapping showing the probability of ignition along the electric lines and equipmentWLDFRAggregatedAggregated | WLDFR | HFTD - Distribution - Tier 3 - 1QU CoRE ¦ 3QU LoRE | Red Flag Warning - Small Fires | Aggregated | Aggregated | 2025 | 0.00066884 | 0 | 57.5921 | 0.03852 | 2025 | Mitigation | 0.08575 | 30 | 0 | esc | 0.0012005 | 8.0294e-07 | 0.00060025 | 4.0147e-07 | 0.0015435 | 1.0324e-06
[79 empty] | WLDFR | HFTD - Distribution - Tier 3 - 1QU CoRE ¦ 3QU LoRE | Red Flag Warning - Small Fires | 2023 | 8.0294e-07 | 4.0147e-07 | 1.0324e-06 | 0.080408 | 0.03759 | 0.0016314 | 0.041187 | 0 | 0 | 0 | 0.00066884 |  | 6.4563e-08 | 0 | 6.4563e-08 | 3.2282e-08 | 0 | 3.2282e-08 | 8.301e-08 | 0 | 8.301e-08 | [16 empty] | 7.3.1.3 Ignition probability mapping showing the probability of ignition along the electric lines and equipmentWLDFRAggregatedAggregated | WLDFR | HFTD - Distribution - Tier 3 - 1QU CoRE ¦ 3QU LoRE | Red Flag Warning - Small Fires | Aggregated | Aggregated | 2026 | 0.00066884 | 0 | 57.5921 | 0.03852 | 2026 | Mitigation | 0.08575 | 30 | 0 | esc | 0.0012005 | 8.0294e-07 | 0.00060025 | 4.0147e-07 | 0.0015435 | 1.0324e-06
[79 empty] | WLDFR | HFTD - Distribution - Tier 3 - 1QU CoRE ¦ 3QU LoRE | Red Flag Warning - Small Fires | 2024 | 8.0294e-07 | 4.0147e-07 | 1.0324e-06 | 0.080408 | 0.03759 | 0.0016314 | 0.041187 | 0 | 0 | 0 | 0.00066884 |  | 6.4563e-08 | 0 | 6.4563e-08 | 3.2282e-08 | 0 | 3.2282e-08 | 8.301e-08 | 0 | 8.301e-08 | [16 empty] | 7.3.1.3 Ignition probability mapping showing the probability of ignition along the electric lines and equipmentWLDFRAggregatedAggregated | WLDFR | HFTD - Distribution - Tier 3 - 1QU CoRE ¦ 3QU LoRE | Red Flag Warning - Small Fires | Aggregated | Aggregated | 2027 | 0.00066884 | 0 | 57.5921 | 0.03852 | 2027 | Mitigation | 0.08575 | 30 | 0 | esc | 0.0012005 | 8.0294e-07 | 0.00060025 | 4.0147e-07 | 0.0015435 | 1.0324e-06
[79 empty] | WLDFR | HFTD - Distribution - Tier 3 - 1QU CoRE ¦ 3QU LoRE | Red Flag Warning - Small Fires | 2025 | 8.0294e-07 | 4.0147e-07 | 1.0324e-06 | 0.080408 | 0.03759 | 0.0016314 | 0.041187 | 0 | 0 | 0 | 0.00066884 |  | 6.4563e-08 | 0 | 6.4563e-08 | 3.2282e-08 | 0 | 3.2282e-08 | 8.301e-08 | 0 | 8.301e-08 | [16 empty] | 7.3.1.3 Ignition probability mapping showing the probability of ignition along the electric lines and equipmentWLDFRAggregatedAggregated | WLDFR | HFTD - Distribution - Tier 3 - 1QU CoRE ¦ 3QU LoRE | Red Flag Warning - Small Fires | Aggregated | Aggregated | 2028 | 0.00066884 | 0 | 57.5921 | 0.03852 | 2028 | Mitigation | 0.08575 | 30 | 0 | esc | 0.0012005 | 8.0294e-07 | 0.00060025 | 4.0147e-07 | 0.0015435 | 1.0324e-06
[79 empty] | WLDFR | HFTD - Distribution - Tier 3 - 1QU CoRE ¦ 3QU LoRE | Red Flag Warning - Small Fires | 2026 | 8.0294e-07 | 4.0147e-07 | 1.0324e-06 | 0.080408 | 0.03759 | 0.0016314 | 0.041187 | 0 | 0 | 0 | 0.00066884 |  | 6.4563e-08 | 0 | 6.4563e-08 | 3.2282e-08 | 0 | 3.2282e-08 | 8.301e-08 | 0 | 8.301e-08 | [16 empty] | 7.3.1.3 Ignition probability mapping showing the probability of ignition along the electric lines and equipmentWLDFRAggregatedAggregated | WLDFR | HFTD - Distribution - Tier 3 - 1QU CoRE ¦ 3QU LoRE | Red Flag Warning - Small Fires | Aggregated | Aggregated | 2029 | 0.00066884 | 0 | 57.5921 | 0.03852 | 2029 | Mitigation | 0.08575 | 30 | 0 | esc | 0.0012005 | 8.0294e-07 | 0.00060025 | 4.0147e-07 | 0.0015435 | 1.0324e-06
[79 empty] | WLDFR | HFTD - Distribution - Tier 3 - 1QU CoRE ¦ 3QU LoRE | Red Flag Warning - Small Fires | 2027 | 8.0294e-07 | 4.0147e-07 | 1.0324e-06 | 0.080408 | 0.03759 | 0.0016314 | 0.041187 | 0 | 0 | 0 | 0.00066884 |  | 6.4563e-08 | 0 | 6.4563e-08 | 3.2282e-08 | 0 | 3.2282e-08 | 8.301e-08 | 0 | 8.301e-08 | [16 empty] | 7.3.1.3 Ignition probability mapping showing the probability of ignition along the electric lines and equipmentWLDFRAggregatedAggregated | WLDFR | HFTD - Distribution - Tier 3 - 1QU CoRE ¦ 3QU LoRE | Red Flag Warning - Small Fires | Aggregated | Aggregated | 2030 | 0.00066884 | 0 | 57.5921 | 0.03852 | 2030 | Mitigation | 0.08575 | 30 | 0 | esc | 0.0012005 | 8.0294e-07 | 0.00060025 | 4.0147e-07 | 0.0015435 | 1.0324e-06
[79 empty] | WLDFR | HFTD - Distribution - Tier 3 - 1QU CoRE ¦ 3QU LoRE | Red Flag Warning - Small Fires | 2028 | 8.0294e-07 | 4.0147e-07 | 1.0324e-06 | 0.083606 | 0.039055 | 0.001695 | 0.042856 | 0 | 0 | 0 | 0.00066884 |  | 6.7131e-08 | 0 | 6.7131e-08 | 3.3566e-08 | 0 | 3.3566e-08 | 8.6312e-08 | 0 | 8.6312e-08 | [16 empty] | 7.3.1.3 Ignition probability mapping showing the probability of ignition along the electric lines and equipmentWLDFRAggregatedAggregated | WLDFR | HFTD - Distribution - Tier 3 - 1QU CoRE ¦ 3QU LoRE | Red Flag Warning - Small Fires | Aggregated | Aggregated | 2031 | 0.00066884 | 0 | 57.5921 | 0.03852 | 2031 | Mitigation | 0.08575 | 30 | 0 | esc | 0.0012005 | 8.0294e-07 | 0.00060025 | 4.0147e-07 | 0.0015435 | 1.0324e-06
[79 empty] | WLDFR | HFTD - Distribution - Tier 3 - 1QU CoRE ¦ 3QU LoRE | Red Flag Warning - Small Fires | 2029 | 8.0294e-07 | 4.0147e-07 | 1.0324e-06 | 0.083606 | 0.039055 | 0.001695 | 0.042856 | 0 | 0 | 0 | 0.00066884 |  | 6.7131e-08 | 0 | 6.7131e-08 | 3.3566e-08 | 0 | 3.3566e-08 | 8.6312e-08 | 0 | 8.6312e-08 | [16 empty] | 7.3.1.3 Ignition probability mapping showing the probability of ignition along the electric lines and equipmentWLDFRAggregatedAggregated | WLDFR | HFTD - Distribution - Tier 3 - 1QU CoRE ¦ 3QU LoRE | Red Flag Warning - Small Fires | Aggregated | Aggregated | 2032 | 0.00066884 | 0 | 57.5921 | 0.03852 | 2032 | Mitigation | 0.08575 | 30 | 0 | esc | 0.0012005 | 8.0294e-07 | 0.00060025 | 4.0147e-07 | 0.0015435 | 1.0324e-06
[79 empty] | WLDFR | HFTD - Distribution - Tier 3 - 1QU CoRE ¦ 3QU LoRE | Red Flag Warning - Small Fires | 2030 | 8.0294e-07 | 4.0147e-07 | 1.0324e-06 | 0.083606 | 0.039055 | 0.001695 | 0.042856 | 0 | 0 | 0 | 0.00066884 |  | 6.7131e-08 | 0 | 6.7131e-08 | 3.3566e-08 | 0 | 3.3566e-08 | 8.6312e-08 | 0 | 8.6312e-08 | [16 empty] | 7.3.1.3 Ignition probability mapping showing the probability of ignition along the electric lines and equipmentWLDFRAggregatedAggregated | WLDFR | HFTD - Distribution - Tier 3 - 1QU CoRE ¦ 3QU LoRE | Red Flag Warning - Small Fires | Aggregated | Aggregated | 2033 | 0.00066884 | 0 | 57.5921 | 0.03852 | 2033 | Mitigation | 0.08575 | 30 | 0 | esc | 0.0012005 | 8.0294e-07 | 0.00060025 | 4.0147e-07 | 0.0015435 | 1.0324e-06
[79 empty] | WLDFR | HFTD - Distribution - Tier 3 - 1QU CoRE ¦ 3QU LoRE | Red Flag Warning - Small Fires | 2031 | 8.0294e-07 | 4.0147e-07 | 1.0324e-06 | 0.083606 | 0.039055 | 0.001695 | 0.042856 | 0 | 0 | 0 | 0.00066884 |  | 6.7131e-08 | 0 | 6.7131e-08 | 3.3566e-08 | 0 | 3.3566e-08 | 8.6312e-08 | 0 | 8.6312e-08 | [16 empty] | 7.3.1.3 Ignition probability mapping showing the probability of ignition along the electric lines and equipmentWLDFRAggregatedAggregated | WLDFR | HFTD - Distribution - Tier 3 - 1QU CoRE ¦ 3QU LoRE | Red Flag Warning - Small Fires | Aggregated | Aggregated | 2034 | 0.00066884 | 0 | 57.5921 | 0.03852 | 2034 | Mitigation | 0.08575 | 30 | 0 | esc | 0.0012005 | 8.0294e-07 | 0.00060025 | 4.0147e-07 | 0.0015435 | 1.0324e-06
[79 empty] | WLDFR | HFTD - Distribution - Tier 3 - 1QU CoRE ¦ 3QU LoRE | Red Flag Warning - Small Fires | 2032 | 8.0294e-07 | 4.0147e-07 | 1.0324e-06 | 0.083606 | 0.039055 | 0.001695 | 0.042856 | 0 | 0 | 0 | 0.00066884 |  | 6.7131e-08 | 0 | 6.7131e-08 | 3.3566e-08 | 0 | 3.3566e-08 | 8.6312e-08 | 0 | 8.6312e-08 | [16 empty] | 7.3.1.3 Ignition probability mapping showing the probability of ignition along the electric lines and equipmentWLDFRAggregatedAggregated | WLDFR | HFTD - Distribution - Tier 3 - 1QU CoRE ¦ 3QU LoRE | Red Flag Warning - Small Fires | Aggregated | Aggregated | 2035 | 0.00066884 | 0 | 57.5921 | 0.03852 | 2035 | Mitigation | 0.08575 | 30 | 0 | esc | 0.0012005 | 8.0294e-07 | 0.00060025 | 4.0147e-07 | 0.0015435 | 1.0324e-06
[79 empty] | WLDFR | HFTD - Distribution - Tier 3 - 1QU CoRE ¦ 3QU LoRE | Red Flag Warning - Small Fires | 2033 | 8.0294e-07 | 4.0147e-07 | 1.0324e-06 | 0.087211 | 0.040679 | 0.0017655 | 0.044766 | 0 | 0 | 0 | 0.00066884 |  | 7.0026e-08 | 0 | 7.0026e-08 | 3.5013e-08 | 0 | 3.5013e-08 | 9.0033e-08 | 0 | 9.0033e-08 | [16 empty] | 7.3.1.3 Ignition probability mapping showing the probability of ignition along the electric lines and equipmentWLDFRAggregatedAggregated | WLDFR | HFTD - Distribution - Tier 3 - 1QU CoRE ¦ 3QU LoRE | Red Flag Warning - Small Fires | Aggregated | Aggregated | 2036 | 0.00066884 | 0 | 57.5921 | 0.03852 | 2036 | Mitigation | 0.08575 | 30 | 0 | esc | 0.0012005 | 8.0294e-07 | 0.00060025 | 4.0147e-07 | 0.0015435 | 1.0324e-06
[79 empty] | WLDFR | HFTD - Distribution - Tier 3 - 1QU CoRE ¦ 3QU LoRE | Red Flag Warning - Small Fires | 2034 | 8.0294e-07 | 4.0147e-07 | 1.0324e-06 | 0.087211 | 0.040679 | 0.0017655 | 0.044766 | 0 | 0 | 0 | 0.00066884 |  | 7.0026e-08 | 0 | 7.0026e-08 | 3.5013e-08 | 0 | 3.5013e-08 | 9.0033e-08 | 0 | 9.0033e-08 | [16 empty] | 7.3.1.3 Ignition probability mapping showing the probability of ignition along the electric lines and equipmentWLDFRAggregatedAggregated | WLDFR | HFTD - Distribution - Tier 3 - 1QU CoRE ¦ 3QU LoRE | Red Flag Warning - Small Fires | Aggregated | Aggregated | 2037 | 0.00066884 | 0 | 57.5921 | 0.03852 | 2037 | Mitigation | 0.08575 | 30 | 0 | esc | 0.0012005 | 8.0294e-07 | 0.00060025 | 4.0147e-07 | 0.0015435 | 1.0324e-06
[79 empty] | WLDFR | HFTD - Distribution - Tier 3 - 1QU CoRE ¦ 3QU LoRE | Red Flag Warning - Small Fires | 2035 | 8.0294e-07 | 4.0147e-07 | 1.0324e-06 | 0.087211 | 0.040679 | 0.0017655 | 0.044766 | 0 | 0 | 0 | 0.00066884 |  | 7.0026e-08 | 0 | 7.0026e-08 | 3.5013e-08 | 0 | 3.5013e-08 | 9.0033e-08 | 0 | 9.0033e-08 | [16 empty] | 7.3.1.3 Ignition probability mapping showing the probability of ignition along the electric lines and equipmentWLDFRAggregatedAggregated | WLDFR | HFTD - Distribution - Tier 3 - 1QU CoRE ¦ 3QU LoRE | Red Flag Warning - Small Fires | Aggregated | Aggregated | 2038 | 0.00066884 | 0 | 57.5921 | 0.03852 | 2038 | Mitigation | 0.08575 | 30 | 0 | esc | 0.0012005 | 8.0294e-07 | 0.00060025 | 4.0147e-07 | 0.0015435 | 1.0324e-06
[79 empty] | WLDFR | HFTD - Distribution - Tier 3 - 1QU CoRE ¦ 3QU LoRE | Red Flag Warning - Small Fires | 2036 | 8.0294e-07 | 4.0147e-07 | 1.0324e-06 | 0.087211 | 0.040679 | 0.0017655 | 0.044766 | 0 | 0 | 0 | 0.00066884 |  | 7.0026e-08 | 0 | 7.0026e-08 | 3.5013e-08 | 0 | 3.5013e-08 | 9.0033e-08 | 0 | 9.0033e-08 | [16 empty] | 7.3.1.3 Ignition probability mapping showing the probability of ignition along the electric lines and equipmentWLDFRAggregatedAggregated | WLDFR | HFTD - Distribution - Tier 3 - 1QU CoRE ¦ 3QU LoRE | Red Flag Warning - Small Fires | Aggregated | Aggregated | 2039 | 0.00066884 | 0 | 57.5921 | 0.03852 | 2039 | Mitigation | 0.08575 | 30 | 0 | esc | 0.0012005 | 8.0294e-07 | 0.00060025 | 4.0147e-07 | 0.0015435 | 1.0324e-06
[79 empty] | WLDFR | HFTD - Distribution - Tier 3 - 1QU CoRE ¦ 3QU LoRE | Red Flag Warning - Small Fires | 2037 | 8.0294e-07 | 4.0147e-07 | 1.0324e-06 | 0.087211 | 0.040679 | 0.0017655 | 0.044766 | 0 | 0 | 0 | 0.00066884 |  | 7.0026e-08 | 0 | 7.0026e-08 | 3.5013e-08 | 0 | 3.5013e-08 | 9.0033e-08 | 0 | 9.0033e-08 | [16 empty] | 7.3.1.3 Ignition probability mapping showing the probability of ignition along the electric lines and equipmentWLDFRAggregatedAggregated | WLDFR | HFTD - Distribution - Tier 3 - 1QU CoRE ¦ 3QU LoRE | Red Flag Warning - Small Fires | Aggregated | Aggregated | 2040 | 0.00066884 | 0 | 57.5921 | 0.03852 | 2040 | Mitigation | 0.08575 | 30 | 0 | esc | 0.0012005 | 8.0294e-07 | 0.00060025 | 4.0147e-07 | 0.0015435 | 1.0324e-06
[79 empty] | WLDFR | HFTD - Distribution - Tier 3 - 1QU CoRE ¦ 3QU LoRE | Red Flag Warning - Small Fires | 2038 | 8.0294e-07 | 4.0147e-07 | 1.0324e-06 | 0.091184 | 0.042438 | 0.0018418 | 0.046905 | 0 | 0 | 0 | 0.00066884 |  | 7.3216e-08 | 0 | 7.3216e-08 | 3.6608e-08 | 0 | 3.6608e-08 | 9.4135e-08 | 0 | 9.4135e-08 | [16 empty] | 7.3.1.3 Ignition probability mapping showing the probability of ignition along the electric lines and equipmentWLDFRAggregatedAggregated | WLDFR | HFTD - Distribution - Tier 3 - 1QU CoRE ¦ 3QU LoRE | Red Flag Warning - Small Fires | Aggregated | Aggregated | 2041 | 0.00066884 | 0 | 57.5921 | 0.03852 | 2041 | Mitigation | 0.08575 | 30 | 0 | esc | 0.0012005 | 8.0294e-07 | 0.00060025 | 4.0147e-07 | 0.0015435 | 1.0324e-06
[79 empty] | WLDFR | HFTD - Distribution - Tier 3 - 1QU CoRE ¦ 3QU LoRE | Red Flag Warning - Small Fires | 2039 | 8.0294e-07 | 4.0147e-07 | 1.0324e-06 | 0.091184 | 0.042438 | 0.0018418 | 0.046905 | 0 | 0 | 0 | 0.00066884 |  | 7.3216e-08 | 0 | 7.3216e-08 | 3.6608e-08 | 0 | 3.6608e-08 | 9.4135e-08 | 0 | 9.4135e-08 | [16 empty] | 7.3.1.3 Ignition probability mapping showing the probability of ignition along the electric lines and equipmentWLDFRAggregatedAggregated | WLDFR | HFTD - Distribution - Tier 3 - 1QU CoRE ¦ 3QU LoRE | Red Flag Warning - Small Fires | Aggregated | Aggregated | 2042 | 0.00066884 | 0 | 57.5921 | 0.03852 | 2042 | Mitigation | 0.08575 | 30 | 0 | esc | 0.0012005 | 8.0294e-07 | 0.00060025 | 4.0147e-07 | 0.0015435 | 1.0324e-06
[79 empty] | WLDFR | HFTD - Distribution - Tier 3 - 1QU CoRE ¦ 3QU LoRE | Red Flag Warning - Small Fires | 2040 | 8.0294e-07 | 4.0147e-07 | 1.0324e-06 | 0.091184 | 0.042438 | 0.0018418 | 0.046905 | 0 | 0 | 0 | 0.00066884 |  | 7.3216e-08 | 0 | 7.3216e-08 | 3.6608e-08 | 0 | 3.6608e-08 | 9.4135e-08 | 0 | 9.4135e-08 | [16 empty] | 7.3.1.3 Ignition probability mapping showing the probability of ignition along the electric lines and equipmentWLDFRAggregatedAggregated | WLDFR | HFTD - Distribution - Tier 3 - 1QU CoRE ¦ 3QU LoRE | Red Flag Warning - Small Fires | Aggregated | Aggregated | 2043 | 0.00066884 | 0 | 57.5921 | 0.03852 | 2043 | Mitigation | 0.08575 | 30 | 0 | esc | 0.0012005 | 8.0294e-07 | 0.00060025 | 4.0147e-07 | 0.0015435 | 1.0324e-06
[79 empty] | WLDFR | HFTD - Distribution - Tier 3 - 1QU CoRE ¦ 3QU LoRE | Red Flag Warning - Small Fires | 2041 | 8.0294e-07 | 4.0147e-07 | 1.0324e-06 | 0.091184 | 0.042438 | 0.0018418 | 0.046905 | 0 | 0 | 0 | 0.00066884 |  | 7.3216e-08 | 0 | 7.3216e-08 | 3.6608e-08 | 0 | 3.6608e-08 | 9.4135e-08 | 0 | 9.4135e-08 | [16 empty] | 7.3.1.3 Ignition probability mapping showing the probability of ignition along the electric lines and equipmentWLDFRAggregatedAggregated | WLDFR | HFTD - Distribution - Tier 3 - 1QU CoRE ¦ 3QU LoRE | Red Flag Warning - Small Fires | Aggregated | Aggregated | 2044 | 0.00066884 | 0 | 57.5921 | 0.03852 | 2044 | Mitigation | 0.08575 | 30 | 0 | esc | 0.0012005 | 8.0294e-07 | 0.00060025 | 4.0147e-07 | 0.0015435 | 1.0324e-06
[79 empty] | WLDFR | HFTD - Distribution - Tier 3 - 1QU CoRE ¦ 3QU LoRE | Red Flag Warning - Small Fires | 2042 | 8.0294e-07 | 4.0147e-07 | 1.0324e-06 | 0.091184 | 0.042438 | 0.0018418 | 0.046905 | 0 | 0 | 0 | 0.00066884 |  | 7.3216e-08 | 0 | 7.3216e-08 | 3.6608e-08 | 0 | 3.6608e-08 | 9.4135e-08 | 0 | 9.4135e-08 | [16 empty] | 7.3.1.3 Ignition probability mapping showing the probability of ignition along the electric lines and equipmentWLDFRAggregatedAggregated | WLDFR | HFTD - Distribution - Tier 3 - 1QU CoRE ¦ 3QU LoRE | Red Flag Warning - Small Fires | Aggregated | Aggregated | 2045 | 0.00066884 | 0 | 57.5921 | 0.03852 | 2045 | Mitigation | 0.08575 | 30 | 0 | esc | 0.0012005 | 8.0294e-07 | 0.00060025 | 4.0147e-07 | 0.0015435 | 1.0324e-06
[79 empty] | WLDFR | HFTD - Distribution - Tier 3 - 1QU CoRE ¦ 3QU LoRE | Red Flag Warning - Small Fires | 2043 | 8.0294e-07 | 4.0147e-07 | 1.0324e-06 | 0.095486 | 0.044306 | 0.0019228 | 0.049257 | 0 | 0 | 0 | 0.00066884 |  | 7.667e-08 | 0 | 7.667e-08 | 3.8335e-08 | 0 | 3.8335e-08 | 9.8575e-08 | 0 | 9.8575e-08 | [16 empty] | 7.3.1.3 Ignition probability mapping showing the probability of ignition along the electric lines and equipmentWLDFRAggregatedAggregated | WLDFR | HFTD - Distribution - Tier 3 - 1QU CoRE ¦ 3QU LoRE | Red Flag Warning - Small Fires | Aggregated | Aggregated | 2046 | 0.00066884 | 0 | 57.5921 | 0.03852 | 2046 | Mitigation | 0.08575 | 30 | 0 | esc | 0.0012005 | 8.0294e-07 | 0.00060025 | 4.0147e-07 | 0.0015435 | 1.0324e-06
[79 empty] | WLDFR | HFTD - Distribution - Tier 3 - 1QU CoRE ¦ 3QU LoRE | Red Flag Warning - Small Fires | 2044 | 8.0294e-07 | 4.0147e-07 | 1.0324e-06 | 0.095486 | 0.044306 | 0.0019228 | 0.049257 | 0 | 0 | 0 | 0.00066884 |  | 7.667e-08 | 0 | 7.667e-08 | 3.8335e-08 | 0 | 3.8335e-08 | 9.8575e-08 | 0 | 9.8575e-08 | [16 empty] | 7.3.1.3 Ignition probability mapping showing the probability of ignition along the electric lines and equipmentWLDFRAggregatedAggregated | WLDFR | HFTD - Distribution - Tier 3 - 1QU CoRE ¦ 3QU LoRE | Red Flag Warning - Small Fires | Aggregated | Aggregated | 2047 | 0.00066884 | 0 | 57.5921 | 0.03852 | 2047 | Mitigation | 0.08575 | 30 | 0 | esc | 0.0012005 | 8.0294e-07 | 0.00060025 | 4.0147e-07 | 0.0015435 | 1.0324e-06
[79 empty] | WLDFR | HFTD - Distribution - Tier 3 - 1QU CoRE ¦ 3QU LoRE | Red Flag Warning - Small Fires | 2045 | 8.0294e-07 | 4.0147e-07 | 1.0324e-06 | 0.095486 | 0.044306 | 0.0019228 | 0.049257 | 0 | 0 | 0 | 0.00066884 |  | 7.667e-08 | 0 | 7.667e-08 | 3.8335e-08 | 0 | 3.8335e-08 | 9.8575e-08 | 0 | 9.8575e-08 | [16 empty] | 7.3.1.3 Ignition probability mapping showing the probability of ignition along the electric lines and equipmentWLDFRAggregatedAggregated | WLDFR | HFTD - Distribution - Tier 3 - 1QU CoRE ¦ 3QU LoRE | Red Flag Warning - Small Fires | Aggregated | Aggregated | 2048 | 0.00066884 | 0 | 57.5921 | 0.03852 | 2048 | Mitigation | 0.08575 | 30 | 0 | esc | 0.0012005 | 8.0294e-07 | 0.00060025 | 4.0147e-07 | 0.0015435 | 1.0324e-06
[79 empty] | WLDFR | HFTD - Distribution - Tier 3 - 1QU CoRE ¦ 3QU LoRE | Red Flag Warning - Small Fires | 2046 | 8.0294e-07 | 4.0147e-07 | 1.0324e-06 | 0.095486 | 0.044306 | 0.0019228 | 0.049257 | 0 | 0 | 0 | 0.00066884 |  | 7.667e-08 | 0 | 7.667e-08 | 3.8335e-08 | 0 | 3.8335e-08 | 9.8575e-08 | 0 | 9.8575e-08 | [16 empty] | 7.3.1.3 Ignition probability mapping showing the probability of ignition along the electric lines and equipmentWLDFRAggregatedAggregated | WLDFR | HFTD - Distribution - Tier 3 - 1QU CoRE ¦ 3QU LoRE | Red Flag Warning - Small Fires | Aggregated | Aggregated | 2049 | 0.00066884 | 0 | 57.5921 | 0.03852 | 2049 | Mitigation | 0.08575 | 30 | 0 | esc | 0.0012005 | 8.0294e-07 | 0.00060025 | 4.0147e-07 | 0.0015435 | 1.0324e-06
[79 empty] | WLDFR | HFTD - Distribution - Tier 3 - 1QU CoRE ¦ 3QU LoRE | Red Flag Warning - Small Fires | 2047 | 8.0294e-07 | 4.0147e-07 | 1.0324e-06 | 0.095486 | 0.044306 | 0.0019228 | 0.049257 | 0 | 0 | 0 | 0.00066884 |  | 7.667e-08 | 0 | 7.667e-08 | 3.8335e-08 | 0 | 3.8335e-08 | 9.8575e-08 | 0 | 9.8575e-08 | [16 empty] | 7.3.1.3 Ignition probability mapping showing the probability of ignition along the electric lines and equipmentWLDFRAggregatedAggregated | WLDFR | HFTD - Distribution - Tier 3 - 1QU CoRE ¦ 3QU LoRE | Red Flag Warning - Small Fires | Aggregated | Aggregated | 2050 | 0.00066884 | 0 | 57.5921 | 0.03852 | 2050 | Mitigation | 0.08575 | 30 | 0 | esc | 0 | 0 | 0.00060025 | 4.0147e-07 | 0.0015435 | 1.0324e-06
[79 empty] | WLDFR | HFTD - Distribution - Tier 3 - 1QU CoRE ¦ 3QU LoRE | Red Flag Warning - Small Fires | 2048 | 8.0294e-07 | 4.0147e-07 | 1.0324e-06 | 0.10007 | 0.04626 | 0.0020076 | 0.051804 | 0 | 0 | 0 | 0.00066884 |  | 8.0352e-08 | 0 | 8.0352e-08 | 4.0176e-08 | 0 | 4.0176e-08 | 1.0331e-07 | 0 | 1.0331e-07 | [16 empty] | 7.3.1.3 Ignition probability mapping showing the probability of ignition along the electric lines and equipmentWLDFRAggregatedAggregated | WLDFR | HFTD - Distribution - Tier 3 - 1QU CoRE ¦ 3QU LoRE | Red Flag Warning - Small Fires | Aggregated | Aggregated | 2051 | 0.00066884 | 0 | 57.5921 | 0.03852 | 2051 | Mitigation | 0.08575 | 30 | 0 | esc | 0 | 0 | 0 | 0 | 0.0015435 | 1.0324e-06
[79 empty] | WLDFR | HFTD - Distribution - Tier 3 - 1QU CoRE ¦ 3QU LoRE | Red Flag Warning - Small Fires | 2049 | 8.0294e-07 | 4.0147e-07 | 1.0324e-06 | 0.10007 | 0.04626 | 0.0020076 | 0.051804 | 0 | 0 | 0 | 0.00066884 |  | 8.0352e-08 | 0 | 8.0352e-08 | 4.0176e-08 | 0 | 4.0176e-08 | 1.0331e-07 | 0 | 1.0331e-07 | [16 empty] | 7.3.1.3 Ignition probability mapping showing the probability of ignition along the electric lines and equipmentWLDFRAggregatedAggregated | WLDFR | HFTD - Distribution - Tier 3 - 1QU CoRE ¦ 3QU LoRE | Seismic - Non-Red Flag Warning - Catastrophic Fires | Aggregated | Aggregated | 2021 | 2.0615e-10 | 0 | 57.5921 | 1.1873e-08 | 2021 | Mitigation | 0.08575 | 30 | 0 | esc | 0.0012005 | 2.4749e-13 | 0.00060025 | 1.2374e-13 | 0 | 0
[79 empty] | WLDFR | HFTD - Distribution - Tier 3 - 1QU CoRE ¦ 3QU LoRE | Red Flag Warning - Small Fires | 2050 | 0 | 4.0147e-07 | 1.0324e-06 | 0.10007 | 0.04626 | 0.0020076 | 0.051804 | 0 | 0 | 0 | 0.00066884 |  | 0 | 0 | 0 | 4.0176e-08 | 0 | 4.0176e-08 | 1.0331e-07 | 0 | 1.0331e-07 | [16 empty] | 7.3.1.3 Ignition probability mapping showing the probability of ignition along the electric lines and equipmentWLDFRAggregatedAggregated | WLDFR | HFTD - Distribution - Tier 3 - 1QU CoRE ¦ 3QU LoRE | Seismic - Non-Red Flag Warning - Catastrophic Fires | Aggregated | Aggregated | 2022 | 2.0615e-10 | 0 | 57.5921 | 1.1873e-08 | 2022 | Mitigation | 0.08575 | 30 | 0 | esc | 0.0012005 | 2.4749e-13 | 0.00060025 | 1.2374e-13 | 0.0015435 | 3.182e-13
[79 empty] | WLDFR | HFTD - Distribution - Tier 3 - 1QU CoRE ¦ 3QU LoRE | Red Flag Warning - Small Fires | 2051 | 0 | 0 | 1.0324e-06 | 0.10007 | 0.04626 | 0.0020076 | 0.051804 | 0 | 0 | 0 | 0.00066884 |  | 0 | 0 | 0 | 0 | 0 | 0 | 1.0331e-07 | 0 | 1.0331e-07 | [16 empty] | 7.3.1.3 Ignition probability mapping showing the probability of ignition along the electric lines and equipmentWLDFRAggregatedAggregated | WLDFR | HFTD - Distribution - Tier 3 - 1QU CoRE ¦ 3QU LoRE | Seismic - Non-Red Flag Warning - Catastrophic Fires | Aggregated | Aggregated | 2023 | 2.0615e-10 | 0 | 57.5921 | 1.1873e-08 | 2023 | Mitigation | 0.08575 | 30 | 0 | esc | 0.0012005 | 2.4749e-13 | 0.00060025 | 1.2374e-13 | 0.0015435 | 3.182e-13
[79 empty] | WLDFR | HFTD - Distribution - Tier 3 - 1QU CoRE ¦ 3QU LoRE | Seismic - Non-Red Flag Warning - Catastrophic Fires | 2020 | 2.4749e-13 | 0 | 0 | 21083.8428 | 409.2237 | 13469.0878 | 7205.5313 | 0 | 0 | 0 | 2.0615e-10 |  | 5.218e-09 | 0 | 5.218e-09 | 0 | 0 | 0 | 0 | 0 | 0 | [16 empty] | 7.3.1.3 Ignition probability mapping showing the probability of ignition along the electric lines and equipmentWLDFRAggregatedAggregated | WLDFR | HFTD - Distribution - Tier 3 - 1QU CoRE ¦ 3QU LoRE | Seismic - Non-Red Flag Warning - Catastrophic Fires | Aggregated | Aggregated | 2024 | 2.0615e-10 | 0 | 57.5921 | 1.1873e-08 | 2024 | Mitigation | 0.08575 | 30 | 0 | esc | 0.0012005 | 2.4749e-13 | 0.00060025 | 1.2374e-13 | 0.0015435 | 3.182e-13
[79 empty] | WLDFR | HFTD - Distribution - Tier 3 - 1QU CoRE ¦ 3QU LoRE | Seismic - Non-Red Flag Warning - Catastrophic Fires | 2021 | 2.4749e-13 | 1.2374e-13 | 0 | 21083.8428 | 409.2237 | 13469.0878 | 7205.5313 | 0 | 0 | 0 | 2.0615e-10 |  | 5.218e-09 | 0 | 5.218e-09 | 2.609e-09 | 0 | 2.609e-09 | 0 | 0 | 0 | [16 empty] | 7.3.1.3 Ignition probability mapping showing the probability of ignition along the electric lines and equipmentWLDFRAggregatedAggregated | WLDFR | HFTD - Distribution - Tier 3 - 1QU CoRE ¦ 3QU LoRE | Seismic - Non-Red Flag Warning - Catastrophic Fires | Aggregated | Aggregated | 2025 | 2.0615e-10 | 0 | 57.5921 | 1.1873e-08 | 2025 | Mitigation | 0.08575 | 30 | 0 | esc | 0.0012005 | 2.4749e-13 | 0.00060025 | 1.2374e-13 | 0.0015435 | 3.182e-13
[79 empty] | WLDFR | HFTD - Distribution - Tier 3 - 1QU CoRE ¦ 3QU LoRE | Seismic - Non-Red Flag Warning - Catastrophic Fires | 2022 | 2.4749e-13 | 1.2374e-13 | 3.182e-13 | 21083.8428 | 409.2237 | 13469.0878 | 7205.5313 | 0 | 0 | 0 | 2.0615e-10 |  | 5.218e-09 | 0 | 5.218e-09 | 2.609e-09 | 0 | 2.609e-09 | 6.7089e-09 | 0 | 6.7089e-09 | [16 empty] | 7.3.1.3 Ignition probability mapping showing the probability of ignition along the electric lines and equipmentWLDFRAggregatedAggregated | WLDFR | HFTD - Distribution - Tier 3 - 1QU CoRE ¦ 3QU LoRE | Seismic - Non-Red Flag Warning - Catastrophic Fires | Aggregated | Aggregated | 2026 | 2.0615e-10 | 0 | 57.5921 | 1.1873e-08 | 2026 | Mitigation | 0.08575 | 30 | 0 | esc | 0.0012005 | 2.4749e-13 | 0.00060025 | 1.2374e-13 | 0.0015435 | 3.182e-13
[79 empty] | WLDFR | HFTD - Distribution - Tier 3 - 1QU CoRE ¦ 3QU LoRE | Seismic - Non-Red Flag Warning - Catastrophic Fires | 2023 | 2.4749e-13 | 1.2374e-13 | 3.182e-13 | 21835.9781 | 428.6023 | 13939.561 | 7467.8148 | 0 | 0 | 0 | 2.0615e-10 |  | 5.4042e-09 | 0 | 5.4042e-09 | 2.7021e-09 | 0 | 2.7021e-09 | 6.9482e-09 | 0 | 6.9482e-09 | [16 empty] | 7.3.1.3 Ignition probability mapping showing the probability of ignition along the electric lines and equipmentWLDFRAggregatedAggregated | WLDFR | HFTD - Distribution - Tier 3 - 1QU CoRE ¦ 3QU LoRE | Seismic - Non-Red Flag Warning - Catastrophic Fires | Aggregated | Aggregated | 2027 | 2.0615e-10 | 0 | 57.5921 | 1.1873e-08 | 2027 | Mitigation | 0.08575 | 30 | 0 | esc | 0.0012005 | 2.4749e-13 | 0.00060025 | 1.2374e-13 | 0.0015435 | 3.182e-13
[79 empty] | WLDFR | HFTD - Distribution - Tier 3 - 1QU CoRE ¦ 3QU LoRE | Seismic - Non-Red Flag Warning - Catastrophic Fires | 2024 | 2.4749e-13 | 1.2374e-13 | 3.182e-13 | 21835.9781 | 428.6023 | 13939.561 | 7467.8148 | 0 | 0 | 0 | 2.0615e-10 |  | 5.4042e-09 | 0 | 5.4042e-09 | 2.7021e-09 | 0 | 2.7021e-09 | 6.9482e-09 | 0 | 6.9482e-09 | [16 empty] | 7.3.1.3 Ignition probability mapping showing the probability of ignition along the electric lines and equipmentWLDFRAggregatedAggregated | WLDFR | HFTD - Distribution - Tier 3 - 1QU CoRE ¦ 3QU LoRE | Seismic - Non-Red Flag Warning - Catastrophic Fires | Aggregated | Aggregated | 2028 | 2.0615e-10 | 0 | 57.5921 | 1.1873e-08 | 2028 | Mitigation | 0.08575 | 30 | 0 | esc | 0.0012005 | 2.4749e-13 | 0.00060025 | 1.2374e-13 | 0.0015435 | 3.182e-13
[79 empty] | WLDFR | HFTD - Distribution - Tier 3 - 1QU CoRE ¦ 3QU LoRE | Seismic - Non-Red Flag Warning - Catastrophic Fires | 2025 | 2.4749e-13 | 1.2374e-13 | 3.182e-13 | 21835.9781 | 428.6023 | 13939.561 | 7467.8148 | 0 | 0 | 0 | 2.0615e-10 |  | 5.4042e-09 | 0 | 5.4042e-09 | 2.7021e-09 | 0 | 2.7021e-09 | 6.9482e-09 | 0 | 6.9482e-09 | [16 empty] | 7.3.1.3 Ignition probability mapping showing the probability of ignition along the electric lines and equipmentWLDFRAggregatedAggregated | WLDFR | HFTD - Distribution - Tier 3 - 1QU CoRE ¦ 3QU LoRE | Seismic - Non-Red Flag Warning - Catastrophic Fires | Aggregated | Aggregated | 2029 | 2.0615e-10 | 0 | 57.5921 | 1.1873e-08 | 2029 | Mitigation | 0.08575 | 30 | 0 | esc | 0.0012005 | 2.4749e-13 | 0.00060025 | 1.2374e-13 | 0.0015435 | 3.182e-13
[79 empty] | WLDFR | HFTD - Distribution - Tier 3 - 1QU CoRE ¦ 3QU LoRE | Seismic - Non-Red Flag Warning - Catastrophic Fires | 2026 | 2.4749e-13 | 1.2374e-13 | 3.182e-13 | 21835.9781 | 428.6023 | 13939.561 | 7467.8148 | 0 | 0 | 0 | 2.0615e-10 |  | 5.4042e-09 | 0 | 5.4042e-09 | 2.7021e-09 | 0 | 2.7021e-09 | 6.9482e-09 | 0 | 6.9482e-09 | [16 empty] | 7.3.1.3 Ignition probability mapping showing the probability of ignition along the electric lines and equipmentWLDFRAggregatedAggregated | WLDFR | HFTD - Distribution - Tier 3 - 1QU CoRE ¦ 3QU LoRE | Seismic - Non-Red Flag Warning - Catastrophic Fires | Aggregated | Aggregated | 2030 | 2.0615e-10 | 0 | 57.5921 | 1.1873e-08 | 2030 | Mitigation | 0.08575 | 30 | 0 | esc | 0.0012005 | 2.4749e-13 | 0.00060025 | 1.2374e-13 | 0.0015435 | 3.182e-13
[79 empty] | WLDFR | HFTD - Distribution - Tier 3 - 1QU CoRE ¦ 3QU LoRE | Seismic - Non-Red Flag Warning - Catastrophic Fires | 2027 | 2.4749e-13 | 1.2374e-13 | 3.182e-13 | 21835.9781 | 428.6023 | 13939.561 | 7467.8148 | 0 | 0 | 0 | 2.0615e-10 |  | 5.4042e-09 | 0 | 5.4042e-09 | 2.7021e-09 | 0 | 2.7021e-09 | 6.9482e-09 | 0 | 6.9482e-09 | [16 empty] | 7.3.1.3 Ignition probability mapping showing the probability of ignition along the electric lines and equipmentWLDFRAggregatedAggregated | WLDFR | HFTD - Distribution - Tier 3 - 1QU CoRE ¦ 3QU LoRE | Seismic - Non-Red Flag Warning - Catastrophic Fires | Aggregated | Aggregated | 2031 | 2.0615e-10 | 0 | 57.5921 | 1.1873e-08 | 2031 | Mitigation | 0.08575 | 30 | 0 | esc | 0.0012005 | 2.4749e-13 | 0.00060025 | 1.2374e-13 | 0.0015435 | 3.182e-13
[79 empty] | WLDFR | HFTD - Distribution - Tier 3 - 1QU CoRE ¦ 3QU LoRE | Seismic - Non-Red Flag Warning - Catastrophic Fires | 2028 | 2.4749e-13 | 1.2374e-13 | 3.182e-13 | 22783.187 | 453.261 | 14531.3357 | 7798.5904 | 0 | 0 | 0 | 2.0615e-10 |  | 5.6386e-09 | 0 | 5.6386e-09 | 2.8193e-09 | 0 | 2.8193e-09 | 7.2496e-09 | 0 | 7.2496e-09 | [16 empty] | 7.3.1.3 Ignition probability mapping showing the probability of ignition along the electric lines and equipmentWLDFRAggregatedAggregated | WLDFR | HFTD - Distribution - Tier 3 - 1QU CoRE ¦ 3QU LoRE | Seismic - Non-Red Flag Warning - Catastrophic Fires | Aggregated | Aggregated | 2032 | 2.0615e-10 | 0 | 57.5921 | 1.1873e-08 | 2032 | Mitigation | 0.08575 | 30 | 0 | esc | 0.0012005 | 2.4749e-13 | 0.00060025 | 1.2374e-13 | 0.0015435 | 3.182e-13
[79 empty] | WLDFR | HFTD - Distribution - Tier 3 - 1QU CoRE ¦ 3QU LoRE | Seismic - Non-Red Flag Warning - Catastrophic Fires | 2029 | 2.4749e-13 | 1.2374e-13 | 3.182e-13 | 22783.187 | 453.261 | 14531.3357 | 7798.5904 | 0 | 0 | 0 | 2.0615e-10 |  | 5.6386e-09 | 0 | 5.6386e-09 | 2.8193e-09 | 0 | 2.8193e-09 | 7.2496e-09 | 0 | 7.2496e-09 | [16 empty] | 7.3.1.3 Ignition probability mapping showing the probability of ignition along the electric lines and equipmentWLDFRAggregatedAggregated | WLDFR | HFTD - Distribution - Tier 3 - 1QU CoRE ¦ 3QU LoRE | Seismic - Non-Red Flag Warning - Catastrophic Fires | Aggregated | Aggregated | 2033 | 2.0615e-10 | 0 | 57.5921 | 1.1873e-08 | 2033 | Mitigation | 0.08575 | 30 | 0 | esc | 0.0012005 | 2.4749e-13 | 0.00060025 | 1.2374e-13 | 0.0015435 | 3.182e-13
[79 empty] | WLDFR | HFTD - Distribution - Tier 3 - 1QU CoRE ¦ 3QU LoRE | Seismic - Non-Red Flag Warning - Catastrophic Fires | 2030 | 2.4749e-13 | 1.2374e-13 | 3.182e-13 | 22783.187 | 453.261 | 14531.3357 | 7798.5904 | 0 | 0 | 0 | 2.0615e-10 |  | 5.6386e-09 | 0 | 5.6386e-09 | 2.8193e-09 | 0 | 2.8193e-09 | 7.2496e-09 | 0 | 7.2496e-09 | [16 empty] | 7.3.1.3 Ignition probability mapping showing the probability of ignition along the electric lines and equipmentWLDFRAggregatedAggregated | WLDFR | HFTD - Distribution - Tier 3 - 1QU CoRE ¦ 3QU LoRE | Seismic - Non-Red Flag Warning - Catastrophic Fires | Aggregated | Aggregated | 2034 | 2.0615e-10 | 0 | 57.5921 | 1.1873e-08 | 2034 | Mitigation | 0.08575 | 30 | 0 | esc | 0.0012005 | 2.4749e-13 | 0.00060025 | 1.2374e-13 | 0.0015435 | 3.182e-13
[79 empty] | WLDFR | HFTD - Distribution - Tier 3 - 1QU CoRE ¦ 3QU LoRE | Seismic - Non-Red Flag Warning - Catastrophic Fires | 2031 | 2.4749e-13 | 1.2374e-13 | 3.182e-13 | 22783.187 | 453.261 | 14531.3357 | 7798.5904 | 0 | 0 | 0 | 2.0615e-10 |  | 5.6386e-09 | 0 | 5.6386e-09 | 2.8193e-09 | 0 | 2.8193e-09 | 7.2496e-09 | 0 | 7.2496e-09 | [16 empty] | 7.3.1.3 Ignition probability mapping showing the probability of ignition along the electric lines and equipmentWLDFRAggregatedAggregated | WLDFR | HFTD - Distribution - Tier 3 - 1QU CoRE ¦ 3QU LoRE | Seismic - Non-Red Flag Warning - Catastrophic Fires | Aggregated | Aggregated | 2035 | 2.0615e-10 | 0 | 57.5921 | 1.1873e-08 | 2035 | Mitigation | 0.08575 | 30 | 0 | esc | 0.0012005 | 2.4749e-13 | 0.00060025 | 1.2374e-13 | 0.0015435 | 3.182e-13
[79 empty] | WLDFR | HFTD - Distribution - Tier 3 - 1QU CoRE ¦ 3QU LoRE | Seismic - Non-Red Flag Warning - Catastrophic Fires | 2032 | 2.4749e-13 | 1.2374e-13 | 3.182e-13 | 22783.187 | 453.261 | 14531.3357 | 7798.5904 | 0 | 0 | 0 | 2.0615e-10 |  | 5.6386e-09 | 0 | 5.6386e-09 | 2.8193e-09 | 0 | 2.8193e-09 | 7.2496e-09 | 0 | 7.2496e-09 | [16 empty] | 7.3.1.3 Ignition probability mapping showing the probability of ignition along the electric lines and equipmentWLDFRAggregatedAggregated | WLDFR | HFTD - Distribution - Tier 3 - 1QU CoRE ¦ 3QU LoRE | Seismic - Non-Red Flag Warning - Catastrophic Fires | Aggregated | Aggregated | 2036 | 2.0615e-10 | 0 | 57.5921 | 1.1873e-08 | 2036 | Mitigation | 0.08575 | 30 | 0 | esc | 0.0012005 | 2.4749e-13 | 0.00060025 | 1.2374e-13 | 0.0015435 | 3.182e-13
[79 empty] | WLDFR | HFTD - Distribution - Tier 3 - 1QU CoRE ¦ 3QU LoRE | Seismic - Non-Red Flag Warning - Catastrophic Fires | 2033 | 2.4749e-13 | 1.2374e-13 | 3.182e-13 | 23835.2641 | 480.9649 | 15187.7294 | 8166.5698 | 0 | 0 | 0 | 2.0615e-10 |  | 5.899e-09 | 0 | 5.899e-09 | 2.9495e-09 | 0 | 2.9495e-09 | 7.5844e-09 | 0 | 7.5844e-09 | [16 empty] | 7.3.1.3 Ignition probability mapping showing the probability of ignition along the electric lines and equipmentWLDFRAggregatedAggregated | WLDFR | HFTD - Distribution - Tier 3 - 1QU CoRE ¦ 3QU LoRE | Seismic - Non-Red Flag Warning - Catastrophic Fires | Aggregated | Aggregated | 2037 | 2.0615e-10 | 0 | 57.5921 | 1.1873e-08 | 2037 | Mitigation | 0.08575 | 30 | 0 | esc | 0.0012005 | 2.4749e-13 | 0.00060025 | 1.2374e-13 | 0.0015435 | 3.182e-13
[79 empty] | WLDFR | HFTD - Distribution - Tier 3 - 1QU CoRE ¦ 3QU LoRE | Seismic - Non-Red Flag Warning - Catastrophic Fires | 2034 | 2.4749e-13 | 1.2374e-13 | 3.182e-13 | 23835.2641 | 480.9649 | 15187.7294 | 8166.5698 | 0 | 0 | 0 | 2.0615e-10 |  | 5.899e-09 | 0 | 5.899e-09 | 2.9495e-09 | 0 | 2.9495e-09 | 7.5844e-09 | 0 | 7.5844e-09 | [16 empty] | 7.3.1.3 Ignition probability mapping showing the probability of ignition along the electric lines and equipmentWLDFRAggregatedAggregated | WLDFR | HFTD - Distribution - Tier 3 - 1QU CoRE ¦ 3QU LoRE | Seismic - Non-Red Flag Warning - Catastrophic Fires | Aggregated | Aggregated | 2038 | 2.0615e-10 | 0 | 57.5921 | 1.1873e-08 | 2038 | Mitigation | 0.08575 | 30 | 0 | esc | 0.0012005 | 2.4749e-13 | 0.00060025 | 1.2374e-13 | 0.0015435 | 3.182e-13
[79 empty] | WLDFR | HFTD - Distribution - Tier 3 - 1QU CoRE ¦ 3QU LoRE | Seismic - Non-Red Flag Warning - Catastrophic Fires | 2035 | 2.4749e-13 | 1.2374e-13 | 3.182e-13 | 23835.2641 | 480.9649 | 15187.7294 | 8166.5698 | 0 | 0 | 0 | 2.0615e-10 |  | 5.899e-09 | 0 | 5.899e-09 | 2.9495e-09 | 0 | 2.9495e-09 | 7.5844e-09 | 0 | 7.5844e-09 | [16 empty] | 7.3.1.3 Ignition probability mapping showing the probability of ignition along the electric lines and equipmentWLDFRAggregatedAggregated | WLDFR | HFTD - Distribution - Tier 3 - 1QU CoRE ¦ 3QU LoRE | Seismic - Non-Red Flag Warning - Catastrophic Fires | Aggregated | Aggregated | 2039 | 2.0615e-10 | 0 | 57.5921 | 1.1873e-08 | 2039 | Mitigation | 0.08575 | 30 | 0 | esc | 0.0012005 | 2.4749e-13 | 0.00060025 | 1.2374e-13 | 0.0015435 | 3.182e-13
[79 empty] | WLDFR | HFTD - Distribution - Tier 3 - 1QU CoRE ¦ 3QU LoRE | Seismic - Non-Red Flag Warning - Catastrophic Fires | 2036 | 2.4749e-13 | 1.2374e-13 | 3.182e-13 | 23835.2641 | 480.9649 | 15187.7294 | 8166.5698 | 0 | 0 | 0 | 2.0615e-10 |  | 5.899e-09 | 0 | 5.899e-09 | 2.9495e-09 | 0 | 2.9495e-09 | 7.5844e-09 | 0 | 7.5844e-09 | [16 empty] | 7.3.1.3 Ignition probability mapping showing the probability of ignition along the electric lines and equipmentWLDFRAggregatedAggregated | WLDFR | HFTD - Distribution - Tier 3 - 1QU CoRE ¦ 3QU LoRE | Seismic - Non-Red Flag Warning - Catastrophic Fires | Aggregated | Aggregated | 2040 | 2.0615e-10 | 0 | 57.5921 | 1.1873e-08 | 2040 | Mitigation | 0.08575 | 30 | 0 | esc | 0.0012005 | 2.4749e-13 | 0.00060025 | 1.2374e-13 | 0.0015435 | 3.182e-13
[79 empty] | WLDFR | HFTD - Distribution - Tier 3 - 1QU CoRE ¦ 3QU LoRE | Seismic - Non-Red Flag Warning - Catastrophic Fires | 2037 | 2.4749e-13 | 1.2374e-13 | 3.182e-13 | 23835.2641 | 480.9649 | 15187.7294 | 8166.5698 | 0 | 0 | 0 | 2.0615e-10 |  | 5.899e-09 | 0 | 5.899e-09 | 2.9495e-09 | 0 | 2.9495e-09 | 7.5844e-09 | 0 | 7.5844e-09 | [16 empty] | 7.3.1.3 Ignition probability mapping showing the probability of ignition along the electric lines and equipmentWLDFRAggregatedAggregated | WLDFR | HFTD - Distribution - Tier 3 - 1QU CoRE ¦ 3QU LoRE | Seismic - Non-Red Flag Warning - Catastrophic Fires | Aggregated | Aggregated | 2041 | 2.0615e-10 | 0 | 57.5921 | 1.1873e-08 | 2041 | Mitigation | 0.08575 | 30 | 0 | esc | 0.0012005 | 2.4749e-13 | 0.00060025 | 1.2374e-13 | 0.0015435 | 3.182e-13
[79 empty] | WLDFR | HFTD - Distribution - Tier 3 - 1QU CoRE ¦ 3QU LoRE | Seismic - Non-Red Flag Warning - Catastrophic Fires | 2038 | 2.4749e-13 | 1.2374e-13 | 3.182e-13 | 24976.6418 | 511.3745 | 15898.8237 | 8566.4437 | 0 | 0 | 0 | 2.0615e-10 |  | 6.1814e-09 | 0 | 6.1814e-09 | 3.0907e-09 | 0 | 3.0907e-09 | 7.9476e-09 | 0 | 7.9476e-09 | [16 empty] | 7.3.1.3 Ignition probability mapping showing the probability of ignition along the electric lines and equipmentWLDFRAggregatedAggregated | WLDFR | HFTD - Distribution - Tier 3 - 1QU CoRE ¦ 3QU LoRE | Seismic - Non-Red Flag Warning - Catastrophic Fires | Aggregated | Aggregated | 2042 | 2.0615e-10 | 0 | 57.5921 | 1.1873e-08 | 2042 | Mitigation | 0.08575 | 30 | 0 | esc | 0.0012005 | 2.4749e-13 | 0.00060025 | 1.2374e-13 | 0.0015435 | 3.182e-13
[79 empty] | WLDFR | HFTD - Distribution - Tier 3 - 1QU CoRE ¦ 3QU LoRE | Seismic - Non-Red Flag Warning - Catastrophic Fires | 2039 | 2.4749e-13 | 1.2374e-13 | 3.182e-13 | 24976.6418 | 511.3745 | 15898.8237 | 8566.4437 | 0 | 0 | 0 | 2.0615e-10 |  | 6.1814e-09 | 0 | 6.1814e-09 | 3.0907e-09 | 0 | 3.0907e-09 | 7.9476e-09 | 0 | 7.9476e-09 | [16 empty] | 7.3.1.3 Ignition probability mapping showing the probability of ignition along the electric lines and equipmentWLDFRAggregatedAggregated | WLDFR | HFTD - Distribution - Tier 3 - 1QU CoRE ¦ 3QU LoRE | Seismic - Non-Red Flag Warning - Catastrophic Fires | Aggregated | Aggregated | 2043 | 2.0615e-10 | 0 | 57.5921 | 1.1873e-08 | 2043 | Mitigation | 0.08575 | 30 | 0 | esc | 0.0012005 | 2.4749e-13 | 0.00060025 | 1.2374e-13 | 0.0015435 | 3.182e-13
[79 empty] | WLDFR | HFTD - Distribution - Tier 3 - 1QU CoRE ¦ 3QU LoRE | Seismic - Non-Red Flag Warning - Catastrophic Fires | 2040 | 2.4749e-13 | 1.2374e-13 | 3.182e-13 | 24976.6418 | 511.3745 | 15898.8237 | 8566.4437 | 0 | 0 | 0 | 2.0615e-10 |  | 6.1814e-09 | 0 | 6.1814e-09 | 3.0907e-09 | 0 | 3.0907e-09 | 7.9476e-09 | 0 | 7.9476e-09 | [16 empty] | 7.3.1.3 Ignition probability mapping showing the probability of ignition along the electric lines and equipmentWLDFRAggregatedAggregated | WLDFR | HFTD - Distribution - Tier 3 - 1QU CoRE ¦ 3QU LoRE | Seismic - Non-Red Flag Warning - Catastrophic Fires | Aggregated | Aggregated | 2044 | 2.0615e-10 | 0 | 57.5921 | 1.1873e-08 | 2044 | Mitigation | 0.08575 | 30 | 0 | esc | 0.0012005 | 2.4749e-13 | 0.00060025 | 1.2374e-13 | 0.0015435 | 3.182e-13
[79 empty] | WLDFR | HFTD - Distribution - Tier 3 - 1QU CoRE ¦ 3QU LoRE | Seismic - Non-Red Flag Warning - Catastrophic Fires | 2041 | 2.4749e-13 | 1.2374e-13 | 3.182e-13 | 24976.6418 | 511.3745 | 15898.8237 | 8566.4437 | 0 | 0 | 0 | 2.0615e-10 |  | 6.1814e-09 | 0 | 6.1814e-09 | 3.0907e-09 | 0 | 3.0907e-09 | 7.9476e-09 | 0 | 7.9476e-09 | [16 empty] | 7.3.1.3 Ignition probability mapping showing the probability of ignition along the electric lines and equipmentWLDFRAggregatedAggregated | WLDFR | HFTD - Distribution - Tier 3 - 1QU CoRE ¦ 3QU LoRE | Seismic - Non-Red Flag Warning - Catastrophic Fires | Aggregated | Aggregated | 2045 | 2.0615e-10 | 0 | 57.5921 | 1.1873e-08 | 2045 | Mitigation | 0.08575 | 30 | 0 | esc | 0.0012005 | 2.4749e-13 | 0.00060025 | 1.2374e-13 | 0.0015435 | 3.182e-13
[79 empty] | WLDFR | HFTD - Distribution - Tier 3 - 1QU CoRE ¦ 3QU LoRE | Seismic - Non-Red Flag Warning - Catastrophic Fires | 2042 | 2.4749e-13 | 1.2374e-13 | 3.182e-13 | 24976.6418 | 511.3745 | 15898.8237 | 8566.4437 | 0 | 0 | 0 | 2.0615e-10 |  | 6.1814e-09 | 0 | 6.1814e-09 | 3.0907e-09 | 0 | 3.0907e-09 | 7.9476e-09 | 0 | 7.9476e-09 | [16 empty] | 7.3.1.3 Ignition probability mapping showing the probability of ignition along the electric lines and equipmentWLDFRAggregatedAggregated | WLDFR | HFTD - Distribution - Tier 3 - 1QU CoRE ¦ 3QU LoRE | Seismic - Non-Red Flag Warning - Catastrophic Fires | Aggregated | Aggregated | 2046 | 2.0615e-10 | 0 | 57.5921 | 1.1873e-08 | 2046 | Mitigation | 0.08575 | 30 | 0 | esc | 0.0012005 | 2.4749e-13 | 0.00060025 | 1.2374e-13 | 0.0015435 | 3.182e-13
[79 empty] | WLDFR | HFTD - Distribution - Tier 3 - 1QU CoRE ¦ 3QU LoRE | Seismic - Non-Red Flag Warning - Catastrophic Fires | 2043 | 2.4749e-13 | 1.2374e-13 | 3.182e-13 | 26191.7278 | 544.1291 | 16654.7414 | 8992.8573 | 0 | 0 | 0 | 2.0615e-10 |  | 6.4822e-09 | 0 | 6.4822e-09 | 3.2411e-09 | 0 | 3.2411e-09 | 8.3342e-09 | 0 | 8.3342e-09 | [16 empty] | 7.3.1.3 Ignition probability mapping showing the probability of ignition along the electric lines and equipmentWLDFRAggregatedAggregated | WLDFR | HFTD - Distribution - Tier 3 - 1QU CoRE ¦ 3QU LoRE | Seismic - Non-Red Flag Warning - Catastrophic Fires | Aggregated | Aggregated | 2047 | 2.0615e-10 | 0 | 57.5921 | 1.1873e-08 | 2047 | Mitigation | 0.08575 | 30 | 0 | esc | 0.0012005 | 2.4749e-13 | 0.00060025 | 1.2374e-13 | 0.0015435 | 3.182e-13
[79 empty] | WLDFR | HFTD - Distribution - Tier 3 - 1QU CoRE ¦ 3QU LoRE | Seismic - Non-Red Flag Warning - Catastrophic Fires | 2044 | 2.4749e-13 | 1.2374e-13 | 3.182e-13 | 26191.7278 | 544.1291 | 16654.7414 | 8992.8573 | 0 | 0 | 0 | 2.0615e-10 |  | 6.4822e-09 | 0 | 6.4822e-09 | 3.2411e-09 | 0 | 3.2411e-09 | 8.3342e-09 | 0 | 8.3342e-09 | [16 empty] | 7.3.1.3 Ignition probability mapping showing the probability of ignition along the electric lines and equipmentWLDFRAggregatedAggregated | WLDFR | HFTD - Distribution - Tier 3 - 1QU CoRE ¦ 3QU LoRE | Seismic - Non-Red Flag Warning - Catastrophic Fires | Aggregated | Aggregated | 2048 | 2.0615e-10 | 0 | 57.5921 | 1.1873e-08 | 2048 | Mitigation | 0.08575 | 30 | 0 | esc | 0.0012005 | 2.4749e-13 | 0.00060025 | 1.2374e-13 | 0.0015435 | 3.182e-13
[79 empty] | WLDFR | HFTD - Distribution - Tier 3 - 1QU CoRE ¦ 3QU LoRE | Seismic - Non-Red Flag Warning - Catastrophic Fires | 2045 | 2.4749e-13 | 1.2374e-13 | 3.182e-13 | 26191.7278 | 544.1291 | 16654.7414 | 8992.8573 | 0 | 0 | 0 | 2.0615e-10 |  | 6.4822e-09 | 0 | 6.4822e-09 | 3.2411e-09 | 0 | 3.2411e-09 | 8.3342e-09 | 0 | 8.3342e-09 | [16 empty] | 7.3.1.3 Ignition probability mapping showing the probability of ignition along the electric lines and equipmentWLDFRAggregatedAggregated | WLDFR | HFTD - Distribution - Tier 3 - 1QU CoRE ¦ 3QU LoRE | Seismic - Non-Red Flag Warning - Catastrophic Fires | Aggregated | Aggregated | 2049 | 2.0615e-10 | 0 | 57.5921 | 1.1873e-08 | 2049 | Mitigation | 0.08575 | 30 | 0 | esc | 0.0012005 | 2.4749e-13 | 0.00060025 | 1.2374e-13 | 0.0015435 | 3.182e-13
[79 empty] | WLDFR | HFTD - Distribution - Tier 3 - 1QU CoRE ¦ 3QU LoRE | Seismic - Non-Red Flag Warning - Catastrophic Fires | 2046 | 2.4749e-13 | 1.2374e-13 | 3.182e-13 | 26191.7278 | 544.1291 | 16654.7414 | 8992.8573 | 0 | 0 | 0 | 2.0615e-10 |  | 6.4822e-09 | 0 | 6.4822e-09 | 3.2411e-09 | 0 | 3.2411e-09 | 8.3342e-09 | 0 | 8.3342e-09 | [16 empty] | 7.3.1.3 Ignition probability mapping showing the probability of ignition along the electric lines and equipmentWLDFRAggregatedAggregated | WLDFR | HFTD - Distribution - Tier 3 - 1QU CoRE ¦ 3QU LoRE | Seismic - Non-Red Flag Warning - Catastrophic Fires | Aggregated | Aggregated | 2050 | 2.0615e-10 | 0 | 57.5921 | 1.1873e-08 | 2050 | Mitigation | 0.08575 | 30 | 0 | esc | 0 | 0 | 0.00060025 | 1.2374e-13 | 0.0015435 | 3.182e-13
[79 empty] | WLDFR | HFTD - Distribution - Tier 3 - 1QU CoRE ¦ 3QU LoRE | Seismic - Non-Red Flag Warning - Catastrophic Fires | 2047 | 2.4749e-13 | 1.2374e-13 | 3.182e-13 | 26191.7278 | 544.1291 | 16654.7414 | 8992.8573 | 0 | 0 | 0 | 2.0615e-10 |  | 6.4822e-09 | 0 | 6.4822e-09 | 3.2411e-09 | 0 | 3.2411e-09 | 8.3342e-09 | 0 | 8.3342e-09 | [16 empty] | 7.3.1.3 Ignition probability mapping showing the probability of ignition along the electric lines and equipmentWLDFRAggregatedAggregated | WLDFR | HFTD - Distribution - Tier 3 - 1QU CoRE ¦ 3QU LoRE | Seismic - Non-Red Flag Warning - Catastrophic Fires | Aggregated | Aggregated | 2051 | 2.0615e-10 | 0 | 57.5921 | 1.1873e-08 | 2051 | Mitigation | 0.08575 | 30 | 0 | esc | 0 | 0 | 0 | 0 | 0.0015435 | 3.182e-13
[79 empty] | WLDFR | HFTD - Distribution - Tier 3 - 1QU CoRE ¦ 3QU LoRE | Seismic - Non-Red Flag Warning - Catastrophic Fires | 2048 | 2.4749e-13 | 1.2374e-13 | 3.182e-13 | 27464.7227 | 578.8407 | 17445.538 | 9440.3441 | 0 | 0 | 0 | 2.0615e-10 |  | 6.7972e-09 | 0 | 6.7972e-09 | 3.3986e-09 | 0 | 3.3986e-09 | 8.7393e-09 | 0 | 8.7393e-09 | [16 empty] | 7.3.1.3 Ignition probability mapping showing the probability of ignition along the electric lines and equipmentWLDFRAggregatedAggregated | WLDFR | HFTD - Distribution - Tier 3 - 1QU CoRE ¦ 3QU LoRE | Seismic - Red Flag Warning - Catastrophic Fires | Aggregated | Aggregated | 2021 | 8.8912e-09 | 0 | 57.5921 | 5.1206e-07 | 2021 | Mitigation | 0.08575 | 30 | 0 | esc | 0.0012005 | 1.0674e-11 | 0.00060025 | 5.3369e-12 | 0 | 0
[79 empty] | WLDFR | HFTD - Distribution - Tier 3 - 1QU CoRE ¦ 3QU LoRE | Seismic - Non-Red Flag Warning - Catastrophic Fires | 2049 | 2.4749e-13 | 1.2374e-13 | 3.182e-13 | 27464.7227 | 578.8407 | 17445.538 | 9440.3441 | 0 | 0 | 0 | 2.0615e-10 |  | 6.7972e-09 | 0 | 6.7972e-09 | 3.3986e-09 | 0 | 3.3986e-09 | 8.7393e-09 | 0 | 8.7393e-09 | [16 empty] | 7.3.1.3 Ignition probability mapping showing the probability of ignition along the electric lines and equipmentWLDFRAggregatedAggregated | WLDFR | HFTD - Distribution - Tier 3 - 1QU CoRE ¦ 3QU LoRE | Seismic - Red Flag Warning - Catastrophic Fires | Aggregated | Aggregated | 2022 | 8.8912e-09 | 0 | 57.5921 | 5.1206e-07 | 2022 | Mitigation | 0.08575 | 30 | 0 | esc | 0.0012005 | 1.0674e-11 | 0.00060025 | 5.3369e-12 | 0.0015435 | 1.3724e-11
[79 empty] | WLDFR | HFTD - Distribution - Tier 3 - 1QU CoRE ¦ 3QU LoRE | Seismic - Non-Red Flag Warning - Catastrophic Fires | 2050 | 0 | 1.2374e-13 | 3.182e-13 | 27464.7227 | 578.8407 | 17445.538 | 9440.3441 | 0 | 0 | 0 | 2.0615e-10 |  | 0 | 0 | 0 | 3.3986e-09 | 0 | 3.3986e-09 | 8.7393e-09 | 0 | 8.7393e-09 | [16 empty] | 7.3.1.3 Ignition probability mapping showing the probability of ignition along the electric lines and equipmentWLDFRAggregatedAggregated | WLDFR | HFTD - Distribution - Tier 3 - 1QU CoRE ¦ 3QU LoRE | Seismic - Red Flag Warning - Catastrophic Fires | Aggregated | Aggregated | 2023 | 8.8912e-09 | 0 | 57.5921 | 5.1206e-07 | 2023 | Mitigation | 0.08575 | 30 | 0 | esc | 0.0012005 | 1.0674e-11 | 0.00060025 | 5.3369e-12 | 0.0015435 | 1.3724e-11
[79 empty] | WLDFR | HFTD - Distribution - Tier 3 - 1QU CoRE ¦ 3QU LoRE | Seismic - Non-Red Flag Warning - Catastrophic Fires | 2051 | 0 | 0 | 3.182e-13 | 27464.7227 | 578.8407 | 17445.538 | 9440.3441 | 0 | 0 | 0 | 2.0615e-10 |  | 0 | 0 | 0 | 0 | 0 | 0 | 8.7393e-09 | 0 | 8.7393e-09 | [16 empty] | 7.3.1.3 Ignition probability mapping showing the probability of ignition along the electric lines and equipmentWLDFRAggregatedAggregated | WLDFR | HFTD - Distribution - Tier 3 - 1QU CoRE ¦ 3QU LoRE | Seismic - Red Flag Warning - Catastrophic Fires | Aggregated | Aggregated | 2024 | 8.8912e-09 | 0 | 57.5921 | 5.1206e-07 | 2024 | Mitigation | 0.08575 | 30 | 0 | esc | 0.0012005 | 1.0674e-11 | 0.00060025 | 5.3369e-12 | 0.0015435 | 1.3724e-11
[79 empty] | WLDFR | HFTD - Distribution - Tier 3 - 1QU CoRE ¦ 3QU LoRE | Seismic - Red Flag Warning - Catastrophic Fires | 2020 | 1.0674e-11 | 0 | 0 | 21083.8428 | 409.2237 | 13469.0878 | 7205.5313 | 0 | 0 | 0 | 8.8912e-09 |  | 2.2505e-07 | 0 | 2.2505e-07 | 0 | 0 | 0 | 0 | 0 | 0 | [16 empty] | 7.3.1.3 Ignition probability mapping showing the probability of ignition along the electric lines and equipmentWLDFRAggregatedAggregated | WLDFR | HFTD - Distribution - Tier 3 - 1QU CoRE ¦ 3QU LoRE | Seismic - Red Flag Warning - Catastrophic Fires | Aggregated | Aggregated | 2025 | 8.8912e-09 | 0 | 57.5921 | 5.1206e-07 | 2025 | Mitigation | 0.08575 | 30 | 0 | esc | 0.0012005 | 1.0674e-11 | 0.00060025 | 5.3369e-12 | 0.0015435 | 1.3724e-11
[79 empty] | WLDFR | HFTD - Distribution - Tier 3 - 1QU CoRE ¦ 3QU LoRE | Seismic - Red Flag Warning - Catastrophic Fires | 2021 | 1.0674e-11 | 5.3369e-12 | 0 | 21083.8428 | 409.2237 | 13469.0878 | 7205.5313 | 0 | 0 | 0 | 8.8912e-09 |  | 2.2505e-07 | 0 | 2.2505e-07 | 1.1252e-07 | 0 | 1.1252e-07 | 0 | 0 | 0 | [16 empty] | 7.3.1.3 Ignition probability mapping showing the probability of ignition along the electric lines and equipmentWLDFRAggregatedAggregated | WLDFR | HFTD - Distribution - Tier 3 - 1QU CoRE ¦ 3QU LoRE | Seismic - Red Flag Warning - Catastrophic Fires | Aggregated | Aggregated | 2026 | 8.8912e-09 | 0 | 57.5921 | 5.1206e-07 | 2026 | Mitigation | 0.08575 | 30 | 0 | esc | 0.0012005 | 1.0674e-11 | 0.00060025 | 5.3369e-12 | 0.0015435 | 1.3724e-11
[79 empty] | WLDFR | HFTD - Distribution - Tier 3 - 1QU CoRE ¦ 3QU LoRE | Seismic - Red Flag Warning - Catastrophic Fires | 2022 | 1.0674e-11 | 5.3369e-12 | 1.3724e-11 | 21083.8428 | 409.2237 | 13469.0878 | 7205.5313 | 0 | 0 | 0 | 8.8912e-09 |  | 2.2505e-07 | 0 | 2.2505e-07 | 1.1252e-07 | 0 | 1.1252e-07 | 2.8935e-07 | 0 | 2.8935e-07 | [16 empty] | 7.3.1.3 Ignition probability mapping showing the probability of ignition along the electric lines and equipmentWLDFRAggregatedAggregated | WLDFR | HFTD - Distribution - Tier 3 - 1QU CoRE ¦ 3QU LoRE | Seismic - Red Flag Warning - Catastrophic Fires | Aggregated | Aggregated | 2027 | 8.8912e-09 | 0 | 57.5921 | 5.1206e-07 | 2027 | Mitigation | 0.08575 | 30 | 0 | esc | 0.0012005 | 1.0674e-11 | 0.00060025 | 5.3369e-12 | 0.0015435 | 1.3724e-11
[79 empty] | WLDFR | HFTD - Distribution - Tier 3 - 1QU CoRE ¦ 3QU LoRE | Seismic - Red Flag Warning - Catastrophic Fires | 2023 | 1.0674e-11 | 5.3369e-12 | 1.3724e-11 | 21835.9781 | 428.6023 | 13939.561 | 7467.8148 | 0 | 0 | 0 | 8.8912e-09 |  | 2.3307e-07 | 0 | 2.3307e-07 | 1.1654e-07 | 0 | 1.1654e-07 | 2.9967e-07 | 0 | 2.9967e-07 | [16 empty] | 7.3.1.3 Ignition probability mapping showing the probability of ignition along the electric lines and equipmentWLDFRAggregatedAggregated | WLDFR | HFTD - Distribution - Tier 3 - 1QU CoRE ¦ 3QU LoRE | Seismic - Red Flag Warning - Catastrophic Fires | Aggregated | Aggregated | 2028 | 8.8912e-09 | 0 | 57.5921 | 5.1206e-07 | 2028 | Mitigation | 0.08575 | 30 | 0 | esc | 0.0012005 | 1.0674e-11 | 0.00060025 | 5.3369e-12 | 0.0015435 | 1.3724e-11
[79 empty] | WLDFR | HFTD - Distribution - Tier 3 - 1QU CoRE ¦ 3QU LoRE | Seismic - Red Flag Warning - Catastrophic Fires | 2024 | 1.0674e-11 | 5.3369e-12 | 1.3724e-11 | 21835.9781 | 428.6023 | 13939.561 | 7467.8148 | 0 | 0 | 0 | 8.8912e-09 |  | 2.3307e-07 | 0 | 2.3307e-07 | 1.1654e-07 | 0 | 1.1654e-07 | 2.9967e-07 | 0 | 2.9967e-07 | [16 empty] | 7.3.1.3 Ignition probability mapping showing the probability of ignition along the electric lines and equipmentWLDFRAggregatedAggregated | WLDFR | HFTD - Distribution - Tier 3 - 1QU CoRE ¦ 3QU LoRE | Seismic - Red Flag Warning - Catastrophic Fires | Aggregated | Aggregated | 2029 | 8.8912e-09 | 0 | 57.5921 | 5.1206e-07 | 2029 | Mitigation | 0.08575 | 30 | 0 | esc | 0.0012005 | 1.0674e-11 | 0.00060025 | 5.3369e-12 | 0.0015435 | 1.3724e-11
[79 empty] | WLDFR | HFTD - Distribution - Tier 3 - 1QU CoRE ¦ 3QU LoRE | Seismic - Red Flag Warning - Catastrophic Fires | 2025 | 1.0674e-11 | 5.3369e-12 | 1.3724e-11 | 21835.9781 | 428.6023 | 13939.561 | 7467.8148 | 0 | 0 | 0 | 8.8912e-09 |  | 2.3307e-07 | 0 | 2.3307e-07 | 1.1654e-07 | 0 | 1.1654e-07 | 2.9967e-07 | 0 | 2.9967e-07 | [16 empty] | 7.3.1.3 Ignition probability mapping showing the probability of ignition along the electric lines and equipmentWLDFRAggregatedAggregated | WLDFR | HFTD - Distribution - Tier 3 - 1QU CoRE ¦ 3QU LoRE | Seismic - Red Flag Warning - Catastrophic Fires | Aggregated | Aggregated | 2030 | 8.8912e-09 | 0 | 57.5921 | 5.1206e-07 | 2030 | Mitigation | 0.08575 | 30 | 0 | esc | 0.0012005 | 1.0674e-11 | 0.00060025 | 5.3369e-12 | 0.0015435 | 1.3724e-11
[79 empty] | WLDFR | HFTD - Distribution - Tier 3 - 1QU CoRE ¦ 3QU LoRE | Seismic - Red Flag Warning - Catastrophic Fires | 2026 | 1.0674e-11 | 5.3369e-12 | 1.3724e-11 | 21835.9781 | 428.6023 | 13939.561 | 7467.8148 | 0 | 0 | 0 | 8.8912e-09 |  | 2.3307e-07 | 0 | 2.3307e-07 | 1.1654e-07 | 0 | 1.1654e-07 | 2.9967e-07 | 0 | 2.9967e-07 | [16 empty] | 7.3.1.3 Ignition probability mapping showing the probability of ignition along the electric lines and equipmentWLDFRAggregatedAggregated | WLDFR | HFTD - Distribution - Tier 3 - 1QU CoRE ¦ 3QU LoRE | Seismic - Red Flag Warning - Catastrophic Fires | Aggregated | Aggregated | 2031 | 8.8912e-09 | 0 | 57.5921 | 5.1206e-07 | 2031 | Mitigation | 0.08575 | 30 | 0 | esc | 0.0012005 | 1.0674e-11 | 0.00060025 | 5.3369e-12 | 0.0015435 | 1.3724e-11
[79 empty] | WLDFR | HFTD - Distribution - Tier 3 - 1QU CoRE ¦ 3QU LoRE | Seismic - Red Flag Warning - Catastrophic Fires | 2027 | 1.0674e-11 | 5.3369e-12 | 1.3724e-11 | 21835.9781 | 428.6023 | 13939.561 | 7467.8148 | 0 | 0 | 0 | 8.8912e-09 |  | 2.3307e-07 | 0 | 2.3307e-07 | 1.1654e-07 | 0 | 1.1654e-07 | 2.9967e-07 | 0 | 2.9967e-07 | [16 empty] | 7.3.1.3 Ignition probability mapping showing the probability of ignition along the electric lines and equipmentWLDFRAggregatedAggregated | WLDFR | HFTD - Distribution - Tier 3 - 1QU CoRE ¦ 3QU LoRE | Seismic - Red Flag Warning - Catastrophic Fires | Aggregated | Aggregated | 2032 | 8.8912e-09 | 0 | 57.5921 | 5.1206e-07 | 2032 | Mitigation | 0.08575 | 30 | 0 | esc | 0.0012005 | 1.0674e-11 | 0.00060025 | 5.3369e-12 | 0.0015435 | 1.3724e-11
[79 empty] | WLDFR | HFTD - Distribution - Tier 3 - 1QU CoRE ¦ 3QU LoRE | Seismic - Red Flag Warning - Catastrophic Fires | 2028 | 1.0674e-11 | 5.3369e-12 | 1.3724e-11 | 22783.187 | 453.261 | 14531.3357 | 7798.5904 | 0 | 0 | 0 | 8.8912e-09 |  | 2.4319e-07 | 0 | 2.4319e-07 | 1.2159e-07 | 0 | 1.2159e-07 | 3.1267e-07 | 0 | 3.1267e-07 | [16 empty] | 7.3.1.3 Ignition probability mapping showing the probability of ignition along the electric lines and equipmentWLDFRAggregatedAggregated | WLDFR | HFTD - Distribution - Tier 3 - 1QU CoRE ¦ 3QU LoRE | Seismic - Red Flag Warning - Catastrophic Fires | Aggregated | Aggregated | 2033 | 8.8912e-09 | 0 | 57.5921 | 5.1206e-07 | 2033 | Mitigation | 0.08575 | 30 | 0 | esc | 0.0012005 | 1.0674e-11 | 0.00060025 | 5.3369e-12 | 0.0015435 | 1.3724e-11
[79 empty] | WLDFR | HFTD - Distribution - Tier 3 - 1QU CoRE ¦ 3QU LoRE | Seismic - Red Flag Warning - Catastrophic Fires | 2029 | 1.0674e-11 | 5.3369e-12 | 1.3724e-11 | 22783.187 | 453.261 | 14531.3357 | 7798.5904 | 0 | 0 | 0 | 8.8912e-09 |  | 2.4319e-07 | 0 | 2.4319e-07 | 1.2159e-07 | 0 | 1.2159e-07 | 3.1267e-07 | 0 | 3.1267e-07 | [16 empty] | 7.3.1.3 Ignition probability mapping showing the probability of ignition along the electric lines and equipmentWLDFRAggregatedAggregated | WLDFR | HFTD - Distribution - Tier 3 - 1QU CoRE ¦ 3QU LoRE | Seismic - Red Flag Warning - Catastrophic Fires | Aggregated | Aggregated | 2034 | 8.8912e-09 | 0 | 57.5921 | 5.1206e-07 | 2034 | Mitigation | 0.08575 | 30 | 0 | esc | 0.0012005 | 1.0674e-11 | 0.00060025 | 5.3369e-12 | 0.0015435 | 1.3724e-11
[79 empty] | WLDFR | HFTD - Distribution - Tier 3 - 1QU CoRE ¦ 3QU LoRE | Seismic - Red Flag Warning - Catastrophic Fires | 2030 | 1.0674e-11 | 5.3369e-12 | 1.3724e-11 | 22783.187 | 453.261 | 14531.3357 | 7798.5904 | 0 | 0 | 0 | 8.8912e-09 |  | 2.4319e-07 | 0 | 2.4319e-07 | 1.2159e-07 | 0 | 1.2159e-07 | 3.1267e-07 | 0 | 3.1267e-07 | [16 empty] | 7.3.1.3 Ignition probability mapping showing the probability of ignition along the electric lines and equipmentWLDFRAggregatedAggregated | WLDFR | HFTD - Distribution - Tier 3 - 1QU CoRE ¦ 3QU LoRE | Seismic - Red Flag Warning - Catastrophic Fires | Aggregated | Aggregated | 2035 | 8.8912e-09 | 0 | 57.5921 | 5.1206e-07 | 2035 | Mitigation | 0.08575 | 30 | 0 | esc | 0.0012005 | 1.0674e-11 | 0.00060025 | 5.3369e-12 | 0.0015435 | 1.3724e-11
[79 empty] | WLDFR | HFTD - Distribution - Tier 3 - 1QU CoRE ¦ 3QU LoRE | Seismic - Red Flag Warning - Catastrophic Fires | 2031 | 1.0674e-11 | 5.3369e-12 | 1.3724e-11 | 22783.187 | 453.261 | 14531.3357 | 7798.5904 | 0 | 0 | 0 | 8.8912e-09 |  | 2.4319e-07 | 0 | 2.4319e-07 | 1.2159e-07 | 0 | 1.2159e-07 | 3.1267e-07 | 0 | 3.1267e-07 | [16 empty] | 7.3.1.3 Ignition probability mapping showing the probability of ignition along the electric lines and equipmentWLDFRAggregatedAggregated | WLDFR | HFTD - Distribution - Tier 3 - 1QU CoRE ¦ 3QU LoRE | Seismic - Red Flag Warning - Catastrophic Fires | Aggregated | Aggregated | 2036 | 8.8912e-09 | 0 | 57.5921 | 5.1206e-07 | 2036 | Mitigation | 0.08575 | 30 | 0 | esc | 0.0012005 | 1.0674e-11 | 0.00060025 | 5.3369e-12 | 0.0015435 | 1.3724e-11
[79 empty] | WLDFR | HFTD - Distribution - Tier 3 - 1QU CoRE ¦ 3QU LoRE | Seismic - Red Flag Warning - Catastrophic Fires | 2032 | 1.0674e-11 | 5.3369e-12 | 1.3724e-11 | 22783.187 | 453.261 | 14531.3357 | 7798.5904 | 0 | 0 | 0 | 8.8912e-09 |  | 2.4319e-07 | 0 | 2.4319e-07 | 1.2159e-07 | 0 | 1.2159e-07 | 3.1267e-07 | 0 | 3.1267e-07 | [16 empty] | 7.3.1.3 Ignition probability mapping showing the probability of ignition along the electric lines and equipmentWLDFRAggregatedAggregated | WLDFR | HFTD - Distribution - Tier 3 - 1QU CoRE ¦ 3QU LoRE | Seismic - Red Flag Warning - Catastrophic Fires | Aggregated | Aggregated | 2037 | 8.8912e-09 | 0 | 57.5921 | 5.1206e-07 | 2037 | Mitigation | 0.08575 | 30 | 0 | esc | 0.0012005 | 1.0674e-11 | 0.00060025 | 5.3369e-12 | 0.0015435 | 1.3724e-11
[79 empty] | WLDFR | HFTD - Distribution - Tier 3 - 1QU CoRE ¦ 3QU LoRE | Seismic - Red Flag Warning - Catastrophic Fires | 2033 | 1.0674e-11 | 5.3369e-12 | 1.3724e-11 | 23835.2641 | 480.9649 | 15187.7294 | 8166.5698 | 0 | 0 | 0 | 8.8912e-09 |  | 2.5441e-07 | 0 | 2.5441e-07 | 1.2721e-07 | 0 | 1.2721e-07 | 3.271e-07 | 0 | 3.271e-07 | [16 empty] | 7.3.1.3 Ignition probability mapping showing the probability of ignition along the electric lines and equipmentWLDFRAggregatedAggregated | WLDFR | HFTD - Distribution - Tier 3 - 1QU CoRE ¦ 3QU LoRE | Seismic - Red Flag Warning - Catastrophic Fires | Aggregated | Aggregated | 2038 | 8.8912e-09 | 0 | 57.5921 | 5.1206e-07 | 2038 | Mitigation | 0.08575 | 30 | 0 | esc | 0.0012005 | 1.0674e-11 | 0.00060025 | 5.3369e-12 | 0.0015435 | 1.3724e-11
[79 empty] | WLDFR | HFTD - Distribution - Tier 3 - 1QU CoRE ¦ 3QU LoRE | Seismic - Red Flag Warning - Catastrophic Fires | 2034 | 1.0674e-11 | 5.3369e-12 | 1.3724e-11 | 23835.2641 | 480.9649 | 15187.7294 | 8166.5698 | 0 | 0 | 0 | 8.8912e-09 |  | 2.5441e-07 | 0 | 2.5441e-07 | 1.2721e-07 | 0 | 1.2721e-07 | 3.271e-07 | 0 | 3.271e-07 | [16 empty] | 7.3.1.3 Ignition probability mapping showing the probability of ignition along the electric lines and equipmentWLDFRAggregatedAggregated | WLDFR | HFTD - Distribution - Tier 3 - 1QU CoRE ¦ 3QU LoRE | Seismic - Red Flag Warning - Catastrophic Fires | Aggregated | Aggregated | 2039 | 8.8912e-09 | 0 | 57.5921 | 5.1206e-07 | 2039 | Mitigation | 0.08575 | 30 | 0 | esc | 0.0012005 | 1.0674e-11 | 0.00060025 | 5.3369e-12 | 0.0015435 | 1.3724e-11
[79 empty] | WLDFR | HFTD - Distribution - Tier 3 - 1QU CoRE ¦ 3QU LoRE | Seismic - Red Flag Warning - Catastrophic Fires | 2035 | 1.0674e-11 | 5.3369e-12 | 1.3724e-11 | 23835.2641 | 480.9649 | 15187.7294 | 8166.5698 | 0 | 0 | 0 | 8.8912e-09 |  | 2.5441e-07 | 0 | 2.5441e-07 | 1.2721e-07 | 0 | 1.2721e-07 | 3.271e-07 | 0 | 3.271e-07 | [16 empty] | 7.3.1.3 Ignition probability mapping showing the probability of ignition along the electric lines and equipmentWLDFRAggregatedAggregated | WLDFR | HFTD - Distribution - Tier 3 - 1QU CoRE ¦ 3QU LoRE | Seismic - Red Flag Warning - Catastrophic Fires | Aggregated | Aggregated | 2040 | 8.8912e-09 | 0 | 57.5921 | 5.1206e-07 | 2040 | Mitigation | 0.08575 | 30 | 0 | esc | 0.0012005 | 1.0674e-11 | 0.00060025 | 5.3369e-12 | 0.0015435 | 1.3724e-11
[79 empty] | WLDFR | HFTD - Distribution - Tier 3 - 1QU CoRE ¦ 3QU LoRE | Seismic - Red Flag Warning - Catastrophic Fires | 2036 | 1.0674e-11 | 5.3369e-12 | 1.3724e-11 | 23835.2641 | 480.9649 | 15187.7294 | 8166.5698 | 0 | 0 | 0 | 8.8912e-09 |  | 2.5441e-07 | 0 | 2.5441e-07 | 1.2721e-07 | 0 | 1.2721e-07 | 3.271e-07 | 0 | 3.271e-07 | [16 empty] | 7.3.1.3 Ignition probability mapping showing the probability of ignition along the electric lines and equipmentWLDFRAggregatedAggregated | WLDFR | HFTD - Distribution - Tier 3 - 1QU CoRE ¦ 3QU LoRE | Seismic - Red Flag Warning - Catastrophic Fires | Aggregated | Aggregated | 2041 | 8.8912e-09 | 0 | 57.5921 | 5.1206e-07 | 2041 | Mitigation | 0.08575 | 30 | 0 | esc | 0.0012005 | 1.0674e-11 | 0.00060025 | 5.3369e-12 | 0.0015435 | 1.3724e-11
[79 empty] | WLDFR | HFTD - Distribution - Tier 3 - 1QU CoRE ¦ 3QU LoRE | Seismic - Red Flag Warning - Catastrophic Fires | 2037 | 1.0674e-11 | 5.3369e-12 | 1.3724e-11 | 23835.2641 | 480.9649 | 15187.7294 | 8166.5698 | 0 | 0 | 0 | 8.8912e-09 |  | 2.5441e-07 | 0 | 2.5441e-07 | 1.2721e-07 | 0 | 1.2721e-07 | 3.271e-07 | 0 | 3.271e-07 | [16 empty] | 7.3.1.3 Ignition probability mapping showing the probability of ignition along the electric lines and equipmentWLDFRAggregatedAggregated | WLDFR | HFTD - Distribution - Tier 3 - 1QU CoRE ¦ 3QU LoRE | Seismic - Red Flag Warning - Catastrophic Fires | Aggregated | Aggregated | 2042 | 8.8912e-09 | 0 | 57.5921 | 5.1206e-07 | 2042 | Mitigation | 0.08575 | 30 | 0 | esc | 0.0012005 | 1.0674e-11 | 0.00060025 | 5.3369e-12 | 0.0015435 | 1.3724e-11
[79 empty] | WLDFR | HFTD - Distribution - Tier 3 - 1QU CoRE ¦ 3QU LoRE | Seismic - Red Flag Warning - Catastrophic Fires | 2038 | 1.0674e-11 | 5.3369e-12 | 1.3724e-11 | 24976.6418 | 511.3745 | 15898.8237 | 8566.4437 | 0 | 0 | 0 | 8.8912e-09 |  | 2.666e-07 | 0 | 2.666e-07 | 1.333e-07 | 0 | 1.333e-07 | 3.4277e-07 | 0 | 3.4277e-07 | [16 empty] | 7.3.1.3 Ignition probability mapping showing the probability of ignition along the electric lines and equipmentWLDFRAggregatedAggregated | WLDFR | HFTD - Distribution - Tier 3 - 1QU CoRE ¦ 3QU LoRE | Seismic - Red Flag Warning - Catastrophic Fires | Aggregated | Aggregated | 2043 | 8.8912e-09 | 0 | 57.5921 | 5.1206e-07 | 2043 | Mitigation | 0.08575 | 30 | 0 | esc | 0.0012005 | 1.0674e-11 | 0.00060025 | 5.3369e-12 | 0.0015435 | 1.3724e-11
[79 empty] | WLDFR | HFTD - Distribution - Tier 3 - 1QU CoRE ¦ 3QU LoRE | Seismic - Red Flag Warning - Catastrophic Fires | 2039 | 1.0674e-11 | 5.3369e-12 | 1.3724e-11 | 24976.6418 | 511.3745 | 15898.8237 | 8566.4437 | 0 | 0 | 0 | 8.8912e-09 |  | 2.666e-07 | 0 | 2.666e-07 | 1.333e-07 | 0 | 1.333e-07 | 3.4277e-07 | 0 | 3.4277e-07 | [16 empty] | 7.3.1.3 Ignition probability mapping showing the probability of ignition along the electric lines and equipmentWLDFRAggregatedAggregated | WLDFR | HFTD - Distribution - Tier 3 - 1QU CoRE ¦ 3QU LoRE | Seismic - Red Flag Warning - Catastrophic Fires | Aggregated | Aggregated | 2044 | 8.8912e-09 | 0 | 57.5921 | 5.1206e-07 | 2044 | Mitigation | 0.08575 | 30 | 0 | esc | 0.0012005 | 1.0674e-11 | 0.00060025 | 5.3369e-12 | 0.0015435 | 1.3724e-11
[79 empty] | WLDFR | HFTD - Distribution - Tier 3 - 1QU CoRE ¦ 3QU LoRE | Seismic - Red Flag Warning - Catastrophic Fires | 2040 | 1.0674e-11 | 5.3369e-12 | 1.3724e-11 | 24976.6418 | 511.3745 | 15898.8237 | 8566.4437 | 0 | 0 | 0 | 8.8912e-09 |  | 2.666e-07 | 0 | 2.666e-07 | 1.333e-07 | 0 | 1.333e-07 | 3.4277e-07 | 0 | 3.4277e-07 | [16 empty] | 7.3.1.3 Ignition probability mapping showing the probability of ignition along the electric lines and equipmentWLDFRAggregatedAggregated | WLDFR | HFTD - Distribution - Tier 3 - 1QU CoRE ¦ 3QU LoRE | Seismic - Red Flag Warning - Catastrophic Fires | Aggregated | Aggregated | 2045 | 8.8912e-09 | 0 | 57.5921 | 5.1206e-07 | 2045 | Mitigation | 0.08575 | 30 | 0 | esc | 0.0012005 | 1.0674e-11 | 0.00060025 | 5.3369e-12 | 0.0015435 | 1.3724e-11
[79 empty] | WLDFR | HFTD - Distribution - Tier 3 - 1QU CoRE ¦ 3QU LoRE | Seismic - Red Flag Warning - Catastrophic Fires | 2041 | 1.0674e-11 | 5.3369e-12 | 1.3724e-11 | 24976.6418 | 511.3745 | 15898.8237 | 8566.4437 | 0 | 0 | 0 | 8.8912e-09 |  | 2.666e-07 | 0 | 2.666e-07 | 1.333e-07 | 0 | 1.333e-07 | 3.4277e-07 | 0 | 3.4277e-07 | [16 empty] | 7.3.1.3 Ignition probability mapping showing the probability of ignition along the electric lines and equipmentWLDFRAggregatedAggregated | WLDFR | HFTD - Distribution - Tier 3 - 1QU CoRE ¦ 3QU LoRE | Seismic - Red Flag Warning - Catastrophic Fires | Aggregated | Aggregated | 2046 | 8.8912e-09 | 0 | 57.5921 | 5.1206e-07 | 2046 | Mitigation | 0.08575 | 30 | 0 | esc | 0.0012005 | 1.0674e-11 | 0.00060025 | 5.3369e-12 | 0.0015435 | 1.3724e-11
[79 empty] | WLDFR | HFTD - Distribution - Tier 3 - 1QU CoRE ¦ 3QU LoRE | Seismic - Red Flag Warning - Catastrophic Fires | 2042 | 1.0674e-11 | 5.3369e-12 | 1.3724e-11 | 24976.6418 | 511.3745 | 15898.8237 | 8566.4437 | 0 | 0 | 0 | 8.8912e-09 |  | 2.666e-07 | 0 | 2.666e-07 | 1.333e-07 | 0 | 1.333e-07 | 3.4277e-07 | 0 | 3.4277e-07 | [16 empty] | 7.3.1.3 Ignition probability mapping showing the probability of ignition along the electric lines and equipmentWLDFRAggregatedAggregated | WLDFR | HFTD - Distribution - Tier 3 - 1QU CoRE ¦ 3QU LoRE | Seismic - Red Flag Warning - Catastrophic Fires | Aggregated | Aggregated | 2047 | 8.8912e-09 | 0 | 57.5921 | 5.1206e-07 | 2047 | Mitigation | 0.08575 | 30 | 0 | esc | 0.0012005 | 1.0674e-11 | 0.00060025 | 5.3369e-12 | 0.0015435 | 1.3724e-11
[79 empty] | WLDFR | HFTD - Distribution - Tier 3 - 1QU CoRE ¦ 3QU LoRE | Seismic - Red Flag Warning - Catastrophic Fires | 2043 | 1.0674e-11 | 5.3369e-12 | 1.3724e-11 | 26191.7278 | 544.1291 | 16654.7414 | 8992.8573 | 0 | 0 | 0 | 8.8912e-09 |  | 2.7957e-07 | 0 | 2.7957e-07 | 1.3978e-07 | 0 | 1.3978e-07 | 3.5944e-07 | 0 | 3.5944e-07 | [16 empty] | 7.3.1.3 Ignition probability mapping showing the probability of ignition along the electric lines and equipmentWLDFRAggregatedAggregated | WLDFR | HFTD - Distribution - Tier 3 - 1QU CoRE ¦ 3QU LoRE | Seismic - Red Flag Warning - Catastrophic Fires | Aggregated | Aggregated | 2048 | 8.8912e-09 | 0 | 57.5921 | 5.1206e-07 | 2048 | Mitigation | 0.08575 | 30 | 0 | esc | 0.0012005 | 1.0674e-11 | 0.00060025 | 5.3369e-12 | 0.0015435 | 1.3724e-11
[79 empty] | WLDFR | HFTD - Distribution - Tier 3 - 1QU CoRE ¦ 3QU LoRE | Seismic - Red Flag Warning - Catastrophic Fires | 2044 | 1.0674e-11 | 5.3369e-12 | 1.3724e-11 | 26191.7278 | 544.1291 | 16654.7414 | 8992.8573 | 0 | 0 | 0 | 8.8912e-09 |  | 2.7957e-07 | 0 | 2.7957e-07 | 1.3978e-07 | 0 | 1.3978e-07 | 3.5944e-07 | 0 | 3.5944e-07 | [16 empty] | 7.3.1.3 Ignition probability mapping showing the probability of ignition along the electric lines and equipmentWLDFRAggregatedAggregated | WLDFR | HFTD - Distribution - Tier 3 - 1QU CoRE ¦ 3QU LoRE | Seismic - Red Flag Warning - Catastrophic Fires | Aggregated | Aggregated | 2049 | 8.8912e-09 | 0 | 57.5921 | 5.1206e-07 | 2049 | Mitigation | 0.08575 | 30 | 0 | esc | 0.0012005 | 1.0674e-11 | 0.00060025 | 5.3369e-12 | 0.0015435 | 1.3724e-11
[79 empty] | WLDFR | HFTD - Distribution - Tier 3 - 1QU CoRE ¦ 3QU LoRE | Seismic - Red Flag Warning - Catastrophic Fires | 2045 | 1.0674e-11 | 5.3369e-12 | 1.3724e-11 | 26191.7278 | 544.1291 | 16654.7414 | 8992.8573 | 0 | 0 | 0 | 8.8912e-09 |  | 2.7957e-07 | 0 | 2.7957e-07 | 1.3978e-07 | 0 | 1.3978e-07 | 3.5944e-07 | 0 | 3.5944e-07 | [16 empty] | 7.3.1.3 Ignition probability mapping showing the probability of ignition along the electric lines and equipmentWLDFRAggregatedAggregated | WLDFR | HFTD - Distribution - Tier 3 - 1QU CoRE ¦ 3QU LoRE | Seismic - Red Flag Warning - Catastrophic Fires | Aggregated | Aggregated | 2050 | 8.8912e-09 | 0 | 57.5921 | 5.1206e-07 | 2050 | Mitigation | 0.08575 | 30 | 0 | esc | 0 | 0 | 0.00060025 | 5.3369e-12 | 0.0015435 | 1.3724e-11
[79 empty] | WLDFR | HFTD - Distribution - Tier 3 - 1QU CoRE ¦ 3QU LoRE | Seismic - Red Flag Warning - Catastrophic Fires | 2046 | 1.0674e-11 | 5.3369e-12 | 1.3724e-11 | 26191.7278 | 544.1291 | 16654.7414 | 8992.8573 | 0 | 0 | 0 | 8.8912e-09 |  | 2.7957e-07 | 0 | 2.7957e-07 | 1.3978e-07 | 0 | 1.3978e-07 | 3.5944e-07 | 0 | 3.5944e-07 | [16 empty] | 7.3.1.3 Ignition probability mapping showing the probability of ignition along the electric lines and equipmentWLDFRAggregatedAggregated | WLDFR | HFTD - Distribution - Tier 3 - 1QU CoRE ¦ 3QU LoRE | Seismic - Red Flag Warning - Catastrophic Fires | Aggregated | Aggregated | 2051 | 8.8912e-09 | 0 | 57.5921 | 5.1206e-07 | 2051 | Mitigation | 0.08575 | 30 | 0 | esc | 0 | 0 | 0 | 0 | 0.0015435 | 1.3724e-11
[79 empty] | WLDFR | HFTD - Distribution - Tier 3 - 1QU CoRE ¦ 3QU LoRE | Seismic - Red Flag Warning - Catastrophic Fires | 2047 | 1.0674e-11 | 5.3369e-12 | 1.3724e-11 | 26191.7278 | 544.1291 | 16654.7414 | 8992.8573 | 0 | 0 | 0 | 8.8912e-09 |  | 2.7957e-07 | 0 | 2.7957e-07 | 1.3978e-07 | 0 | 1.3978e-07 | 3.5944e-07 | 0 | 3.5944e-07 | [16 empty] | 7.3.1.3 Ignition probability mapping showing the probability of ignition along the electric lines and equipmentWLDFRAggregatedAggregated | WLDFR | HFTD - Distribution - Tier 3 - 1QU CoRE ¦ 4QU LoRE | Non-Red Flag Warning - Catastrophic Fires | Aggregated | Aggregated | 2021 | 3.8965e-06 | 0 | 88.5056 | 0.00034486 | 2021 | Mitigation | 0.08575 | 30 | 0 | esc | 0.0012005 | 4.6777e-09 | 0.00060025 | 2.3388e-09 | 0 | 0
[79 empty] | WLDFR | HFTD - Distribution - Tier 3 - 1QU CoRE ¦ 3QU LoRE | Seismic - Red Flag Warning - Catastrophic Fires | 2048 | 1.0674e-11 | 5.3369e-12 | 1.3724e-11 | 27464.7227 | 578.8407 | 17445.538 | 9440.3441 | 0 | 0 | 0 | 8.8912e-09 |  | 2.9316e-07 | 0 | 2.9316e-07 | 1.4658e-07 | 0 | 1.4658e-07 | 3.7691e-07 | 0 | 3.7691e-07 | [16 empty] | 7.3.1.3 Ignition probability mapping showing the probability of ignition along the electric lines and equipmentWLDFRAggregatedAggregated | WLDFR | HFTD - Distribution - Tier 3 - 1QU CoRE ¦ 4QU LoRE | Non-Red Flag Warning - Catastrophic Fires | Aggregated | Aggregated | 2022 | 3.8965e-06 | 0 | 88.5056 | 0.00034486 | 2022 | Mitigation | 0.08575 | 30 | 0 | esc | 0.0012005 | 4.6777e-09 | 0.00060025 | 2.3388e-09 | 0.0015435 | 6.0142e-09
[79 empty] | WLDFR | HFTD - Distribution - Tier 3 - 1QU CoRE ¦ 3QU LoRE | Seismic - Red Flag Warning - Catastrophic Fires | 2049 | 1.0674e-11 | 5.3369e-12 | 1.3724e-11 | 27464.7227 | 578.8407 | 17445.538 | 9440.3441 | 0 | 0 | 0 | 8.8912e-09 |  | 2.9316e-07 | 0 | 2.9316e-07 | 1.4658e-07 | 0 | 1.4658e-07 | 3.7691e-07 | 0 | 3.7691e-07 | [16 empty] | 7.3.1.3 Ignition probability mapping showing the probability of ignition along the electric lines and equipmentWLDFRAggregatedAggregated | WLDFR | HFTD - Distribution - Tier 3 - 1QU CoRE ¦ 4QU LoRE | Non-Red Flag Warning - Catastrophic Fires | Aggregated | Aggregated | 2023 | 3.8965e-06 | 0 | 88.5056 | 0.00034486 | 2023 | Mitigation | 0.08575 | 30 | 0 | esc | 0.0012005 | 4.6777e-09 | 0.00060025 | 2.3388e-09 | 0.0015435 | 6.0142e-09
[79 empty] | WLDFR | HFTD - Distribution - Tier 3 - 1QU CoRE ¦ 3QU LoRE | Seismic - Red Flag Warning - Catastrophic Fires | 2050 | 0 | 5.3369e-12 | 1.3724e-11 | 27464.7227 | 578.8407 | 17445.538 | 9440.3441 | 0 | 0 | 0 | 8.8912e-09 |  | 0 | 0 | 0 | 1.4658e-07 | 0 | 1.4658e-07 | 3.7691e-07 | 0 | 3.7691e-07 | [16 empty] | 7.3.1.3 Ignition probability mapping showing the probability of ignition along the electric lines and equipmentWLDFRAggregatedAggregated | WLDFR | HFTD - Distribution - Tier 3 - 1QU CoRE ¦ 4QU LoRE | Non-Red Flag Warning - Catastrophic Fires | Aggregated | Aggregated | 2024 | 3.8965e-06 | 0 | 88.5056 | 0.00034486 | 2024 | Mitigation | 0.08575 | 30 | 0 | esc | 0.0012005 | 4.6777e-09 | 0.00060025 | 2.3388e-09 | 0.0015435 | 6.0142e-09
[79 empty] | WLDFR | HFTD - Distribution - Tier 3 - 1QU CoRE ¦ 3QU LoRE | Seismic - Red Flag Warning - Catastrophic Fires | 2051 | 0 | 0 | 1.3724e-11 | 27464.7227 | 578.8407 | 17445.538 | 9440.3441 | 0 | 0 | 0 | 8.8912e-09 |  | 0 | 0 | 0 | 0 | 0 | 0 | 3.7691e-07 | 0 | 3.7691e-07 | [16 empty] | 7.3.1.3 Ignition probability mapping showing the probability of ignition along the electric lines and equipmentWLDFRAggregatedAggregated | WLDFR | HFTD - Distribution - Tier 3 - 1QU CoRE ¦ 4QU LoRE | Non-Red Flag Warning - Catastrophic Fires | Aggregated | Aggregated | 2025 | 3.8965e-06 | 0 | 88.5056 | 0.00034486 | 2025 | Mitigation | 0.08575 | 30 | 0 | esc | 0.0012005 | 4.6777e-09 | 0.00060025 | 2.3388e-09 | 0.0015435 | 6.0142e-09
[79 empty] | WLDFR | HFTD - Distribution - Tier 3 - 1QU CoRE ¦ 4QU LoRE | Non-Red Flag Warning - Catastrophic Fires | 2020 | 4.6777e-09 | 0 | 0 | 14146.1306 | 222.2294 | 8585.7228 | 5338.1784 | 0 | 0 | 0 | 3.8965e-06 |  | 6.6171e-05 | 0 | 6.6171e-05 | 0 | 0 | 0 | 0 | 0 | 0 | [16 empty] | 7.3.1.3 Ignition probability mapping showing the probability of ignition along the electric lines and equipmentWLDFRAggregatedAggregated | WLDFR | HFTD - Distribution - Tier 3 - 1QU CoRE ¦ 4QU LoRE | Non-Red Flag Warning - Catastrophic Fires | Aggregated | Aggregated | 2026 | 3.8965e-06 | 0 | 88.5056 | 0.00034486 | 2026 | Mitigation | 0.08575 | 30 | 0 | esc | 0.0012005 | 4.6777e-09 | 0.00060025 | 2.3388e-09 | 0.0015435 | 6.0142e-09
[79 empty] | WLDFR | HFTD - Distribution - Tier 3 - 1QU CoRE ¦ 4QU LoRE | Non-Red Flag Warning - Catastrophic Fires | 2021 | 4.6777e-09 | 2.3388e-09 | 0 | 14146.1306 | 222.2294 | 8585.7228 | 5338.1784 | 0 | 0 | 0 | 3.8965e-06 |  | 6.6171e-05 | 0 | 6.6171e-05 | 3.3086e-05 | 0 | 3.3086e-05 | 0 | 0 | 0 | [16 empty] | 7.3.1.3 Ignition probability mapping showing the probability of ignition along the electric lines and equipmentWLDFRAggregatedAggregated | WLDFR | HFTD - Distribution - Tier 3 - 1QU CoRE ¦ 4QU LoRE | Non-Red Flag Warning - Catastrophic Fires | Aggregated | Aggregated | 2027 | 3.8965e-06 | 0 | 88.5056 | 0.00034486 | 2027 | Mitigation | 0.08575 | 30 | 0 | esc | 0.0012005 | 4.6777e-09 | 0.00060025 | 2.3388e-09 | 0.0015435 | 6.0142e-09
[79 empty] | WLDFR | HFTD - Distribution - Tier 3 - 1QU CoRE ¦ 4QU LoRE | Non-Red Flag Warning - Catastrophic Fires | 2022 | 4.6777e-09 | 2.3388e-09 | 6.0142e-09 | 14146.1306 | 222.2294 | 8585.7228 | 5338.1784 | 0 | 0 | 0 | 3.8965e-06 |  | 6.6171e-05 | 0 | 6.6171e-05 | 3.3086e-05 | 0 | 3.3086e-05 | 8.5077e-05 | 0 | 8.5077e-05 | [16 empty] | 7.3.1.3 Ignition probability mapping showing the probability of ignition along the electric lines and equipmentWLDFRAggregatedAggregated | WLDFR | HFTD - Distribution - Tier 3 - 1QU CoRE ¦ 4QU LoRE | Non-Red Flag Warning - Catastrophic Fires | Aggregated | Aggregated | 2028 | 3.8965e-06 | 0 | 88.5056 | 0.00034486 | 2028 | Mitigation | 0.08575 | 30 | 0 | esc | 0.0012005 | 4.6777e-09 | 0.00060025 | 2.3388e-09 | 0.0015435 | 6.0142e-09
[79 empty] | WLDFR | HFTD - Distribution - Tier 3 - 1QU CoRE ¦ 4QU LoRE | Non-Red Flag Warning - Catastrophic Fires | 2023 | 4.6777e-09 | 2.3388e-09 | 6.0142e-09 | 14664.6376 | 233.2301 | 8896.516 | 5534.8915 | 0 | 0 | 0 | 3.8965e-06 |  | 6.8597e-05 | 0 | 6.8597e-05 | 3.4298e-05 | 0 | 3.4298e-05 | 8.8196e-05 | 0 | 8.8196e-05 | [16 empty] | 7.3.1.3 Ignition probability mapping showing the probability of ignition along the electric lines and equipmentWLDFRAggregatedAggregated | WLDFR | HFTD - Distribution - Tier 3 - 1QU CoRE ¦ 4QU LoRE | Non-Red Flag Warning - Catastrophic Fires | Aggregated | Aggregated | 2029 | 3.8965e-06 | 0 | 88.5056 | 0.00034486 | 2029 | Mitigation | 0.08575 | 30 | 0 | esc | 0.0012005 | 4.6777e-09 | 0.00060025 | 2.3388e-09 | 0.0015435 | 6.0142e-09
[79 empty] | WLDFR | HFTD - Distribution - Tier 3 - 1QU CoRE ¦ 4QU LoRE | Non-Red Flag Warning - Catastrophic Fires | 2024 | 4.6777e-09 | 2.3388e-09 | 6.0142e-09 | 14664.6376 | 233.2301 | 8896.516 | 5534.8915 | 0 | 0 | 0 | 3.8965e-06 |  | 6.8597e-05 | 0 | 6.8597e-05 | 3.4298e-05 | 0 | 3.4298e-05 | 8.8196e-05 | 0 | 8.8196e-05 | [16 empty] | 7.3.1.3 Ignition probability mapping showing the probability of ignition along the electric lines and equipmentWLDFRAggregatedAggregated | WLDFR | HFTD - Distribution - Tier 3 - 1QU CoRE ¦ 4QU LoRE | Non-Red Flag Warning - Catastrophic Fires | Aggregated | Aggregated | 2030 | 3.8965e-06 | 0 | 88.5056 | 0.00034486 | 2030 | Mitigation | 0.08575 | 30 | 0 | esc | 0.0012005 | 4.6777e-09 | 0.00060025 | 2.3388e-09 | 0.0015435 | 6.0142e-09
[79 empty] | WLDFR | HFTD - Distribution - Tier 3 - 1QU CoRE ¦ 4QU LoRE | Non-Red Flag Warning - Catastrophic Fires | 2025 | 4.6777e-09 | 2.3388e-09 | 6.0142e-09 | 14664.6376 | 233.2301 | 8896.516 | 5534.8915 | 0 | 0 | 0 | 3.8965e-06 |  | 6.8597e-05 | 0 | 6.8597e-05 | 3.4298e-05 | 0 | 3.4298e-05 | 8.8196e-05 | 0 | 8.8196e-05 | [16 empty] | 7.3.1.3 Ignition probability mapping showing the probability of ignition along the electric lines and equipmentWLDFRAggregatedAggregated | WLDFR | HFTD - Distribution - Tier 3 - 1QU CoRE ¦ 4QU LoRE | Non-Red Flag Warning - Catastrophic Fires | Aggregated | Aggregated | 2031 | 3.8965e-06 | 0 | 88.5056 | 0.00034486 | 2031 | Mitigation | 0.08575 | 30 | 0 | esc | 0.0012005 | 4.6777e-09 | 0.00060025 | 2.3388e-09 | 0.0015435 | 6.0142e-09
[79 empty] | WLDFR | HFTD - Distribution - Tier 3 - 1QU CoRE ¦ 4QU LoRE | Non-Red Flag Warning - Catastrophic Fires | 2026 | 4.6777e-09 | 2.3388e-09 | 6.0142e-09 | 14664.6376 | 233.2301 | 8896.516 | 5534.8915 | 0 | 0 | 0 | 3.8965e-06 |  | 6.8597e-05 | 0 | 6.8597e-05 | 3.4298e-05 | 0 | 3.4298e-05 | 8.8196e-05 | 0 | 8.8196e-05 | [16 empty] | 7.3.1.3 Ignition probability mapping showing the probability of ignition along the electric lines and equipmentWLDFRAggregatedAggregated | WLDFR | HFTD - Distribution - Tier 3 - 1QU CoRE ¦ 4QU LoRE | Non-Red Flag Warning - Catastrophic Fires | Aggregated | Aggregated | 2032 | 3.8965e-06 | 0 | 88.5056 | 0.00034486 | 2032 | Mitigation | 0.08575 | 30 | 0 | esc | 0.0012005 | 4.6777e-09 | 0.00060025 | 2.3388e-09 | 0.0015435 | 6.0142e-09
[79 empty] | WLDFR | HFTD - Distribution - Tier 3 - 1QU CoRE ¦ 4QU LoRE | Non-Red Flag Warning - Catastrophic Fires | 2027 | 4.6777e-09 | 2.3388e-09 | 6.0142e-09 | 14664.6376 | 233.2301 | 8896.516 | 5534.8915 | 0 | 0 | 0 | 3.8965e-06 |  | 6.8597e-05 | 0 | 6.8597e-05 | 3.4298e-05 | 0 | 3.4298e-05 | 8.8196e-05 | 0 | 8.8196e-05 | [16 empty] | 7.3.1.3 Ignition probability mapping showing the probability of ignition along the electric lines and equipmentWLDFRAggregatedAggregated | WLDFR | HFTD - Distribution - Tier 3 - 1QU CoRE ¦ 4QU LoRE | Non-Red Flag Warning - Catastrophic Fires | Aggregated | Aggregated | 2033 | 3.8965e-06 | 0 | 88.5056 | 0.00034486 | 2033 | Mitigation | 0.08575 | 30 | 0 | esc | 0.0012005 | 4.6777e-09 | 0.00060025 | 2.3388e-09 | 0.0015435 | 6.0142e-09
[79 empty] | WLDFR | HFTD - Distribution - Tier 3 - 1QU CoRE ¦ 4QU LoRE | Non-Red Flag Warning - Catastrophic Fires | 2028 | 4.6777e-09 | 2.3388e-09 | 6.0142e-09 | 15317.9909 | 247.273 | 9287.6491 | 5783.0689 | 0 | 0 | 0 | 3.8965e-06 |  | 7.1653e-05 | 0 | 7.1653e-05 | 3.5826e-05 | 0 | 3.5826e-05 | 9.2125e-05 | 0 | 9.2125e-05 | [16 empty] | 7.3.1.3 Ignition probability mapping showing the probability of ignition along the electric lines and equipmentWLDFRAggregatedAggregated | WLDFR | HFTD - Distribution - Tier 3 - 1QU CoRE ¦ 4QU LoRE | Non-Red Flag Warning - Catastrophic Fires | Aggregated | Aggregated | 2034 | 3.8965e-06 | 0 | 88.5056 | 0.00034486 | 2034 | Mitigation | 0.08575 | 30 | 0 | esc | 0.0012005 | 4.6777e-09 | 0.00060025 | 2.3388e-09 | 0.0015435 | 6.0142e-09
[79 empty] | WLDFR | HFTD - Distribution - Tier 3 - 1QU CoRE ¦ 4QU LoRE | Non-Red Flag Warning - Catastrophic Fires | 2029 | 4.6777e-09 | 2.3388e-09 | 6.0142e-09 | 15317.9909 | 247.273 | 9287.6491 | 5783.0689 | 0 | 0 | 0 | 3.8965e-06 |  | 7.1653e-05 | 0 | 7.1653e-05 | 3.5826e-05 | 0 | 3.5826e-05 | 9.2125e-05 | 0 | 9.2125e-05 | [16 empty] | 7.3.1.3 Ignition probability mapping showing the probability of ignition along the electric lines and equipmentWLDFRAggregatedAggregated | WLDFR | HFTD - Distribution - Tier 3 - 1QU CoRE ¦ 4QU LoRE | Non-Red Flag Warning - Catastrophic Fires | Aggregated | Aggregated | 2035 | 3.8965e-06 | 0 | 88.5056 | 0.00034486 | 2035 | Mitigation | 0.08575 | 30 | 0 | esc | 0.0012005 | 4.6777e-09 | 0.00060025 | 2.3388e-09 | 0.0015435 | 6.0142e-09
[79 empty] | WLDFR | HFTD - Distribution - Tier 3 - 1QU CoRE ¦ 4QU LoRE | Non-Red Flag Warning - Catastrophic Fires | 2030 | 4.6777e-09 | 2.3388e-09 | 6.0142e-09 | 15317.9909 | 247.273 | 9287.6491 | 5783.0689 | 0 | 0 | 0 | 3.8965e-06 |  | 7.1653e-05 | 0 | 7.1653e-05 | 3.5826e-05 | 0 | 3.5826e-05 | 9.2125e-05 | 0 | 9.2125e-05 | [16 empty] | 7.3.1.3 Ignition probability mapping showing the probability of ignition along the electric lines and equipmentWLDFRAggregatedAggregated | WLDFR | HFTD - Distribution - Tier 3 - 1QU CoRE ¦ 4QU LoRE | Non-Red Flag Warning - Catastrophic Fires | Aggregated | Aggregated | 2036 | 3.8965e-06 | 0 | 88.5056 | 0.00034486 | 2036 | Mitigation | 0.08575 | 30 | 0 | esc | 0.0012005 | 4.6777e-09 | 0.00060025 | 2.3388e-09 | 0.0015435 | 6.0142e-09
[79 empty] | WLDFR | HFTD - Distribution - Tier 3 - 1QU CoRE ¦ 4QU LoRE | Non-Red Flag Warning - Catastrophic Fires | 2031 | 4.6777e-09 | 2.3388e-09 | 6.0142e-09 | 15317.9909 | 247.273 | 9287.6491 | 5783.0689 | 0 | 0 | 0 | 3.8965e-06 |  | 7.1653e-05 | 0 | 7.1653e-05 | 3.5826e-05 | 0 | 3.5826e-05 | 9.2125e-05 | 0 | 9.2125e-05 | [16 empty] | 7.3.1.3 Ignition probability mapping showing the probability of ignition along the electric lines and equipmentWLDFRAggregatedAggregated | WLDFR | HFTD - Distribution - Tier 3 - 1QU CoRE ¦ 4QU LoRE | Non-Red Flag Warning - Catastrophic Fires | Aggregated | Aggregated | 2037 | 3.8965e-06 | 0 | 88.5056 | 0.00034486 | 2037 | Mitigation | 0.08575 | 30 | 0 | esc | 0.0012005 | 4.6777e-09 | 0.00060025 | 2.3388e-09 | 0.0015435 | 6.0142e-09
[79 empty] | WLDFR | HFTD - Distribution - Tier 3 - 1QU CoRE ¦ 4QU LoRE | Non-Red Flag Warning - Catastrophic Fires | 2032 | 4.6777e-09 | 2.3388e-09 | 6.0142e-09 | 15317.9909 | 247.273 | 9287.6491 | 5783.0689 | 0 | 0 | 0 | 3.8965e-06 |  | 7.1653e-05 | 0 | 7.1653e-05 | 3.5826e-05 | 0 | 3.5826e-05 | 9.2125e-05 | 0 | 9.2125e-05 | [16 empty] | 7.3.1.3 Ignition probability mapping showing the probability of ignition along the electric lines and equipmentWLDFRAggregatedAggregated | WLDFR | HFTD - Distribution - Tier 3 - 1QU CoRE ¦ 4QU LoRE | Non-Red Flag Warning - Catastrophic Fires | Aggregated | Aggregated | 2038 | 3.8965e-06 | 0 | 88.5056 | 0.00034486 | 2038 | Mitigation | 0.08575 | 30 | 0 | esc | 0.0012005 | 4.6777e-09 | 0.00060025 | 2.3388e-09 | 0.0015435 | 6.0142e-09
[79 empty] | WLDFR | HFTD - Distribution - Tier 3 - 1QU CoRE ¦ 4QU LoRE | Non-Red Flag Warning - Catastrophic Fires | 2033 | 4.6777e-09 | 2.3388e-09 | 6.0142e-09 | 16044.1264 | 263.1074 | 9721.74 | 6059.2791 | 0 | 0 | 0 | 3.8965e-06 |  | 7.505e-05 | 0 | 7.505e-05 | 3.7525e-05 | 0 | 3.7525e-05 | 9.6492e-05 | 0 | 9.6492e-05 | [16 empty] | 7.3.1.3 Ignition probability mapping showing the probability of ignition along the electric lines and equipmentWLDFRAggregatedAggregated | WLDFR | HFTD - Distribution - Tier 3 - 1QU CoRE ¦ 4QU LoRE | Non-Red Flag Warning - Catastrophic Fires | Aggregated | Aggregated | 2039 | 3.8965e-06 | 0 | 88.5056 | 0.00034486 | 2039 | Mitigation | 0.08575 | 30 | 0 | esc | 0.0012005 | 4.6777e-09 | 0.00060025 | 2.3388e-09 | 0.0015435 | 6.0142e-09
[79 empty] | WLDFR | HFTD - Distribution - Tier 3 - 1QU CoRE ¦ 4QU LoRE | Non-Red Flag Warning - Catastrophic Fires | 2034 | 4.6777e-09 | 2.3388e-09 | 6.0142e-09 | 16044.1264 | 263.1074 | 9721.74 | 6059.2791 | 0 | 0 | 0 | 3.8965e-06 |  | 7.505e-05 | 0 | 7.505e-05 | 3.7525e-05 | 0 | 3.7525e-05 | 9.6492e-05 | 0 | 9.6492e-05 | [16 empty] | 7.3.1.3 Ignition probability mapping showing the probability of ignition along the electric lines and equipmentWLDFRAggregatedAggregated | WLDFR | HFTD - Distribution - Tier 3 - 1QU CoRE ¦ 4QU LoRE | Non-Red Flag Warning - Catastrophic Fires | Aggregated | Aggregated | 2040 | 3.8965e-06 | 0 | 88.5056 | 0.00034486 | 2040 | Mitigation | 0.08575 | 30 | 0 | esc | 0.0012005 | 4.6777e-09 | 0.00060025 | 2.3388e-09 | 0.0015435 | 6.0142e-09
[79 empty] | WLDFR | HFTD - Distribution - Tier 3 - 1QU CoRE ¦ 4QU LoRE | Non-Red Flag Warning - Catastrophic Fires | 2035 | 4.6777e-09 | 2.3388e-09 | 6.0142e-09 | 16044.1264 | 263.1074 | 9721.74 | 6059.2791 | 0 | 0 | 0 | 3.8965e-06 |  | 7.505e-05 | 0 | 7.505e-05 | 3.7525e-05 | 0 | 3.7525e-05 | 9.6492e-05 | 0 | 9.6492e-05 | [16 empty] | 7.3.1.3 Ignition probability mapping showing the probability of ignition along the electric lines and equipmentWLDFRAggregatedAggregated | WLDFR | HFTD - Distribution - Tier 3 - 1QU CoRE ¦ 4QU LoRE | Non-Red Flag Warning - Catastrophic Fires | Aggregated | Aggregated | 2041 | 3.8965e-06 | 0 | 88.5056 | 0.00034486 | 2041 | Mitigation | 0.08575 | 30 | 0 | esc | 0.0012005 | 4.6777e-09 | 0.00060025 | 2.3388e-09 | 0.0015435 | 6.0142e-09
[79 empty] | WLDFR | HFTD - Distribution - Tier 3 - 1QU CoRE ¦ 4QU LoRE | Non-Red Flag Warning - Catastrophic Fires | 2036 | 4.6777e-09 | 2.3388e-09 | 6.0142e-09 | 16044.1264 | 263.1074 | 9721.74 | 6059.2791 | 0 | 0 | 0 | 3.8965e-06 |  | 7.505e-05 | 0 | 7.505e-05 | 3.7525e-05 | 0 | 3.7525e-05 | 9.6492e-05 | 0 | 9.6492e-05 | [16 empty] | 7.3.1.3 Ignition probability mapping showing the probability of ignition along the electric lines and equipmentWLDFRAggregatedAggregated | WLDFR | HFTD - Distribution - Tier 3 - 1QU CoRE ¦ 4QU LoRE | Non-Red Flag Warning - Catastrophic Fires | Aggregated | Aggregated | 2042 | 3.8965e-06 | 0 | 88.5056 | 0.00034486 | 2042 | Mitigation | 0.08575 | 30 | 0 | esc | 0.0012005 | 4.6777e-09 | 0.00060025 | 2.3388e-09 | 0.0015435 | 6.0142e-09
[79 empty] | WLDFR | HFTD - Distribution - Tier 3 - 1QU CoRE ¦ 4QU LoRE | Non-Red Flag Warning - Catastrophic Fires | 2037 | 4.6777e-09 | 2.3388e-09 | 6.0142e-09 | 16044.1264 | 263.1074 | 9721.74 | 6059.2791 | 0 | 0 | 0 | 3.8965e-06 |  | 7.505e-05 | 0 | 7.505e-05 | 3.7525e-05 | 0 | 3.7525e-05 | 9.6492e-05 | 0 | 9.6492e-05 | [16 empty] | 7.3.1.3 Ignition probability mapping showing the probability of ignition along the electric lines and equipmentWLDFRAggregatedAggregated | WLDFR | HFTD - Distribution - Tier 3 - 1QU CoRE ¦ 4QU LoRE | Non-Red Flag Warning - Catastrophic Fires | Aggregated | Aggregated | 2043 | 3.8965e-06 | 0 | 88.5056 | 0.00034486 | 2043 | Mitigation | 0.08575 | 30 | 0 | esc | 0.0012005 | 4.6777e-09 | 0.00060025 | 2.3388e-09 | 0.0015435 | 6.0142e-09
[79 empty] | WLDFR | HFTD - Distribution - Tier 3 - 1QU CoRE ¦ 4QU LoRE | Non-Red Flag Warning - Catastrophic Fires | 2038 | 4.6777e-09 | 2.3388e-09 | 6.0142e-09 | 16832.3912 | 280.5544 | 10192.2718 | 6359.5651 | 0 | 0 | 0 | 3.8965e-06 |  | 7.8737e-05 | 0 | 7.8737e-05 | 3.9368e-05 | 0 | 3.9368e-05 | 0.00010123 | 0 | 0.00010123 | [16 empty] | 7.3.1.3 Ignition probability mapping showing the probability of ignition along the electric lines and equipmentWLDFRAggregatedAggregated | WLDFR | HFTD - Distribution - Tier 3 - 1QU CoRE ¦ 4QU LoRE | Non-Red Flag Warning - Catastrophic Fires | Aggregated | Aggregated | 2044 | 3.8965e-06 | 0 | 88.5056 | 0.00034486 | 2044 | Mitigation | 0.08575 | 30 | 0 | esc | 0.0012005 | 4.6777e-09 | 0.00060025 | 2.3388e-09 | 0.0015435 | 6.0142e-09
[79 empty] | WLDFR | HFTD - Distribution - Tier 3 - 1QU CoRE ¦ 4QU LoRE | Non-Red Flag Warning - Catastrophic Fires | 2039 | 4.6777e-09 | 2.3388e-09 | 6.0142e-09 | 16832.3912 | 280.5544 | 10192.2718 | 6359.5651 | 0 | 0 | 0 | 3.8965e-06 |  | 7.8737e-05 | 0 | 7.8737e-05 | 3.9368e-05 | 0 | 3.9368e-05 | 0.00010123 | 0 | 0.00010123 | [16 empty] | 7.3.1.3 Ignition probability mapping showing the probability of ignition along the electric lines and equipmentWLDFRAggregatedAggregated | WLDFR | HFTD - Distribution - Tier 3 - 1QU CoRE ¦ 4QU LoRE | Non-Red Flag Warning - Catastrophic Fires | Aggregated | Aggregated | 2045 | 3.8965e-06 | 0 | 88.5056 | 0.00034486 | 2045 | Mitigation | 0.08575 | 30 | 0 | esc | 0.0012005 | 4.6777e-09 | 0.00060025 | 2.3388e-09 | 0.0015435 | 6.0142e-09
[79 empty] | WLDFR | HFTD - Distribution - Tier 3 - 1QU CoRE ¦ 4QU LoRE | Non-Red Flag Warning - Catastrophic Fires | 2040 | 4.6777e-09 | 2.3388e-09 | 6.0142e-09 | 16832.3912 | 280.5544 | 10192.2718 | 6359.5651 | 0 | 0 | 0 | 3.8965e-06 |  | 7.8737e-05 | 0 | 7.8737e-05 | 3.9368e-05 | 0 | 3.9368e-05 | 0.00010123 | 0 | 0.00010123 | [16 empty] | 7.3.1.3 Ignition probability mapping showing the probability of ignition along the electric lines and equipmentWLDFRAggregatedAggregated | WLDFR | HFTD - Distribution - Tier 3 - 1QU CoRE ¦ 4QU LoRE | Non-Red Flag Warning - Catastrophic Fires | Aggregated | Aggregated | 2046 | 3.8965e-06 | 0 | 88.5056 | 0.00034486 | 2046 | Mitigation | 0.08575 | 30 | 0 | esc | 0.0012005 | 4.6777e-09 | 0.00060025 | 2.3388e-09 | 0.0015435 | 6.0142e-09
[79 empty] | WLDFR | HFTD - Distribution - Tier 3 - 1QU CoRE ¦ 4QU LoRE | Non-Red Flag Warning - Catastrophic Fires | 2041 | 4.6777e-09 | 2.3388e-09 | 6.0142e-09 | 16832.3912 | 280.5544 | 10192.2718 | 6359.5651 | 0 | 0 | 0 | 3.8965e-06 |  | 7.8737e-05 | 0 | 7.8737e-05 | 3.9368e-05 | 0 | 3.9368e-05 | 0.00010123 | 0 | 0.00010123 | [16 empty] | 7.3.1.3 Ignition probability mapping showing the probability of ignition along the electric lines and equipmentWLDFRAggregatedAggregated | WLDFR | HFTD - Distribution - Tier 3 - 1QU CoRE ¦ 4QU LoRE | Non-Red Flag Warning - Catastrophic Fires | Aggregated | Aggregated | 2047 | 3.8965e-06 | 0 | 88.5056 | 0.00034486 | 2047 | Mitigation | 0.08575 | 30 | 0 | esc | 0.0012005 | 4.6777e-09 | 0.00060025 | 2.3388e-09 | 0.0015435 | 6.0142e-09
[79 empty] | WLDFR | HFTD - Distribution - Tier 3 - 1QU CoRE ¦ 4QU LoRE | Non-Red Flag Warning - Catastrophic Fires | 2042 | 4.6777e-09 | 2.3388e-09 | 6.0142e-09 | 16832.3912 | 280.5544 | 10192.2718 | 6359.5651 | 0 | 0 | 0 | 3.8965e-06 |  | 7.8737e-05 | 0 | 7.8737e-05 | 3.9368e-05 | 0 | 3.9368e-05 | 0.00010123 | 0 | 0.00010123 | [16 empty] | 7.3.1.3 Ignition probability mapping showing the probability of ignition along the electric lines and equipmentWLDFRAggregatedAggregated | WLDFR | HFTD - Distribution - Tier 3 - 1QU CoRE ¦ 4QU LoRE | Non-Red Flag Warning - Catastrophic Fires | Aggregated | Aggregated | 2048 | 3.8965e-06 | 0 | 88.5056 | 0.00034486 | 2048 | Mitigation | 0.08575 | 30 | 0 | esc | 0.0012005 | 4.6777e-09 | 0.00060025 | 2.3388e-09 | 0.0015435 | 6.0142e-09
[79 empty] | WLDFR | HFTD - Distribution - Tier 3 - 1QU CoRE ¦ 4QU LoRE | Non-Red Flag Warning - Catastrophic Fires | 2043 | 4.6777e-09 | 2.3388e-09 | 6.0142e-09 | 17672.0852 | 299.42 | 10692.7362 | 6679.929 | 0 | 0 | 0 | 3.8965e-06 |  | 8.2665e-05 | 0 | 8.2665e-05 | 4.1332e-05 | 0 | 4.1332e-05 | 0.00010628 | 0 | 0.00010628 | [16 empty] | 7.3.1.3 Ignition probability mapping showing the probability of ignition along the electric lines and equipmentWLDFRAggregatedAggregated | WLDFR | HFTD - Distribution - Tier 3 - 1QU CoRE ¦ 4QU LoRE | Non-Red Flag Warning - Catastrophic Fires | Aggregated | Aggregated | 2049 | 3.8965e-06 | 0 | 88.5056 | 0.00034486 | 2049 | Mitigation | 0.08575 | 30 | 0 | esc | 0.0012005 | 4.6777e-09 | 0.00060025 | 2.3388e-09 | 0.0015435 | 6.0142e-09
[79 empty] | WLDFR | HFTD - Distribution - Tier 3 - 1QU CoRE ¦ 4QU LoRE | Non-Red Flag Warning - Catastrophic Fires | 2044 | 4.6777e-09 | 2.3388e-09 | 6.0142e-09 | 17672.0852 | 299.42 | 10692.7362 | 6679.929 | 0 | 0 | 0 | 3.8965e-06 |  | 8.2665e-05 | 0 | 8.2665e-05 | 4.1332e-05 | 0 | 4.1332e-05 | 0.00010628 | 0 | 0.00010628 | [16 empty] | 7.3.1.3 Ignition probability mapping showing the probability of ignition along the electric lines and equipmentWLDFRAggregatedAggregated | WLDFR | HFTD - Distribution - Tier 3 - 1QU CoRE ¦ 4QU LoRE | Non-Red Flag Warning - Catastrophic Fires | Aggregated | Aggregated | 2050 | 3.8965e-06 | 0 | 88.5056 | 0.00034486 | 2050 | Mitigation | 0.08575 | 30 | 0 | esc | 0 | 0 | 0.00060025 | 2.3388e-09 | 0.0015435 | 6.0142e-09
[79 empty] | WLDFR | HFTD - Distribution - Tier 3 - 1QU CoRE ¦ 4QU LoRE | Non-Red Flag Warning - Catastrophic Fires | 2045 | 4.6777e-09 | 2.3388e-09 | 6.0142e-09 | 17672.0852 | 299.42 | 10692.7362 | 6679.929 | 0 | 0 | 0 | 3.8965e-06 |  | 8.2665e-05 | 0 | 8.2665e-05 | 4.1332e-05 | 0 | 4.1332e-05 | 0.00010628 | 0 | 0.00010628 | [16 empty] | 7.3.1.3 Ignition probability mapping showing the probability of ignition along the electric lines and equipmentWLDFRAggregatedAggregated | WLDFR | HFTD - Distribution - Tier 3 - 1QU CoRE ¦ 4QU LoRE | Non-Red Flag Warning - Catastrophic Fires | Aggregated | Aggregated | 2051 | 3.8965e-06 | 0 | 88.5056 | 0.00034486 | 2051 | Mitigation | 0.08575 | 30 | 0 | esc | 0 | 0 | 0 | 0 | 0.0015435 | 6.0142e-09
[79 empty] | WLDFR | HFTD - Distribution - Tier 3 - 1QU CoRE ¦ 4QU LoRE | Non-Red Flag Warning - Catastrophic Fires | 2046 | 4.6777e-09 | 2.3388e-09 | 6.0142e-09 | 17672.0852 | 299.42 | 10692.7362 | 6679.929 | 0 | 0 | 0 | 3.8965e-06 |  | 8.2665e-05 | 0 | 8.2665e-05 | 4.1332e-05 | 0 | 4.1332e-05 | 0.00010628 | 0 | 0.00010628 | [16 empty] | 7.3.1.3 Ignition probability mapping showing the probability of ignition along the electric lines and equipmentWLDFRAggregatedAggregated | WLDFR | HFTD - Distribution - Tier 3 - 1QU CoRE ¦ 4QU LoRE | Non-Red Flag Warning - Destructive Fires | Aggregated | Aggregated | 2021 | 4.6092e-06 | 0 | 88.5056 | 0.00040794 | 2021 | Mitigation | 0.08575 | 30 | 0 | esc | 0.0012005 | 5.5334e-09 | 0.00060025 | 2.7667e-09 | 0 | 0
[79 empty] | WLDFR | HFTD - Distribution - Tier 3 - 1QU CoRE ¦ 4QU LoRE | Non-Red Flag Warning - Catastrophic Fires | 2047 | 4.6777e-09 | 2.3388e-09 | 6.0142e-09 | 17672.0852 | 299.42 | 10692.7362 | 6679.929 | 0 | 0 | 0 | 3.8965e-06 |  | 8.2665e-05 | 0 | 8.2665e-05 | 4.1332e-05 | 0 | 4.1332e-05 | 0.00010628 | 0 | 0.00010628 | [16 empty] | 7.3.1.3 Ignition probability mapping showing the probability of ignition along the electric lines and equipmentWLDFRAggregatedAggregated | WLDFR | HFTD - Distribution - Tier 3 - 1QU CoRE ¦ 4QU LoRE | Non-Red Flag Warning - Destructive Fires | Aggregated | Aggregated | 2022 | 4.6092e-06 | 0 | 88.5056 | 0.00040794 | 2022 | Mitigation | 0.08575 | 30 | 0 | esc | 0.0012005 | 5.5334e-09 | 0.00060025 | 2.7667e-09 | 0.0015435 | 7.1144e-09
[79 empty] | WLDFR | HFTD - Distribution - Tier 3 - 1QU CoRE ¦ 4QU LoRE | Non-Red Flag Warning - Catastrophic Fires | 2048 | 4.6777e-09 | 2.3388e-09 | 6.0142e-09 | 18552.3348 | 319.4911 | 11216.5626 | 7016.281 | 0 | 0 | 0 | 3.8965e-06 |  | 8.6782e-05 | 0 | 8.6782e-05 | 4.3391e-05 | 0 | 4.3391e-05 | 0.00011158 | 0 | 0.00011158 | [16 empty] | 7.3.1.3 Ignition probability mapping showing the probability of ignition along the electric lines and equipmentWLDFRAggregatedAggregated | WLDFR | HFTD - Distribution - Tier 3 - 1QU CoRE ¦ 4QU LoRE | Non-Red Flag Warning - Destructive Fires | Aggregated | Aggregated | 2023 | 4.6092e-06 | 0 | 88.5056 | 0.00040794 | 2023 | Mitigation | 0.08575 | 30 | 0 | esc | 0.0012005 | 5.5334e-09 | 0.00060025 | 2.7667e-09 | 0.0015435 | 7.1144e-09
[79 empty] | WLDFR | HFTD - Distribution - Tier 3 - 1QU CoRE ¦ 4QU LoRE | Non-Red Flag Warning - Catastrophic Fires | 2049 | 4.6777e-09 | 2.3388e-09 | 6.0142e-09 | 18552.3348 | 319.4911 | 11216.5626 | 7016.281 | 0 | 0 | 0 | 3.8965e-06 |  | 8.6782e-05 | 0 | 8.6782e-05 | 4.3391e-05 | 0 | 4.3391e-05 | 0.00011158 | 0 | 0.00011158 | [16 empty] | 7.3.1.3 Ignition probability mapping showing the probability of ignition along the electric lines and equipmentWLDFRAggregatedAggregated | WLDFR | HFTD - Distribution - Tier 3 - 1QU CoRE ¦ 4QU LoRE | Non-Red Flag Warning - Destructive Fires | Aggregated | Aggregated | 2024 | 4.6092e-06 | 0 | 88.5056 | 0.00040794 | 2024 | Mitigation | 0.08575 | 30 | 0 | esc | 0.0012005 | 5.5334e-09 | 0.00060025 | 2.7667e-09 | 0.0015435 | 7.1144e-09
[79 empty] | WLDFR | HFTD - Distribution - Tier 3 - 1QU CoRE ¦ 4QU LoRE | Non-Red Flag Warning - Catastrophic Fires | 2050 | 0 | 2.3388e-09 | 6.0142e-09 | 18552.3348 | 319.4911 | 11216.5626 | 7016.281 | 0 | 0 | 0 | 3.8965e-06 |  | 0 | 0 | 0 | 4.3391e-05 | 0 | 4.3391e-05 | 0.00011158 | 0 | 0.00011158 | [16 empty] | 7.3.1.3 Ignition probability mapping showing the probability of ignition along the electric lines and equipmentWLDFRAggregatedAggregated | WLDFR | HFTD - Distribution - Tier 3 - 1QU CoRE ¦ 4QU LoRE | Non-Red Flag Warning - Destructive Fires | Aggregated | Aggregated | 2025 | 4.6092e-06 | 0 | 88.5056 | 0.00040794 | 2025 | Mitigation | 0.08575 | 30 | 0 | esc | 0.0012005 | 5.5334e-09 | 0.00060025 | 2.7667e-09 | 0.0015435 | 7.1144e-09
[79 empty] | WLDFR | HFTD - Distribution - Tier 3 - 1QU CoRE ¦ 4QU LoRE | Non-Red Flag Warning - Catastrophic Fires | 2051 | 0 | 0 | 6.0142e-09 | 18552.3348 | 319.4911 | 11216.5626 | 7016.281 | 0 | 0 | 0 | 3.8965e-06 |  | 0 | 0 | 0 | 0 | 0 | 0 | 0.00011158 | 0 | 0.00011158 | [16 empty] | 7.3.1.3 Ignition probability mapping showing the probability of ignition along the electric lines and equipmentWLDFRAggregatedAggregated | WLDFR | HFTD - Distribution - Tier 3 - 1QU CoRE ¦ 4QU LoRE | Non-Red Flag Warning - Destructive Fires | Aggregated | Aggregated | 2026 | 4.6092e-06 | 0 | 88.5056 | 0.00040794 | 2026 | Mitigation | 0.08575 | 30 | 0 | esc | 0.0012005 | 5.5334e-09 | 0.00060025 | 2.7667e-09 | 0.0015435 | 7.1144e-09
[79 empty] | WLDFR | HFTD - Distribution - Tier 3 - 1QU CoRE ¦ 4QU LoRE | Non-Red Flag Warning - Destructive Fires | 2020 | 5.5334e-09 | 0 | 0 | 8807.9522 | 222.2294 | 8585.7228 | 0 | 0 | 0 | 0 | 4.6092e-06 |  | 4.8738e-05 | 0 | 4.8738e-05 | 0 | 0 | 0 | 0 | 0 | 0 | [16 empty] | 7.3.1.3 Ignition probability mapping showing the probability of ignition along the electric lines and equipmentWLDFRAggregatedAggregated | WLDFR | HFTD - Distribution - Tier 3 - 1QU CoRE ¦ 4QU LoRE | Non-Red Flag Warning - Destructive Fires | Aggregated | Aggregated | 2027 | 4.6092e-06 | 0 | 88.5056 | 0.00040794 | 2027 | Mitigation | 0.08575 | 30 | 0 | esc | 0.0012005 | 5.5334e-09 | 0.00060025 | 2.7667e-09 | 0.0015435 | 7.1144e-09
[79 empty] | WLDFR | HFTD - Distribution - Tier 3 - 1QU CoRE ¦ 4QU LoRE | Non-Red Flag Warning - Destructive Fires | 2021 | 5.5334e-09 | 2.7667e-09 | 0 | 8807.9522 | 222.2294 | 8585.7228 | 0 | 0 | 0 | 0 | 4.6092e-06 |  | 4.8738e-05 | 0 | 4.8738e-05 | 2.4369e-05 | 0 | 2.4369e-05 | 0 | 0 | 0 | [16 empty] | 7.3.1.3 Ignition probability mapping showing the probability of ignition along the electric lines and equipmentWLDFRAggregatedAggregated | WLDFR | HFTD - Distribution - Tier 3 - 1QU CoRE ¦ 4QU LoRE | Non-Red Flag Warning - Destructive Fires | Aggregated | Aggregated | 2028 | 4.6092e-06 | 0 | 88.5056 | 0.00040794 | 2028 | Mitigation | 0.08575 | 30 | 0 | esc | 0.0012005 | 5.5334e-09 | 0.00060025 | 2.7667e-09 | 0.0015435 | 7.1144e-09
[79 empty] | WLDFR | HFTD - Distribution - Tier 3 - 1QU CoRE ¦ 4QU LoRE | Non-Red Flag Warning - Destructive Fires | 2022 | 5.5334e-09 | 2.7667e-09 | 7.1144e-09 | 8807.9522 | 222.2294 | 8585.7228 | 0 | 0 | 0 | 0 | 4.6092e-06 |  | 4.8738e-05 | 0 | 4.8738e-05 | 2.4369e-05 | 0 | 2.4369e-05 | 6.2663e-05 | 0 | 6.2663e-05 | [16 empty] | 7.3.1.3 Ignition probability mapping showing the probability of ignition along the electric lines and equipmentWLDFRAggregatedAggregated | WLDFR | HFTD - Distribution - Tier 3 - 1QU CoRE ¦ 4QU LoRE | Non-Red Flag Warning - Destructive Fires | Aggregated | Aggregated | 2029 | 4.6092e-06 | 0 | 88.5056 | 0.00040794 | 2029 | Mitigation | 0.08575 | 30 | 0 | esc | 0.0012005 | 5.5334e-09 | 0.00060025 | 2.7667e-09 | 0.0015435 | 7.1144e-09
[79 empty] | WLDFR | HFTD - Distribution - Tier 3 - 1QU CoRE ¦ 4QU LoRE | Non-Red Flag Warning - Destructive Fires | 2023 | 5.5334e-09 | 2.7667e-09 | 7.1144e-09 | 9129.7461 | 233.2301 | 8896.516 | 0 | 0 | 0 | 0 | 4.6092e-06 |  | 5.0518e-05 | 0 | 5.0518e-05 | 2.5259e-05 | 0 | 2.5259e-05 | 6.4952e-05 | 0 | 6.4952e-05 | [16 empty] | 7.3.1.3 Ignition probability mapping showing the probability of ignition along the electric lines and equipmentWLDFRAggregatedAggregated | WLDFR | HFTD - Distribution - Tier 3 - 1QU CoRE ¦ 4QU LoRE | Non-Red Flag Warning - Destructive Fires | Aggregated | Aggregated | 2030 | 4.6092e-06 | 0 | 88.5056 | 0.00040794 | 2030 | Mitigation | 0.08575 | 30 | 0 | esc | 0.0012005 | 5.5334e-09 | 0.00060025 | 2.7667e-09 | 0.0015435 | 7.1144e-09
[79 empty] | WLDFR | HFTD - Distribution - Tier 3 - 1QU CoRE ¦ 4QU LoRE | Non-Red Flag Warning - Destructive Fires | 2024 | 5.5334e-09 | 2.7667e-09 | 7.1144e-09 | 9129.7461 | 233.2301 | 8896.516 | 0 | 0 | 0 | 0 | 4.6092e-06 |  | 5.0518e-05 | 0 | 5.0518e-05 | 2.5259e-05 | 0 | 2.5259e-05 | 6.4952e-05 | 0 | 6.4952e-05 | [16 empty] | 7.3.1.3 Ignition probability mapping showing the probability of ignition along the electric lines and equipmentWLDFRAggregatedAggregated | WLDFR | HFTD - Distribution - Tier 3 - 1QU CoRE ¦ 4QU LoRE | Non-Red Flag Warning - Destructive Fires | Aggregated | Aggregated | 2031 | 4.6092e-06 | 0 | 88.5056 | 0.00040794 | 2031 | Mitigation | 0.08575 | 30 | 0 | esc | 0.0012005 | 5.5334e-09 | 0.00060025 | 2.7667e-09 | 0.0015435 | 7.1144e-09
[79 empty] | WLDFR | HFTD - Distribution - Tier 3 - 1QU CoRE ¦ 4QU LoRE | Non-Red Flag Warning - Destructive Fires | 2025 | 5.5334e-09 | 2.7667e-09 | 7.1144e-09 | 9129.7461 | 233.2301 | 8896.516 | 0 | 0 | 0 | 0 | 4.6092e-06 |  | 5.0518e-05 | 0 | 5.0518e-05 | 2.5259e-05 | 0 | 2.5259e-05 | 6.4952e-05 | 0 | 6.4952e-05 | [16 empty] | 7.3.1.3 Ignition probability mapping showing the probability of ignition along the electric lines and equipmentWLDFRAggregatedAggregated | WLDFR | HFTD - Distribution - Tier 3 - 1QU CoRE ¦ 4QU LoRE | Non-Red Flag Warning - Destructive Fires | Aggregated | Aggregated | 2032 | 4.6092e-06 | 0 | 88.5056 | 0.00040794 | 2032 | Mitigation | 0.08575 | 30 | 0 | esc | 0.0012005 | 5.5334e-09 | 0.00060025 | 2.7667e-09 | 0.0015435 | 7.1144e-09
[79 empty] | WLDFR | HFTD - Distribution - Tier 3 - 1QU CoRE ¦ 4QU LoRE | Non-Red Flag Warning - Destructive Fires | 2026 | 5.5334e-09 | 2.7667e-09 | 7.1144e-09 | 9129.7461 | 233.2301 | 8896.516 | 0 | 0 | 0 | 0 | 4.6092e-06 |  | 5.0518e-05 | 0 | 5.0518e-05 | 2.5259e-05 | 0 | 2.5259e-05 | 6.4952e-05 | 0 | 6.4952e-05 | [16 empty] | 7.3.1.3 Ignition probability mapping showing the probability of ignition along the electric lines and equipmentWLDFRAggregatedAggregated | WLDFR | HFTD - Distribution - Tier 3 - 1QU CoRE ¦ 4QU LoRE | Non-Red Flag Warning - Destructive Fires | Aggregated | Aggregated | 2033 | 4.6092e-06 | 0 | 88.5056 | 0.00040794 | 2033 | Mitigation | 0.08575 | 30 | 0 | esc | 0.0012005 | 5.5334e-09 | 0.00060025 | 2.7667e-09 | 0.0015435 | 7.1144e-09
[79 empty] | WLDFR | HFTD - Distribution - Tier 3 - 1QU CoRE ¦ 4QU LoRE | Non-Red Flag Warning - Destructive Fires | 2027 | 5.5334e-09 | 2.7667e-09 | 7.1144e-09 | 9129.7461 | 233.2301 | 8896.516 | 0 | 0 | 0 | 0 | 4.6092e-06 |  | 5.0518e-05 | 0 | 5.0518e-05 | 2.5259e-05 | 0 | 2.5259e-05 | 6.4952e-05 | 0 | 6.4952e-05 | [16 empty] | 7.3.1.3 Ignition probability mapping showing the probability of ignition along the electric lines and equipmentWLDFRAggregatedAggregated | WLDFR | HFTD - Distribution - Tier 3 - 1QU CoRE ¦ 4QU LoRE | Non-Red Flag Warning - Destructive Fires | Aggregated | Aggregated | 2034 | 4.6092e-06 | 0 | 88.5056 | 0.00040794 | 2034 | Mitigation | 0.08575 | 30 | 0 | esc | 0.0012005 | 5.5334e-09 | 0.00060025 | 2.7667e-09 | 0.0015435 | 7.1144e-09
[79 empty] | WLDFR | HFTD - Distribution - Tier 3 - 1QU CoRE ¦ 4QU LoRE | Non-Red Flag Warning - Destructive Fires | 2028 | 5.5334e-09 | 2.7667e-09 | 7.1144e-09 | 9534.9221 | 247.273 | 9287.6491 | 0 | 0 | 0 | 0 | 4.6092e-06 |  | 5.276e-05 | 0 | 5.276e-05 | 2.638e-05 | 0 | 2.638e-05 | 6.7835e-05 | 0 | 6.7835e-05 | [16 empty] | 7.3.1.3 Ignition probability mapping showing the probability of ignition along the electric lines and equipmentWLDFRAggregatedAggregated | WLDFR | HFTD - Distribution - Tier 3 - 1QU CoRE ¦ 4QU LoRE | Non-Red Flag Warning - Destructive Fires | Aggregated | Aggregated | 2035 | 4.6092e-06 | 0 | 88.5056 | 0.00040794 | 2035 | Mitigation | 0.08575 | 30 | 0 | esc | 0.0012005 | 5.5334e-09 | 0.00060025 | 2.7667e-09 | 0.0015435 | 7.1144e-09
[79 empty] | WLDFR | HFTD - Distribution - Tier 3 - 1QU CoRE ¦ 4QU LoRE | Non-Red Flag Warning - Destructive Fires | 2029 | 5.5334e-09 | 2.7667e-09 | 7.1144e-09 | 9534.9221 | 247.273 | 9287.6491 | 0 | 0 | 0 | 0 | 4.6092e-06 |  | 5.276e-05 | 0 | 5.276e-05 | 2.638e-05 | 0 | 2.638e-05 | 6.7835e-05 | 0 | 6.7835e-05 | [16 empty] | 7.3.1.3 Ignition probability mapping showing the probability of ignition along the electric lines and equipmentWLDFRAggregatedAggregated | WLDFR | HFTD - Distribution - Tier 3 - 1QU CoRE ¦ 4QU LoRE | Non-Red Flag Warning - Destructive Fires | Aggregated | Aggregated | 2036 | 4.6092e-06 | 0 | 88.5056 | 0.00040794 | 2036 | Mitigation | 0.08575 | 30 | 0 | esc | 0.0012005 | 5.5334e-09 | 0.00060025 | 2.7667e-09 | 0.0015435 | 7.1144e-09
[79 empty] | WLDFR | HFTD - Distribution - Tier 3 - 1QU CoRE ¦ 4QU LoRE | Non-Red Flag Warning - Destructive Fires | 2030 | 5.5334e-09 | 2.7667e-09 | 7.1144e-09 | 9534.9221 | 247.273 | 9287.6491 | 0 | 0 | 0 | 0 | 4.6092e-06 |  | 5.276e-05 | 0 | 5.276e-05 | 2.638e-05 | 0 | 2.638e-05 | 6.7835e-05 | 0 | 6.7835e-05 | [16 empty] | 7.3.1.3 Ignition probability mapping showing the probability of ignition along the electric lines and equipmentWLDFRAggregatedAggregated | WLDFR | HFTD - Distribution - Tier 3 - 1QU CoRE ¦ 4QU LoRE | Non-Red Flag Warning - Destructive Fires | Aggregated | Aggregated | 2037 | 4.6092e-06 | 0 | 88.5056 | 0.00040794 | 2037 | Mitigation | 0.08575 | 30 | 0 | esc | 0.0012005 | 5.5334e-09 | 0.00060025 | 2.7667e-09 | 0.0015435 | 7.1144e-09
[79 empty] | WLDFR | HFTD - Distribution - Tier 3 - 1QU CoRE ¦ 4QU LoRE | Non-Red Flag Warning - Destructive Fires | 2031 | 5.5334e-09 | 2.7667e-09 | 7.1144e-09 | 9534.9221 | 247.273 | 9287.6491 | 0 | 0 | 0 | 0 | 4.6092e-06 |  | 5.276e-05 | 0 | 5.276e-05 | 2.638e-05 | 0 | 2.638e-05 | 6.7835e-05 | 0 | 6.7835e-05 | [16 empty] | 7.3.1.3 Ignition probability mapping showing the probability of ignition along the electric lines and equipmentWLDFRAggregatedAggregated | WLDFR | HFTD - Distribution - Tier 3 - 1QU CoRE ¦ 4QU LoRE | Non-Red Flag Warning - Destructive Fires | Aggregated | Aggregated | 2038 | 4.6092e-06 | 0 | 88.5056 | 0.00040794 | 2038 | Mitigation | 0.08575 | 30 | 0 | esc | 0.0012005 | 5.5334e-09 | 0.00060025 | 2.7667e-09 | 0.0015435 | 7.1144e-09
[79 empty] | WLDFR | HFTD - Distribution - Tier 3 - 1QU CoRE ¦ 4QU LoRE | Non-Red Flag Warning - Destructive Fires | 2032 | 5.5334e-09 | 2.7667e-09 | 7.1144e-09 | 9534.9221 | 247.273 | 9287.6491 | 0 | 0 | 0 | 0 | 4.6092e-06 |  | 5.276e-05 | 0 | 5.276e-05 | 2.638e-05 | 0 | 2.638e-05 | 6.7835e-05 | 0 | 6.7835e-05 | [16 empty] | 7.3.1.3 Ignition probability mapping showing the probability of ignition along the electric lines and equipmentWLDFRAggregatedAggregated | WLDFR | HFTD - Distribution - Tier 3 - 1QU CoRE ¦ 4QU LoRE | Non-Red Flag Warning - Destructive Fires | Aggregated | Aggregated | 2039 | 4.6092e-06 | 0 | 88.5056 | 0.00040794 | 2039 | Mitigation | 0.08575 | 30 | 0 | esc | 0.0012005 | 5.5334e-09 | 0.00060025 | 2.7667e-09 | 0.0015435 | 7.1144e-09
[79 empty] | WLDFR | HFTD - Distribution - Tier 3 - 1QU CoRE ¦ 4QU LoRE | Non-Red Flag Warning - Destructive Fires | 2033 | 5.5334e-09 | 2.7667e-09 | 7.1144e-09 | 9984.8474 | 263.1074 | 9721.74 | 0 | 0 | 0 | 0 | 4.6092e-06 |  | 5.525e-05 | 0 | 5.525e-05 | 2.7625e-05 | 0 | 2.7625e-05 | 7.1036e-05 | 0 | 7.1036e-05 | [16 empty] | 7.3.1.3 Ignition probability mapping showing the probability of ignition along the electric lines and equipmentWLDFRAggregatedAggregated | WLDFR | HFTD - Distribution - Tier 3 - 1QU CoRE ¦ 4QU LoRE | Non-Red Flag Warning - Destructive Fires | Aggregated | Aggregated | 2040 | 4.6092e-06 | 0 | 88.5056 | 0.00040794 | 2040 | Mitigation | 0.08575 | 30 | 0 | esc | 0.0012005 | 5.5334e-09 | 0.00060025 | 2.7667e-09 | 0.0015435 | 7.1144e-09
[79 empty] | WLDFR | HFTD - Distribution - Tier 3 - 1QU CoRE ¦ 4QU LoRE | Non-Red Flag Warning - Destructive Fires | 2034 | 5.5334e-09 | 2.7667e-09 | 7.1144e-09 | 9984.8474 | 263.1074 | 9721.74 | 0 | 0 | 0 | 0 | 4.6092e-06 |  | 5.525e-05 | 0 | 5.525e-05 | 2.7625e-05 | 0 | 2.7625e-05 | 7.1036e-05 | 0 | 7.1036e-05 | [16 empty] | 7.3.1.3 Ignition probability mapping showing the probability of ignition along the electric lines and equipmentWLDFRAggregatedAggregated | WLDFR | HFTD - Distribution - Tier 3 - 1QU CoRE ¦ 4QU LoRE | Non-Red Flag Warning - Destructive Fires | Aggregated | Aggregated | 2041 | 4.6092e-06 | 0 | 88.5056 | 0.00040794 | 2041 | Mitigation | 0.08575 | 30 | 0 | esc | 0.0012005 | 5.5334e-09 | 0.00060025 | 2.7667e-09 | 0.0015435 | 7.1144e-09
[79 empty] | WLDFR | HFTD - Distribution - Tier 3 - 1QU CoRE ¦ 4QU LoRE | Non-Red Flag Warning - Destructive Fires | 2035 | 5.5334e-09 | 2.7667e-09 | 7.1144e-09 | 9984.8474 | 263.1074 | 9721.74 | 0 | 0 | 0 | 0 | 4.6092e-06 |  | 5.525e-05 | 0 | 5.525e-05 | 2.7625e-05 | 0 | 2.7625e-05 | 7.1036e-05 | 0 | 7.1036e-05 | [16 empty] | 7.3.1.3 Ignition probability mapping showing the probability of ignition along the electric lines and equipmentWLDFRAggregatedAggregated | WLDFR | HFTD - Distribution - Tier 3 - 1QU CoRE ¦ 4QU LoRE | Non-Red Flag Warning - Destructive Fires | Aggregated | Aggregated | 2042 | 4.6092e-06 | 0 | 88.5056 | 0.00040794 | 2042 | Mitigation | 0.08575 | 30 | 0 | esc | 0.0012005 | 5.5334e-09 | 0.00060025 | 2.7667e-09 | 0.0015435 | 7.1144e-09
[79 empty] | WLDFR | HFTD - Distribution - Tier 3 - 1QU CoRE ¦ 4QU LoRE | Non-Red Flag Warning - Destructive Fires | 2036 | 5.5334e-09 | 2.7667e-09 | 7.1144e-09 | 9984.8474 | 263.1074 | 9721.74 | 0 | 0 | 0 | 0 | 4.6092e-06 |  | 5.525e-05 | 0 | 5.525e-05 | 2.7625e-05 | 0 | 2.7625e-05 | 7.1036e-05 | 0 | 7.1036e-05 | [16 empty] | 7.3.1.3 Ignition probability mapping showing the probability of ignition along the electric lines and equipmentWLDFRAggregatedAggregated | WLDFR | HFTD - Distribution - Tier 3 - 1QU CoRE ¦ 4QU LoRE | Non-Red Flag Warning - Destructive Fires | Aggregated | Aggregated | 2043 | 4.6092e-06 | 0 | 88.5056 | 0.00040794 | 2043 | Mitigation | 0.08575 | 30 | 0 | esc | 0.0012005 | 5.5334e-09 | 0.00060025 | 2.7667e-09 | 0.0015435 | 7.1144e-09
[79 empty] | WLDFR | HFTD - Distribution - Tier 3 - 1QU CoRE ¦ 4QU LoRE | Non-Red Flag Warning - Destructive Fires | 2037 | 5.5334e-09 | 2.7667e-09 | 7.1144e-09 | 9984.8474 | 263.1074 | 9721.74 | 0 | 0 | 0 | 0 | 4.6092e-06 |  | 5.525e-05 | 0 | 5.525e-05 | 2.7625e-05 | 0 | 2.7625e-05 | 7.1036e-05 | 0 | 7.1036e-05 | [16 empty] | 7.3.1.3 Ignition probability mapping showing the probability of ignition along the electric lines and equipmentWLDFRAggregatedAggregated | WLDFR | HFTD - Distribution - Tier 3 - 1QU CoRE ¦ 4QU LoRE | Non-Red Flag Warning - Destructive Fires | Aggregated | Aggregated | 2044 | 4.6092e-06 | 0 | 88.5056 | 0.00040794 | 2044 | Mitigation | 0.08575 | 30 | 0 | esc | 0.0012005 | 5.5334e-09 | 0.00060025 | 2.7667e-09 | 0.0015435 | 7.1144e-09
[79 empty] | WLDFR | HFTD - Distribution - Tier 3 - 1QU CoRE ¦ 4QU LoRE | Non-Red Flag Warning - Destructive Fires | 2038 | 5.5334e-09 | 2.7667e-09 | 7.1144e-09 | 10472.8261 | 280.5544 | 10192.2718 | 0 | 0 | 0 | 0 | 4.6092e-06 |  | 5.795e-05 | 0 | 5.795e-05 | 2.8975e-05 | 0 | 2.8975e-05 | 7.4507e-05 | 0 | 7.4507e-05 | [16 empty] | 7.3.1.3 Ignition probability mapping showing the probability of ignition along the electric lines and equipmentWLDFRAggregatedAggregated | WLDFR | HFTD - Distribution - Tier 3 - 1QU CoRE ¦ 4QU LoRE | Non-Red Flag Warning - Destructive Fires | Aggregated | Aggregated | 2045 | 4.6092e-06 | 0 | 88.5056 | 0.00040794 | 2045 | Mitigation | 0.08575 | 30 | 0 | esc | 0.0012005 | 5.5334e-09 | 0.00060025 | 2.7667e-09 | 0.0015435 | 7.1144e-09
[79 empty] | WLDFR | HFTD - Distribution - Tier 3 - 1QU CoRE ¦ 4QU LoRE | Non-Red Flag Warning - Destructive Fires | 2039 | 5.5334e-09 | 2.7667e-09 | 7.1144e-09 | 10472.8261 | 280.5544 | 10192.2718 | 0 | 0 | 0 | 0 | 4.6092e-06 |  | 5.795e-05 | 0 | 5.795e-05 | 2.8975e-05 | 0 | 2.8975e-05 | 7.4507e-05 | 0 | 7.4507e-05 | [16 empty] | 7.3.1.3 Ignition probability mapping showing the probability of ignition along the electric lines and equipmentWLDFRAggregatedAggregated | WLDFR | HFTD - Distribution - Tier 3 - 1QU CoRE ¦ 4QU LoRE | Non-Red Flag Warning - Destructive Fires | Aggregated | Aggregated | 2046 | 4.6092e-06 | 0 | 88.5056 | 0.00040794 | 2046 | Mitigation | 0.08575 | 30 | 0 | esc | 0.0012005 | 5.5334e-09 | 0.00060025 | 2.7667e-09 | 0.0015435 | 7.1144e-09
[79 empty] | WLDFR | HFTD - Distribution - Tier 3 - 1QU CoRE ¦ 4QU LoRE | Non-Red Flag Warning - Destructive Fires | 2040 | 5.5334e-09 | 2.7667e-09 | 7.1144e-09 | 10472.8261 | 280.5544 | 10192.2718 | 0 | 0 | 0 | 0 | 4.6092e-06 |  | 5.795e-05 | 0 | 5.795e-05 | 2.8975e-05 | 0 | 2.8975e-05 | 7.4507e-05 | 0 | 7.4507e-05 | [16 empty] | 7.3.1.3 Ignition probability mapping showing the probability of ignition along the electric lines and equipmentWLDFRAggregatedAggregated | WLDFR | HFTD - Distribution - Tier 3 - 1QU CoRE ¦ 4QU LoRE | Non-Red Flag Warning - Destructive Fires | Aggregated | Aggregated | 2047 | 4.6092e-06 | 0 | 88.5056 | 0.00040794 | 2047 | Mitigation | 0.08575 | 30 | 0 | esc | 0.0012005 | 5.5334e-09 | 0.00060025 | 2.7667e-09 | 0.0015435 | 7.1144e-09
[79 empty] | WLDFR | HFTD - Distribution - Tier 3 - 1QU CoRE ¦ 4QU LoRE | Non-Red Flag Warning - Destructive Fires | 2041 | 5.5334e-09 | 2.7667e-09 | 7.1144e-09 | 10472.8261 | 280.5544 | 10192.2718 | 0 | 0 | 0 | 0 | 4.6092e-06 |  | 5.795e-05 | 0 | 5.795e-05 | 2.8975e-05 | 0 | 2.8975e-05 | 7.4507e-05 | 0 | 7.4507e-05 | [16 empty] | 7.3.1.3 Ignition probability mapping showing the probability of ignition along the electric lines and equipmentWLDFRAggregatedAggregated | WLDFR | HFTD - Distribution - Tier 3 - 1QU CoRE ¦ 4QU LoRE | Non-Red Flag Warning - Destructive Fires | Aggregated | Aggregated | 2048 | 4.6092e-06 | 0 | 88.5056 | 0.00040794 | 2048 | Mitigation | 0.08575 | 30 | 0 | esc | 0.0012005 | 5.5334e-09 | 0.00060025 | 2.7667e-09 | 0.0015435 | 7.1144e-09
[79 empty] | WLDFR | HFTD - Distribution - Tier 3 - 1QU CoRE ¦ 4QU LoRE | Non-Red Flag Warning - Destructive Fires | 2042 | 5.5334e-09 | 2.7667e-09 | 7.1144e-09 | 10472.8261 | 280.5544 | 10192.2718 | 0 | 0 | 0 | 0 | 4.6092e-06 |  | 5.795e-05 | 0 | 5.795e-05 | 2.8975e-05 | 0 | 2.8975e-05 | 7.4507e-05 | 0 | 7.4507e-05 | [16 empty] | 7.3.1.3 Ignition probability mapping showing the probability of ignition along the electric lines and equipmentWLDFRAggregatedAggregated | WLDFR | HFTD - Distribution - Tier 3 - 1QU CoRE ¦ 4QU LoRE | Non-Red Flag Warning - Destructive Fires | Aggregated | Aggregated | 2049 | 4.6092e-06 | 0 | 88.5056 | 0.00040794 | 2049 | Mitigation | 0.08575 | 30 | 0 | esc | 0.0012005 | 5.5334e-09 | 0.00060025 | 2.7667e-09 | 0.0015435 | 7.1144e-09
[79 empty] | WLDFR | HFTD - Distribution - Tier 3 - 1QU CoRE ¦ 4QU LoRE | Non-Red Flag Warning - Destructive Fires | 2043 | 5.5334e-09 | 2.7667e-09 | 7.1144e-09 | 10992.1562 | 299.42 | 10692.7362 | 0 | 0 | 0 | 0 | 4.6092e-06 |  | 6.0824e-05 | 0 | 6.0824e-05 | 3.0412e-05 | 0 | 3.0412e-05 | 7.8202e-05 | 0 | 7.8202e-05 | [16 empty] | 7.3.1.3 Ignition probability mapping showing the probability of ignition along the electric lines and equipmentWLDFRAggregatedAggregated | WLDFR | HFTD - Distribution - Tier 3 - 1QU CoRE ¦ 4QU LoRE | Non-Red Flag Warning - Destructive Fires | Aggregated | Aggregated | 2050 | 4.6092e-06 | 0 | 88.5056 | 0.00040794 | 2050 | Mitigation | 0.08575 | 30 | 0 | esc | 0 | 0 | 0.00060025 | 2.7667e-09 | 0.0015435 | 7.1144e-09
[79 empty] | WLDFR | HFTD - Distribution - Tier 3 - 1QU CoRE ¦ 4QU LoRE | Non-Red Flag Warning - Destructive Fires | 2044 | 5.5334e-09 | 2.7667e-09 | 7.1144e-09 | 10992.1562 | 299.42 | 10692.7362 | 0 | 0 | 0 | 0 | 4.6092e-06 |  | 6.0824e-05 | 0 | 6.0824e-05 | 3.0412e-05 | 0 | 3.0412e-05 | 7.8202e-05 | 0 | 7.8202e-05 | [16 empty] | 7.3.1.3 Ignition probability mapping showing the probability of ignition along the electric lines and equipmentWLDFRAggregatedAggregated | WLDFR | HFTD - Distribution - Tier 3 - 1QU CoRE ¦ 4QU LoRE | Non-Red Flag Warning - Destructive Fires | Aggregated | Aggregated | 2051 | 4.6092e-06 | 0 | 88.5056 | 0.00040794 | 2051 | Mitigation | 0.08575 | 30 | 0 | esc | 0 | 0 | 0 | 0 | 0.0015435 | 7.1144e-09
[79 empty] | WLDFR | HFTD - Distribution - Tier 3 - 1QU CoRE ¦ 4QU LoRE | Non-Red Flag Warning - Destructive Fires | 2045 | 5.5334e-09 | 2.7667e-09 | 7.1144e-09 | 10992.1562 | 299.42 | 10692.7362 | 0 | 0 | 0 | 0 | 4.6092e-06 |  | 6.0824e-05 | 0 | 6.0824e-05 | 3.0412e-05 | 0 | 3.0412e-05 | 7.8202e-05 | 0 | 7.8202e-05 | [16 empty] | 7.3.1.3 Ignition probability mapping showing the probability of ignition along the electric lines and equipmentWLDFRAggregatedAggregated | WLDFR | HFTD - Distribution - Tier 3 - 1QU CoRE ¦ 4QU LoRE | Non-Red Flag Warning - Large Fires | Aggregated | Aggregated | 2021 | 2.9621e-05 | 0 | 88.5056 | 0.0026216 | 2021 | Mitigation | 0.08575 | 30 | 0 | esc | 0.0012005 | 3.556e-08 | 0.00060025 | 1.778e-08 | 0 | 0
[79 empty] | WLDFR | HFTD - Distribution - Tier 3 - 1QU CoRE ¦ 4QU LoRE | Non-Red Flag Warning - Destructive Fires | 2046 | 5.5334e-09 | 2.7667e-09 | 7.1144e-09 | 10992.1562 | 299.42 | 10692.7362 | 0 | 0 | 0 | 0 | 4.6092e-06 |  | 6.0824e-05 | 0 | 6.0824e-05 | 3.0412e-05 | 0 | 3.0412e-05 | 7.8202e-05 | 0 | 7.8202e-05 | [16 empty] | 7.3.1.3 Ignition probability mapping showing the probability of ignition along the electric lines and equipmentWLDFRAggregatedAggregated | WLDFR | HFTD - Distribution - Tier 3 - 1QU CoRE ¦ 4QU LoRE | Non-Red Flag Warning - Large Fires | Aggregated | Aggregated | 2022 | 2.9621e-05 | 0 | 88.5056 | 0.0026216 | 2022 | Mitigation | 0.08575 | 30 | 0 | esc | 0.0012005 | 3.556e-08 | 0.00060025 | 1.778e-08 | 0.0015435 | 4.572e-08
[79 empty] | WLDFR | HFTD - Distribution - Tier 3 - 1QU CoRE ¦ 4QU LoRE | Non-Red Flag Warning - Destructive Fires | 2047 | 5.5334e-09 | 2.7667e-09 | 7.1144e-09 | 10992.1562 | 299.42 | 10692.7362 | 0 | 0 | 0 | 0 | 4.6092e-06 |  | 6.0824e-05 | 0 | 6.0824e-05 | 3.0412e-05 | 0 | 3.0412e-05 | 7.8202e-05 | 0 | 7.8202e-05 | [16 empty] | 7.3.1.3 Ignition probability mapping showing the probability of ignition along the electric lines and equipmentWLDFRAggregatedAggregated | WLDFR | HFTD - Distribution - Tier 3 - 1QU CoRE ¦ 4QU LoRE | Non-Red Flag Warning - Large Fires | Aggregated | Aggregated | 2023 | 2.9621e-05 | 0 | 88.5056 | 0.0026216 | 2023 | Mitigation | 0.08575 | 30 | 0 | esc | 0.0012005 | 3.556e-08 | 0.00060025 | 1.778e-08 | 0.0015435 | 4.572e-08
[79 empty] | WLDFR | HFTD - Distribution - Tier 3 - 1QU CoRE ¦ 4QU LoRE | Non-Red Flag Warning - Destructive Fires | 2048 | 5.5334e-09 | 2.7667e-09 | 7.1144e-09 | 11536.0538 | 319.4911 | 11216.5626 | 0 | 0 | 0 | 0 | 4.6092e-06 |  | 6.3833e-05 | 0 | 6.3833e-05 | 3.1917e-05 | 0 | 3.1917e-05 | 8.2072e-05 | 0 | 8.2072e-05 | [16 empty] | 7.3.1.3 Ignition probability mapping showing the probability of ignition along the electric lines and equipmentWLDFRAggregatedAggregated | WLDFR | HFTD - Distribution - Tier 3 - 1QU CoRE ¦ 4QU LoRE | Non-Red Flag Warning - Large Fires | Aggregated | Aggregated | 2024 | 2.9621e-05 | 0 | 88.5056 | 0.0026216 | 2024 | Mitigation | 0.08575 | 30 | 0 | esc | 0.0012005 | 3.556e-08 | 0.00060025 | 1.778e-08 | 0.0015435 | 4.572e-08
[79 empty] | WLDFR | HFTD - Distribution - Tier 3 - 1QU CoRE ¦ 4QU LoRE | Non-Red Flag Warning - Destructive Fires | 2049 | 5.5334e-09 | 2.7667e-09 | 7.1144e-09 | 11536.0538 | 319.4911 | 11216.5626 | 0 | 0 | 0 | 0 | 4.6092e-06 |  | 6.3833e-05 | 0 | 6.3833e-05 | 3.1917e-05 | 0 | 3.1917e-05 | 8.2072e-05 | 0 | 8.2072e-05 | [16 empty] | 7.3.1.3 Ignition probability mapping showing the probability of ignition along the electric lines and equipmentWLDFRAggregatedAggregated | WLDFR | HFTD - Distribution - Tier 3 - 1QU CoRE ¦ 4QU LoRE | Non-Red Flag Warning - Large Fires | Aggregated | Aggregated | 2025 | 2.9621e-05 | 0 | 88.5056 | 0.0026216 | 2025 | Mitigation | 0.08575 | 30 | 0 | esc | 0.0012005 | 3.556e-08 | 0.00060025 | 1.778e-08 | 0.0015435 | 4.572e-08
[79 empty] | WLDFR | HFTD - Distribution - Tier 3 - 1QU CoRE ¦ 4QU LoRE | Non-Red Flag Warning - Destructive Fires | 2050 | 0 | 2.7667e-09 | 7.1144e-09 | 11536.0538 | 319.4911 | 11216.5626 | 0 | 0 | 0 | 0 | 4.6092e-06 |  | 0 | 0 | 0 | 3.1917e-05 | 0 | 3.1917e-05 | 8.2072e-05 | 0 | 8.2072e-05 | [16 empty] | 7.3.1.3 Ignition probability mapping showing the probability of ignition along the electric lines and equipmentWLDFRAggregatedAggregated | WLDFR | HFTD - Distribution - Tier 3 - 1QU CoRE ¦ 4QU LoRE | Non-Red Flag Warning - Large Fires | Aggregated | Aggregated | 2026 | 2.9621e-05 | 0 | 88.5056 | 0.0026216 | 2026 | Mitigation | 0.08575 | 30 | 0 | esc | 0.0012005 | 3.556e-08 | 0.00060025 | 1.778e-08 | 0.0015435 | 4.572e-08
[79 empty] | WLDFR | HFTD - Distribution - Tier 3 - 1QU CoRE ¦ 4QU LoRE | Non-Red Flag Warning - Destructive Fires | 2051 | 0 | 0 | 7.1144e-09 | 11536.0538 | 319.4911 | 11216.5626 | 0 | 0 | 0 | 0 | 4.6092e-06 |  | 0 | 0 | 0 | 0 | 0 | 0 | 8.2072e-05 | 0 | 8.2072e-05 | [16 empty] | 7.3.1.3 Ignition probability mapping showing the probability of ignition along the electric lines and equipmentWLDFRAggregatedAggregated | WLDFR | HFTD - Distribution - Tier 3 - 1QU CoRE ¦ 4QU LoRE | Non-Red Flag Warning - Large Fires | Aggregated | Aggregated | 2027 | 2.9621e-05 | 0 | 88.5056 | 0.0026216 | 2027 | Mitigation | 0.08575 | 30 | 0 | esc | 0.0012005 | 3.556e-08 | 0.00060025 | 1.778e-08 | 0.0015435 | 4.572e-08
[79 empty] | WLDFR | HFTD - Distribution - Tier 3 - 1QU CoRE ¦ 4QU LoRE | Non-Red Flag Warning - Large Fires | 2020 | 3.556e-08 | 0 | 0 | 5.2406 | 0.69642 | 2.942 | 1.6022 | 0 | 0 | 0 | 2.9621e-05 |  | 1.8636e-07 | 0 | 1.8636e-07 | 0 | 0 | 0 | 0 | 0 | 0 | [16 empty] | 7.3.1.3 Ignition probability mapping showing the probability of ignition along the electric lines and equipmentWLDFRAggregatedAggregated | WLDFR | HFTD - Distribution - Tier 3 - 1QU CoRE ¦ 4QU LoRE | Non-Red Flag Warning - Large Fires | Aggregated | Aggregated | 2028 | 2.9621e-05 | 0 | 88.5056 | 0.0026216 | 2028 | Mitigation | 0.08575 | 30 | 0 | esc | 0.0012005 | 3.556e-08 | 0.00060025 | 1.778e-08 | 0.0015435 | 4.572e-08
[79 empty] | WLDFR | HFTD - Distribution - Tier 3 - 1QU CoRE ¦ 4QU LoRE | Non-Red Flag Warning - Large Fires | 2021 | 3.556e-08 | 1.778e-08 | 0 | 5.2406 | 0.69642 | 2.942 | 1.6022 | 0 | 0 | 0 | 2.9621e-05 |  | 1.8636e-07 | 0 | 1.8636e-07 | 9.3178e-08 | 0 | 9.3178e-08 | 0 | 0 | 0 | [16 empty] | 7.3.1.3 Ignition probability mapping showing the probability of ignition along the electric lines and equipmentWLDFRAggregatedAggregated | WLDFR | HFTD - Distribution - Tier 3 - 1QU CoRE ¦ 4QU LoRE | Non-Red Flag Warning - Large Fires | Aggregated | Aggregated | 2029 | 2.9621e-05 | 0 | 88.5056 | 0.0026216 | 2029 | Mitigation | 0.08575 | 30 | 0 | esc | 0.0012005 | 3.556e-08 | 0.00060025 | 1.778e-08 | 0.0015435 | 4.572e-08
[79 empty] | WLDFR | HFTD - Distribution - Tier 3 - 1QU CoRE ¦ 4QU LoRE | Non-Red Flag Warning - Large Fires | 2022 | 3.556e-08 | 1.778e-08 | 4.572e-08 | 5.2406 | 0.69642 | 2.942 | 1.6022 | 0 | 0 | 0 | 2.9621e-05 |  | 1.8636e-07 | 0 | 1.8636e-07 | 9.3178e-08 | 0 | 9.3178e-08 | 2.396e-07 | 0 | 2.396e-07 | [16 empty] | 7.3.1.3 Ignition probability mapping showing the probability of ignition along the electric lines and equipmentWLDFRAggregatedAggregated | WLDFR | HFTD - Distribution - Tier 3 - 1QU CoRE ¦ 4QU LoRE | Non-Red Flag Warning - Large Fires | Aggregated | Aggregated | 2030 | 2.9621e-05 | 0 | 88.5056 | 0.0026216 | 2030 | Mitigation | 0.08575 | 30 | 0 | esc | 0.0012005 | 3.556e-08 | 0.00060025 | 1.778e-08 | 0.0015435 | 4.572e-08
[79 empty] | WLDFR | HFTD - Distribution - Tier 3 - 1QU CoRE ¦ 4QU LoRE | Non-Red Flag Warning - Large Fires | 2023 | 3.556e-08 | 1.778e-08 | 4.572e-08 | 5.475 | 0.71896 | 3.0715 | 1.6846 | 0 | 0 | 0 | 2.9621e-05 |  | 1.9469e-07 | 0 | 1.9469e-07 | 9.7347e-08 | 0 | 9.7347e-08 | 2.5032e-07 | 0 | 2.5032e-07 | [16 empty] | 7.3.1.3 Ignition probability mapping showing the probability of ignition along the electric lines and equipmentWLDFRAggregatedAggregated | WLDFR | HFTD - Distribution - Tier 3 - 1QU CoRE ¦ 4QU LoRE | Non-Red Flag Warning - Large Fires | Aggregated | Aggregated | 2031 | 2.9621e-05 | 0 | 88.5056 | 0.0026216 | 2031 | Mitigation | 0.08575 | 30 | 0 | esc | 0.0012005 | 3.556e-08 | 0.00060025 | 1.778e-08 | 0.0015435 | 4.572e-08
[79 empty] | WLDFR | HFTD - Distribution - Tier 3 - 1QU CoRE ¦ 4QU LoRE | Non-Red Flag Warning - Large Fires | 2024 | 3.556e-08 | 1.778e-08 | 4.572e-08 | 5.475 | 0.71896 | 3.0715 | 1.6846 | 0 | 0 | 0 | 2.9621e-05 |  | 1.9469e-07 | 0 | 1.9469e-07 | 9.7347e-08 | 0 | 9.7347e-08 | 2.5032e-07 | 0 | 2.5032e-07 | [16 empty] | 7.3.1.3 Ignition probability mapping showing the probability of ignition along the electric lines and equipmentWLDFRAggregatedAggregated | WLDFR | HFTD - Distribution - Tier 3 - 1QU CoRE ¦ 4QU LoRE | Non-Red Flag Warning - Large Fires | Aggregated | Aggregated | 2032 | 2.9621e-05 | 0 | 88.5056 | 0.0026216 | 2032 | Mitigation | 0.08575 | 30 | 0 | esc | 0.0012005 | 3.556e-08 | 0.00060025 | 1.778e-08 | 0.0015435 | 4.572e-08
[79 empty] | WLDFR | HFTD - Distribution - Tier 3 - 1QU CoRE ¦ 4QU LoRE | Non-Red Flag Warning - Large Fires | 2025 | 3.556e-08 | 1.778e-08 | 4.572e-08 | 5.475 | 0.71896 | 3.0715 | 1.6846 | 0 | 0 | 0 | 2.9621e-05 |  | 1.9469e-07 | 0 | 1.9469e-07 | 9.7347e-08 | 0 | 9.7347e-08 | 2.5032e-07 | 0 | 2.5032e-07 | [16 empty] | 7.3.1.3 Ignition probability mapping showing the probability of ignition along the electric lines and equipmentWLDFRAggregatedAggregated | WLDFR | HFTD - Distribution - Tier 3 - 1QU CoRE ¦ 4QU LoRE | Non-Red Flag Warning - Large Fires | Aggregated | Aggregated | 2033 | 2.9621e-05 | 0 | 88.5056 | 0.0026216 | 2033 | Mitigation | 0.08575 | 30 | 0 | esc | 0.0012005 | 3.556e-08 | 0.00060025 | 1.778e-08 | 0.0015435 | 4.572e-08
[79 empty] | WLDFR | HFTD - Distribution - Tier 3 - 1QU CoRE ¦ 4QU LoRE | Non-Red Flag Warning - Large Fires | 2026 | 3.556e-08 | 1.778e-08 | 4.572e-08 | 5.475 | 0.71896 | 3.0715 | 1.6846 | 0 | 0 | 0 | 2.9621e-05 |  | 1.9469e-07 | 0 | 1.9469e-07 | 9.7347e-08 | 0 | 9.7347e-08 | 2.5032e-07 | 0 | 2.5032e-07 | [16 empty] | 7.3.1.3 Ignition probability mapping showing the probability of ignition along the electric lines and equipmentWLDFRAggregatedAggregated | WLDFR | HFTD - Distribution - Tier 3 - 1QU CoRE ¦ 4QU LoRE | Non-Red Flag Warning - Large Fires | Aggregated | Aggregated | 2034 | 2.9621e-05 | 0 | 88.5056 | 0.0026216 | 2034 | Mitigation | 0.08575 | 30 | 0 | esc | 0.0012005 | 3.556e-08 | 0.00060025 | 1.778e-08 | 0.0015435 | 4.572e-08
[79 empty] | WLDFR | HFTD - Distribution - Tier 3 - 1QU CoRE ¦ 4QU LoRE | Non-Red Flag Warning - Large Fires | 2027 | 3.556e-08 | 1.778e-08 | 4.572e-08 | 5.475 | 0.71896 | 3.0715 | 1.6846 | 0 | 0 | 0 | 2.9621e-05 |  | 1.9469e-07 | 0 | 1.9469e-07 | 9.7347e-08 | 0 | 9.7347e-08 | 2.5032e-07 | 0 | 2.5032e-07 | [16 empty] | 7.3.1.3 Ignition probability mapping showing the probability of ignition along the electric lines and equipmentWLDFRAggregatedAggregated | WLDFR | HFTD - Distribution - Tier 3 - 1QU CoRE ¦ 4QU LoRE | Non-Red Flag Warning - Large Fires | Aggregated | Aggregated | 2035 | 2.9621e-05 | 0 | 88.5056 | 0.0026216 | 2035 | Mitigation | 0.08575 | 30 | 0 | esc | 0.0012005 | 3.556e-08 | 0.00060025 | 1.778e-08 | 0.0015435 | 4.572e-08
[79 empty] | WLDFR | HFTD - Distribution - Tier 3 - 1QU CoRE ¦ 4QU LoRE | Non-Red Flag Warning - Large Fires | 2028 | 3.556e-08 | 1.778e-08 | 4.572e-08 | 5.777 | 0.74734 | 3.238 | 1.7917 | 0 | 0 | 0 | 2.9621e-05 |  | 2.0543e-07 | 0 | 2.0543e-07 | 1.0272e-07 | 0 | 1.0272e-07 | 2.6413e-07 | 0 | 2.6413e-07 | [16 empty] | 7.3.1.3 Ignition probability mapping showing the probability of ignition along the electric lines and equipmentWLDFRAggregatedAggregated | WLDFR | HFTD - Distribution - Tier 3 - 1QU CoRE ¦ 4QU LoRE | Non-Red Flag Warning - Large Fires | Aggregated | Aggregated | 2036 | 2.9621e-05 | 0 | 88.5056 | 0.0026216 | 2036 | Mitigation | 0.08575 | 30 | 0 | esc | 0.0012005 | 3.556e-08 | 0.00060025 | 1.778e-08 | 0.0015435 | 4.572e-08
[79 empty] | WLDFR | HFTD - Distribution - Tier 3 - 1QU CoRE ¦ 4QU LoRE | Non-Red Flag Warning - Large Fires | 2029 | 3.556e-08 | 1.778e-08 | 4.572e-08 | 5.777 | 0.74734 | 3.238 | 1.7917 | 0 | 0 | 0 | 2.9621e-05 |  | 2.0543e-07 | 0 | 2.0543e-07 | 1.0272e-07 | 0 | 1.0272e-07 | 2.6413e-07 | 0 | 2.6413e-07 | [16 empty] | 7.3.1.3 Ignition probability mapping showing the probability of ignition along the electric lines and equipmentWLDFRAggregatedAggregated | WLDFR | HFTD - Distribution - Tier 3 - 1QU CoRE ¦ 4QU LoRE | Non-Red Flag Warning - Large Fires | Aggregated | Aggregated | 2037 | 2.9621e-05 | 0 | 88.5056 | 0.0026216 | 2037 | Mitigation | 0.08575 | 30 | 0 | esc | 0.0012005 | 3.556e-08 | 0.00060025 | 1.778e-08 | 0.0015435 | 4.572e-08
[79 empty] | WLDFR | HFTD - Distribution - Tier 3 - 1QU CoRE ¦ 4QU LoRE | Non-Red Flag Warning - Large Fires | 2030 | 3.556e-08 | 1.778e-08 | 4.572e-08 | 5.777 | 0.74734 | 3.238 | 1.7917 | 0 | 0 | 0 | 2.9621e-05 |  | 2.0543e-07 | 0 | 2.0543e-07 | 1.0272e-07 | 0 | 1.0272e-07 | 2.6413e-07 | 0 | 2.6413e-07 | [16 empty] | 7.3.1.3 Ignition probability mapping showing the probability of ignition along the electric lines and equipmentWLDFRAggregatedAggregated | WLDFR | HFTD - Distribution - Tier 3 - 1QU CoRE ¦ 4QU LoRE | Non-Red Flag Warning - Large Fires | Aggregated | Aggregated | 2038 | 2.9621e-05 | 0 | 88.5056 | 0.0026216 | 2038 | Mitigation | 0.08575 | 30 | 0 | esc | 0.0012005 | 3.556e-08 | 0.00060025 | 1.778e-08 | 0.0015435 | 4.572e-08
[79 empty] | WLDFR | HFTD - Distribution - Tier 3 - 1QU CoRE ¦ 4QU LoRE | Non-Red Flag Warning - Large Fires | 2031 | 3.556e-08 | 1.778e-08 | 4.572e-08 | 5.777 | 0.74734 | 3.238 | 1.7917 | 0 | 0 | 0 | 2.9621e-05 |  | 2.0543e-07 | 0 | 2.0543e-07 | 1.0272e-07 | 0 | 1.0272e-07 | 2.6413e-07 | 0 | 2.6413e-07 | [16 empty] | 7.3.1.3 Ignition probability mapping showing the probability of ignition along the electric lines and equipmentWLDFRAggregatedAggregated | WLDFR | HFTD - Distribution - Tier 3 - 1QU CoRE ¦ 4QU LoRE | Non-Red Flag Warning - Large Fires | Aggregated | Aggregated | 2039 | 2.9621e-05 | 0 | 88.5056 | 0.0026216 | 2039 | Mitigation | 0.08575 | 30 | 0 | esc | 0.0012005 | 3.556e-08 | 0.00060025 | 1.778e-08 | 0.0015435 | 4.572e-08
[79 empty] | WLDFR | HFTD - Distribution - Tier 3 - 1QU CoRE ¦ 4QU LoRE | Non-Red Flag Warning - Large Fires | 2032 | 3.556e-08 | 1.778e-08 | 4.572e-08 | 5.777 | 0.74734 | 3.238 | 1.7917 | 0 | 0 | 0 | 2.9621e-05 |  | 2.0543e-07 | 0 | 2.0543e-07 | 1.0272e-07 | 0 | 1.0272e-07 | 2.6413e-07 | 0 | 2.6413e-07 | [16 empty] | 7.3.1.3 Ignition probability mapping showing the probability of ignition along the electric lines and equipmentWLDFRAggregatedAggregated | WLDFR | HFTD - Distribution - Tier 3 - 1QU CoRE ¦ 4QU LoRE | Non-Red Flag Warning - Large Fires | Aggregated | Aggregated | 2040 | 2.9621e-05 | 0 | 88.5056 | 0.0026216 | 2040 | Mitigation | 0.08575 | 30 | 0 | esc | 0.0012005 | 3.556e-08 | 0.00060025 | 1.778e-08 | 0.0015435 | 4.572e-08
[79 empty] | WLDFR | HFTD - Distribution - Tier 3 - 1QU CoRE ¦ 4QU LoRE | Non-Red Flag Warning - Large Fires | 2033 | 3.556e-08 | 1.778e-08 | 4.572e-08 | 6.1205 | 0.77885 | 3.4265 | 1.9151 | 0 | 0 | 0 | 2.9621e-05 |  | 2.1765e-07 | 0 | 2.1765e-07 | 1.0882e-07 | 0 | 1.0882e-07 | 2.7983e-07 | 0 | 2.7983e-07 | [16 empty] | 7.3.1.3 Ignition probability mapping showing the probability of ignition along the electric lines and equipmentWLDFRAggregatedAggregated | WLDFR | HFTD - Distribution - Tier 3 - 1QU CoRE ¦ 4QU LoRE | Non-Red Flag Warning - Large Fires | Aggregated | Aggregated | 2041 | 2.9621e-05 | 0 | 88.5056 | 0.0026216 | 2041 | Mitigation | 0.08575 | 30 | 0 | esc | 0.0012005 | 3.556e-08 | 0.00060025 | 1.778e-08 | 0.0015435 | 4.572e-08
[79 empty] | WLDFR | HFTD - Distribution - Tier 3 - 1QU CoRE ¦ 4QU LoRE | Non-Red Flag Warning - Large Fires | 2034 | 3.556e-08 | 1.778e-08 | 4.572e-08 | 6.1205 | 0.77885 | 3.4265 | 1.9151 | 0 | 0 | 0 | 2.9621e-05 |  | 2.1765e-07 | 0 | 2.1765e-07 | 1.0882e-07 | 0 | 1.0882e-07 | 2.7983e-07 | 0 | 2.7983e-07 | [16 empty] | 7.3.1.3 Ignition probability mapping showing the probability of ignition along the electric lines and equipmentWLDFRAggregatedAggregated | WLDFR | HFTD - Distribution - Tier 3 - 1QU CoRE ¦ 4QU LoRE | Non-Red Flag Warning - Large Fires | Aggregated | Aggregated | 2042 | 2.9621e-05 | 0 | 88.5056 | 0.0026216 | 2042 | Mitigation | 0.08575 | 30 | 0 | esc | 0.0012005 | 3.556e-08 | 0.00060025 | 1.778e-08 | 0.0015435 | 4.572e-08
[79 empty] | WLDFR | HFTD - Distribution - Tier 3 - 1QU CoRE ¦ 4QU LoRE | Non-Red Flag Warning - Large Fires | 2035 | 3.556e-08 | 1.778e-08 | 4.572e-08 | 6.1205 | 0.77885 | 3.4265 | 1.9151 | 0 | 0 | 0 | 2.9621e-05 |  | 2.1765e-07 | 0 | 2.1765e-07 | 1.0882e-07 | 0 | 1.0882e-07 | 2.7983e-07 | 0 | 2.7983e-07 | [16 empty] | 7.3.1.3 Ignition probability mapping showing the probability of ignition along the electric lines and equipmentWLDFRAggregatedAggregated | WLDFR | HFTD - Distribution - Tier 3 - 1QU CoRE ¦ 4QU LoRE | Non-Red Flag Warning - Large Fires | Aggregated | Aggregated | 2043 | 2.9621e-05 | 0 | 88.5056 | 0.0026216 | 2043 | Mitigation | 0.08575 | 30 | 0 | esc | 0.0012005 | 3.556e-08 | 0.00060025 | 1.778e-08 | 0.0015435 | 4.572e-08
[79 empty] | WLDFR | HFTD - Distribution - Tier 3 - 1QU CoRE ¦ 4QU LoRE | Non-Red Flag Warning - Large Fires | 2036 | 3.556e-08 | 1.778e-08 | 4.572e-08 | 6.1205 | 0.77885 | 3.4265 | 1.9151 | 0 | 0 | 0 | 2.9621e-05 |  | 2.1765e-07 | 0 | 2.1765e-07 | 1.0882e-07 | 0 | 1.0882e-07 | 2.7983e-07 | 0 | 2.7983e-07 | [16 empty] | 7.3.1.3 Ignition probability mapping showing the probability of ignition along the electric lines and equipmentWLDFRAggregatedAggregated | WLDFR | HFTD - Distribution - Tier 3 - 1QU CoRE ¦ 4QU LoRE | Non-Red Flag Warning - Large Fires | Aggregated | Aggregated | 2044 | 2.9621e-05 | 0 | 88.5056 | 0.0026216 | 2044 | Mitigation | 0.08575 | 30 | 0 | esc | 0.0012005 | 3.556e-08 | 0.00060025 | 1.778e-08 | 0.0015435 | 4.572e-08
[79 empty] | WLDFR | HFTD - Distribution - Tier 3 - 1QU CoRE ¦ 4QU LoRE | Non-Red Flag Warning - Large Fires | 2037 | 3.556e-08 | 1.778e-08 | 4.572e-08 | 6.1205 | 0.77885 | 3.4265 | 1.9151 | 0 | 0 | 0 | 2.9621e-05 |  | 2.1765e-07 | 0 | 2.1765e-07 | 1.0882e-07 | 0 | 1.0882e-07 | 2.7983e-07 | 0 | 2.7983e-07 | [16 empty] | 7.3.1.3 Ignition probability mapping showing the probability of ignition along the electric lines and equipmentWLDFRAggregatedAggregated | WLDFR | HFTD - Distribution - Tier 3 - 1QU CoRE ¦ 4QU LoRE | Non-Red Flag Warning - Large Fires | Aggregated | Aggregated | 2045 | 2.9621e-05 | 0 | 88.5056 | 0.0026216 | 2045 | Mitigation | 0.08575 | 30 | 0 | esc | 0.0012005 | 3.556e-08 | 0.00060025 | 1.778e-08 | 0.0015435 | 4.572e-08
[79 empty] | WLDFR | HFTD - Distribution - Tier 3 - 1QU CoRE ¦ 4QU LoRE | Non-Red Flag Warning - Large Fires | 2038 | 3.556e-08 | 1.778e-08 | 4.572e-08 | 6.5028 | 0.81304 | 3.6355 | 2.0543 | 0 | 0 | 0 | 2.9621e-05 |  | 2.3124e-07 | 0 | 2.3124e-07 | 1.1562e-07 | 0 | 1.1562e-07 | 2.9731e-07 | 0 | 2.9731e-07 | [16 empty] | 7.3.1.3 Ignition probability mapping showing the probability of ignition along the electric lines and equipmentWLDFRAggregatedAggregated | WLDFR | HFTD - Distribution - Tier 3 - 1QU CoRE ¦ 4QU LoRE | Non-Red Flag Warning - Large Fires | Aggregated | Aggregated | 2046 | 2.9621e-05 | 0 | 88.5056 | 0.0026216 | 2046 | Mitigation | 0.08575 | 30 | 0 | esc | 0.0012005 | 3.556e-08 | 0.00060025 | 1.778e-08 | 0.0015435 | 4.572e-08
[79 empty] | WLDFR | HFTD - Distribution - Tier 3 - 1QU CoRE ¦ 4QU LoRE | Non-Red Flag Warning - Large Fires | 2039 | 3.556e-08 | 1.778e-08 | 4.572e-08 | 6.5028 | 0.81304 | 3.6355 | 2.0543 | 0 | 0 | 0 | 2.9621e-05 |  | 2.3124e-07 | 0 | 2.3124e-07 | 1.1562e-07 | 0 | 1.1562e-07 | 2.9731e-07 | 0 | 2.9731e-07 | [16 empty] | 7.3.1.3 Ignition probability mapping showing the probability of ignition along the electric lines and equipmentWLDFRAggregatedAggregated | WLDFR | HFTD - Distribution - Tier 3 - 1QU CoRE ¦ 4QU LoRE | Non-Red Flag Warning - Large Fires | Aggregated | Aggregated | 2047 | 2.9621e-05 | 0 | 88.5056 | 0.0026216 | 2047 | Mitigation | 0.08575 | 30 | 0 | esc | 0.0012005 | 3.556e-08 | 0.00060025 | 1.778e-08 | 0.0015435 | 4.572e-08
[79 empty] | WLDFR | HFTD - Distribution - Tier 3 - 1QU CoRE ¦ 4QU LoRE | Non-Red Flag Warning - Large Fires | 2040 | 3.556e-08 | 1.778e-08 | 4.572e-08 | 6.5028 | 0.81304 | 3.6355 | 2.0543 | 0 | 0 | 0 | 2.9621e-05 |  | 2.3124e-07 | 0 | 2.3124e-07 | 1.1562e-07 | 0 | 1.1562e-07 | 2.9731e-07 | 0 | 2.9731e-07 | [16 empty] | 7.3.1.3 Ignition probability mapping showing the probability of ignition along the electric lines and equipmentWLDFRAggregatedAggregated | WLDFR | HFTD - Distribution - Tier 3 - 1QU CoRE ¦ 4QU LoRE | Non-Red Flag Warning - Large Fires | Aggregated | Aggregated | 2048 | 2.9621e-05 | 0 | 88.5056 | 0.0026216 | 2048 | Mitigation | 0.08575 | 30 | 0 | esc | 0.0012005 | 3.556e-08 | 0.00060025 | 1.778e-08 | 0.0015435 | 4.572e-08
[79 empty] | WLDFR | HFTD - Distribution - Tier 3 - 1QU CoRE ¦ 4QU LoRE | Non-Red Flag Warning - Large Fires | 2041 | 3.556e-08 | 1.778e-08 | 4.572e-08 | 6.5028 | 0.81304 | 3.6355 | 2.0543 | 0 | 0 | 0 | 2.9621e-05 |  | 2.3124e-07 | 0 | 2.3124e-07 | 1.1562e-07 | 0 | 1.1562e-07 | 2.9731e-07 | 0 | 2.9731e-07 | [16 empty] | 7.3.1.3 Ignition probability mapping showing the probability of ignition along the electric lines and equipmentWLDFRAggregatedAggregated | WLDFR | HFTD - Distribution - Tier 3 - 1QU CoRE ¦ 4QU LoRE | Non-Red Flag Warning - Large Fires | Aggregated | Aggregated | 2049 | 2.9621e-05 | 0 | 88.5056 | 0.0026216 | 2049 | Mitigation | 0.08575 | 30 | 0 | esc | 0.0012005 | 3.556e-08 | 0.00060025 | 1.778e-08 | 0.0015435 | 4.572e-08
[79 empty] | WLDFR | HFTD - Distribution - Tier 3 - 1QU CoRE ¦ 4QU LoRE | Non-Red Flag Warning - Large Fires | 2042 | 3.556e-08 | 1.778e-08 | 4.572e-08 | 6.5028 | 0.81304 | 3.6355 | 2.0543 | 0 | 0 | 0 | 2.9621e-05 |  | 2.3124e-07 | 0 | 2.3124e-07 | 1.1562e-07 | 0 | 1.1562e-07 | 2.9731e-07 | 0 | 2.9731e-07 | [16 empty] | 7.3.1.3 Ignition probability mapping showing the probability of ignition along the electric lines and equipmentWLDFRAggregatedAggregated | WLDFR | HFTD - Distribution - Tier 3 - 1QU CoRE ¦ 4QU LoRE | Non-Red Flag Warning - Large Fires | Aggregated | Aggregated | 2050 | 2.9621e-05 | 0 | 88.5056 | 0.0026216 | 2050 | Mitigation | 0.08575 | 30 | 0 | esc | 0 | 0 | 0.00060025 | 1.778e-08 | 0.0015435 | 4.572e-08
[79 empty] | WLDFR | HFTD - Distribution - Tier 3 - 1QU CoRE ¦ 4QU LoRE | Non-Red Flag Warning - Large Fires | 2043 | 3.556e-08 | 1.778e-08 | 4.572e-08 | 6.9209 | 0.84944 | 3.8632 | 2.2083 | 0 | 0 | 0 | 2.9621e-05 |  | 2.4611e-07 | 0 | 2.4611e-07 | 1.2306e-07 | 0 | 1.2306e-07 | 3.1643e-07 | 0 | 3.1643e-07 | [16 empty] | 7.3.1.3 Ignition probability mapping showing the probability of ignition along the electric lines and equipmentWLDFRAggregatedAggregated | WLDFR | HFTD - Distribution - Tier 3 - 1QU CoRE ¦ 4QU LoRE | Non-Red Flag Warning - Large Fires | Aggregated | Aggregated | 2051 | 2.9621e-05 | 0 | 88.5056 | 0.0026216 | 2051 | Mitigation | 0.08575 | 30 | 0 | esc | 0 | 0 | 0 | 0 | 0.0015435 | 4.572e-08
[79 empty] | WLDFR | HFTD - Distribution - Tier 3 - 1QU CoRE ¦ 4QU LoRE | Non-Red Flag Warning - Large Fires | 2044 | 3.556e-08 | 1.778e-08 | 4.572e-08 | 6.9209 | 0.84944 | 3.8632 | 2.2083 | 0 | 0 | 0 | 2.9621e-05 |  | 2.4611e-07 | 0 | 2.4611e-07 | 1.2306e-07 | 0 | 1.2306e-07 | 3.1643e-07 | 0 | 3.1643e-07 | [16 empty] | 7.3.1.3 Ignition probability mapping showing the probability of ignition along the electric lines and equipmentWLDFRAggregatedAggregated | WLDFR | HFTD - Distribution - Tier 3 - 1QU CoRE ¦ 4QU LoRE | Non-Red Flag Warning - Small Fires | Aggregated | Aggregated | 2021 | 0.0032078 | 0 | 88.5056 | 0.28391 | 2021 | Mitigation | 0.08575 | 30 | 0 | esc | 0.0012005 | 3.8509e-06 | 0.00060025 | 1.9255e-06 | 0 | 0
[79 empty] | WLDFR | HFTD - Distribution - Tier 3 - 1QU CoRE ¦ 4QU LoRE | Non-Red Flag Warning - Large Fires | 2045 | 3.556e-08 | 1.778e-08 | 4.572e-08 | 6.9209 | 0.84944 | 3.8632 | 2.2083 | 0 | 0 | 0 | 2.9621e-05 |  | 2.4611e-07 | 0 | 2.4611e-07 | 1.2306e-07 | 0 | 1.2306e-07 | 3.1643e-07 | 0 | 3.1643e-07 | [16 empty] | 7.3.1.3 Ignition probability mapping showing the probability of ignition along the electric lines and equipmentWLDFRAggregatedAggregated | WLDFR | HFTD - Distribution - Tier 3 - 1QU CoRE ¦ 4QU LoRE | Non-Red Flag Warning - Small Fires | Aggregated | Aggregated | 2022 | 0.0032078 | 0 | 88.5056 | 0.28391 | 2022 | Mitigation | 0.08575 | 30 | 0 | esc | 0.0012005 | 3.8509e-06 | 0.00060025 | 1.9255e-06 | 0.0015435 | 4.9512e-06
[79 empty] | WLDFR | HFTD - Distribution - Tier 3 - 1QU CoRE ¦ 4QU LoRE | Non-Red Flag Warning - Large Fires | 2046 | 3.556e-08 | 1.778e-08 | 4.572e-08 | 6.9209 | 0.84944 | 3.8632 | 2.2083 | 0 | 0 | 0 | 2.9621e-05 |  | 2.4611e-07 | 0 | 2.4611e-07 | 1.2306e-07 | 0 | 1.2306e-07 | 3.1643e-07 | 0 | 3.1643e-07 | [16 empty] | 7.3.1.3 Ignition probability mapping showing the probability of ignition along the electric lines and equipmentWLDFRAggregatedAggregated | WLDFR | HFTD - Distribution - Tier 3 - 1QU CoRE ¦ 4QU LoRE | Non-Red Flag Warning - Small Fires | Aggregated | Aggregated | 2023 | 0.0032078 | 0 | 88.5056 | 0.28391 | 2023 | Mitigation | 0.08575 | 30 | 0 | esc | 0.0012005 | 3.8509e-06 | 0.00060025 | 1.9255e-06 | 0.0015435 | 4.9512e-06
[79 empty] | WLDFR | HFTD - Distribution - Tier 3 - 1QU CoRE ¦ 4QU LoRE | Non-Red Flag Warning - Large Fires | 2047 | 3.556e-08 | 1.778e-08 | 4.572e-08 | 6.9209 | 0.84944 | 3.8632 | 2.2083 | 0 | 0 | 0 | 2.9621e-05 |  | 2.4611e-07 | 0 | 2.4611e-07 | 1.2306e-07 | 0 | 1.2306e-07 | 3.1643e-07 | 0 | 3.1643e-07 | [16 empty] | 7.3.1.3 Ignition probability mapping showing the probability of ignition along the electric lines and equipmentWLDFRAggregatedAggregated | WLDFR | HFTD - Distribution - Tier 3 - 1QU CoRE ¦ 4QU LoRE | Non-Red Flag Warning - Small Fires | Aggregated | Aggregated | 2024 | 0.0032078 | 0 | 88.5056 | 0.28391 | 2024 | Mitigation | 0.08575 | 30 | 0 | esc | 0.0012005 | 3.8509e-06 | 0.00060025 | 1.9255e-06 | 0.0015435 | 4.9512e-06
[79 empty] | WLDFR | HFTD - Distribution - Tier 3 - 1QU CoRE ¦ 4QU LoRE | Non-Red Flag Warning - Large Fires | 2048 | 3.556e-08 | 1.778e-08 | 4.572e-08 | 7.3713 | 0.88759 | 4.1075 | 2.3763 | 0 | 0 | 0 | 2.9621e-05 |  | 2.6213e-07 | 0 | 2.6213e-07 | 1.3106e-07 | 0 | 1.3106e-07 | 3.3702e-07 | 0 | 3.3702e-07 | [16 empty] | 7.3.1.3 Ignition probability mapping showing the probability of ignition along the electric lines and equipmentWLDFRAggregatedAggregated | WLDFR | HFTD - Distribution - Tier 3 - 1QU CoRE ¦ 4QU LoRE | Non-Red Flag Warning - Small Fires | Aggregated | Aggregated | 2025 | 0.0032078 | 0 | 88.5056 | 0.28391 | 2025 | Mitigation | 0.08575 | 30 | 0 | esc | 0.0012005 | 3.8509e-06 | 0.00060025 | 1.9255e-06 | 0.0015435 | 4.9512e-06
[79 empty] | WLDFR | HFTD - Distribution - Tier 3 - 1QU CoRE ¦ 4QU LoRE | Non-Red Flag Warning - Large Fires | 2049 | 3.556e-08 | 1.778e-08 | 4.572e-08 | 7.3713 | 0.88759 | 4.1075 | 2.3763 | 0 | 0 | 0 | 2.9621e-05 |  | 2.6213e-07 | 0 | 2.6213e-07 | 1.3106e-07 | 0 | 1.3106e-07 | 3.3702e-07 | 0 | 3.3702e-07 | [16 empty] | 7.3.1.3 Ignition probability mapping showing the probability of ignition along the electric lines and equipmentWLDFRAggregatedAggregated | WLDFR | HFTD - Distribution - Tier 3 - 1QU CoRE ¦ 4QU LoRE | Non-Red Flag Warning - Small Fires | Aggregated | Aggregated | 2026 | 0.0032078 | 0 | 88.5056 | 0.28391 | 2026 | Mitigation | 0.08575 | 30 | 0 | esc | 0.0012005 | 3.8509e-06 | 0.00060025 | 1.9255e-06 | 0.0015435 | 4.9512e-06
[79 empty] | WLDFR | HFTD - Distribution - Tier 3 - 1QU CoRE ¦ 4QU LoRE | Non-Red Flag Warning - Large Fires | 2050 | 0 | 1.778e-08 | 4.572e-08 | 7.3713 | 0.88759 | 4.1075 | 2.3763 | 0 | 0 | 0 | 2.9621e-05 |  | 0 | 0 | 0 | 1.3106e-07 | 0 | 1.3106e-07 | 3.3702e-07 | 0 | 3.3702e-07 | [16 empty] | 7.3.1.3 Ignition probability mapping showing the probability of ignition along the electric lines and equipmentWLDFRAggregatedAggregated | WLDFR | HFTD - Distribution - Tier 3 - 1QU CoRE ¦ 4QU LoRE | Non-Red Flag Warning - Small Fires | Aggregated | Aggregated | 2027 | 0.0032078 | 0 | 88.5056 | 0.28391 | 2027 | Mitigation | 0.08575 | 30 | 0 | esc | 0.0012005 | 3.8509e-06 | 0.00060025 | 1.9255e-06 | 0.0015435 | 4.9512e-06
[79 empty] | WLDFR | HFTD - Distribution - Tier 3 - 1QU CoRE ¦ 4QU LoRE | Non-Red Flag Warning - Large Fires | 2051 | 0 | 0 | 4.572e-08 | 7.3713 | 0.88759 | 4.1075 | 2.3763 | 0 | 0 | 0 | 2.9621e-05 |  | 0 | 0 | 0 | 0 | 0 | 0 | 3.3702e-07 | 0 | 3.3702e-07 | [16 empty] | 7.3.1.3 Ignition probability mapping showing the probability of ignition along the electric lines and equipmentWLDFRAggregatedAggregated | WLDFR | HFTD - Distribution - Tier 3 - 1QU CoRE ¦ 4QU LoRE | Non-Red Flag Warning - Small Fires | Aggregated | Aggregated | 2028 | 0.0032078 | 0 | 88.5056 | 0.28391 | 2028 | Mitigation | 0.08575 | 30 | 0 | esc | 0.0012005 | 3.8509e-06 | 0.00060025 | 1.9255e-06 | 0.0015435 | 4.9512e-06
[79 empty] | WLDFR | HFTD - Distribution - Tier 3 - 1QU CoRE ¦ 4QU LoRE | Non-Red Flag Warning - Small Fires | 2020 | 3.8509e-06 | 0 | 0 | 0.077901 | 0.036425 | 0.0015809 | 0.039895 | 0 | 0 | 0 | 0.0032078 |  | 2.9999e-07 | 0 | 2.9999e-07 | 0 | 0 | 0 | 0 | 0 | 0 | [16 empty] | 7.3.1.3 Ignition probability mapping showing the probability of ignition along the electric lines and equipmentWLDFRAggregatedAggregated | WLDFR | HFTD - Distribution - Tier 3 - 1QU CoRE ¦ 4QU LoRE | Non-Red Flag Warning - Small Fires | Aggregated | Aggregated | 2029 | 0.0032078 | 0 | 88.5056 | 0.28391 | 2029 | Mitigation | 0.08575 | 30 | 0 | esc | 0.0012005 | 3.8509e-06 | 0.00060025 | 1.9255e-06 | 0.0015435 | 4.9512e-06
[79 empty] | WLDFR | HFTD - Distribution - Tier 3 - 1QU CoRE ¦ 4QU LoRE | Non-Red Flag Warning - Small Fires | 2021 | 3.8509e-06 | 1.9255e-06 | 0 | 0.077901 | 0.036425 | 0.0015809 | 0.039895 | 0 | 0 | 0 | 0.0032078 |  | 2.9999e-07 | 0 | 2.9999e-07 | 1.5e-07 | 0 | 1.5e-07 | 0 | 0 | 0 | [16 empty] | 7.3.1.3 Ignition probability mapping showing the probability of ignition along the electric lines and equipmentWLDFRAggregatedAggregated | WLDFR | HFTD - Distribution - Tier 3 - 1QU CoRE ¦ 4QU LoRE | Non-Red Flag Warning - Small Fires | Aggregated | Aggregated | 2030 | 0.0032078 | 0 | 88.5056 | 0.28391 | 2030 | Mitigation | 0.08575 | 30 | 0 | esc | 0.0012005 | 3.8509e-06 | 0.00060025 | 1.9255e-06 | 0.0015435 | 4.9512e-06
[79 empty] | WLDFR | HFTD - Distribution - Tier 3 - 1QU CoRE ¦ 4QU LoRE | Non-Red Flag Warning - Small Fires | 2022 | 3.8509e-06 | 1.9255e-06 | 4.9512e-06 | 0.077901 | 0.036425 | 0.0015809 | 0.039895 | 0 | 0 | 0 | 0.0032078 |  | 2.9999e-07 | 0 | 2.9999e-07 | 1.5e-07 | 0 | 1.5e-07 | 3.857e-07 | 0 | 3.857e-07 | [16 empty] | 7.3.1.3 Ignition probability mapping showing the probability of ignition along the electric lines and equipmentWLDFRAggregatedAggregated | WLDFR | HFTD - Distribution - Tier 3 - 1QU CoRE ¦ 4QU LoRE | Non-Red Flag Warning - Small Fires | Aggregated | Aggregated | 2031 | 0.0032078 | 0 | 88.5056 | 0.28391 | 2031 | Mitigation | 0.08575 | 30 | 0 | esc | 0.0012005 | 3.8509e-06 | 0.00060025 | 1.9255e-06 | 0.0015435 | 4.9512e-06
[79 empty] | WLDFR | HFTD - Distribution - Tier 3 - 1QU CoRE ¦ 4QU LoRE | Non-Red Flag Warning - Small Fires | 2023 | 3.8509e-06 | 1.9255e-06 | 4.9512e-06 | 0.080408 | 0.03759 | 0.0016314 | 0.041187 | 0 | 0 | 0 | 0.0032078 |  | 3.0965e-07 | 0 | 3.0965e-07 | 1.5482e-07 | 0 | 1.5482e-07 | 3.9812e-07 | 0 | 3.9812e-07 | [16 empty] | 7.3.1.3 Ignition probability mapping showing the probability of ignition along the electric lines and equipmentWLDFRAggregatedAggregated | WLDFR | HFTD - Distribution - Tier 3 - 1QU CoRE ¦ 4QU LoRE | Non-Red Flag Warning - Small Fires | Aggregated | Aggregated | 2032 | 0.0032078 | 0 | 88.5056 | 0.28391 | 2032 | Mitigation | 0.08575 | 30 | 0 | esc | 0.0012005 | 3.8509e-06 | 0.00060025 | 1.9255e-06 | 0.0015435 | 4.9512e-06
[79 empty] | WLDFR | HFTD - Distribution - Tier 3 - 1QU CoRE ¦ 4QU LoRE | Non-Red Flag Warning - Small Fires | 2024 | 3.8509e-06 | 1.9255e-06 | 4.9512e-06 | 0.080408 | 0.03759 | 0.0016314 | 0.041187 | 0 | 0 | 0 | 0.0032078 |  | 3.0965e-07 | 0 | 3.0965e-07 | 1.5482e-07 | 0 | 1.5482e-07 | 3.9812e-07 | 0 | 3.9812e-07 | [16 empty] | 7.3.1.3 Ignition probability mapping showing the probability of ignition along the electric lines and equipmentWLDFRAggregatedAggregated | WLDFR | HFTD - Distribution - Tier 3 - 1QU CoRE ¦ 4QU LoRE | Non-Red Flag Warning - Small Fires | Aggregated | Aggregated | 2033 | 0.0032078 | 0 | 88.5056 | 0.28391 | 2033 | Mitigation | 0.08575 | 30 | 0 | esc | 0.0012005 | 3.8509e-06 | 0.00060025 | 1.9255e-06 | 0.0015435 | 4.9512e-06
[79 empty] | WLDFR | HFTD - Distribution - Tier 3 - 1QU CoRE ¦ 4QU LoRE | Non-Red Flag Warning - Small Fires | 2025 | 3.8509e-06 | 1.9255e-06 | 4.9512e-06 | 0.080408 | 0.03759 | 0.0016314 | 0.041187 | 0 | 0 | 0 | 0.0032078 |  | 3.0965e-07 | 0 | 3.0965e-07 | 1.5482e-07 | 0 | 1.5482e-07 | 3.9812e-07 | 0 | 3.9812e-07 | [16 empty] | 7.3.1.3 Ignition probability mapping showing the probability of ignition along the electric lines and equipmentWLDFRAggregatedAggregated | WLDFR | HFTD - Distribution - Tier 3 - 1QU CoRE ¦ 4QU LoRE | Non-Red Flag Warning - Small Fires | Aggregated | Aggregated | 2034 | 0.0032078 | 0 | 88.5056 | 0.28391 | 2034 | Mitigation | 0.08575 | 30 | 0 | esc | 0.0012005 | 3.8509e-06 | 0.00060025 | 1.9255e-06 | 0.0015435 | 4.9512e-06
[79 empty] | WLDFR | HFTD - Distribution - Tier 3 - 1QU CoRE ¦ 4QU LoRE | Non-Red Flag Warning - Small Fires | 2026 | 3.8509e-06 | 1.9255e-06 | 4.9512e-06 | 0.080408 | 0.03759 | 0.0016314 | 0.041187 | 0 | 0 | 0 | 0.0032078 |  | 3.0965e-07 | 0 | 3.0965e-07 | 1.5482e-07 | 0 | 1.5482e-07 | 3.9812e-07 | 0 | 3.9812e-07 | [16 empty] | 7.3.1.3 Ignition probability mapping showing the probability of ignition along the electric lines and equipmentWLDFRAggregatedAggregated | WLDFR | HFTD - Distribution - Tier 3 - 1QU CoRE ¦ 4QU LoRE | Non-Red Flag Warning - Small Fires | Aggregated | Aggregated | 2035 | 0.0032078 | 0 | 88.5056 | 0.28391 | 2035 | Mitigation | 0.08575 | 30 | 0 | esc | 0.0012005 | 3.8509e-06 | 0.00060025 | 1.9255e-06 | 0.0015435 | 4.9512e-06
[79 empty] | WLDFR | HFTD - Distribution - Tier 3 - 1QU CoRE ¦ 4QU LoRE | Non-Red Flag Warning - Small Fires | 2027 | 3.8509e-06 | 1.9255e-06 | 4.9512e-06 | 0.080408 | 0.03759 | 0.0016314 | 0.041187 | 0 | 0 | 0 | 0.0032078 |  | 3.0965e-07 | 0 | 3.0965e-07 | 1.5482e-07 | 0 | 1.5482e-07 | 3.9812e-07 | 0 | 3.9812e-07 | [16 empty] | 7.3.1.3 Ignition probability mapping showing the probability of ignition along the electric lines and equipmentWLDFRAggregatedAggregated | WLDFR | HFTD - Distribution - Tier 3 - 1QU CoRE ¦ 4QU LoRE | Non-Red Flag Warning - Small Fires | Aggregated | Aggregated | 2036 | 0.0032078 | 0 | 88.5056 | 0.28391 | 2036 | Mitigation | 0.08575 | 30 | 0 | esc | 0.0012005 | 3.8509e-06 | 0.00060025 | 1.9255e-06 | 0.0015435 | 4.9512e-06
[79 empty] | WLDFR | HFTD - Distribution - Tier 3 - 1QU CoRE ¦ 4QU LoRE | Non-Red Flag Warning - Small Fires | 2028 | 3.8509e-06 | 1.9255e-06 | 4.9512e-06 | 0.083606 | 0.039055 | 0.001695 | 0.042856 | 0 | 0 | 0 | 0.0032078 |  | 3.2196e-07 | 0 | 3.2196e-07 | 1.6098e-07 | 0 | 1.6098e-07 | 4.1395e-07 | 0 | 4.1395e-07 | [16 empty] | 7.3.1.3 Ignition probability mapping showing the probability of ignition along the electric lines and equipmentWLDFRAggregatedAggregated | WLDFR | HFTD - Distribution - Tier 3 - 1QU CoRE ¦ 4QU LoRE | Non-Red Flag Warning - Small Fires | Aggregated | Aggregated | 2037 | 0.0032078 | 0 | 88.5056 | 0.28391 | 2037 | Mitigation | 0.08575 | 30 | 0 | esc | 0.0012005 | 3.8509e-06 | 0.00060025 | 1.9255e-06 | 0.0015435 | 4.9512e-06
[79 empty] | WLDFR | HFTD - Distribution - Tier 3 - 1QU CoRE ¦ 4QU LoRE | Non-Red Flag Warning - Small Fires | 2029 | 3.8509e-06 | 1.9255e-06 | 4.9512e-06 | 0.083606 | 0.039055 | 0.001695 | 0.042856 | 0 | 0 | 0 | 0.0032078 |  | 3.2196e-07 | 0 | 3.2196e-07 | 1.6098e-07 | 0 | 1.6098e-07 | 4.1395e-07 | 0 | 4.1395e-07 | [16 empty] | 7.3.1.3 Ignition probability mapping showing the probability of ignition along the electric lines and equipmentWLDFRAggregatedAggregated | WLDFR | HFTD - Distribution - Tier 3 - 1QU CoRE ¦ 4QU LoRE | Non-Red Flag Warning - Small Fires | Aggregated | Aggregated | 2038 | 0.0032078 | 0 | 88.5056 | 0.28391 | 2038 | Mitigation | 0.08575 | 30 | 0 | esc | 0.0012005 | 3.8509e-06 | 0.00060025 | 1.9255e-06 | 0.0015435 | 4.9512e-06
[79 empty] | WLDFR | HFTD - Distribution - Tier 3 - 1QU CoRE ¦ 4QU LoRE | Non-Red Flag Warning - Small Fires | 2030 | 3.8509e-06 | 1.9255e-06 | 4.9512e-06 | 0.083606 | 0.039055 | 0.001695 | 0.042856 | 0 | 0 | 0 | 0.0032078 |  | 3.2196e-07 | 0 | 3.2196e-07 | 1.6098e-07 | 0 | 1.6098e-07 | 4.1395e-07 | 0 | 4.1395e-07 | [16 empty] | 7.3.1.3 Ignition probability mapping showing the probability of ignition along the electric lines and equipmentWLDFRAggregatedAggregated | WLDFR | HFTD - Distribution - Tier 3 - 1QU CoRE ¦ 4QU LoRE | Non-Red Flag Warning - Small Fires | Aggregated | Aggregated | 2039 | 0.0032078 | 0 | 88.5056 | 0.28391 | 2039 | Mitigation | 0.08575 | 30 | 0 | esc | 0.0012005 | 3.8509e-06 | 0.00060025 | 1.9255e-06 | 0.0015435 | 4.9512e-06
[79 empty] | WLDFR | HFTD - Distribution - Tier 3 - 1QU CoRE ¦ 4QU LoRE | Non-Red Flag Warning - Small Fires | 2031 | 3.8509e-06 | 1.9255e-06 | 4.9512e-06 | 0.083606 | 0.039055 | 0.001695 | 0.042856 | 0 | 0 | 0 | 0.0032078 |  | 3.2196e-07 | 0 | 3.2196e-07 | 1.6098e-07 | 0 | 1.6098e-07 | 4.1395e-07 | 0 | 4.1395e-07 | [16 empty] | 7.3.1.3 Ignition probability mapping showing the probability of ignition along the electric lines and equipmentWLDFRAggregatedAggregated | WLDFR | HFTD - Distribution - Tier 3 - 1QU CoRE ¦ 4QU LoRE | Non-Red Flag Warning - Small Fires | Aggregated | Aggregated | 2040 | 0.0032078 | 0 | 88.5056 | 0.28391 | 2040 | Mitigation | 0.08575 | 30 | 0 | esc | 0.0012005 | 3.8509e-06 | 0.00060025 | 1.9255e-06 | 0.0015435 | 4.9512e-06
[79 empty] | WLDFR | HFTD - Distribution - Tier 3 - 1QU CoRE ¦ 4QU LoRE | Non-Red Flag Warning - Small Fires | 2032 | 3.8509e-06 | 1.9255e-06 | 4.9512e-06 | 0.083606 | 0.039055 | 0.001695 | 0.042856 | 0 | 0 | 0 | 0.0032078 |  | 3.2196e-07 | 0 | 3.2196e-07 | 1.6098e-07 | 0 | 1.6098e-07 | 4.1395e-07 | 0 | 4.1395e-07 | [16 empty] | 7.3.1.3 Ignition probability mapping showing the probability of ignition along the electric lines and equipmentWLDFRAggregatedAggregated | WLDFR | HFTD - Distribution - Tier 3 - 1QU CoRE ¦ 4QU LoRE | Non-Red Flag Warning - Small Fires | Aggregated | Aggregated | 2041 | 0.0032078 | 0 | 88.5056 | 0.28391 | 2041 | Mitigation | 0.08575 | 30 | 0 | esc | 0.0012005 | 3.8509e-06 | 0.00060025 | 1.9255e-06 | 0.0015435 | 4.9512e-06
[79 empty] | WLDFR | HFTD - Distribution - Tier 3 - 1QU CoRE ¦ 4QU LoRE | Non-Red Flag Warning - Small Fires | 2033 | 3.8509e-06 | 1.9255e-06 | 4.9512e-06 | 0.087211 | 0.040679 | 0.0017655 | 0.044766 | 0 | 0 | 0 | 0.0032078 |  | 3.3584e-07 | 0 | 3.3584e-07 | 1.6792e-07 | 0 | 1.6792e-07 | 4.318e-07 | 0 | 4.318e-07 | [16 empty] | 7.3.1.3 Ignition probability mapping showing the probability of ignition along the electric lines and equipmentWLDFRAggregatedAggregated | WLDFR | HFTD - Distribution - Tier 3 - 1QU CoRE ¦ 4QU LoRE | Non-Red Flag Warning - Small Fires | Aggregated | Aggregated | 2042 | 0.0032078 | 0 | 88.5056 | 0.28391 | 2042 | Mitigation | 0.08575 | 30 | 0 | esc | 0.0012005 | 3.8509e-06 | 0.00060025 | 1.9255e-06 | 0.0015435 | 4.9512e-06
[79 empty] | WLDFR | HFTD - Distribution - Tier 3 - 1QU CoRE ¦ 4QU LoRE | Non-Red Flag Warning - Small Fires | 2034 | 3.8509e-06 | 1.9255e-06 | 4.9512e-06 | 0.087211 | 0.040679 | 0.0017655 | 0.044766 | 0 | 0 | 0 | 0.0032078 |  | 3.3584e-07 | 0 | 3.3584e-07 | 1.6792e-07 | 0 | 1.6792e-07 | 4.318e-07 | 0 | 4.318e-07 | [16 empty] | 7.3.1.3 Ignition probability mapping showing the probability of ignition along the electric lines and equipmentWLDFRAggregatedAggregated | WLDFR | HFTD - Distribution - Tier 3 - 1QU CoRE ¦ 4QU LoRE | Non-Red Flag Warning - Small Fires | Aggregated | Aggregated | 2043 | 0.0032078 | 0 | 88.5056 | 0.28391 | 2043 | Mitigation | 0.08575 | 30 | 0 | esc | 0.0012005 | 3.8509e-06 | 0.00060025 | 1.9255e-06 | 0.0015435 | 4.9512e-06
[79 empty] | WLDFR | HFTD - Distribution - Tier 3 - 1QU CoRE ¦ 4QU LoRE | Non-Red Flag Warning - Small Fires | 2035 | 3.8509e-06 | 1.9255e-06 | 4.9512e-06 | 0.087211 | 0.040679 | 0.0017655 | 0.044766 | 0 | 0 | 0 | 0.0032078 |  | 3.3584e-07 | 0 | 3.3584e-07 | 1.6792e-07 | 0 | 1.6792e-07 | 4.318e-07 | 0 | 4.318e-07 | [16 empty] | 7.3.1.3 Ignition probability mapping showing the probability of ignition along the electric lines and equipmentWLDFRAggregatedAggregated | WLDFR | HFTD - Distribution - Tier 3 - 1QU CoRE ¦ 4QU LoRE | Non-Red Flag Warning - Small Fires | Aggregated | Aggregated | 2044 | 0.0032078 | 0 | 88.5056 | 0.28391 | 2044 | Mitigation | 0.08575 | 30 | 0 | esc | 0.0012005 | 3.8509e-06 | 0.00060025 | 1.9255e-06 | 0.0015435 | 4.9512e-06
[79 empty] | WLDFR | HFTD - Distribution - Tier 3 - 1QU CoRE ¦ 4QU LoRE | Non-Red Flag Warning - Small Fires | 2036 | 3.8509e-06 | 1.9255e-06 | 4.9512e-06 | 0.087211 | 0.040679 | 0.0017655 | 0.044766 | 0 | 0 | 0 | 0.0032078 |  | 3.3584e-07 | 0 | 3.3584e-07 | 1.6792e-07 | 0 | 1.6792e-07 | 4.318e-07 | 0 | 4.318e-07 | [16 empty] | 7.3.1.3 Ignition probability mapping showing the probability of ignition along the electric lines and equipmentWLDFRAggregatedAggregated | WLDFR | HFTD - Distribution - Tier 3 - 1QU CoRE ¦ 4QU LoRE | Non-Red Flag Warning - Small Fires | Aggregated | Aggregated | 2045 | 0.0032078 | 0 | 88.5056 | 0.28391 | 2045 | Mitigation | 0.08575 | 30 | 0 | esc | 0.0012005 | 3.8509e-06 | 0.00060025 | 1.9255e-06 | 0.0015435 | 4.9512e-06
[79 empty] | WLDFR | HFTD - Distribution - Tier 3 - 1QU CoRE ¦ 4QU LoRE | Non-Red Flag Warning - Small Fires | 2037 | 3.8509e-06 | 1.9255e-06 | 4.9512e-06 | 0.087211 | 0.040679 | 0.0017655 | 0.044766 | 0 | 0 | 0 | 0.0032078 |  | 3.3584e-07 | 0 | 3.3584e-07 | 1.6792e-07 | 0 | 1.6792e-07 | 4.318e-07 | 0 | 4.318e-07 | [16 empty] | 7.3.1.3 Ignition probability mapping showing the probability of ignition along the electric lines and equipmentWLDFRAggregatedAggregated | WLDFR | HFTD - Distribution - Tier 3 - 1QU CoRE ¦ 4QU LoRE | Non-Red Flag Warning - Small Fires | Aggregated | Aggregated | 2046 | 0.0032078 | 0 | 88.5056 | 0.28391 | 2046 | Mitigation | 0.08575 | 30 | 0 | esc | 0.0012005 | 3.8509e-06 | 0.00060025 | 1.9255e-06 | 0.0015435 | 4.9512e-06
[79 empty] | WLDFR | HFTD - Distribution - Tier 3 - 1QU CoRE ¦ 4QU LoRE | Non-Red Flag Warning - Small Fires | 2038 | 3.8509e-06 | 1.9255e-06 | 4.9512e-06 | 0.091184 | 0.042438 | 0.0018418 | 0.046905 | 0 | 0 | 0 | 0.0032078 |  | 3.5114e-07 | 0 | 3.5114e-07 | 1.7557e-07 | 0 | 1.7557e-07 | 4.5147e-07 | 0 | 4.5147e-07 | [16 empty] | 7.3.1.3 Ignition probability mapping showing the probability of ignition along the electric lines and equipmentWLDFRAggregatedAggregated | WLDFR | HFTD - Distribution - Tier 3 - 1QU CoRE ¦ 4QU LoRE | Non-Red Flag Warning - Small Fires | Aggregated | Aggregated | 2047 | 0.0032078 | 0 | 88.5056 | 0.28391 | 2047 | Mitigation | 0.08575 | 30 | 0 | esc | 0.0012005 | 3.8509e-06 | 0.00060025 | 1.9255e-06 | 0.0015435 | 4.9512e-06
[79 empty] | WLDFR | HFTD - Distribution - Tier 3 - 1QU CoRE ¦ 4QU LoRE | Non-Red Flag Warning - Small Fires | 2039 | 3.8509e-06 | 1.9255e-06 | 4.9512e-06 | 0.091184 | 0.042438 | 0.0018418 | 0.046905 | 0 | 0 | 0 | 0.0032078 |  | 3.5114e-07 | 0 | 3.5114e-07 | 1.7557e-07 | 0 | 1.7557e-07 | 4.5147e-07 | 0 | 4.5147e-07 | [16 empty] | 7.3.1.3 Ignition probability mapping showing the probability of ignition along the electric lines and equipmentWLDFRAggregatedAggregated | WLDFR | HFTD - Distribution - Tier 3 - 1QU CoRE ¦ 4QU LoRE | Non-Red Flag Warning - Small Fires | Aggregated | Aggregated | 2048 | 0.0032078 | 0 | 88.5056 | 0.28391 | 2048 | Mitigation | 0.08575 | 30 | 0 | esc | 0.0012005 | 3.8509e-06 | 0.00060025 | 1.9255e-06 | 0.0015435 | 4.9512e-06
[79 empty] | WLDFR | HFTD - Distribution - Tier 3 - 1QU CoRE ¦ 4QU LoRE | Non-Red Flag Warning - Small Fires | 2040 | 3.8509e-06 | 1.9255e-06 | 4.9512e-06 | 0.091184 | 0.042438 | 0.0018418 | 0.046905 | 0 | 0 | 0 | 0.0032078 |  | 3.5114e-07 | 0 | 3.5114e-07 | 1.7557e-07 | 0 | 1.7557e-07 | 4.5147e-07 | 0 | 4.5147e-07 | [16 empty] | 7.3.1.3 Ignition probability mapping showing the probability of ignition along the electric lines and equipmentWLDFRAggregatedAggregated | WLDFR | HFTD - Distribution - Tier 3 - 1QU CoRE ¦ 4QU LoRE | Non-Red Flag Warning - Small Fires | Aggregated | Aggregated | 2049 | 0.0032078 | 0 | 88.5056 | 0.28391 | 2049 | Mitigation | 0.08575 | 30 | 0 | esc | 0.0012005 | 3.8509e-06 | 0.00060025 | 1.9255e-06 | 0.0015435 | 4.9512e-06
[79 empty] | WLDFR | HFTD - Distribution - Tier 3 - 1QU CoRE ¦ 4QU LoRE | Non-Red Flag Warning - Small Fires | 2041 | 3.8509e-06 | 1.9255e-06 | 4.9512e-06 | 0.091184 | 0.042438 | 0.0018418 | 0.046905 | 0 | 0 | 0 | 0.0032078 |  | 3.5114e-07 | 0 | 3.5114e-07 | 1.7557e-07 | 0 | 1.7557e-07 | 4.5147e-07 | 0 | 4.5147e-07 | [16 empty] | 7.3.1.3 Ignition probability mapping showing the probability of ignition along the electric lines and equipmentWLDFRAggregatedAggregated | WLDFR | HFTD - Distribution - Tier 3 - 1QU CoRE ¦ 4QU LoRE | Non-Red Flag Warning - Small Fires | Aggregated | Aggregated | 2050 | 0.0032078 | 0 | 88.5056 | 0.28391 | 2050 | Mitigation | 0.08575 | 30 | 0 | esc | 0 | 0 | 0.00060025 | 1.9255e-06 | 0.0015435 | 4.9512e-06
[79 empty] | WLDFR | HFTD - Distribution - Tier 3 - 1QU CoRE ¦ 4QU LoRE | Non-Red Flag Warning - Small Fires | 2042 | 3.8509e-06 | 1.9255e-06 | 4.9512e-06 | 0.091184 | 0.042438 | 0.0018418 | 0.046905 | 0 | 0 | 0 | 0.0032078 |  | 3.5114e-07 | 0 | 3.5114e-07 | 1.7557e-07 | 0 | 1.7557e-07 | 4.5147e-07 | 0 | 4.5147e-07 | [16 empty] | 7.3.1.3 Ignition probability mapping showing the probability of ignition along the electric lines and equipmentWLDFRAggregatedAggregated | WLDFR | HFTD - Distribution - Tier 3 - 1QU CoRE ¦ 4QU LoRE | Non-Red Flag Warning - Small Fires | Aggregated | Aggregated | 2051 | 0.0032078 | 0 | 88.5056 | 0.28391 | 2051 | Mitigation | 0.08575 | 30 | 0 | esc | 0 | 0 | 0 | 0 | 0.0015435 | 4.9512e-06
[79 empty] | WLDFR | HFTD - Distribution - Tier 3 - 1QU CoRE ¦ 4QU LoRE | Non-Red Flag Warning - Small Fires | 2043 | 3.8509e-06 | 1.9255e-06 | 4.9512e-06 | 0.095486 | 0.044306 | 0.0019228 | 0.049257 | 0 | 0 | 0 | 0.0032078 |  | 3.6771e-07 | 0 | 3.6771e-07 | 1.8385e-07 | 0 | 1.8385e-07 | 4.7277e-07 | 0 | 4.7277e-07 | [16 empty] | 7.3.1.3 Ignition probability mapping showing the probability of ignition along the electric lines and equipmentWLDFRAggregatedAggregated | WLDFR | HFTD - Distribution - Tier 3 - 1QU CoRE ¦ 4QU LoRE | Red Flag Warning - Catastrophic Fires | Aggregated | Aggregated | 2021 | 0.00010821 | 0 | 88.5056 | 0.009577 | 2021 | Mitigation | 0.08575 | 30 | 0 | esc | 0.0012005 | 1.299e-07 | 0.00060025 | 6.4951e-08 | 0 | 0
[79 empty] | WLDFR | HFTD - Distribution - Tier 3 - 1QU CoRE ¦ 4QU LoRE | Non-Red Flag Warning - Small Fires | 2044 | 3.8509e-06 | 1.9255e-06 | 4.9512e-06 | 0.095486 | 0.044306 | 0.0019228 | 0.049257 | 0 | 0 | 0 | 0.0032078 |  | 3.6771e-07 | 0 | 3.6771e-07 | 1.8385e-07 | 0 | 1.8385e-07 | 4.7277e-07 | 0 | 4.7277e-07 | [16 empty] | 7.3.1.3 Ignition probability mapping showing the probability of ignition along the electric lines and equipmentWLDFRAggregatedAggregated | WLDFR | HFTD - Distribution - Tier 3 - 1QU CoRE ¦ 4QU LoRE | Red Flag Warning - Catastrophic Fires | Aggregated | Aggregated | 2022 | 0.00010821 | 0 | 88.5056 | 0.009577 | 2022 | Mitigation | 0.08575 | 30 | 0 | esc | 0.0012005 | 1.299e-07 | 0.00060025 | 6.4951e-08 | 0.0015435 | 1.6702e-07
[79 empty] | WLDFR | HFTD - Distribution - Tier 3 - 1QU CoRE ¦ 4QU LoRE | Non-Red Flag Warning - Small Fires | 2045 | 3.8509e-06 | 1.9255e-06 | 4.9512e-06 | 0.095486 | 0.044306 | 0.0019228 | 0.049257 | 0 | 0 | 0 | 0.0032078 |  | 3.6771e-07 | 0 | 3.6771e-07 | 1.8385e-07 | 0 | 1.8385e-07 | 4.7277e-07 | 0 | 4.7277e-07 | [16 empty] | 7.3.1.3 Ignition probability mapping showing the probability of ignition along the electric lines and equipmentWLDFRAggregatedAggregated | WLDFR | HFTD - Distribution - Tier 3 - 1QU CoRE ¦ 4QU LoRE | Red Flag Warning - Catastrophic Fires | Aggregated | Aggregated | 2023 | 0.00010821 | 0 | 88.5056 | 0.009577 | 2023 | Mitigation | 0.08575 | 30 | 0 | esc | 0.0012005 | 1.299e-07 | 0.00060025 | 6.4951e-08 | 0.0015435 | 1.6702e-07
[79 empty] | WLDFR | HFTD - Distribution - Tier 3 - 1QU CoRE ¦ 4QU LoRE | Non-Red Flag Warning - Small Fires | 2046 | 3.8509e-06 | 1.9255e-06 | 4.9512e-06 | 0.095486 | 0.044306 | 0.0019228 | 0.049257 | 0 | 0 | 0 | 0.0032078 |  | 3.6771e-07 | 0 | 3.6771e-07 | 1.8385e-07 | 0 | 1.8385e-07 | 4.7277e-07 | 0 | 4.7277e-07 | [16 empty] | 7.3.1.3 Ignition probability mapping showing the probability of ignition along the electric lines and equipmentWLDFRAggregatedAggregated | WLDFR | HFTD - Distribution - Tier 3 - 1QU CoRE ¦ 4QU LoRE | Red Flag Warning - Catastrophic Fires | Aggregated | Aggregated | 2024 | 0.00010821 | 0 | 88.5056 | 0.009577 | 2024 | Mitigation | 0.08575 | 30 | 0 | esc | 0.0012005 | 1.299e-07 | 0.00060025 | 6.4951e-08 | 0.0015435 | 1.6702e-07
[79 empty] | WLDFR | HFTD - Distribution - Tier 3 - 1QU CoRE ¦ 4QU LoRE | Non-Red Flag Warning - Small Fires | 2047 | 3.8509e-06 | 1.9255e-06 | 4.9512e-06 | 0.095486 | 0.044306 | 0.0019228 | 0.049257 | 0 | 0 | 0 | 0.0032078 |  | 3.6771e-07 | 0 | 3.6771e-07 | 1.8385e-07 | 0 | 1.8385e-07 | 4.7277e-07 | 0 | 4.7277e-07 | [16 empty] | 7.3.1.3 Ignition probability mapping showing the probability of ignition along the electric lines and equipmentWLDFRAggregatedAggregated | WLDFR | HFTD - Distribution - Tier 3 - 1QU CoRE ¦ 4QU LoRE | Red Flag Warning - Catastrophic Fires | Aggregated | Aggregated | 2025 | 0.00010821 | 0 | 88.5056 | 0.009577 | 2025 | Mitigation | 0.08575 | 30 | 0 | esc | 0.0012005 | 1.299e-07 | 0.00060025 | 6.4951e-08 | 0.0015435 | 1.6702e-07
[79 empty] | WLDFR | HFTD - Distribution - Tier 3 - 1QU CoRE ¦ 4QU LoRE | Non-Red Flag Warning - Small Fires | 2048 | 3.8509e-06 | 1.9255e-06 | 4.9512e-06 | 0.10007 | 0.04626 | 0.0020076 | 0.051804 | 0 | 0 | 0 | 0.0032078 |  | 3.8537e-07 | 0 | 3.8537e-07 | 1.9268e-07 | 0 | 1.9268e-07 | 4.9548e-07 | 0 | 4.9548e-07 | [16 empty] | 7.3.1.3 Ignition probability mapping showing the probability of ignition along the electric lines and equipmentWLDFRAggregatedAggregated | WLDFR | HFTD - Distribution - Tier 3 - 1QU CoRE ¦ 4QU LoRE | Red Flag Warning - Catastrophic Fires | Aggregated | Aggregated | 2026 | 0.00010821 | 0 | 88.5056 | 0.009577 | 2026 | Mitigation | 0.08575 | 30 | 0 | esc | 0.0012005 | 1.299e-07 | 0.00060025 | 6.4951e-08 | 0.0015435 | 1.6702e-07
[79 empty] | WLDFR | HFTD - Distribution - Tier 3 - 1QU CoRE ¦ 4QU LoRE | Non-Red Flag Warning - Small Fires | 2049 | 3.8509e-06 | 1.9255e-06 | 4.9512e-06 | 0.10007 | 0.04626 | 0.0020076 | 0.051804 | 0 | 0 | 0 | 0.0032078 |  | 3.8537e-07 | 0 | 3.8537e-07 | 1.9268e-07 | 0 | 1.9268e-07 | 4.9548e-07 | 0 | 4.9548e-07 | [16 empty] | 7.3.1.3 Ignition probability mapping showing the probability of ignition along the electric lines and equipmentWLDFRAggregatedAggregated | WLDFR | HFTD - Distribution - Tier 3 - 1QU CoRE ¦ 4QU LoRE | Red Flag Warning - Catastrophic Fires | Aggregated | Aggregated | 2027 | 0.00010821 | 0 | 88.5056 | 0.009577 | 2027 | Mitigation | 0.08575 | 30 | 0 | esc | 0.0012005 | 1.299e-07 | 0.00060025 | 6.4951e-08 | 0.0015435 | 1.6702e-07
[79 empty] | WLDFR | HFTD - Distribution - Tier 3 - 1QU CoRE ¦ 4QU LoRE | Non-Red Flag Warning - Small Fires | 2050 | 0 | 1.9255e-06 | 4.9512e-06 | 0.10007 | 0.04626 | 0.0020076 | 0.051804 | 0 | 0 | 0 | 0.0032078 |  | 0 | 0 | 0 | 1.9268e-07 | 0 | 1.9268e-07 | 4.9548e-07 | 0 | 4.9548e-07 | [16 empty] | 7.3.1.3 Ignition probability mapping showing the probability of ignition along the electric lines and equipmentWLDFRAggregatedAggregated | WLDFR | HFTD - Distribution - Tier 3 - 1QU CoRE ¦ 4QU LoRE | Red Flag Warning - Catastrophic Fires | Aggregated | Aggregated | 2028 | 0.00010821 | 0 | 88.5056 | 0.009577 | 2028 | Mitigation | 0.08575 | 30 | 0 | esc | 0.0012005 | 1.299e-07 | 0.00060025 | 6.4951e-08 | 0.0015435 | 1.6702e-07
[79 empty] | WLDFR | HFTD - Distribution - Tier 3 - 1QU CoRE ¦ 4QU LoRE | Non-Red Flag Warning - Small Fires | 2051 | 0 | 0 | 4.9512e-06 | 0.10007 | 0.04626 | 0.0020076 | 0.051804 | 0 | 0 | 0 | 0.0032078 |  | 0 | 0 | 0 | 0 | 0 | 0 | 4.9548e-07 | 0 | 4.9548e-07 | [16 empty] | 7.3.1.3 Ignition probability mapping showing the probability of ignition along the electric lines and equipmentWLDFRAggregatedAggregated | WLDFR | HFTD - Distribution - Tier 3 - 1QU CoRE ¦ 4QU LoRE | Red Flag Warning - Catastrophic Fires | Aggregated | Aggregated | 2029 | 0.00010821 | 0 | 88.5056 | 0.009577 | 2029 | Mitigation | 0.08575 | 30 | 0 | esc | 0.0012005 | 1.299e-07 | 0.00060025 | 6.4951e-08 | 0.0015435 | 1.6702e-07
[79 empty] | WLDFR | HFTD - Distribution - Tier 3 - 1QU CoRE ¦ 4QU LoRE | Red Flag Warning - Catastrophic Fires | 2020 | 1.299e-07 | 0 | 0 | 14146.1306 | 222.2294 | 8585.7228 | 5338.1784 | 0 | 0 | 0 | 0.00010821 |  | 0.0018376 | 0 | 0.0018376 | 0 | 0 | 0 | 0 | 0 | 0 | [16 empty] | 7.3.1.3 Ignition probability mapping showing the probability of ignition along the electric lines and equipmentWLDFRAggregatedAggregated | WLDFR | HFTD - Distribution - Tier 3 - 1QU CoRE ¦ 4QU LoRE | Red Flag Warning - Catastrophic Fires | Aggregated | Aggregated | 2030 | 0.00010821 | 0 | 88.5056 | 0.009577 | 2030 | Mitigation | 0.08575 | 30 | 0 | esc | 0.0012005 | 1.299e-07 | 0.00060025 | 6.4951e-08 | 0.0015435 | 1.6702e-07
[79 empty] | WLDFR | HFTD - Distribution - Tier 3 - 1QU CoRE ¦ 4QU LoRE | Red Flag Warning - Catastrophic Fires | 2021 | 1.299e-07 | 6.4951e-08 | 0 | 14146.1306 | 222.2294 | 8585.7228 | 5338.1784 | 0 | 0 | 0 | 0.00010821 |  | 0.0018376 | 0 | 0.0018376 | 0.00091881 | 0 | 0.00091881 | 0 | 0 | 0 | [16 empty] | 7.3.1.3 Ignition probability mapping showing the probability of ignition along the electric lines and equipmentWLDFRAggregatedAggregated | WLDFR | HFTD - Distribution - Tier 3 - 1QU CoRE ¦ 4QU LoRE | Red Flag Warning - Catastrophic Fires | Aggregated | Aggregated | 2031 | 0.00010821 | 0 | 88.5056 | 0.009577 | 2031 | Mitigation | 0.08575 | 30 | 0 | esc | 0.0012005 | 1.299e-07 | 0.00060025 | 6.4951e-08 | 0.0015435 | 1.6702e-07
[79 empty] | WLDFR | HFTD - Distribution - Tier 3 - 1QU CoRE ¦ 4QU LoRE | Red Flag Warning - Catastrophic Fires | 2022 | 1.299e-07 | 6.4951e-08 | 1.6702e-07 | 14146.1306 | 222.2294 | 8585.7228 | 5338.1784 | 0 | 0 | 0 | 0.00010821 |  | 0.0018376 | 0 | 0.0018376 | 0.00091881 | 0 | 0.00091881 | 0.0023627 | 0 | 0.0023627 | [16 empty] | 7.3.1.3 Ignition probability mapping showing the probability of ignition along the electric lines and equipmentWLDFRAggregatedAggregated | WLDFR | HFTD - Distribution - Tier 3 - 1QU CoRE ¦ 4QU LoRE | Red Flag Warning - Catastrophic Fires | Aggregated | Aggregated | 2032 | 0.00010821 | 0 | 88.5056 | 0.009577 | 2032 | Mitigation | 0.08575 | 30 | 0 | esc | 0.0012005 | 1.299e-07 | 0.00060025 | 6.4951e-08 | 0.0015435 | 1.6702e-07
[79 empty] | WLDFR | HFTD - Distribution - Tier 3 - 1QU CoRE ¦ 4QU LoRE | Red Flag Warning - Catastrophic Fires | 2023 | 1.299e-07 | 6.4951e-08 | 1.6702e-07 | 14664.6376 | 233.2301 | 8896.516 | 5534.8915 | 0 | 0 | 0 | 0.00010821 |  | 0.001905 | 0 | 0.001905 | 0.00095249 | 0 | 0.00095249 | 0.0024493 | 0 | 0.0024493 | [16 empty] | 7.3.1.3 Ignition probability mapping showing the probability of ignition along the electric lines and equipmentWLDFRAggregatedAggregated | WLDFR | HFTD - Distribution - Tier 3 - 1QU CoRE ¦ 4QU LoRE | Red Flag Warning - Catastrophic Fires | Aggregated | Aggregated | 2033 | 0.00010821 | 0 | 88.5056 | 0.009577 | 2033 | Mitigation | 0.08575 | 30 | 0 | esc | 0.0012005 | 1.299e-07 | 0.00060025 | 6.4951e-08 | 0.0015435 | 1.6702e-07
[79 empty] | WLDFR | HFTD - Distribution - Tier 3 - 1QU CoRE ¦ 4QU LoRE | Red Flag Warning - Catastrophic Fires | 2024 | 1.299e-07 | 6.4951e-08 | 1.6702e-07 | 14664.6376 | 233.2301 | 8896.516 | 5534.8915 | 0 | 0 | 0 | 0.00010821 |  | 0.001905 | 0 | 0.001905 | 0.00095249 | 0 | 0.00095249 | 0.0024493 | 0 | 0.0024493 | [16 empty] | 7.3.1.3 Ignition probability mapping showing the probability of ignition along the electric lines and equipmentWLDFRAggregatedAggregated | WLDFR | HFTD - Distribution - Tier 3 - 1QU CoRE ¦ 4QU LoRE | Red Flag Warning - Catastrophic Fires | Aggregated | Aggregated | 2034 | 0.00010821 | 0 | 88.5056 | 0.009577 | 2034 | Mitigation | 0.08575 | 30 | 0 | esc | 0.0012005 | 1.299e-07 | 0.00060025 | 6.4951e-08 | 0.0015435 | 1.6702e-07
[79 empty] | WLDFR | HFTD - Distribution - Tier 3 - 1QU CoRE ¦ 4QU LoRE | Red Flag Warning - Catastrophic Fires | 2025 | 1.299e-07 | 6.4951e-08 | 1.6702e-07 | 14664.6376 | 233.2301 | 8896.516 | 5534.8915 | 0 | 0 | 0 | 0.00010821 |  | 0.001905 | 0 | 0.001905 | 0.00095249 | 0 | 0.00095249 | 0.0024493 | 0 | 0.0024493 | [16 empty] | 7.3.1.3 Ignition probability mapping showing the probability of ignition along the electric lines and equipmentWLDFRAggregatedAggregated | WLDFR | HFTD - Distribution - Tier 3 - 1QU CoRE ¦ 4QU LoRE | Red Flag Warning - Catastrophic Fires | Aggregated | Aggregated | 2035 | 0.00010821 | 0 | 88.5056 | 0.009577 | 2035 | Mitigation | 0.08575 | 30 | 0 | esc | 0.0012005 | 1.299e-07 | 0.00060025 | 6.4951e-08 | 0.0015435 | 1.6702e-07
[79 empty] | WLDFR | HFTD - Distribution - Tier 3 - 1QU CoRE ¦ 4QU LoRE | Red Flag Warning - Catastrophic Fires | 2026 | 1.299e-07 | 6.4951e-08 | 1.6702e-07 | 14664.6376 | 233.2301 | 8896.516 | 5534.8915 | 0 | 0 | 0 | 0.00010821 |  | 0.001905 | 0 | 0.001905 | 0.00095249 | 0 | 0.00095249 | 0.0024493 | 0 | 0.0024493 | [16 empty] | 7.3.1.3 Ignition probability mapping showing the probability of ignition along the electric lines and equipmentWLDFRAggregatedAggregated | WLDFR | HFTD - Distribution - Tier 3 - 1QU CoRE ¦ 4QU LoRE | Red Flag Warning - Catastrophic Fires | Aggregated | Aggregated | 2036 | 0.00010821 | 0 | 88.5056 | 0.009577 | 2036 | Mitigation | 0.08575 | 30 | 0 | esc | 0.0012005 | 1.299e-07 | 0.00060025 | 6.4951e-08 | 0.0015435 | 1.6702e-07
[79 empty] | WLDFR | HFTD - Distribution - Tier 3 - 1QU CoRE ¦ 4QU LoRE | Red Flag Warning - Catastrophic Fires | 2027 | 1.299e-07 | 6.4951e-08 | 1.6702e-07 | 14664.6376 | 233.2301 | 8896.516 | 5534.8915 | 0 | 0 | 0 | 0.00010821 |  | 0.001905 | 0 | 0.001905 | 0.00095249 | 0 | 0.00095249 | 0.0024493 | 0 | 0.0024493 | [16 empty] | 7.3.1.3 Ignition probability mapping showing the probability of ignition along the electric lines and equipmentWLDFRAggregatedAggregated | WLDFR | HFTD - Distribution - Tier 3 - 1QU CoRE ¦ 4QU LoRE | Red Flag Warning - Catastrophic Fires | Aggregated | Aggregated | 2037 | 0.00010821 | 0 | 88.5056 | 0.009577 | 2037 | Mitigation | 0.08575 | 30 | 0 | esc | 0.0012005 | 1.299e-07 | 0.00060025 | 6.4951e-08 | 0.0015435 | 1.6702e-07
[79 empty] | WLDFR | HFTD - Distribution - Tier 3 - 1QU CoRE ¦ 4QU LoRE | Red Flag Warning - Catastrophic Fires | 2028 | 1.299e-07 | 6.4951e-08 | 1.6702e-07 | 15317.9909 | 247.273 | 9287.6491 | 5783.0689 | 0 | 0 | 0 | 0.00010821 |  | 0.0019899 | 0 | 0.0019899 | 0.00099493 | 0 | 0.00099493 | 0.0025584 | 0 | 0.0025584 | [16 empty] | 7.3.1.3 Ignition probability mapping showing the probability of ignition along the electric lines and equipmentWLDFRAggregatedAggregated | WLDFR | HFTD - Distribution - Tier 3 - 1QU CoRE ¦ 4QU LoRE | Red Flag Warning - Catastrophic Fires | Aggregated | Aggregated | 2038 | 0.00010821 | 0 | 88.5056 | 0.009577 | 2038 | Mitigation | 0.08575 | 30 | 0 | esc | 0.0012005 | 1.299e-07 | 0.00060025 | 6.4951e-08 | 0.0015435 | 1.6702e-07
[79 empty] | WLDFR | HFTD - Distribution - Tier 3 - 1QU CoRE ¦ 4QU LoRE | Red Flag Warning - Catastrophic Fires | 2029 | 1.299e-07 | 6.4951e-08 | 1.6702e-07 | 15317.9909 | 247.273 | 9287.6491 | 5783.0689 | 0 | 0 | 0 | 0.00010821 |  | 0.0019899 | 0 | 0.0019899 | 0.00099493 | 0 | 0.00099493 | 0.0025584 | 0 | 0.0025584 | [16 empty] | 7.3.1.3 Ignition probability mapping showing the probability of ignition along the electric lines and equipmentWLDFRAggregatedAggregated | WLDFR | HFTD - Distribution - Tier 3 - 1QU CoRE ¦ 4QU LoRE | Red Flag Warning - Catastrophic Fires | Aggregated | Aggregated | 2039 | 0.00010821 | 0 | 88.5056 | 0.009577 | 2039 | Mitigation | 0.08575 | 30 | 0 | esc | 0.0012005 | 1.299e-07 | 0.00060025 | 6.4951e-08 | 0.0015435 | 1.6702e-07
[79 empty] | WLDFR | HFTD - Distribution - Tier 3 - 1QU CoRE ¦ 4QU LoRE | Red Flag Warning - Catastrophic Fires | 2030 | 1.299e-07 | 6.4951e-08 | 1.6702e-07 | 15317.9909 | 247.273 | 9287.6491 | 5783.0689 | 0 | 0 | 0 | 0.00010821 |  | 0.0019899 | 0 | 0.0019899 | 0.00099493 | 0 | 0.00099493 | 0.0025584 | 0 | 0.0025584 | [16 empty] | 7.3.1.3 Ignition probability mapping showing the probability of ignition along the electric lines and equipmentWLDFRAggregatedAggregated | WLDFR | HFTD - Distribution - Tier 3 - 1QU CoRE ¦ 4QU LoRE | Red Flag Warning - Catastrophic Fires | Aggregated | Aggregated | 2040 | 0.00010821 | 0 | 88.5056 | 0.009577 | 2040 | Mitigation | 0.08575 | 30 | 0 | esc | 0.0012005 | 1.299e-07 | 0.00060025 | 6.4951e-08 | 0.0015435 | 1.6702e-07
[79 empty] | WLDFR | HFTD - Distribution - Tier 3 - 1QU CoRE ¦ 4QU LoRE | Red Flag Warning - Catastrophic Fires | 2031 | 1.299e-07 | 6.4951e-08 | 1.6702e-07 | 15317.9909 | 247.273 | 9287.6491 | 5783.0689 | 0 | 0 | 0 | 0.00010821 |  | 0.0019899 | 0 | 0.0019899 | 0.00099493 | 0 | 0.00099493 | 0.0025584 | 0 | 0.0025584 | [16 empty] | 7.3.1.3 Ignition probability mapping showing the probability of ignition along the electric lines and equipmentWLDFRAggregatedAggregated | WLDFR | HFTD - Distribution - Tier 3 - 1QU CoRE ¦ 4QU LoRE | Red Flag Warning - Catastrophic Fires | Aggregated | Aggregated | 2041 | 0.00010821 | 0 | 88.5056 | 0.009577 | 2041 | Mitigation | 0.08575 | 30 | 0 | esc | 0.0012005 | 1.299e-07 | 0.00060025 | 6.4951e-08 | 0.0015435 | 1.6702e-07
[79 empty] | WLDFR | HFTD - Distribution - Tier 3 - 1QU CoRE ¦ 4QU LoRE | Red Flag Warning - Catastrophic Fires | 2032 | 1.299e-07 | 6.4951e-08 | 1.6702e-07 | 15317.9909 | 247.273 | 9287.6491 | 5783.0689 | 0 | 0 | 0 | 0.00010821 |  | 0.0019899 | 0 | 0.0019899 | 0.00099493 | 0 | 0.00099493 | 0.0025584 | 0 | 0.0025584 | [16 empty] | 7.3.1.3 Ignition probability mapping showing the probability of ignition along the electric lines and equipmentWLDFRAggregatedAggregated | WLDFR | HFTD - Distribution - Tier 3 - 1QU CoRE ¦ 4QU LoRE | Red Flag Warning - Catastrophic Fires | Aggregated | Aggregated | 2042 | 0.00010821 | 0 | 88.5056 | 0.009577 | 2042 | Mitigation | 0.08575 | 30 | 0 | esc | 0.0012005 | 1.299e-07 | 0.00060025 | 6.4951e-08 | 0.0015435 | 1.6702e-07
[79 empty] | WLDFR | HFTD - Distribution - Tier 3 - 1QU CoRE ¦ 4QU LoRE | Red Flag Warning - Catastrophic Fires | 2033 | 1.299e-07 | 6.4951e-08 | 1.6702e-07 | 16044.1264 | 263.1074 | 9721.74 | 6059.2791 | 0 | 0 | 0 | 0.00010821 |  | 0.0020842 | 0 | 0.0020842 | 0.0010421 | 0 | 0.0010421 | 0.0026797 | 0 | 0.0026797 | [16 empty] | 7.3.1.3 Ignition probability mapping showing the probability of ignition along the electric lines and equipmentWLDFRAggregatedAggregated | WLDFR | HFTD - Distribution - Tier 3 - 1QU CoRE ¦ 4QU LoRE | Red Flag Warning - Catastrophic Fires | Aggregated | Aggregated | 2043 | 0.00010821 | 0 | 88.5056 | 0.009577 | 2043 | Mitigation | 0.08575 | 30 | 0 | esc | 0.0012005 | 1.299e-07 | 0.00060025 | 6.4951e-08 | 0.0015435 | 1.6702e-07
[79 empty] | WLDFR | HFTD - Distribution - Tier 3 - 1QU CoRE ¦ 4QU LoRE | Red Flag Warning - Catastrophic Fires | 2034 | 1.299e-07 | 6.4951e-08 | 1.6702e-07 | 16044.1264 | 263.1074 | 9721.74 | 6059.2791 | 0 | 0 | 0 | 0.00010821 |  | 0.0020842 | 0 | 0.0020842 | 0.0010421 | 0 | 0.0010421 | 0.0026797 | 0 | 0.0026797 | [16 empty] | 7.3.1.3 Ignition probability mapping showing the probability of ignition along the electric lines and equipmentWLDFRAggregatedAggregated | WLDFR | HFTD - Distribution - Tier 3 - 1QU CoRE ¦ 4QU LoRE | Red Flag Warning - Catastrophic Fires | Aggregated | Aggregated | 2044 | 0.00010821 | 0 | 88.5056 | 0.009577 | 2044 | Mitigation | 0.08575 | 30 | 0 | esc | 0.0012005 | 1.299e-07 | 0.00060025 | 6.4951e-08 | 0.0015435 | 1.6702e-07
[79 empty] | WLDFR | HFTD - Distribution - Tier 3 - 1QU CoRE ¦ 4QU LoRE | Red Flag Warning - Catastrophic Fires | 2035 | 1.299e-07 | 6.4951e-08 | 1.6702e-07 | 16044.1264 | 263.1074 | 9721.74 | 6059.2791 | 0 | 0 | 0 | 0.00010821 |  | 0.0020842 | 0 | 0.0020842 | 0.0010421 | 0 | 0.0010421 | 0.0026797 | 0 | 0.0026797 | [16 empty] | 7.3.1.3 Ignition probability mapping showing the probability of ignition along the electric lines and equipmentWLDFRAggregatedAggregated | WLDFR | HFTD - Distribution - Tier 3 - 1QU CoRE ¦ 4QU LoRE | Red Flag Warning - Catastrophic Fires | Aggregated | Aggregated | 2045 | 0.00010821 | 0 | 88.5056 | 0.009577 | 2045 | Mitigation | 0.08575 | 30 | 0 | esc | 0.0012005 | 1.299e-07 | 0.00060025 | 6.4951e-08 | 0.0015435 | 1.6702e-07
[79 empty] | WLDFR | HFTD - Distribution - Tier 3 - 1QU CoRE ¦ 4QU LoRE | Red Flag Warning - Catastrophic Fires | 2036 | 1.299e-07 | 6.4951e-08 | 1.6702e-07 | 16044.1264 | 263.1074 | 9721.74 | 6059.2791 | 0 | 0 | 0 | 0.00010821 |  | 0.0020842 | 0 | 0.0020842 | 0.0010421 | 0 | 0.0010421 | 0.0026797 | 0 | 0.0026797 | [16 empty] | 7.3.1.3 Ignition probability mapping showing the probability of ignition along the electric lines and equipmentWLDFRAggregatedAggregated | WLDFR | HFTD - Distribution - Tier 3 - 1QU CoRE ¦ 4QU LoRE | Red Flag Warning - Catastrophic Fires | Aggregated | Aggregated | 2046 | 0.00010821 | 0 | 88.5056 | 0.009577 | 2046 | Mitigation | 0.08575 | 30 | 0 | esc | 0.0012005 | 1.299e-07 | 0.00060025 | 6.4951e-08 | 0.0015435 | 1.6702e-07
[79 empty] | WLDFR | HFTD - Distribution - Tier 3 - 1QU CoRE ¦ 4QU LoRE | Red Flag Warning - Catastrophic Fires | 2037 | 1.299e-07 | 6.4951e-08 | 1.6702e-07 | 16044.1264 | 263.1074 | 9721.74 | 6059.2791 | 0 | 0 | 0 | 0.00010821 |  | 0.0020842 | 0 | 0.0020842 | 0.0010421 | 0 | 0.0010421 | 0.0026797 | 0 | 0.0026797 | [16 empty] | 7.3.1.3 Ignition probability mapping showing the probability of ignition along the electric lines and equipmentWLDFRAggregatedAggregated | WLDFR | HFTD - Distribution - Tier 3 - 1QU CoRE ¦ 4QU LoRE | Red Flag Warning - Catastrophic Fires | Aggregated | Aggregated | 2047 | 0.00010821 | 0 | 88.5056 | 0.009577 | 2047 | Mitigation | 0.08575 | 30 | 0 | esc | 0.0012005 | 1.299e-07 | 0.00060025 | 6.4951e-08 | 0.0015435 | 1.6702e-07
[79 empty] | WLDFR | HFTD - Distribution - Tier 3 - 1QU CoRE ¦ 4QU LoRE | Red Flag Warning - Catastrophic Fires | 2038 | 1.299e-07 | 6.4951e-08 | 1.6702e-07 | 16832.3912 | 280.5544 | 10192.2718 | 6359.5651 | 0 | 0 | 0 | 0.00010821 |  | 0.0021866 | 0 | 0.0021866 | 0.0010933 | 0 | 0.0010933 | 0.0028113 | 0 | 0.0028113 | [16 empty] | 7.3.1.3 Ignition probability mapping showing the probability of ignition along the electric lines and equipmentWLDFRAggregatedAggregated | WLDFR | HFTD - Distribution - Tier 3 - 1QU CoRE ¦ 4QU LoRE | Red Flag Warning - Catastrophic Fires | Aggregated | Aggregated | 2048 | 0.00010821 | 0 | 88.5056 | 0.009577 | 2048 | Mitigation | 0.08575 | 30 | 0 | esc | 0.0012005 | 1.299e-07 | 0.00060025 | 6.4951e-08 | 0.0015435 | 1.6702e-07
[79 empty] | WLDFR | HFTD - Distribution - Tier 3 - 1QU CoRE ¦ 4QU LoRE | Red Flag Warning - Catastrophic Fires | 2039 | 1.299e-07 | 6.4951e-08 | 1.6702e-07 | 16832.3912 | 280.5544 | 10192.2718 | 6359.5651 | 0 | 0 | 0 | 0.00010821 |  | 0.0021866 | 0 | 0.0021866 | 0.0010933 | 0 | 0.0010933 | 0.0028113 | 0 | 0.0028113 | [16 empty] | 7.3.1.3 Ignition probability mapping showing the probability of ignition along the electric lines and equipmentWLDFRAggregatedAggregated | WLDFR | HFTD - Distribution - Tier 3 - 1QU CoRE ¦ 4QU LoRE | Red Flag Warning - Catastrophic Fires | Aggregated | Aggregated | 2049 | 0.00010821 | 0 | 88.5056 | 0.009577 | 2049 | Mitigation | 0.08575 | 30 | 0 | esc | 0.0012005 | 1.299e-07 | 0.00060025 | 6.4951e-08 | 0.0015435 | 1.6702e-07
[79 empty] | WLDFR | HFTD - Distribution - Tier 3 - 1QU CoRE ¦ 4QU LoRE | Red Flag Warning - Catastrophic Fires | 2040 | 1.299e-07 | 6.4951e-08 | 1.6702e-07 | 16832.3912 | 280.5544 | 10192.2718 | 6359.5651 | 0 | 0 | 0 | 0.00010821 |  | 0.0021866 | 0 | 0.0021866 | 0.0010933 | 0 | 0.0010933 | 0.0028113 | 0 | 0.0028113 | [16 empty] | 7.3.1.3 Ignition probability mapping showing the probability of ignition along the electric lines and equipmentWLDFRAggregatedAggregated | WLDFR | HFTD - Distribution - Tier 3 - 1QU CoRE ¦ 4QU LoRE | Red Flag Warning - Catastrophic Fires | Aggregated | Aggregated | 2050 | 0.00010821 | 0 | 88.5056 | 0.009577 | 2050 | Mitigation | 0.08575 | 30 | 0 | esc | 0 | 0 | 0.00060025 | 6.4951e-08 | 0.0015435 | 1.6702e-07
[79 empty] | WLDFR | HFTD - Distribution - Tier 3 - 1QU CoRE ¦ 4QU LoRE | Red Flag Warning - Catastrophic Fires | 2041 | 1.299e-07 | 6.4951e-08 | 1.6702e-07 | 16832.3912 | 280.5544 | 10192.2718 | 6359.5651 | 0 | 0 | 0 | 0.00010821 |  | 0.0021866 | 0 | 0.0021866 | 0.0010933 | 0 | 0.0010933 | 0.0028113 | 0 | 0.0028113 | [16 empty] | 7.3.1.3 Ignition probability mapping showing the probability of ignition along the electric lines and equipmentWLDFRAggregatedAggregated | WLDFR | HFTD - Distribution - Tier 3 - 1QU CoRE ¦ 4QU LoRE | Red Flag Warning - Catastrophic Fires | Aggregated | Aggregated | 2051 | 0.00010821 | 0 | 88.5056 | 0.009577 | 2051 | Mitigation | 0.08575 | 30 | 0 | esc | 0 | 0 | 0 | 0 | 0.0015435 | 1.6702e-07
[79 empty] | WLDFR | HFTD - Distribution - Tier 3 - 1QU CoRE ¦ 4QU LoRE | Red Flag Warning - Catastrophic Fires | 2042 | 1.299e-07 | 6.4951e-08 | 1.6702e-07 | 16832.3912 | 280.5544 | 10192.2718 | 6359.5651 | 0 | 0 | 0 | 0.00010821 |  | 0.0021866 | 0 | 0.0021866 | 0.0010933 | 0 | 0.0010933 | 0.0028113 | 0 | 0.0028113 | [16 empty] | 7.3.1.3 Ignition probability mapping showing the probability of ignition along the electric lines and equipmentWLDFRAggregatedAggregated | WLDFR | HFTD - Distribution - Tier 3 - 1QU CoRE ¦ 4QU LoRE | Red Flag Warning - Destructive Fires | Aggregated | Aggregated | 2021 | 1.4097e-05 | 0 | 88.5056 | 0.0012477 | 2021 | Mitigation | 0.08575 | 30 | 0 | esc | 0.0012005 | 1.6924e-08 | 0.00060025 | 8.4619e-09 | 0 | 0
[79 empty] | WLDFR | HFTD - Distribution - Tier 3 - 1QU CoRE ¦ 4QU LoRE | Red Flag Warning - Catastrophic Fires | 2043 | 1.299e-07 | 6.4951e-08 | 1.6702e-07 | 17672.0852 | 299.42 | 10692.7362 | 6679.929 | 0 | 0 | 0 | 0.00010821 |  | 0.0022957 | 0 | 0.0022957 | 0.0011478 | 0 | 0.0011478 | 0.0029516 | 0 | 0.0029516 | [16 empty] | 7.3.1.3 Ignition probability mapping showing the probability of ignition along the electric lines and equipmentWLDFRAggregatedAggregated | WLDFR | HFTD - Distribution - Tier 3 - 1QU CoRE ¦ 4QU LoRE | Red Flag Warning - Destructive Fires | Aggregated | Aggregated | 2022 | 1.4097e-05 | 0 | 88.5056 | 0.0012477 | 2022 | Mitigation | 0.08575 | 30 | 0 | esc | 0.0012005 | 1.6924e-08 | 0.00060025 | 8.4619e-09 | 0.0015435 | 2.1759e-08
[79 empty] | WLDFR | HFTD - Distribution - Tier 3 - 1QU CoRE ¦ 4QU LoRE | Red Flag Warning - Catastrophic Fires | 2044 | 1.299e-07 | 6.4951e-08 | 1.6702e-07 | 17672.0852 | 299.42 | 10692.7362 | 6679.929 | 0 | 0 | 0 | 0.00010821 |  | 0.0022957 | 0 | 0.0022957 | 0.0011478 | 0 | 0.0011478 | 0.0029516 | 0 | 0.0029516 | [16 empty] | 7.3.1.3 Ignition probability mapping showing the probability of ignition along the electric lines and equipmentWLDFRAggregatedAggregated | WLDFR | HFTD - Distribution - Tier 3 - 1QU CoRE ¦ 4QU LoRE | Red Flag Warning - Destructive Fires | Aggregated | Aggregated | 2023 | 1.4097e-05 | 0 | 88.5056 | 0.0012477 | 2023 | Mitigation | 0.08575 | 30 | 0 | esc | 0.0012005 | 1.6924e-08 | 0.00060025 | 8.4619e-09 | 0.0015435 | 2.1759e-08
[79 empty] | WLDFR | HFTD - Distribution - Tier 3 - 1QU CoRE ¦ 4QU LoRE | Red Flag Warning - Catastrophic Fires | 2045 | 1.299e-07 | 6.4951e-08 | 1.6702e-07 | 17672.0852 | 299.42 | 10692.7362 | 6679.929 | 0 | 0 | 0 | 0.00010821 |  | 0.0022957 | 0 | 0.0022957 | 0.0011478 | 0 | 0.0011478 | 0.0029516 | 0 | 0.0029516 | [16 empty] | 7.3.1.3 Ignition probability mapping showing the probability of ignition along the electric lines and equipmentWLDFRAggregatedAggregated | WLDFR | HFTD - Distribution - Tier 3 - 1QU CoRE ¦ 4QU LoRE | Red Flag Warning - Destructive Fires | Aggregated | Aggregated | 2024 | 1.4097e-05 | 0 | 88.5056 | 0.0012477 | 2024 | Mitigation | 0.08575 | 30 | 0 | esc | 0.0012005 | 1.6924e-08 | 0.00060025 | 8.4619e-09 | 0.0015435 | 2.1759e-08
[79 empty] | WLDFR | HFTD - Distribution - Tier 3 - 1QU CoRE ¦ 4QU LoRE | Red Flag Warning - Catastrophic Fires | 2046 | 1.299e-07 | 6.4951e-08 | 1.6702e-07 | 17672.0852 | 299.42 | 10692.7362 | 6679.929 | 0 | 0 | 0 | 0.00010821 |  | 0.0022957 | 0 | 0.0022957 | 0.0011478 | 0 | 0.0011478 | 0.0029516 | 0 | 0.0029516 | [16 empty] | 7.3.1.3 Ignition probability mapping showing the probability of ignition along the electric lines and equipmentWLDFRAggregatedAggregated | WLDFR | HFTD - Distribution - Tier 3 - 1QU CoRE ¦ 4QU LoRE | Red Flag Warning - Destructive Fires | Aggregated | Aggregated | 2025 | 1.4097e-05 | 0 | 88.5056 | 0.0012477 | 2025 | Mitigation | 0.08575 | 30 | 0 | esc | 0.0012005 | 1.6924e-08 | 0.00060025 | 8.4619e-09 | 0.0015435 | 2.1759e-08
[79 empty] | WLDFR | HFTD - Distribution - Tier 3 - 1QU CoRE ¦ 4QU LoRE | Red Flag Warning - Catastrophic Fires | 2047 | 1.299e-07 | 6.4951e-08 | 1.6702e-07 | 17672.0852 | 299.42 | 10692.7362 | 6679.929 | 0 | 0 | 0 | 0.00010821 |  | 0.0022957 | 0 | 0.0022957 | 0.0011478 | 0 | 0.0011478 | 0.0029516 | 0 | 0.0029516 | [16 empty] | 7.3.1.3 Ignition probability mapping showing the probability of ignition along the electric lines and equipmentWLDFRAggregatedAggregated | WLDFR | HFTD - Distribution - Tier 3 - 1QU CoRE ¦ 4QU LoRE | Red Flag Warning - Destructive Fires | Aggregated | Aggregated | 2026 | 1.4097e-05 | 0 | 88.5056 | 0.0012477 | 2026 | Mitigation | 0.08575 | 30 | 0 | esc | 0.0012005 | 1.6924e-08 | 0.00060025 | 8.4619e-09 | 0.0015435 | 2.1759e-08
[79 empty] | WLDFR | HFTD - Distribution - Tier 3 - 1QU CoRE ¦ 4QU LoRE | Red Flag Warning - Catastrophic Fires | 2048 | 1.299e-07 | 6.4951e-08 | 1.6702e-07 | 18552.3348 | 319.4911 | 11216.5626 | 7016.281 | 0 | 0 | 0 | 0.00010821 |  | 0.00241 | 0 | 0.00241 | 0.001205 | 0 | 0.001205 | 0.0030986 | 0 | 0.0030986 | [16 empty] | 7.3.1.3 Ignition probability mapping showing the probability of ignition along the electric lines and equipmentWLDFRAggregatedAggregated | WLDFR | HFTD - Distribution - Tier 3 - 1QU CoRE ¦ 4QU LoRE | Red Flag Warning - Destructive Fires | Aggregated | Aggregated | 2027 | 1.4097e-05 | 0 | 88.5056 | 0.0012477 | 2027 | Mitigation | 0.08575 | 30 | 0 | esc | 0.0012005 | 1.6924e-08 | 0.00060025 | 8.4619e-09 | 0.0015435 | 2.1759e-08
[79 empty] | WLDFR | HFTD - Distribution - Tier 3 - 1QU CoRE ¦ 4QU LoRE | Red Flag Warning - Catastrophic Fires | 2049 | 1.299e-07 | 6.4951e-08 | 1.6702e-07 | 18552.3348 | 319.4911 | 11216.5626 | 7016.281 | 0 | 0 | 0 | 0.00010821 |  | 0.00241 | 0 | 0.00241 | 0.001205 | 0 | 0.001205 | 0.0030986 | 0 | 0.0030986 | [16 empty] | 7.3.1.3 Ignition probability mapping showing the probability of ignition along the electric lines and equipmentWLDFRAggregatedAggregated | WLDFR | HFTD - Distribution - Tier 3 - 1QU CoRE ¦ 4QU LoRE | Red Flag Warning - Destructive Fires | Aggregated | Aggregated | 2028 | 1.4097e-05 | 0 | 88.5056 | 0.0012477 | 2028 | Mitigation | 0.08575 | 30 | 0 | esc | 0.0012005 | 1.6924e-08 | 0.00060025 | 8.4619e-09 | 0.0015435 | 2.1759e-08
[79 empty] | WLDFR | HFTD - Distribution - Tier 3 - 1QU CoRE ¦ 4QU LoRE | Red Flag Warning - Catastrophic Fires | 2050 | 0 | 6.4951e-08 | 1.6702e-07 | 18552.3348 | 319.4911 | 11216.5626 | 7016.281 | 0 | 0 | 0 | 0.00010821 |  | 0 | 0 | 0 | 0.001205 | 0 | 0.001205 | 0.0030986 | 0 | 0.0030986 | [16 empty] | 7.3.1.3 Ignition probability mapping showing the probability of ignition along the electric lines and equipmentWLDFRAggregatedAggregated | WLDFR | HFTD - Distribution - Tier 3 - 1QU CoRE ¦ 4QU LoRE | Red Flag Warning - Destructive Fires | Aggregated | Aggregated | 2029 | 1.4097e-05 | 0 | 88.5056 | 0.0012477 | 2029 | Mitigation | 0.08575 | 30 | 0 | esc | 0.0012005 | 1.6924e-08 | 0.00060025 | 8.4619e-09 | 0.0015435 | 2.1759e-08
[79 empty] | WLDFR | HFTD - Distribution - Tier 3 - 1QU CoRE ¦ 4QU LoRE | Red Flag Warning - Catastrophic Fires | 2051 | 0 | 0 | 1.6702e-07 | 18552.3348 | 319.4911 | 11216.5626 | 7016.281 | 0 | 0 | 0 | 0.00010821 |  | 0 | 0 | 0 | 0 | 0 | 0 | 0.0030986 | 0 | 0.0030986 | [16 empty] | 7.3.1.3 Ignition probability mapping showing the probability of ignition along the electric lines and equipmentWLDFRAggregatedAggregated | WLDFR | HFTD - Distribution - Tier 3 - 1QU CoRE ¦ 4QU LoRE | Red Flag Warning - Destructive Fires | Aggregated | Aggregated | 2030 | 1.4097e-05 | 0 | 88.5056 | 0.0012477 | 2030 | Mitigation | 0.08575 | 30 | 0 | esc | 0.0012005 | 1.6924e-08 | 0.00060025 | 8.4619e-09 | 0.0015435 | 2.1759e-08
[79 empty] | WLDFR | HFTD - Distribution - Tier 3 - 1QU CoRE ¦ 4QU LoRE | Red Flag Warning - Destructive Fires | 2020 | 1.6924e-08 | 0 | 0 | 8807.9522 | 222.2294 | 8585.7228 | 0 | 0 | 0 | 0 | 1.4097e-05 |  | 0.00014906 | 0 | 0.00014906 | 0 | 0 | 0 | 0 | 0 | 0 | [16 empty] | 7.3.1.3 Ignition probability mapping showing the probability of ignition along the electric lines and equipmentWLDFRAggregatedAggregated | WLDFR | HFTD - Distribution - Tier 3 - 1QU CoRE ¦ 4QU LoRE | Red Flag Warning - Destructive Fires | Aggregated | Aggregated | 2031 | 1.4097e-05 | 0 | 88.5056 | 0.0012477 | 2031 | Mitigation | 0.08575 | 30 | 0 | esc | 0.0012005 | 1.6924e-08 | 0.00060025 | 8.4619e-09 | 0.0015435 | 2.1759e-08
[79 empty] | WLDFR | HFTD - Distribution - Tier 3 - 1QU CoRE ¦ 4QU LoRE | Red Flag Warning - Destructive Fires | 2021 | 1.6924e-08 | 8.4619e-09 | 0 | 8807.9522 | 222.2294 | 8585.7228 | 0 | 0 | 0 | 0 | 1.4097e-05 |  | 0.00014906 | 0 | 0.00014906 | 7.4532e-05 | 0 | 7.4532e-05 | 0 | 0 | 0 | [16 empty] | 7.3.1.3 Ignition probability mapping showing the probability of ignition along the electric lines and equipmentWLDFRAggregatedAggregated | WLDFR | HFTD - Distribution - Tier 3 - 1QU CoRE ¦ 4QU LoRE | Red Flag Warning - Destructive Fires | Aggregated | Aggregated | 2032 | 1.4097e-05 | 0 | 88.5056 | 0.0012477 | 2032 | Mitigation | 0.08575 | 30 | 0 | esc | 0.0012005 | 1.6924e-08 | 0.00060025 | 8.4619e-09 | 0.0015435 | 2.1759e-08
[79 empty] | WLDFR | HFTD - Distribution - Tier 3 - 1QU CoRE ¦ 4QU LoRE | Red Flag Warning - Destructive Fires | 2022 | 1.6924e-08 | 8.4619e-09 | 2.1759e-08 | 8807.9522 | 222.2294 | 8585.7228 | 0 | 0 | 0 | 0 | 1.4097e-05 |  | 0.00014906 | 0 | 0.00014906 | 7.4532e-05 | 0 | 7.4532e-05 | 0.00019165 | 0 | 0.00019165 | [16 empty] | 7.3.1.3 Ignition probability mapping showing the probability of ignition along the electric lines and equipmentWLDFRAggregatedAggregated | WLDFR | HFTD - Distribution - Tier 3 - 1QU CoRE ¦ 4QU LoRE | Red Flag Warning - Destructive Fires | Aggregated | Aggregated | 2033 | 1.4097e-05 | 0 | 88.5056 | 0.0012477 | 2033 | Mitigation | 0.08575 | 30 | 0 | esc | 0.0012005 | 1.6924e-08 | 0.00060025 | 8.4619e-09 | 0.0015435 | 2.1759e-08
[79 empty] | WLDFR | HFTD - Distribution - Tier 3 - 1QU CoRE ¦ 4QU LoRE | Red Flag Warning - Destructive Fires | 2023 | 1.6924e-08 | 8.4619e-09 | 2.1759e-08 | 9129.7461 | 233.2301 | 8896.516 | 0 | 0 | 0 | 0 | 1.4097e-05 |  | 0.00015451 | 0 | 0.00015451 | 7.7255e-05 | 0 | 7.7255e-05 | 0.00019866 | 0 | 0.00019866 | [16 empty] | 7.3.1.3 Ignition probability mapping showing the probability of ignition along the electric lines and equipmentWLDFRAggregatedAggregated | WLDFR | HFTD - Distribution - Tier 3 - 1QU CoRE ¦ 4QU LoRE | Red Flag Warning - Destructive Fires | Aggregated | Aggregated | 2034 | 1.4097e-05 | 0 | 88.5056 | 0.0012477 | 2034 | Mitigation | 0.08575 | 30 | 0 | esc | 0.0012005 | 1.6924e-08 | 0.00060025 | 8.4619e-09 | 0.0015435 | 2.1759e-08
[79 empty] | WLDFR | HFTD - Distribution - Tier 3 - 1QU CoRE ¦ 4QU LoRE | Red Flag Warning - Destructive Fires | 2024 | 1.6924e-08 | 8.4619e-09 | 2.1759e-08 | 9129.7461 | 233.2301 | 8896.516 | 0 | 0 | 0 | 0 | 1.4097e-05 |  | 0.00015451 | 0 | 0.00015451 | 7.7255e-05 | 0 | 7.7255e-05 | 0.00019866 | 0 | 0.00019866 | [16 empty] | 7.3.1.3 Ignition probability mapping showing the probability of ignition along the electric lines and equipmentWLDFRAggregatedAggregated | WLDFR | HFTD - Distribution - Tier 3 - 1QU CoRE ¦ 4QU LoRE | Red Flag Warning - Destructive Fires | Aggregated | Aggregated | 2035 | 1.4097e-05 | 0 | 88.5056 | 0.0012477 | 2035 | Mitigation | 0.08575 | 30 | 0 | esc | 0.0012005 | 1.6924e-08 | 0.00060025 | 8.4619e-09 | 0.0015435 | 2.1759e-08
[79 empty] | WLDFR | HFTD - Distribution - Tier 3 - 1QU CoRE ¦ 4QU LoRE | Red Flag Warning - Destructive Fires | 2025 | 1.6924e-08 | 8.4619e-09 | 2.1759e-08 | 9129.7461 | 233.2301 | 8896.516 | 0 | 0 | 0 | 0 | 1.4097e-05 |  | 0.00015451 | 0 | 0.00015451 | 7.7255e-05 | 0 | 7.7255e-05 | 0.00019866 | 0 | 0.00019866 | [16 empty] | 7.3.1.3 Ignition probability mapping showing the probability of ignition along the electric lines and equipmentWLDFRAggregatedAggregated | WLDFR | HFTD - Distribution - Tier 3 - 1QU CoRE ¦ 4QU LoRE | Red Flag Warning - Destructive Fires | Aggregated | Aggregated | 2036 | 1.4097e-05 | 0 | 88.5056 | 0.0012477 | 2036 | Mitigation | 0.08575 | 30 | 0 | esc | 0.0012005 | 1.6924e-08 | 0.00060025 | 8.4619e-09 | 0.0015435 | 2.1759e-08
[79 empty] | WLDFR | HFTD - Distribution - Tier 3 - 1QU CoRE ¦ 4QU LoRE | Red Flag Warning - Destructive Fires | 2026 | 1.6924e-08 | 8.4619e-09 | 2.1759e-08 | 9129.7461 | 233.2301 | 8896.516 | 0 | 0 | 0 | 0 | 1.4097e-05 |  | 0.00015451 | 0 | 0.00015451 | 7.7255e-05 | 0 | 7.7255e-05 | 0.00019866 | 0 | 0.00019866 | [16 empty] | 7.3.1.3 Ignition probability mapping showing the probability of ignition along the electric lines and equipmentWLDFRAggregatedAggregated | WLDFR | HFTD - Distribution - Tier 3 - 1QU CoRE ¦ 4QU LoRE | Red Flag Warning - Destructive Fires | Aggregated | Aggregated | 2037 | 1.4097e-05 | 0 | 88.5056 | 0.0012477 | 2037 | Mitigation | 0.08575 | 30 | 0 | esc | 0.0012005 | 1.6924e-08 | 0.00060025 | 8.4619e-09 | 0.0015435 | 2.1759e-08
[79 empty] | WLDFR | HFTD - Distribution - Tier 3 - 1QU CoRE ¦ 4QU LoRE | Red Flag Warning - Destructive Fires | 2027 | 1.6924e-08 | 8.4619e-09 | 2.1759e-08 | 9129.7461 | 233.2301 | 8896.516 | 0 | 0 | 0 | 0 | 1.4097e-05 |  | 0.00015451 | 0 | 0.00015451 | 7.7255e-05 | 0 | 7.7255e-05 | 0.00019866 | 0 | 0.00019866 | [16 empty] | 7.3.1.3 Ignition probability mapping showing the probability of ignition along the electric lines and equipmentWLDFRAggregatedAggregated | WLDFR | HFTD - Distribution - Tier 3 - 1QU CoRE ¦ 4QU LoRE | Red Flag Warning - Destructive Fires | Aggregated | Aggregated | 2038 | 1.4097e-05 | 0 | 88.5056 | 0.0012477 | 2038 | Mitigation | 0.08575 | 30 | 0 | esc | 0.0012005 | 1.6924e-08 | 0.00060025 | 8.4619e-09 | 0.0015435 | 2.1759e-08
[79 empty] | WLDFR | HFTD - Distribution - Tier 3 - 1QU CoRE ¦ 4QU LoRE | Red Flag Warning - Destructive Fires | 2028 | 1.6924e-08 | 8.4619e-09 | 2.1759e-08 | 9534.9221 | 247.273 | 9287.6491 | 0 | 0 | 0 | 0 | 1.4097e-05 |  | 0.00016137 | 0 | 0.00016137 | 8.0684e-05 | 0 | 8.0684e-05 | 0.00020747 | 0 | 0.00020747 | [16 empty] | 7.3.1.3 Ignition probability mapping showing the probability of ignition along the electric lines and equipmentWLDFRAggregatedAggregated | WLDFR | HFTD - Distribution - Tier 3 - 1QU CoRE ¦ 4QU LoRE | Red Flag Warning - Destructive Fires | Aggregated | Aggregated | 2039 | 1.4097e-05 | 0 | 88.5056 | 0.0012477 | 2039 | Mitigation | 0.08575 | 30 | 0 | esc | 0.0012005 | 1.6924e-08 | 0.00060025 | 8.4619e-09 | 0.0015435 | 2.1759e-08
[79 empty] | WLDFR | HFTD - Distribution - Tier 3 - 1QU CoRE ¦ 4QU LoRE | Red Flag Warning - Destructive Fires | 2029 | 1.6924e-08 | 8.4619e-09 | 2.1759e-08 | 9534.9221 | 247.273 | 9287.6491 | 0 | 0 | 0 | 0 | 1.4097e-05 |  | 0.00016137 | 0 | 0.00016137 | 8.0684e-05 | 0 | 8.0684e-05 | 0.00020747 | 0 | 0.00020747 | [16 empty] | 7.3.1.3 Ignition probability mapping showing the probability of ignition along the electric lines and equipmentWLDFRAggregatedAggregated | WLDFR | HFTD - Distribution - Tier 3 - 1QU CoRE ¦ 4QU LoRE | Red Flag Warning - Destructive Fires | Aggregated | Aggregated | 2040 | 1.4097e-05 | 0 | 88.5056 | 0.0012477 | 2040 | Mitigation | 0.08575 | 30 | 0 | esc | 0.0012005 | 1.6924e-08 | 0.00060025 | 8.4619e-09 | 0.0015435 | 2.1759e-08
[79 empty] | WLDFR | HFTD - Distribution - Tier 3 - 1QU CoRE ¦ 4QU LoRE | Red Flag Warning - Destructive Fires | 2030 | 1.6924e-08 | 8.4619e-09 | 2.1759e-08 | 9534.9221 | 247.273 | 9287.6491 | 0 | 0 | 0 | 0 | 1.4097e-05 |  | 0.00016137 | 0 | 0.00016137 | 8.0684e-05 | 0 | 8.0684e-05 | 0.00020747 | 0 | 0.00020747 | [16 empty] | 7.3.1.3 Ignition probability mapping showing the probability of ignition along the electric lines and equipmentWLDFRAggregatedAggregated | WLDFR | HFTD - Distribution - Tier 3 - 1QU CoRE ¦ 4QU LoRE | Red Flag Warning - Destructive Fires | Aggregated | Aggregated | 2041 | 1.4097e-05 | 0 | 88.5056 | 0.0012477 | 2041 | Mitigation | 0.08575 | 30 | 0 | esc | 0.0012005 | 1.6924e-08 | 0.00060025 | 8.4619e-09 | 0.0015435 | 2.1759e-08
[79 empty] | WLDFR | HFTD - Distribution - Tier 3 - 1QU CoRE ¦ 4QU LoRE | Red Flag Warning - Destructive Fires | 2031 | 1.6924e-08 | 8.4619e-09 | 2.1759e-08 | 9534.9221 | 247.273 | 9287.6491 | 0 | 0 | 0 | 0 | 1.4097e-05 |  | 0.00016137 | 0 | 0.00016137 | 8.0684e-05 | 0 | 8.0684e-05 | 0.00020747 | 0 | 0.00020747 | [16 empty] | 7.3.1.3 Ignition probability mapping showing the probability of ignition along the electric lines and equipmentWLDFRAggregatedAggregated | WLDFR | HFTD - Distribution - Tier 3 - 1QU CoRE ¦ 4QU LoRE | Red Flag Warning - Destructive Fires | Aggregated | Aggregated | 2042 | 1.4097e-05 | 0 | 88.5056 | 0.0012477 | 2042 | Mitigation | 0.08575 | 30 | 0 | esc | 0.0012005 | 1.6924e-08 | 0.00060025 | 8.4619e-09 | 0.0015435 | 2.1759e-08
[79 empty] | WLDFR | HFTD - Distribution - Tier 3 - 1QU CoRE ¦ 4QU LoRE | Red Flag Warning - Destructive Fires | 2032 | 1.6924e-08 | 8.4619e-09 | 2.1759e-08 | 9534.9221 | 247.273 | 9287.6491 | 0 | 0 | 0 | 0 | 1.4097e-05 |  | 0.00016137 | 0 | 0.00016137 | 8.0684e-05 | 0 | 8.0684e-05 | 0.00020747 | 0 | 0.00020747 | [16 empty] | 7.3.1.3 Ignition probability mapping showing the probability of ignition along the electric lines and equipmentWLDFRAggregatedAggregated | WLDFR | HFTD - Distribution - Tier 3 - 1QU CoRE ¦ 4QU LoRE | Red Flag Warning - Destructive Fires | Aggregated | Aggregated | 2043 | 1.4097e-05 | 0 | 88.5056 | 0.0012477 | 2043 | Mitigation | 0.08575 | 30 | 0 | esc | 0.0012005 | 1.6924e-08 | 0.00060025 | 8.4619e-09 | 0.0015435 | 2.1759e-08
[79 empty] | WLDFR | HFTD - Distribution - Tier 3 - 1QU CoRE ¦ 4QU LoRE | Red Flag Warning - Destructive Fires | 2033 | 1.6924e-08 | 8.4619e-09 | 2.1759e-08 | 9984.8474 | 263.1074 | 9721.74 | 0 | 0 | 0 | 0 | 1.4097e-05 |  | 0.00016898 | 0 | 0.00016898 | 8.4491e-05 | 0 | 8.4491e-05 | 0.00021726 | 0 | 0.00021726 | [16 empty] | 7.3.1.3 Ignition probability mapping showing the probability of ignition along the electric lines and equipmentWLDFRAggregatedAggregated | WLDFR | HFTD - Distribution - Tier 3 - 1QU CoRE ¦ 4QU LoRE | Red Flag Warning - Destructive Fires | Aggregated | Aggregated | 2044 | 1.4097e-05 | 0 | 88.5056 | 0.0012477 | 2044 | Mitigation | 0.08575 | 30 | 0 | esc | 0.0012005 | 1.6924e-08 | 0.00060025 | 8.4619e-09 | 0.0015435 | 2.1759e-08
[79 empty] | WLDFR | HFTD - Distribution - Tier 3 - 1QU CoRE ¦ 4QU LoRE | Red Flag Warning - Destructive Fires | 2034 | 1.6924e-08 | 8.4619e-09 | 2.1759e-08 | 9984.8474 | 263.1074 | 9721.74 | 0 | 0 | 0 | 0 | 1.4097e-05 |  | 0.00016898 | 0 | 0.00016898 | 8.4491e-05 | 0 | 8.4491e-05 | 0.00021726 | 0 | 0.00021726 | [16 empty] | 7.3.1.3 Ignition probability mapping showing the probability of ignition along the electric lines and equipmentWLDFRAggregatedAggregated | WLDFR | HFTD - Distribution - Tier 3 - 1QU CoRE ¦ 4QU LoRE | Red Flag Warning - Destructive Fires | Aggregated | Aggregated | 2045 | 1.4097e-05 | 0 | 88.5056 | 0.0012477 | 2045 | Mitigation | 0.08575 | 30 | 0 | esc | 0.0012005 | 1.6924e-08 | 0.00060025 | 8.4619e-09 | 0.0015435 | 2.1759e-08
[79 empty] | WLDFR | HFTD - Distribution - Tier 3 - 1QU CoRE ¦ 4QU LoRE | Red Flag Warning - Destructive Fires | 2035 | 1.6924e-08 | 8.4619e-09 | 2.1759e-08 | 9984.8474 | 263.1074 | 9721.74 | 0 | 0 | 0 | 0 | 1.4097e-05 |  | 0.00016898 | 0 | 0.00016898 | 8.4491e-05 | 0 | 8.4491e-05 | 0.00021726 | 0 | 0.00021726 | [16 empty] | 7.3.1.3 Ignition probability mapping showing the probability of ignition along the electric lines and equipmentWLDFRAggregatedAggregated | WLDFR | HFTD - Distribution - Tier 3 - 1QU CoRE ¦ 4QU LoRE | Red Flag Warning - Destructive Fires | Aggregated | Aggregated | 2046 | 1.4097e-05 | 0 | 88.5056 | 0.0012477 | 2046 | Mitigation | 0.08575 | 30 | 0 | esc | 0.0012005 | 1.6924e-08 | 0.00060025 | 8.4619e-09 | 0.0015435 | 2.1759e-08
[79 empty] | WLDFR | HFTD - Distribution - Tier 3 - 1QU CoRE ¦ 4QU LoRE | Red Flag Warning - Destructive Fires | 2036 | 1.6924e-08 | 8.4619e-09 | 2.1759e-08 | 9984.8474 | 263.1074 | 9721.74 | 0 | 0 | 0 | 0 | 1.4097e-05 |  | 0.00016898 | 0 | 0.00016898 | 8.4491e-05 | 0 | 8.4491e-05 | 0.00021726 | 0 | 0.00021726 | [16 empty] | 7.3.1.3 Ignition probability mapping showing the probability of ignition along the electric lines and equipmentWLDFRAggregatedAggregated | WLDFR | HFTD - Distribution - Tier 3 - 1QU CoRE ¦ 4QU LoRE | Red Flag Warning - Destructive Fires | Aggregated | Aggregated | 2047 | 1.4097e-05 | 0 | 88.5056 | 0.0012477 | 2047 | Mitigation | 0.08575 | 30 | 0 | esc | 0.0012005 | 1.6924e-08 | 0.00060025 | 8.4619e-09 | 0.0015435 | 2.1759e-08
[79 empty] | WLDFR | HFTD - Distribution - Tier 3 - 1QU CoRE ¦ 4QU LoRE | Red Flag Warning - Destructive Fires | 2037 | 1.6924e-08 | 8.4619e-09 | 2.1759e-08 | 9984.8474 | 263.1074 | 9721.74 | 0 | 0 | 0 | 0 | 1.4097e-05 |  | 0.00016898 | 0 | 0.00016898 | 8.4491e-05 | 0 | 8.4491e-05 | 0.00021726 | 0 | 0.00021726 | [16 empty] | 7.3.1.3 Ignition probability mapping showing the probability of ignition along the electric lines and equipmentWLDFRAggregatedAggregated | WLDFR | HFTD - Distribution - Tier 3 - 1QU CoRE ¦ 4QU LoRE | Red Flag Warning - Destructive Fires | Aggregated | Aggregated | 2048 | 1.4097e-05 | 0 | 88.5056 | 0.0012477 | 2048 | Mitigation | 0.08575 | 30 | 0 | esc | 0.0012005 | 1.6924e-08 | 0.00060025 | 8.4619e-09 | 0.0015435 | 2.1759e-08
[79 empty] | WLDFR | HFTD - Distribution - Tier 3 - 1QU CoRE ¦ 4QU LoRE | Red Flag Warning - Destructive Fires | 2038 | 1.6924e-08 | 8.4619e-09 | 2.1759e-08 | 10472.8261 | 280.5544 | 10192.2718 | 0 | 0 | 0 | 0 | 1.4097e-05 |  | 0.00017724 | 0 | 0.00017724 | 8.862e-05 | 0 | 8.862e-05 | 0.00022788 | 0 | 0.00022788 | [16 empty] | 7.3.1.3 Ignition probability mapping showing the probability of ignition along the electric lines and equipmentWLDFRAggregatedAggregated | WLDFR | HFTD - Distribution - Tier 3 - 1QU CoRE ¦ 4QU LoRE | Red Flag Warning - Destructive Fires | Aggregated | Aggregated | 2049 | 1.4097e-05 | 0 | 88.5056 | 0.0012477 | 2049 | Mitigation | 0.08575 | 30 | 0 | esc | 0.0012005 | 1.6924e-08 | 0.00060025 | 8.4619e-09 | 0.0015435 | 2.1759e-08
[79 empty] | WLDFR | HFTD - Distribution - Tier 3 - 1QU CoRE ¦ 4QU LoRE | Red Flag Warning - Destructive Fires | 2039 | 1.6924e-08 | 8.4619e-09 | 2.1759e-08 | 10472.8261 | 280.5544 | 10192.2718 | 0 | 0 | 0 | 0 | 1.4097e-05 |  | 0.00017724 | 0 | 0.00017724 | 8.862e-05 | 0 | 8.862e-05 | 0.00022788 | 0 | 0.00022788 | [16 empty] | 7.3.1.3 Ignition probability mapping showing the probability of ignition along the electric lines and equipmentWLDFRAggregatedAggregated | WLDFR | HFTD - Distribution - Tier 3 - 1QU CoRE ¦ 4QU LoRE | Red Flag Warning - Destructive Fires | Aggregated | Aggregated | 2050 | 1.4097e-05 | 0 | 88.5056 | 0.0012477 | 2050 | Mitigation | 0.08575 | 30 | 0 | esc | 0 | 0 | 0.00060025 | 8.4619e-09 | 0.0015435 | 2.1759e-08
[79 empty] | WLDFR | HFTD - Distribution - Tier 3 - 1QU CoRE ¦ 4QU LoRE | Red Flag Warning - Destructive Fires | 2040 | 1.6924e-08 | 8.4619e-09 | 2.1759e-08 | 10472.8261 | 280.5544 | 10192.2718 | 0 | 0 | 0 | 0 | 1.4097e-05 |  | 0.00017724 | 0 | 0.00017724 | 8.862e-05 | 0 | 8.862e-05 | 0.00022788 | 0 | 0.00022788 | [16 empty] | 7.3.1.3 Ignition probability mapping showing the probability of ignition along the electric lines and equipmentWLDFRAggregatedAggregated | WLDFR | HFTD - Distribution - Tier 3 - 1QU CoRE ¦ 4QU LoRE | Red Flag Warning - Destructive Fires | Aggregated | Aggregated | 2051 | 1.4097e-05 | 0 | 88.5056 | 0.0012477 | 2051 | Mitigation | 0.08575 | 30 | 0 | esc | 0 | 0 | 0 | 0 | 0.0015435 | 2.1759e-08
[79 empty] | WLDFR | HFTD - Distribution - Tier 3 - 1QU CoRE ¦ 4QU LoRE | Red Flag Warning - Destructive Fires | 2041 | 1.6924e-08 | 8.4619e-09 | 2.1759e-08 | 10472.8261 | 280.5544 | 10192.2718 | 0 | 0 | 0 | 0 | 1.4097e-05 |  | 0.00017724 | 0 | 0.00017724 | 8.862e-05 | 0 | 8.862e-05 | 0.00022788 | 0 | 0.00022788 | [16 empty] | 7.3.1.3 Ignition probability mapping showing the probability of ignition along the electric lines and equipmentWLDFRAggregatedAggregated | WLDFR | HFTD - Distribution - Tier 3 - 1QU CoRE ¦ 4QU LoRE | Red Flag Warning - Large Fires | Aggregated | Aggregated | 2021 | 5.4525e-05 | 0 | 88.5056 | 0.0048258 | 2021 | Mitigation | 0.08575 | 30 | 0 | esc | 0.0012005 | 6.5457e-08 | 0.00060025 | 3.2729e-08 | 0 | 0
[79 empty] | WLDFR | HFTD - Distribution - Tier 3 - 1QU CoRE ¦ 4QU LoRE | Red Flag Warning - Destructive Fires | 2042 | 1.6924e-08 | 8.4619e-09 | 2.1759e-08 | 10472.8261 | 280.5544 | 10192.2718 | 0 | 0 | 0 | 0 | 1.4097e-05 |  | 0.00017724 | 0 | 0.00017724 | 8.862e-05 | 0 | 8.862e-05 | 0.00022788 | 0 | 0.00022788 | [16 empty] | 7.3.1.3 Ignition probability mapping showing the probability of ignition along the electric lines and equipmentWLDFRAggregatedAggregated | WLDFR | HFTD - Distribution - Tier 3 - 1QU CoRE ¦ 4QU LoRE | Red Flag Warning - Large Fires | Aggregated | Aggregated | 2022 | 5.4525e-05 | 0 | 88.5056 | 0.0048258 | 2022 | Mitigation | 0.08575 | 30 | 0 | esc | 0.0012005 | 6.5457e-08 | 0.00060025 | 3.2729e-08 | 0.0015435 | 8.4159e-08
[79 empty] | WLDFR | HFTD - Distribution - Tier 3 - 1QU CoRE ¦ 4QU LoRE | Red Flag Warning - Destructive Fires | 2043 | 1.6924e-08 | 8.4619e-09 | 2.1759e-08 | 10992.1562 | 299.42 | 10692.7362 | 0 | 0 | 0 | 0 | 1.4097e-05 |  | 0.00018603 | 0 | 0.00018603 | 9.3015e-05 | 0 | 9.3015e-05 | 0.00023918 | 0 | 0.00023918 | [16 empty] | 7.3.1.3 Ignition probability mapping showing the probability of ignition along the electric lines and equipmentWLDFRAggregatedAggregated | WLDFR | HFTD - Distribution - Tier 3 - 1QU CoRE ¦ 4QU LoRE | Red Flag Warning - Large Fires | Aggregated | Aggregated | 2023 | 5.4525e-05 | 0 | 88.5056 | 0.0048258 | 2023 | Mitigation | 0.08575 | 30 | 0 | esc | 0.0012005 | 6.5457e-08 | 0.00060025 | 3.2729e-08 | 0.0015435 | 8.4159e-08
[79 empty] | WLDFR | HFTD - Distribution - Tier 3 - 1QU CoRE ¦ 4QU LoRE | Red Flag Warning - Destructive Fires | 2044 | 1.6924e-08 | 8.4619e-09 | 2.1759e-08 | 10992.1562 | 299.42 | 10692.7362 | 0 | 0 | 0 | 0 | 1.4097e-05 |  | 0.00018603 | 0 | 0.00018603 | 9.3015e-05 | 0 | 9.3015e-05 | 0.00023918 | 0 | 0.00023918 | [16 empty] | 7.3.1.3 Ignition probability mapping showing the probability of ignition along the electric lines and equipmentWLDFRAggregatedAggregated | WLDFR | HFTD - Distribution - Tier 3 - 1QU CoRE ¦ 4QU LoRE | Red Flag Warning - Large Fires | Aggregated | Aggregated | 2024 | 5.4525e-05 | 0 | 88.5056 | 0.0048258 | 2024 | Mitigation | 0.08575 | 30 | 0 | esc | 0.0012005 | 6.5457e-08 | 0.00060025 | 3.2729e-08 | 0.0015435 | 8.4159e-08
[79 empty] | WLDFR | HFTD - Distribution - Tier 3 - 1QU CoRE ¦ 4QU LoRE | Red Flag Warning - Destructive Fires | 2045 | 1.6924e-08 | 8.4619e-09 | 2.1759e-08 | 10992.1562 | 299.42 | 10692.7362 | 0 | 0 | 0 | 0 | 1.4097e-05 |  | 0.00018603 | 0 | 0.00018603 | 9.3015e-05 | 0 | 9.3015e-05 | 0.00023918 | 0 | 0.00023918 | [16 empty] | 7.3.1.3 Ignition probability mapping showing the probability of ignition along the electric lines and equipmentWLDFRAggregatedAggregated | WLDFR | HFTD - Distribution - Tier 3 - 1QU CoRE ¦ 4QU LoRE | Red Flag Warning - Large Fires | Aggregated | Aggregated | 2025 | 5.4525e-05 | 0 | 88.5056 | 0.0048258 | 2025 | Mitigation | 0.08575 | 30 | 0 | esc | 0.0012005 | 6.5457e-08 | 0.00060025 | 3.2729e-08 | 0.0015435 | 8.4159e-08
[79 empty] | WLDFR | HFTD - Distribution - Tier 3 - 1QU CoRE ¦ 4QU LoRE | Red Flag Warning - Destructive Fires | 2046 | 1.6924e-08 | 8.4619e-09 | 2.1759e-08 | 10992.1562 | 299.42 | 10692.7362 | 0 | 0 | 0 | 0 | 1.4097e-05 |  | 0.00018603 | 0 | 0.00018603 | 9.3015e-05 | 0 | 9.3015e-05 | 0.00023918 | 0 | 0.00023918 | [16 empty] | 7.3.1.3 Ignition probability mapping showing the probability of ignition along the electric lines and equipmentWLDFRAggregatedAggregated | WLDFR | HFTD - Distribution - Tier 3 - 1QU CoRE ¦ 4QU LoRE | Red Flag Warning - Large Fires | Aggregated | Aggregated | 2026 | 5.4525e-05 | 0 | 88.5056 | 0.0048258 | 2026 | Mitigation | 0.08575 | 30 | 0 | esc | 0.0012005 | 6.5457e-08 | 0.00060025 | 3.2729e-08 | 0.0015435 | 8.4159e-08
[79 empty] | WLDFR | HFTD - Distribution - Tier 3 - 1QU CoRE ¦ 4QU LoRE | Red Flag Warning - Destructive Fires | 2047 | 1.6924e-08 | 8.4619e-09 | 2.1759e-08 | 10992.1562 | 299.42 | 10692.7362 | 0 | 0 | 0 | 0 | 1.4097e-05 |  | 0.00018603 | 0 | 0.00018603 | 9.3015e-05 | 0 | 9.3015e-05 | 0.00023918 | 0 | 0.00023918 | [16 empty] | 7.3.1.3 Ignition probability mapping showing the probability of ignition along the electric lines and equipmentWLDFRAggregatedAggregated | WLDFR | HFTD - Distribution - Tier 3 - 1QU CoRE ¦ 4QU LoRE | Red Flag Warning - Large Fires | Aggregated | Aggregated | 2027 | 5.4525e-05 | 0 | 88.5056 | 0.0048258 | 2027 | Mitigation | 0.08575 | 30 | 0 | esc | 0.0012005 | 6.5457e-08 | 0.00060025 | 3.2729e-08 | 0.0015435 | 8.4159e-08
[79 empty] | WLDFR | HFTD - Distribution - Tier 3 - 1QU CoRE ¦ 4QU LoRE | Red Flag Warning - Destructive Fires | 2048 | 1.6924e-08 | 8.4619e-09 | 2.1759e-08 | 11536.0538 | 319.4911 | 11216.5626 | 0 | 0 | 0 | 0 | 1.4097e-05 |  | 0.00019523 | 0 | 0.00019523 | 9.7617e-05 | 0 | 9.7617e-05 | 0.00025102 | 0 | 0.00025102 | [16 empty] | 7.3.1.3 Ignition probability mapping showing the probability of ignition along the electric lines and equipmentWLDFRAggregatedAggregated | WLDFR | HFTD - Distribution - Tier 3 - 1QU CoRE ¦ 4QU LoRE | Red Flag Warning - Large Fires | Aggregated | Aggregated | 2028 | 5.4525e-05 | 0 | 88.5056 | 0.0048258 | 2028 | Mitigation | 0.08575 | 30 | 0 | esc | 0.0012005 | 6.5457e-08 | 0.00060025 | 3.2729e-08 | 0.0015435 | 8.4159e-08
[79 empty] | WLDFR | HFTD - Distribution - Tier 3 - 1QU CoRE ¦ 4QU LoRE | Red Flag Warning - Destructive Fires | 2049 | 1.6924e-08 | 8.4619e-09 | 2.1759e-08 | 11536.0538 | 319.4911 | 11216.5626 | 0 | 0 | 0 | 0 | 1.4097e-05 |  | 0.00019523 | 0 | 0.00019523 | 9.7617e-05 | 0 | 9.7617e-05 | 0.00025102 | 0 | 0.00025102 | [16 empty] | 7.3.1.3 Ignition probability mapping showing the probability of ignition along the electric lines and equipmentWLDFRAggregatedAggregated | WLDFR | HFTD - Distribution - Tier 3 - 1QU CoRE ¦ 4QU LoRE | Red Flag Warning - Large Fires | Aggregated | Aggregated | 2029 | 5.4525e-05 | 0 | 88.5056 | 0.0048258 | 2029 | Mitigation | 0.08575 | 30 | 0 | esc | 0.0012005 | 6.5457e-08 | 0.00060025 | 3.2729e-08 | 0.0015435 | 8.4159e-08
[79 empty] | WLDFR | HFTD - Distribution - Tier 3 - 1QU CoRE ¦ 4QU LoRE | Red Flag Warning - Destructive Fires | 2050 | 0 | 8.4619e-09 | 2.1759e-08 | 11536.0538 | 319.4911 | 11216.5626 | 0 | 0 | 0 | 0 | 1.4097e-05 |  | 0 | 0 | 0 | 9.7617e-05 | 0 | 9.7617e-05 | 0.00025102 | 0 | 0.00025102 | [16 empty] | 7.3.1.3 Ignition probability mapping showing the probability of ignition along the electric lines and equipmentWLDFRAggregatedAggregated | WLDFR | HFTD - Distribution - Tier 3 - 1QU CoRE ¦ 4QU LoRE | Red Flag Warning - Large Fires | Aggregated | Aggregated | 2030 | 5.4525e-05 | 0 | 88.5056 | 0.0048258 | 2030 | Mitigation | 0.08575 | 30 | 0 | esc | 0.0012005 | 6.5457e-08 | 0.00060025 | 3.2729e-08 | 0.0015435 | 8.4159e-08
[79 empty] | WLDFR | HFTD - Distribution - Tier 3 - 1QU CoRE ¦ 4QU LoRE | Red Flag Warning - Destructive Fires | 2051 | 0 | 0 | 2.1759e-08 | 11536.0538 | 319.4911 | 11216.5626 | 0 | 0 | 0 | 0 | 1.4097e-05 |  | 0 | 0 | 0 | 0 | 0 | 0 | 0.00025102 | 0 | 0.00025102 | [16 empty] | 7.3.1.3 Ignition probability mapping showing the probability of ignition along the electric lines and equipmentWLDFRAggregatedAggregated | WLDFR | HFTD - Distribution - Tier 3 - 1QU CoRE ¦ 4QU LoRE | Red Flag Warning - Large Fires | Aggregated | Aggregated | 2031 | 5.4525e-05 | 0 | 88.5056 | 0.0048258 | 2031 | Mitigation | 0.08575 | 30 | 0 | esc | 0.0012005 | 6.5457e-08 | 0.00060025 | 3.2729e-08 | 0.0015435 | 8.4159e-08
[79 empty] | WLDFR | HFTD - Distribution - Tier 3 - 1QU CoRE ¦ 4QU LoRE | Red Flag Warning - Large Fires | 2020 | 6.5457e-08 | 0 | 0 | 5.2406 | 0.69642 | 2.942 | 1.6022 | 0 | 0 | 0 | 5.4525e-05 |  | 3.4303e-07 | 0 | 3.4303e-07 | 0 | 0 | 0 | 0 | 0 | 0 | [16 empty] | 7.3.1.3 Ignition probability mapping showing the probability of ignition along the electric lines and equipmentWLDFRAggregatedAggregated | WLDFR | HFTD - Distribution - Tier 3 - 1QU CoRE ¦ 4QU LoRE | Red Flag Warning - Large Fires | Aggregated | Aggregated | 2032 | 5.4525e-05 | 0 | 88.5056 | 0.0048258 | 2032 | Mitigation | 0.08575 | 30 | 0 | esc | 0.0012005 | 6.5457e-08 | 0.00060025 | 3.2729e-08 | 0.0015435 | 8.4159e-08
[79 empty] | WLDFR | HFTD - Distribution - Tier 3 - 1QU CoRE ¦ 4QU LoRE | Red Flag Warning - Large Fires | 2021 | 6.5457e-08 | 3.2729e-08 | 0 | 5.2406 | 0.69642 | 2.942 | 1.6022 | 0 | 0 | 0 | 5.4525e-05 |  | 3.4303e-07 | 0 | 3.4303e-07 | 1.7152e-07 | 0 | 1.7152e-07 | 0 | 0 | 0 | [16 empty] | 7.3.1.3 Ignition probability mapping showing the probability of ignition along the electric lines and equipmentWLDFRAggregatedAggregated | WLDFR | HFTD - Distribution - Tier 3 - 1QU CoRE ¦ 4QU LoRE | Red Flag Warning - Large Fires | Aggregated | Aggregated | 2033 | 5.4525e-05 | 0 | 88.5056 | 0.0048258 | 2033 | Mitigation | 0.08575 | 30 | 0 | esc | 0.0012005 | 6.5457e-08 | 0.00060025 | 3.2729e-08 | 0.0015435 | 8.4159e-08
[79 empty] | WLDFR | HFTD - Distribution - Tier 3 - 1QU CoRE ¦ 4QU LoRE | Red Flag Warning - Large Fires | 2022 | 6.5457e-08 | 3.2729e-08 | 8.4159e-08 | 5.2406 | 0.69642 | 2.942 | 1.6022 | 0 | 0 | 0 | 5.4525e-05 |  | 3.4303e-07 | 0 | 3.4303e-07 | 1.7152e-07 | 0 | 1.7152e-07 | 4.4104e-07 | 0 | 4.4104e-07 | [16 empty] | 7.3.1.3 Ignition probability mapping showing the probability of ignition along the electric lines and equipmentWLDFRAggregatedAggregated | WLDFR | HFTD - Distribution - Tier 3 - 1QU CoRE ¦ 4QU LoRE | Red Flag Warning - Large Fires | Aggregated | Aggregated | 2034 | 5.4525e-05 | 0 | 88.5056 | 0.0048258 | 2034 | Mitigation | 0.08575 | 30 | 0 | esc | 0.0012005 | 6.5457e-08 | 0.00060025 | 3.2729e-08 | 0.0015435 | 8.4159e-08
[79 empty] | WLDFR | HFTD - Distribution - Tier 3 - 1QU CoRE ¦ 4QU LoRE | Red Flag Warning - Large Fires | 2023 | 6.5457e-08 | 3.2729e-08 | 8.4159e-08 | 5.475 | 0.71896 | 3.0715 | 1.6846 | 0 | 0 | 0 | 5.4525e-05 |  | 3.5838e-07 | 0 | 3.5838e-07 | 1.7919e-07 | 0 | 1.7919e-07 | 4.6077e-07 | 0 | 4.6077e-07 | [16 empty] | 7.3.1.3 Ignition probability mapping showing the probability of ignition along the electric lines and equipmentWLDFRAggregatedAggregated | WLDFR | HFTD - Distribution - Tier 3 - 1QU CoRE ¦ 4QU LoRE | Red Flag Warning - Large Fires | Aggregated | Aggregated | 2035 | 5.4525e-05 | 0 | 88.5056 | 0.0048258 | 2035 | Mitigation | 0.08575 | 30 | 0 | esc | 0.0012005 | 6.5457e-08 | 0.00060025 | 3.2729e-08 | 0.0015435 | 8.4159e-08
[79 empty] | WLDFR | HFTD - Distribution - Tier 3 - 1QU CoRE ¦ 4QU LoRE | Red Flag Warning - Large Fires | 2024 | 6.5457e-08 | 3.2729e-08 | 8.4159e-08 | 5.475 | 0.71896 | 3.0715 | 1.6846 | 0 | 0 | 0 | 5.4525e-05 |  | 3.5838e-07 | 0 | 3.5838e-07 | 1.7919e-07 | 0 | 1.7919e-07 | 4.6077e-07 | 0 | 4.6077e-07 | [16 empty] | 7.3.1.3 Ignition probability mapping showing the probability of ignition along the electric lines and equipmentWLDFRAggregatedAggregated | WLDFR | HFTD - Distribution - Tier 3 - 1QU CoRE ¦ 4QU LoRE | Red Flag Warning - Large Fires | Aggregated | Aggregated | 2036 | 5.4525e-05 | 0 | 88.5056 | 0.0048258 | 2036 | Mitigation | 0.08575 | 30 | 0 | esc | 0.0012005 | 6.5457e-08 | 0.00060025 | 3.2729e-08 | 0.0015435 | 8.4159e-08
[79 empty] | WLDFR | HFTD - Distribution - Tier 3 - 1QU CoRE ¦ 4QU LoRE | Red Flag Warning - Large Fires | 2025 | 6.5457e-08 | 3.2729e-08 | 8.4159e-08 | 5.475 | 0.71896 | 3.0715 | 1.6846 | 0 | 0 | 0 | 5.4525e-05 |  | 3.5838e-07 | 0 | 3.5838e-07 | 1.7919e-07 | 0 | 1.7919e-07 | 4.6077e-07 | 0 | 4.6077e-07 | [16 empty] | 7.3.1.3 Ignition probability mapping showing the probability of ignition along the electric lines and equipmentWLDFRAggregatedAggregated | WLDFR | HFTD - Distribution - Tier 3 - 1QU CoRE ¦ 4QU LoRE | Red Flag Warning - Large Fires | Aggregated | Aggregated | 2037 | 5.4525e-05 | 0 | 88.5056 | 0.0048258 | 2037 | Mitigation | 0.08575 | 30 | 0 | esc | 0.0012005 | 6.5457e-08 | 0.00060025 | 3.2729e-08 | 0.0015435 | 8.4159e-08
[79 empty] | WLDFR | HFTD - Distribution - Tier 3 - 1QU CoRE ¦ 4QU LoRE | Red Flag Warning - Large Fires | 2026 | 6.5457e-08 | 3.2729e-08 | 8.4159e-08 | 5.475 | 0.71896 | 3.0715 | 1.6846 | 0 | 0 | 0 | 5.4525e-05 |  | 3.5838e-07 | 0 | 3.5838e-07 | 1.7919e-07 | 0 | 1.7919e-07 | 4.6077e-07 | 0 | 4.6077e-07 | [16 empty] | 7.3.1.3 Ignition probability mapping showing the probability of ignition along the electric lines and equipmentWLDFRAggregatedAggregated | WLDFR | HFTD - Distribution - Tier 3 - 1QU CoRE ¦ 4QU LoRE | Red Flag Warning - Large Fires | Aggregated | Aggregated | 2038 | 5.4525e-05 | 0 | 88.5056 | 0.0048258 | 2038 | Mitigation | 0.08575 | 30 | 0 | esc | 0.0012005 | 6.5457e-08 | 0.00060025 | 3.2729e-08 | 0.0015435 | 8.4159e-08
[79 empty] | WLDFR | HFTD - Distribution - Tier 3 - 1QU CoRE ¦ 4QU LoRE | Red Flag Warning - Large Fires | 2027 | 6.5457e-08 | 3.2729e-08 | 8.4159e-08 | 5.475 | 0.71896 | 3.0715 | 1.6846 | 0 | 0 | 0 | 5.4525e-05 |  | 3.5838e-07 | 0 | 3.5838e-07 | 1.7919e-07 | 0 | 1.7919e-07 | 4.6077e-07 | 0 | 4.6077e-07 | [16 empty] | 7.3.1.3 Ignition probability mapping showing the probability of ignition along the electric lines and equipmentWLDFRAggregatedAggregated | WLDFR | HFTD - Distribution - Tier 3 - 1QU CoRE ¦ 4QU LoRE | Red Flag Warning - Large Fires | Aggregated | Aggregated | 2039 | 5.4525e-05 | 0 | 88.5056 | 0.0048258 | 2039 | Mitigation | 0.08575 | 30 | 0 | esc | 0.0012005 | 6.5457e-08 | 0.00060025 | 3.2729e-08 | 0.0015435 | 8.4159e-08
[79 empty] | WLDFR | HFTD - Distribution - Tier 3 - 1QU CoRE ¦ 4QU LoRE | Red Flag Warning - Large Fires | 2028 | 6.5457e-08 | 3.2729e-08 | 8.4159e-08 | 5.777 | 0.74734 | 3.238 | 1.7917 | 0 | 0 | 0 | 5.4525e-05 |  | 3.7815e-07 | 0 | 3.7815e-07 | 1.8907e-07 | 0 | 1.8907e-07 | 4.8619e-07 | 0 | 4.8619e-07 | [16 empty] | 7.3.1.3 Ignition probability mapping showing the probability of ignition along the electric lines and equipmentWLDFRAggregatedAggregated | WLDFR | HFTD - Distribution - Tier 3 - 1QU CoRE ¦ 4QU LoRE | Red Flag Warning - Large Fires | Aggregated | Aggregated | 2040 | 5.4525e-05 | 0 | 88.5056 | 0.0048258 | 2040 | Mitigation | 0.08575 | 30 | 0 | esc | 0.0012005 | 6.5457e-08 | 0.00060025 | 3.2729e-08 | 0.0015435 | 8.4159e-08
[79 empty] | WLDFR | HFTD - Distribution - Tier 3 - 1QU CoRE ¦ 4QU LoRE | Red Flag Warning - Large Fires | 2029 | 6.5457e-08 | 3.2729e-08 | 8.4159e-08 | 5.777 | 0.74734 | 3.238 | 1.7917 | 0 | 0 | 0 | 5.4525e-05 |  | 3.7815e-07 | 0 | 3.7815e-07 | 1.8907e-07 | 0 | 1.8907e-07 | 4.8619e-07 | 0 | 4.8619e-07 | [16 empty] | 7.3.1.3 Ignition probability mapping showing the probability of ignition along the electric lines and equipmentWLDFRAggregatedAggregated | WLDFR | HFTD - Distribution - Tier 3 - 1QU CoRE ¦ 4QU LoRE | Red Flag Warning - Large Fires | Aggregated | Aggregated | 2041 | 5.4525e-05 | 0 | 88.5056 | 0.0048258 | 2041 | Mitigation | 0.08575 | 30 | 0 | esc | 0.0012005 | 6.5457e-08 | 0.00060025 | 3.2729e-08 | 0.0015435 | 8.4159e-08
[79 empty] | WLDFR | HFTD - Distribution - Tier 3 - 1QU CoRE ¦ 4QU LoRE | Red Flag Warning - Large Fires | 2030 | 6.5457e-08 | 3.2729e-08 | 8.4159e-08 | 5.777 | 0.74734 | 3.238 | 1.7917 | 0 | 0 | 0 | 5.4525e-05 |  | 3.7815e-07 | 0 | 3.7815e-07 | 1.8907e-07 | 0 | 1.8907e-07 | 4.8619e-07 | 0 | 4.8619e-07 | [16 empty] | 7.3.1.3 Ignition probability mapping showing the probability of ignition along the electric lines and equipmentWLDFRAggregatedAggregated | WLDFR | HFTD - Distribution - Tier 3 - 1QU CoRE ¦ 4QU LoRE | Red Flag Warning - Large Fires | Aggregated | Aggregated | 2042 | 5.4525e-05 | 0 | 88.5056 | 0.0048258 | 2042 | Mitigation | 0.08575 | 30 | 0 | esc | 0.0012005 | 6.5457e-08 | 0.00060025 | 3.2729e-08 | 0.0015435 | 8.4159e-08
[79 empty] | WLDFR | HFTD - Distribution - Tier 3 - 1QU CoRE ¦ 4QU LoRE | Red Flag Warning - Large Fires | 2031 | 6.5457e-08 | 3.2729e-08 | 8.4159e-08 | 5.777 | 0.74734 | 3.238 | 1.7917 | 0 | 0 | 0 | 5.4525e-05 |  | 3.7815e-07 | 0 | 3.7815e-07 | 1.8907e-07 | 0 | 1.8907e-07 | 4.8619e-07 | 0 | 4.8619e-07 | [16 empty] | 7.3.1.3 Ignition probability mapping showing the probability of ignition along the electric lines and equipmentWLDFRAggregatedAggregated | WLDFR | HFTD - Distribution - Tier 3 - 1QU CoRE ¦ 4QU LoRE | Red Flag Warning - Large Fires | Aggregated | Aggregated | 2043 | 5.4525e-05 | 0 | 88.5056 | 0.0048258 | 2043 | Mitigation | 0.08575 | 30 | 0 | esc | 0.0012005 | 6.5457e-08 | 0.00060025 | 3.2729e-08 | 0.0015435 | 8.4159e-08
[79 empty] | WLDFR | HFTD - Distribution - Tier 3 - 1QU CoRE ¦ 4QU LoRE | Red Flag Warning - Large Fires | 2032 | 6.5457e-08 | 3.2729e-08 | 8.4159e-08 | 5.777 | 0.74734 | 3.238 | 1.7917 | 0 | 0 | 0 | 5.4525e-05 |  | 3.7815e-07 | 0 | 3.7815e-07 | 1.8907e-07 | 0 | 1.8907e-07 | 4.8619e-07 | 0 | 4.8619e-07 | [16 empty] | 7.3.1.3 Ignition probability mapping showing the probability of ignition along the electric lines and equipmentWLDFRAggregatedAggregated | WLDFR | HFTD - Distribution - Tier 3 - 1QU CoRE ¦ 4QU LoRE | Red Flag Warning - Large Fires | Aggregated | Aggregated | 2044 | 5.4525e-05 | 0 | 88.5056 | 0.0048258 | 2044 | Mitigation | 0.08575 | 30 | 0 | esc | 0.0012005 | 6.5457e-08 | 0.00060025 | 3.2729e-08 | 0.0015435 | 8.4159e-08
[79 empty] | WLDFR | HFTD - Distribution - Tier 3 - 1QU CoRE ¦ 4QU LoRE | Red Flag Warning - Large Fires | 2033 | 6.5457e-08 | 3.2729e-08 | 8.4159e-08 | 6.1205 | 0.77885 | 3.4265 | 1.9151 | 0 | 0 | 0 | 5.4525e-05 |  | 4.0063e-07 | 0 | 4.0063e-07 | 2.0032e-07 | 0 | 2.0032e-07 | 5.151e-07 | 0 | 5.151e-07 | [16 empty] | 7.3.1.3 Ignition probability mapping showing the probability of ignition along the electric lines and equipmentWLDFRAggregatedAggregated | WLDFR | HFTD - Distribution - Tier 3 - 1QU CoRE ¦ 4QU LoRE | Red Flag Warning - Large Fires | Aggregated | Aggregated | 2045 | 5.4525e-05 | 0 | 88.5056 | 0.0048258 | 2045 | Mitigation | 0.08575 | 30 | 0 | esc | 0.0012005 | 6.5457e-08 | 0.00060025 | 3.2729e-08 | 0.0015435 | 8.4159e-08
[79 empty] | WLDFR | HFTD - Distribution - Tier 3 - 1QU CoRE ¦ 4QU LoRE | Red Flag Warning - Large Fires | 2034 | 6.5457e-08 | 3.2729e-08 | 8.4159e-08 | 6.1205 | 0.77885 | 3.4265 | 1.9151 | 0 | 0 | 0 | 5.4525e-05 |  | 4.0063e-07 | 0 | 4.0063e-07 | 2.0032e-07 | 0 | 2.0032e-07 | 5.151e-07 | 0 | 5.151e-07 | [16 empty] | 7.3.1.3 Ignition probability mapping showing the probability of ignition along the electric lines and equipmentWLDFRAggregatedAggregated | WLDFR | HFTD - Distribution - Tier 3 - 1QU CoRE ¦ 4QU LoRE | Red Flag Warning - Large Fires | Aggregated | Aggregated | 2046 | 5.4525e-05 | 0 | 88.5056 | 0.0048258 | 2046 | Mitigation | 0.08575 | 30 | 0 | esc | 0.0012005 | 6.5457e-08 | 0.00060025 | 3.2729e-08 | 0.0015435 | 8.4159e-08
[79 empty] | WLDFR | HFTD - Distribution - Tier 3 - 1QU CoRE ¦ 4QU LoRE | Red Flag Warning - Large Fires | 2035 | 6.5457e-08 | 3.2729e-08 | 8.4159e-08 | 6.1205 | 0.77885 | 3.4265 | 1.9151 | 0 | 0 | 0 | 5.4525e-05 |  | 4.0063e-07 | 0 | 4.0063e-07 | 2.0032e-07 | 0 | 2.0032e-07 | 5.151e-07 | 0 | 5.151e-07 | [16 empty] | 7.3.1.3 Ignition probability mapping showing the probability of ignition along the electric lines and equipmentWLDFRAggregatedAggregated | WLDFR | HFTD - Distribution - Tier 3 - 1QU CoRE ¦ 4QU LoRE | Red Flag Warning - Large Fires | Aggregated | Aggregated | 2047 | 5.4525e-05 | 0 | 88.5056 | 0.0048258 | 2047 | Mitigation | 0.08575 | 30 | 0 | esc | 0.0012005 | 6.5457e-08 | 0.00060025 | 3.2729e-08 | 0.0015435 | 8.4159e-08
[79 empty] | WLDFR | HFTD - Distribution - Tier 3 - 1QU CoRE ¦ 4QU LoRE | Red Flag Warning - Large Fires | 2036 | 6.5457e-08 | 3.2729e-08 | 8.4159e-08 | 6.1205 | 0.77885 | 3.4265 | 1.9151 | 0 | 0 | 0 | 5.4525e-05 |  | 4.0063e-07 | 0 | 4.0063e-07 | 2.0032e-07 | 0 | 2.0032e-07 | 5.151e-07 | 0 | 5.151e-07 | [16 empty] | 7.3.1.3 Ignition probability mapping showing the probability of ignition along the electric lines and equipmentWLDFRAggregatedAggregated | WLDFR | HFTD - Distribution - Tier 3 - 1QU CoRE ¦ 4QU LoRE | Red Flag Warning - Large Fires | Aggregated | Aggregated | 2048 | 5.4525e-05 | 0 | 88.5056 | 0.0048258 | 2048 | Mitigation | 0.08575 | 30 | 0 | esc | 0.0012005 | 6.5457e-08 | 0.00060025 | 3.2729e-08 | 0.0015435 | 8.4159e-08
[79 empty] | WLDFR | HFTD - Distribution - Tier 3 - 1QU CoRE ¦ 4QU LoRE | Red Flag Warning - Large Fires | 2037 | 6.5457e-08 | 3.2729e-08 | 8.4159e-08 | 6.1205 | 0.77885 | 3.4265 | 1.9151 | 0 | 0 | 0 | 5.4525e-05 |  | 4.0063e-07 | 0 | 4.0063e-07 | 2.0032e-07 | 0 | 2.0032e-07 | 5.151e-07 | 0 | 5.151e-07 | [16 empty] | 7.3.1.3 Ignition probability mapping showing the probability of ignition along the electric lines and equipmentWLDFRAggregatedAggregated | WLDFR | HFTD - Distribution - Tier 3 - 1QU CoRE ¦ 4QU LoRE | Red Flag Warning - Large Fires | Aggregated | Aggregated | 2049 | 5.4525e-05 | 0 | 88.5056 | 0.0048258 | 2049 | Mitigation | 0.08575 | 30 | 0 | esc | 0.0012005 | 6.5457e-08 | 0.00060025 | 3.2729e-08 | 0.0015435 | 8.4159e-08
[79 empty] | WLDFR | HFTD - Distribution - Tier 3 - 1QU CoRE ¦ 4QU LoRE | Red Flag Warning - Large Fires | 2038 | 6.5457e-08 | 3.2729e-08 | 8.4159e-08 | 6.5028 | 0.81304 | 3.6355 | 2.0543 | 0 | 0 | 0 | 5.4525e-05 |  | 4.2566e-07 | 0 | 4.2566e-07 | 2.1283e-07 | 0 | 2.1283e-07 | 5.4727e-07 | 0 | 5.4727e-07 | [16 empty] | 7.3.1.3 Ignition probability mapping showing the probability of ignition along the electric lines and equipmentWLDFRAggregatedAggregated | WLDFR | HFTD - Distribution - Tier 3 - 1QU CoRE ¦ 4QU LoRE | Red Flag Warning - Large Fires | Aggregated | Aggregated | 2050 | 5.4525e-05 | 0 | 88.5056 | 0.0048258 | 2050 | Mitigation | 0.08575 | 30 | 0 | esc | 0 | 0 | 0.00060025 | 3.2729e-08 | 0.0015435 | 8.4159e-08
[79 empty] | WLDFR | HFTD - Distribution - Tier 3 - 1QU CoRE ¦ 4QU LoRE | Red Flag Warning - Large Fires | 2039 | 6.5457e-08 | 3.2729e-08 | 8.4159e-08 | 6.5028 | 0.81304 | 3.6355 | 2.0543 | 0 | 0 | 0 | 5.4525e-05 |  | 4.2566e-07 | 0 | 4.2566e-07 | 2.1283e-07 | 0 | 2.1283e-07 | 5.4727e-07 | 0 | 5.4727e-07 | [16 empty] | 7.3.1.3 Ignition probability mapping showing the probability of ignition along the electric lines and equipmentWLDFRAggregatedAggregated | WLDFR | HFTD - Distribution - Tier 3 - 1QU CoRE ¦ 4QU LoRE | Red Flag Warning - Large Fires | Aggregated | Aggregated | 2051 | 5.4525e-05 | 0 | 88.5056 | 0.0048258 | 2051 | Mitigation | 0.08575 | 30 | 0 | esc | 0 | 0 | 0 | 0 | 0.0015435 | 8.4159e-08
[79 empty] | WLDFR | HFTD - Distribution - Tier 3 - 1QU CoRE ¦ 4QU LoRE | Red Flag Warning - Large Fires | 2040 | 6.5457e-08 | 3.2729e-08 | 8.4159e-08 | 6.5028 | 0.81304 | 3.6355 | 2.0543 | 0 | 0 | 0 | 5.4525e-05 |  | 4.2566e-07 | 0 | 4.2566e-07 | 2.1283e-07 | 0 | 2.1283e-07 | 5.4727e-07 | 0 | 5.4727e-07 | [16 empty] | 7.3.1.3 Ignition probability mapping showing the probability of ignition along the electric lines and equipmentWLDFRAggregatedAggregated | WLDFR | HFTD - Distribution - Tier 3 - 1QU CoRE ¦ 4QU LoRE | Red Flag Warning - Small Fires | Aggregated | Aggregated | 2021 | 0.00045295 | 0 | 88.5056 | 0.040089 | 2021 | Mitigation | 0.08575 | 30 | 0 | esc | 0.0012005 | 5.4377e-07 | 0.00060025 | 2.7188e-07 | 0 | 0
[79 empty] | WLDFR | HFTD - Distribution - Tier 3 - 1QU CoRE ¦ 4QU LoRE | Red Flag Warning - Large Fires | 2041 | 6.5457e-08 | 3.2729e-08 | 8.4159e-08 | 6.5028 | 0.81304 | 3.6355 | 2.0543 | 0 | 0 | 0 | 5.4525e-05 |  | 4.2566e-07 | 0 | 4.2566e-07 | 2.1283e-07 | 0 | 2.1283e-07 | 5.4727e-07 | 0 | 5.4727e-07 | [16 empty] | 7.3.1.3 Ignition probability mapping showing the probability of ignition along the electric lines and equipmentWLDFRAggregatedAggregated | WLDFR | HFTD - Distribution - Tier 3 - 1QU CoRE ¦ 4QU LoRE | Red Flag Warning - Small Fires | Aggregated | Aggregated | 2022 | 0.00045295 | 0 | 88.5056 | 0.040089 | 2022 | Mitigation | 0.08575 | 30 | 0 | esc | 0.0012005 | 5.4377e-07 | 0.00060025 | 2.7188e-07 | 0.0015435 | 6.9913e-07
[79 empty] | WLDFR | HFTD - Distribution - Tier 3 - 1QU CoRE ¦ 4QU LoRE | Red Flag Warning - Large Fires | 2042 | 6.5457e-08 | 3.2729e-08 | 8.4159e-08 | 6.5028 | 0.81304 | 3.6355 | 2.0543 | 0 | 0 | 0 | 5.4525e-05 |  | 4.2566e-07 | 0 | 4.2566e-07 | 2.1283e-07 | 0 | 2.1283e-07 | 5.4727e-07 | 0 | 5.4727e-07 | [16 empty] | 7.3.1.3 Ignition probability mapping showing the probability of ignition along the electric lines and equipmentWLDFRAggregatedAggregated | WLDFR | HFTD - Distribution - Tier 3 - 1QU CoRE ¦ 4QU LoRE | Red Flag Warning - Small Fires | Aggregated | Aggregated | 2023 | 0.00045295 | 0 | 88.5056 | 0.040089 | 2023 | Mitigation | 0.08575 | 30 | 0 | esc | 0.0012005 | 5.4377e-07 | 0.00060025 | 2.7188e-07 | 0.0015435 | 6.9913e-07
[79 empty] | WLDFR | HFTD - Distribution - Tier 3 - 1QU CoRE ¦ 4QU LoRE | Red Flag Warning - Large Fires | 2043 | 6.5457e-08 | 3.2729e-08 | 8.4159e-08 | 6.9209 | 0.84944 | 3.8632 | 2.2083 | 0 | 0 | 0 | 5.4525e-05 |  | 4.5302e-07 | 0 | 4.5302e-07 | 2.2651e-07 | 0 | 2.2651e-07 | 5.8246e-07 | 0 | 5.8246e-07 | [16 empty] | 7.3.1.3 Ignition probability mapping showing the probability of ignition along the electric lines and equipmentWLDFRAggregatedAggregated | WLDFR | HFTD - Distribution - Tier 3 - 1QU CoRE ¦ 4QU LoRE | Red Flag Warning - Small Fires | Aggregated | Aggregated | 2024 | 0.00045295 | 0 | 88.5056 | 0.040089 | 2024 | Mitigation | 0.08575 | 30 | 0 | esc | 0.0012005 | 5.4377e-07 | 0.00060025 | 2.7188e-07 | 0.0015435 | 6.9913e-07
[79 empty] | WLDFR | HFTD - Distribution - Tier 3 - 1QU CoRE ¦ 4QU LoRE | Red Flag Warning - Large Fires | 2044 | 6.5457e-08 | 3.2729e-08 | 8.4159e-08 | 6.9209 | 0.84944 | 3.8632 | 2.2083 | 0 | 0 | 0 | 5.4525e-05 |  | 4.5302e-07 | 0 | 4.5302e-07 | 2.2651e-07 | 0 | 2.2651e-07 | 5.8246e-07 | 0 | 5.8246e-07 | [16 empty] | 7.3.1.3 Ignition probability mapping showing the probability of ignition along the electric lines and equipmentWLDFRAggregatedAggregated | WLDFR | HFTD - Distribution - Tier 3 - 1QU CoRE ¦ 4QU LoRE | Red Flag Warning - Small Fires | Aggregated | Aggregated | 2025 | 0.00045295 | 0 | 88.5056 | 0.040089 | 2025 | Mitigation | 0.08575 | 30 | 0 | esc | 0.0012005 | 5.4377e-07 | 0.00060025 | 2.7188e-07 | 0.0015435 | 6.9913e-07
[79 empty] | WLDFR | HFTD - Distribution - Tier 3 - 1QU CoRE ¦ 4QU LoRE | Red Flag Warning - Large Fires | 2045 | 6.5457e-08 | 3.2729e-08 | 8.4159e-08 | 6.9209 | 0.84944 | 3.8632 | 2.2083 | 0 | 0 | 0 | 5.4525e-05 |  | 4.5302e-07 | 0 | 4.5302e-07 | 2.2651e-07 | 0 | 2.2651e-07 | 5.8246e-07 | 0 | 5.8246e-07 | [16 empty] | 7.3.1.3 Ignition probability mapping showing the probability of ignition along the electric lines and equipmentWLDFRAggregatedAggregated | WLDFR | HFTD - Distribution - Tier 3 - 1QU CoRE ¦ 4QU LoRE | Red Flag Warning - Small Fires | Aggregated | Aggregated | 2026 | 0.00045295 | 0 | 88.5056 | 0.040089 | 2026 | Mitigation | 0.08575 | 30 | 0 | esc | 0.0012005 | 5.4377e-07 | 0.00060025 | 2.7188e-07 | 0.0015435 | 6.9913e-07
[79 empty] | WLDFR | HFTD - Distribution - Tier 3 - 1QU CoRE ¦ 4QU LoRE | Red Flag Warning - Large Fires | 2046 | 6.5457e-08 | 3.2729e-08 | 8.4159e-08 | 6.9209 | 0.84944 | 3.8632 | 2.2083 | 0 | 0 | 0 | 5.4525e-05 |  | 4.5302e-07 | 0 | 4.5302e-07 | 2.2651e-07 | 0 | 2.2651e-07 | 5.8246e-07 | 0 | 5.8246e-07 | [16 empty] | 7.3.1.3 Ignition probability mapping showing the probability of ignition along the electric lines and equipmentWLDFRAggregatedAggregated | WLDFR | HFTD - Distribution - Tier 3 - 1QU CoRE ¦ 4QU LoRE | Red Flag Warning - Small Fires | Aggregated | Aggregated | 2027 | 0.00045295 | 0 | 88.5056 | 0.040089 | 2027 | Mitigation | 0.08575 | 30 | 0 | esc | 0.0012005 | 5.4377e-07 | 0.00060025 | 2.7188e-07 | 0.0015435 | 6.9913e-07
[79 empty] | WLDFR | HFTD - Distribution - Tier 3 - 1QU CoRE ¦ 4QU LoRE | Red Flag Warning - Large Fires | 2047 | 6.5457e-08 | 3.2729e-08 | 8.4159e-08 | 6.9209 | 0.84944 | 3.8632 | 2.2083 | 0 | 0 | 0 | 5.4525e-05 |  | 4.5302e-07 | 0 | 4.5302e-07 | 2.2651e-07 | 0 | 2.2651e-07 | 5.8246e-07 | 0 | 5.8246e-07 | [16 empty] | 7.3.1.3 Ignition probability mapping showing the probability of ignition along the electric lines and equipmentWLDFRAggregatedAggregated | WLDFR | HFTD - Distribution - Tier 3 - 1QU CoRE ¦ 4QU LoRE | Red Flag Warning - Small Fires | Aggregated | Aggregated | 2028 | 0.00045295 | 0 | 88.5056 | 0.040089 | 2028 | Mitigation | 0.08575 | 30 | 0 | esc | 0.0012005 | 5.4377e-07 | 0.00060025 | 2.7188e-07 | 0.0015435 | 6.9913e-07
[79 empty] | WLDFR | HFTD - Distribution - Tier 3 - 1QU CoRE ¦ 4QU LoRE | Red Flag Warning - Large Fires | 2048 | 6.5457e-08 | 3.2729e-08 | 8.4159e-08 | 7.3713 | 0.88759 | 4.1075 | 2.3763 | 0 | 0 | 0 | 5.4525e-05 |  | 4.8251e-07 | 0 | 4.8251e-07 | 2.4125e-07 | 0 | 2.4125e-07 | 6.2037e-07 | 0 | 6.2037e-07 | [16 empty] | 7.3.1.3 Ignition probability mapping showing the probability of ignition along the electric lines and equipmentWLDFRAggregatedAggregated | WLDFR | HFTD - Distribution - Tier 3 - 1QU CoRE ¦ 4QU LoRE | Red Flag Warning - Small Fires | Aggregated | Aggregated | 2029 | 0.00045295 | 0 | 88.5056 | 0.040089 | 2029 | Mitigation | 0.08575 | 30 | 0 | esc | 0.0012005 | 5.4377e-07 | 0.00060025 | 2.7188e-07 | 0.0015435 | 6.9913e-07
[79 empty] | WLDFR | HFTD - Distribution - Tier 3 - 1QU CoRE ¦ 4QU LoRE | Red Flag Warning - Large Fires | 2049 | 6.5457e-08 | 3.2729e-08 | 8.4159e-08 | 7.3713 | 0.88759 | 4.1075 | 2.3763 | 0 | 0 | 0 | 5.4525e-05 |  | 4.8251e-07 | 0 | 4.8251e-07 | 2.4125e-07 | 0 | 2.4125e-07 | 6.2037e-07 | 0 | 6.2037e-07 | [16 empty] | 7.3.1.3 Ignition probability mapping showing the probability of ignition along the electric lines and equipmentWLDFRAggregatedAggregated | WLDFR | HFTD - Distribution - Tier 3 - 1QU CoRE ¦ 4QU LoRE | Red Flag Warning - Small Fires | Aggregated | Aggregated | 2030 | 0.00045295 | 0 | 88.5056 | 0.040089 | 2030 | Mitigation | 0.08575 | 30 | 0 | esc | 0.0012005 | 5.4377e-07 | 0.00060025 | 2.7188e-07 | 0.0015435 | 6.9913e-07
[79 empty] | WLDFR | HFTD - Distribution - Tier 3 - 1QU CoRE ¦ 4QU LoRE | Red Flag Warning - Large Fires | 2050 | 0 | 3.2729e-08 | 8.4159e-08 | 7.3713 | 0.88759 | 4.1075 | 2.3763 | 0 | 0 | 0 | 5.4525e-05 |  | 0 | 0 | 0 | 2.4125e-07 | 0 | 2.4125e-07 | 6.2037e-07 | 0 | 6.2037e-07 | [16 empty] | 7.3.1.3 Ignition probability mapping showing the probability of ignition along the electric lines and equipmentWLDFRAggregatedAggregated | WLDFR | HFTD - Distribution - Tier 3 - 1QU CoRE ¦ 4QU LoRE | Red Flag Warning - Small Fires | Aggregated | Aggregated | 2031 | 0.00045295 | 0 | 88.5056 | 0.040089 | 2031 | Mitigation | 0.08575 | 30 | 0 | esc | 0.0012005 | 5.4377e-07 | 0.00060025 | 2.7188e-07 | 0.0015435 | 6.9913e-07
[79 empty] | WLDFR | HFTD - Distribution - Tier 3 - 1QU CoRE ¦ 4QU LoRE | Red Flag Warning - Large Fires | 2051 | 0 | 0 | 8.4159e-08 | 7.3713 | 0.88759 | 4.1075 | 2.3763 | 0 | 0 | 0 | 5.4525e-05 |  | 0 | 0 | 0 | 0 | 0 | 0 | 6.2037e-07 | 0 | 6.2037e-07 | [16 empty] | 7.3.1.3 Ignition probability mapping showing the probability of ignition along the electric lines and equipmentWLDFRAggregatedAggregated | WLDFR | HFTD - Distribution - Tier 3 - 1QU CoRE ¦ 4QU LoRE | Red Flag Warning - Small Fires | Aggregated | Aggregated | 2032 | 0.00045295 | 0 | 88.5056 | 0.040089 | 2032 | Mitigation | 0.08575 | 30 | 0 | esc | 0.0012005 | 5.4377e-07 | 0.00060025 | 2.7188e-07 | 0.0015435 | 6.9913e-07
[79 empty] | WLDFR | HFTD - Distribution - Tier 3 - 1QU CoRE ¦ 4QU LoRE | Red Flag Warning - Small Fires | 2020 | 5.4377e-07 | 0 | 0 | 0.077901 | 0.036425 | 0.0015809 | 0.039895 | 0 | 0 | 0 | 0.00045295 |  | 4.236e-08 | 0 | 4.236e-08 | 0 | 0 | 0 | 0 | 0 | 0 | [16 empty] | 7.3.1.3 Ignition probability mapping showing the probability of ignition along the electric lines and equipmentWLDFRAggregatedAggregated | WLDFR | HFTD - Distribution - Tier 3 - 1QU CoRE ¦ 4QU LoRE | Red Flag Warning - Small Fires | Aggregated | Aggregated | 2033 | 0.00045295 | 0 | 88.5056 | 0.040089 | 2033 | Mitigation | 0.08575 | 30 | 0 | esc | 0.0012005 | 5.4377e-07 | 0.00060025 | 2.7188e-07 | 0.0015435 | 6.9913e-07
[79 empty] | WLDFR | HFTD - Distribution - Tier 3 - 1QU CoRE ¦ 4QU LoRE | Red Flag Warning - Small Fires | 2021 | 5.4377e-07 | 2.7188e-07 | 0 | 0.077901 | 0.036425 | 0.0015809 | 0.039895 | 0 | 0 | 0 | 0.00045295 |  | 4.236e-08 | 0 | 4.236e-08 | 2.118e-08 | 0 | 2.118e-08 | 0 | 0 | 0 | [16 empty] | 7.3.1.3 Ignition probability mapping showing the probability of ignition along the electric lines and equipmentWLDFRAggregatedAggregated | WLDFR | HFTD - Distribution - Tier 3 - 1QU CoRE ¦ 4QU LoRE | Red Flag Warning - Small Fires | Aggregated | Aggregated | 2034 | 0.00045295 | 0 | 88.5056 | 0.040089 | 2034 | Mitigation | 0.08575 | 30 | 0 | esc | 0.0012005 | 5.4377e-07 | 0.00060025 | 2.7188e-07 | 0.0015435 | 6.9913e-07
[79 empty] | WLDFR | HFTD - Distribution - Tier 3 - 1QU CoRE ¦ 4QU LoRE | Red Flag Warning - Small Fires | 2022 | 5.4377e-07 | 2.7188e-07 | 6.9913e-07 | 0.077901 | 0.036425 | 0.0015809 | 0.039895 | 0 | 0 | 0 | 0.00045295 |  | 4.236e-08 | 0 | 4.236e-08 | 2.118e-08 | 0 | 2.118e-08 | 5.4462e-08 | 0 | 5.4462e-08 | [16 empty] | 7.3.1.3 Ignition probability mapping showing the probability of ignition along the electric lines and equipmentWLDFRAggregatedAggregated | WLDFR | HFTD - Distribution - Tier 3 - 1QU CoRE ¦ 4QU LoRE | Red Flag Warning - Small Fires | Aggregated | Aggregated | 2035 | 0.00045295 | 0 | 88.5056 | 0.040089 | 2035 | Mitigation | 0.08575 | 30 | 0 | esc | 0.0012005 | 5.4377e-07 | 0.00060025 | 2.7188e-07 | 0.0015435 | 6.9913e-07
[79 empty] | WLDFR | HFTD - Distribution - Tier 3 - 1QU CoRE ¦ 4QU LoRE | Red Flag Warning - Small Fires | 2023 | 5.4377e-07 | 2.7188e-07 | 6.9913e-07 | 0.080408 | 0.03759 | 0.0016314 | 0.041187 | 0 | 0 | 0 | 0.00045295 |  | 4.3723e-08 | 0 | 4.3723e-08 | 2.1862e-08 | 0 | 2.1862e-08 | 5.6216e-08 | 0 | 5.6216e-08 | [16 empty] | 7.3.1.3 Ignition probability mapping showing the probability of ignition along the electric lines and equipmentWLDFRAggregatedAggregated | WLDFR | HFTD - Distribution - Tier 3 - 1QU CoRE ¦ 4QU LoRE | Red Flag Warning - Small Fires | Aggregated | Aggregated | 2036 | 0.00045295 | 0 | 88.5056 | 0.040089 | 2036 | Mitigation | 0.08575 | 30 | 0 | esc | 0.0012005 | 5.4377e-07 | 0.00060025 | 2.7188e-07 | 0.0015435 | 6.9913e-07
[79 empty] | WLDFR | HFTD - Distribution - Tier 3 - 1QU CoRE ¦ 4QU LoRE | Red Flag Warning - Small Fires | 2024 | 5.4377e-07 | 2.7188e-07 | 6.9913e-07 | 0.080408 | 0.03759 | 0.0016314 | 0.041187 | 0 | 0 | 0 | 0.00045295 |  | 4.3723e-08 | 0 | 4.3723e-08 | 2.1862e-08 | 0 | 2.1862e-08 | 5.6216e-08 | 0 | 5.6216e-08 | [16 empty] | 7.3.1.3 Ignition probability mapping showing the probability of ignition along the electric lines and equipmentWLDFRAggregatedAggregated | WLDFR | HFTD - Distribution - Tier 3 - 1QU CoRE ¦ 4QU LoRE | Red Flag Warning - Small Fires | Aggregated | Aggregated | 2037 | 0.00045295 | 0 | 88.5056 | 0.040089 | 2037 | Mitigation | 0.08575 | 30 | 0 | esc | 0.0012005 | 5.4377e-07 | 0.00060025 | 2.7188e-07 | 0.0015435 | 6.9913e-07
[79 empty] | WLDFR | HFTD - Distribution - Tier 3 - 1QU CoRE ¦ 4QU LoRE | Red Flag Warning - Small Fires | 2025 | 5.4377e-07 | 2.7188e-07 | 6.9913e-07 | 0.080408 | 0.03759 | 0.0016314 | 0.041187 | 0 | 0 | 0 | 0.00045295 |  | 4.3723e-08 | 0 | 4.3723e-08 | 2.1862e-08 | 0 | 2.1862e-08 | 5.6216e-08 | 0 | 5.6216e-08 | [16 empty] | 7.3.1.3 Ignition probability mapping showing the probability of ignition along the electric lines and equipmentWLDFRAggregatedAggregated | WLDFR | HFTD - Distribution - Tier 3 - 1QU CoRE ¦ 4QU LoRE | Red Flag Warning - Small Fires | Aggregated | Aggregated | 2038 | 0.00045295 | 0 | 88.5056 | 0.040089 | 2038 | Mitigation | 0.08575 | 30 | 0 | esc | 0.0012005 | 5.4377e-07 | 0.00060025 | 2.7188e-07 | 0.0015435 | 6.9913e-07
[79 empty] | WLDFR | HFTD - Distribution - Tier 3 - 1QU CoRE ¦ 4QU LoRE | Red Flag Warning - Small Fires | 2026 | 5.4377e-07 | 2.7188e-07 | 6.9913e-07 | 0.080408 | 0.03759 | 0.0016314 | 0.041187 | 0 | 0 | 0 | 0.00045295 |  | 4.3723e-08 | 0 | 4.3723e-08 | 2.1862e-08 | 0 | 2.1862e-08 | 5.6216e-08 | 0 | 5.6216e-08 | [16 empty] | 7.3.1.3 Ignition probability mapping showing the probability of ignition along the electric lines and equipmentWLDFRAggregatedAggregated | WLDFR | HFTD - Distribution - Tier 3 - 1QU CoRE ¦ 4QU LoRE | Red Flag Warning - Small Fires | Aggregated | Aggregated | 2039 | 0.00045295 | 0 | 88.5056 | 0.040089 | 2039 | Mitigation | 0.08575 | 30 | 0 | esc | 0.0012005 | 5.4377e-07 | 0.00060025 | 2.7188e-07 | 0.0015435 | 6.9913e-07
[79 empty] | WLDFR | HFTD - Distribution - Tier 3 - 1QU CoRE ¦ 4QU LoRE | Red Flag Warning - Small Fires | 2027 | 5.4377e-07 | 2.7188e-07 | 6.9913e-07 | 0.080408 | 0.03759 | 0.0016314 | 0.041187 | 0 | 0 | 0 | 0.00045295 |  | 4.3723e-08 | 0 | 4.3723e-08 | 2.1862e-08 | 0 | 2.1862e-08 | 5.6216e-08 | 0 | 5.6216e-08 | [16 empty] | 7.3.1.3 Ignition probability mapping showing the probability of ignition along the electric lines and equipmentWLDFRAggregatedAggregated | WLDFR | HFTD - Distribution - Tier 3 - 1QU CoRE ¦ 4QU LoRE | Red Flag Warning - Small Fires | Aggregated | Aggregated | 2040 | 0.00045295 | 0 | 88.5056 | 0.040089 | 2040 | Mitigation | 0.08575 | 30 | 0 | esc | 0.0012005 | 5.4377e-07 | 0.00060025 | 2.7188e-07 | 0.0015435 | 6.9913e-07
[79 empty] | WLDFR | HFTD - Distribution - Tier 3 - 1QU CoRE ¦ 4QU LoRE | Red Flag Warning - Small Fires | 2028 | 5.4377e-07 | 2.7188e-07 | 6.9913e-07 | 0.083606 | 0.039055 | 0.001695 | 0.042856 | 0 | 0 | 0 | 0.00045295 |  | 4.5462e-08 | 0 | 4.5462e-08 | 2.2731e-08 | 0 | 2.2731e-08 | 5.8451e-08 | 0 | 5.8451e-08 | [16 empty] | 7.3.1.3 Ignition probability mapping showing the probability of ignition along the electric lines and equipmentWLDFRAggregatedAggregated | WLDFR | HFTD - Distribution - Tier 3 - 1QU CoRE ¦ 4QU LoRE | Red Flag Warning - Small Fires | Aggregated | Aggregated | 2041 | 0.00045295 | 0 | 88.5056 | 0.040089 | 2041 | Mitigation | 0.08575 | 30 | 0 | esc | 0.0012005 | 5.4377e-07 | 0.00060025 | 2.7188e-07 | 0.0015435 | 6.9913e-07
[79 empty] | WLDFR | HFTD - Distribution - Tier 3 - 1QU CoRE ¦ 4QU LoRE | Red Flag Warning - Small Fires | 2029 | 5.4377e-07 | 2.7188e-07 | 6.9913e-07 | 0.083606 | 0.039055 | 0.001695 | 0.042856 | 0 | 0 | 0 | 0.00045295 |  | 4.5462e-08 | 0 | 4.5462e-08 | 2.2731e-08 | 0 | 2.2731e-08 | 5.8451e-08 | 0 | 5.8451e-08 | [16 empty] | 7.3.1.3 Ignition probability mapping showing the probability of ignition along the electric lines and equipmentWLDFRAggregatedAggregated | WLDFR | HFTD - Distribution - Tier 3 - 1QU CoRE ¦ 4QU LoRE | Red Flag Warning - Small Fires | Aggregated | Aggregated | 2042 | 0.00045295 | 0 | 88.5056 | 0.040089 | 2042 | Mitigation | 0.08575 | 30 | 0 | esc | 0.0012005 | 5.4377e-07 | 0.00060025 | 2.7188e-07 | 0.0015435 | 6.9913e-07
[79 empty] | WLDFR | HFTD - Distribution - Tier 3 - 1QU CoRE ¦ 4QU LoRE | Red Flag Warning - Small Fires | 2030 | 5.4377e-07 | 2.7188e-07 | 6.9913e-07 | 0.083606 | 0.039055 | 0.001695 | 0.042856 | 0 | 0 | 0 | 0.00045295 |  | 4.5462e-08 | 0 | 4.5462e-08 | 2.2731e-08 | 0 | 2.2731e-08 | 5.8451e-08 | 0 | 5.8451e-08 | [16 empty] | 7.3.1.3 Ignition probability mapping showing the probability of ignition along the electric lines and equipmentWLDFRAggregatedAggregated | WLDFR | HFTD - Distribution - Tier 3 - 1QU CoRE ¦ 4QU LoRE | Red Flag Warning - Small Fires | Aggregated | Aggregated | 2043 | 0.00045295 | 0 | 88.5056 | 0.040089 | 2043 | Mitigation | 0.08575 | 30 | 0 | esc | 0.0012005 | 5.4377e-07 | 0.00060025 | 2.7188e-07 | 0.0015435 | 6.9913e-07
[79 empty] | WLDFR | HFTD - Distribution - Tier 3 - 1QU CoRE ¦ 4QU LoRE | Red Flag Warning - Small Fires | 2031 | 5.4377e-07 | 2.7188e-07 | 6.9913e-07 | 0.083606 | 0.039055 | 0.001695 | 0.042856 | 0 | 0 | 0 | 0.00045295 |  | 4.5462e-08 | 0 | 4.5462e-08 | 2.2731e-08 | 0 | 2.2731e-08 | 5.8451e-08 | 0 | 5.8451e-08 | [16 empty] | 7.3.1.3 Ignition probability mapping showing the probability of ignition along the electric lines and equipmentWLDFRAggregatedAggregated | WLDFR | HFTD - Distribution - Tier 3 - 1QU CoRE ¦ 4QU LoRE | Red Flag Warning - Small Fires | Aggregated | Aggregated | 2044 | 0.00045295 | 0 | 88.5056 | 0.040089 | 2044 | Mitigation | 0.08575 | 30 | 0 | esc | 0.0012005 | 5.4377e-07 | 0.00060025 | 2.7188e-07 | 0.0015435 | 6.9913e-07
[79 empty] | WLDFR | HFTD - Distribution - Tier 3 - 1QU CoRE ¦ 4QU LoRE | Red Flag Warning - Small Fires | 2032 | 5.4377e-07 | 2.7188e-07 | 6.9913e-07 | 0.083606 | 0.039055 | 0.001695 | 0.042856 | 0 | 0 | 0 | 0.00045295 |  | 4.5462e-08 | 0 | 4.5462e-08 | 2.2731e-08 | 0 | 2.2731e-08 | 5.8451e-08 | 0 | 5.8451e-08 | [16 empty] | 7.3.1.3 Ignition probability mapping showing the probability of ignition along the electric lines and equipmentWLDFRAggregatedAggregated | WLDFR | HFTD - Distribution - Tier 3 - 1QU CoRE ¦ 4QU LoRE | Red Flag Warning - Small Fires | Aggregated | Aggregated | 2045 | 0.00045295 | 0 | 88.5056 | 0.040089 | 2045 | Mitigation | 0.08575 | 30 | 0 | esc | 0.0012005 | 5.4377e-07 | 0.00060025 | 2.7188e-07 | 0.0015435 | 6.9913e-07
[79 empty] | WLDFR | HFTD - Distribution - Tier 3 - 1QU CoRE ¦ 4QU LoRE | Red Flag Warning - Small Fires | 2033 | 5.4377e-07 | 2.7188e-07 | 6.9913e-07 | 0.087211 | 0.040679 | 0.0017655 | 0.044766 | 0 | 0 | 0 | 0.00045295 |  | 4.7422e-08 | 0 | 4.7422e-08 | 2.3711e-08 | 0 | 2.3711e-08 | 6.0972e-08 | 0 | 6.0972e-08 | [16 empty] | 7.3.1.3 Ignition probability mapping showing the probability of ignition along the electric lines and equipmentWLDFRAggregatedAggregated | WLDFR | HFTD - Distribution - Tier 3 - 1QU CoRE ¦ 4QU LoRE | Red Flag Warning - Small Fires | Aggregated | Aggregated | 2046 | 0.00045295 | 0 | 88.5056 | 0.040089 | 2046 | Mitigation | 0.08575 | 30 | 0 | esc | 0.0012005 | 5.4377e-07 | 0.00060025 | 2.7188e-07 | 0.0015435 | 6.9913e-07
[79 empty] | WLDFR | HFTD - Distribution - Tier 3 - 1QU CoRE ¦ 4QU LoRE | Red Flag Warning - Small Fires | 2034 | 5.4377e-07 | 2.7188e-07 | 6.9913e-07 | 0.087211 | 0.040679 | 0.0017655 | 0.044766 | 0 | 0 | 0 | 0.00045295 |  | 4.7422e-08 | 0 | 4.7422e-08 | 2.3711e-08 | 0 | 2.3711e-08 | 6.0972e-08 | 0 | 6.0972e-08 | [16 empty] | 7.3.1.3 Ignition probability mapping showing the probability of ignition along the electric lines and equipmentWLDFRAggregatedAggregated | WLDFR | HFTD - Distribution - Tier 3 - 1QU CoRE ¦ 4QU LoRE | Red Flag Warning - Small Fires | Aggregated | Aggregated | 2047 | 0.00045295 | 0 | 88.5056 | 0.040089 | 2047 | Mitigation | 0.08575 | 30 | 0 | esc | 0.0012005 | 5.4377e-07 | 0.00060025 | 2.7188e-07 | 0.0015435 | 6.9913e-07
[79 empty] | WLDFR | HFTD - Distribution - Tier 3 - 1QU CoRE ¦ 4QU LoRE | Red Flag Warning - Small Fires | 2035 | 5.4377e-07 | 2.7188e-07 | 6.9913e-07 | 0.087211 | 0.040679 | 0.0017655 | 0.044766 | 0 | 0 | 0 | 0.00045295 |  | 4.7422e-08 | 0 | 4.7422e-08 | 2.3711e-08 | 0 | 2.3711e-08 | 6.0972e-08 | 0 | 6.0972e-08 | [16 empty] | 7.3.1.3 Ignition probability mapping showing the probability of ignition along the electric lines and equipmentWLDFRAggregatedAggregated | WLDFR | HFTD - Distribution - Tier 3 - 1QU CoRE ¦ 4QU LoRE | Red Flag Warning - Small Fires | Aggregated | Aggregated | 2048 | 0.00045295 | 0 | 88.5056 | 0.040089 | 2048 | Mitigation | 0.08575 | 30 | 0 | esc | 0.0012005 | 5.4377e-07 | 0.00060025 | 2.7188e-07 | 0.0015435 | 6.9913e-07
[79 empty] | WLDFR | HFTD - Distribution - Tier 3 - 1QU CoRE ¦ 4QU LoRE | Red Flag Warning - Small Fires | 2036 | 5.4377e-07 | 2.7188e-07 | 6.9913e-07 | 0.087211 | 0.040679 | 0.0017655 | 0.044766 | 0 | 0 | 0 | 0.00045295 |  | 4.7422e-08 | 0 | 4.7422e-08 | 2.3711e-08 | 0 | 2.3711e-08 | 6.0972e-08 | 0 | 6.0972e-08 | [16 empty] | 7.3.1.3 Ignition probability mapping showing the probability of ignition along the electric lines and equipmentWLDFRAggregatedAggregated | WLDFR | HFTD - Distribution - Tier 3 - 1QU CoRE ¦ 4QU LoRE | Red Flag Warning - Small Fires | Aggregated | Aggregated | 2049 | 0.00045295 | 0 | 88.5056 | 0.040089 | 2049 | Mitigation | 0.08575 | 30 | 0 | esc | 0.0012005 | 5.4377e-07 | 0.00060025 | 2.7188e-07 | 0.0015435 | 6.9913e-07
[79 empty] | WLDFR | HFTD - Distribution - Tier 3 - 1QU CoRE ¦ 4QU LoRE | Red Flag Warning - Small Fires | 2037 | 5.4377e-07 | 2.7188e-07 | 6.9913e-07 | 0.087211 | 0.040679 | 0.0017655 | 0.044766 | 0 | 0 | 0 | 0.00045295 |  | 4.7422e-08 | 0 | 4.7422e-08 | 2.3711e-08 | 0 | 2.3711e-08 | 6.0972e-08 | 0 | 6.0972e-08 | [16 empty] | 7.3.1.3 Ignition probability mapping showing the probability of ignition along the electric lines and equipmentWLDFRAggregatedAggregated | WLDFR | HFTD - Distribution - Tier 3 - 1QU CoRE ¦ 4QU LoRE | Red Flag Warning - Small Fires | Aggregated | Aggregated | 2050 | 0.00045295 | 0 | 88.5056 | 0.040089 | 2050 | Mitigation | 0.08575 | 30 | 0 | esc | 0 | 0 | 0.00060025 | 2.7188e-07 | 0.0015435 | 6.9913e-07
[79 empty] | WLDFR | HFTD - Distribution - Tier 3 - 1QU CoRE ¦ 4QU LoRE | Red Flag Warning - Small Fires | 2038 | 5.4377e-07 | 2.7188e-07 | 6.9913e-07 | 0.091184 | 0.042438 | 0.0018418 | 0.046905 | 0 | 0 | 0 | 0.00045295 |  | 4.9583e-08 | 0 | 4.9583e-08 | 2.4791e-08 | 0 | 2.4791e-08 | 6.3749e-08 | 0 | 6.3749e-08 | [16 empty] | 7.3.1.3 Ignition probability mapping showing the probability of ignition along the electric lines and equipmentWLDFRAggregatedAggregated | WLDFR | HFTD - Distribution - Tier 3 - 1QU CoRE ¦ 4QU LoRE | Red Flag Warning - Small Fires | Aggregated | Aggregated | 2051 | 0.00045295 | 0 | 88.5056 | 0.040089 | 2051 | Mitigation | 0.08575 | 30 | 0 | esc | 0 | 0 | 0 | 0 | 0.0015435 | 6.9913e-07
[79 empty] | WLDFR | HFTD - Distribution - Tier 3 - 1QU CoRE ¦ 4QU LoRE | Red Flag Warning - Small Fires | 2039 | 5.4377e-07 | 2.7188e-07 | 6.9913e-07 | 0.091184 | 0.042438 | 0.0018418 | 0.046905 | 0 | 0 | 0 | 0.00045295 |  | 4.9583e-08 | 0 | 4.9583e-08 | 2.4791e-08 | 0 | 2.4791e-08 | 6.3749e-08 | 0 | 6.3749e-08 | [16 empty] | 7.3.1.3 Ignition probability mapping showing the probability of ignition along the electric lines and equipmentWLDFRAggregatedAggregated | WLDFR | HFTD - Distribution - Tier 3 - 1QU CoRE ¦ 4QU LoRE | Seismic - Non-Red Flag Warning - Catastrophic Fires | Aggregated | Aggregated | 2021 | 4.0354e-10 | 0 | 88.5056 | 3.5716e-08 | 2021 | Mitigation | 0.08575 | 30 | 0 | esc | 0.0012005 | 4.8445e-13 | 0.00060025 | 2.4223e-13 | 0 | 0
[79 empty] | WLDFR | HFTD - Distribution - Tier 3 - 1QU CoRE ¦ 4QU LoRE | Red Flag Warning - Small Fires | 2040 | 5.4377e-07 | 2.7188e-07 | 6.9913e-07 | 0.091184 | 0.042438 | 0.0018418 | 0.046905 | 0 | 0 | 0 | 0.00045295 |  | 4.9583e-08 | 0 | 4.9583e-08 | 2.4791e-08 | 0 | 2.4791e-08 | 6.3749e-08 | 0 | 6.3749e-08 | [16 empty] | 7.3.1.3 Ignition probability mapping showing the probability of ignition along the electric lines and equipmentWLDFRAggregatedAggregated | WLDFR | HFTD - Distribution - Tier 3 - 1QU CoRE ¦ 4QU LoRE | Seismic - Non-Red Flag Warning - Catastrophic Fires | Aggregated | Aggregated | 2022 | 4.0354e-10 | 0 | 88.5056 | 3.5716e-08 | 2022 | Mitigation | 0.08575 | 30 | 0 | esc | 0.0012005 | 4.8445e-13 | 0.00060025 | 2.4223e-13 | 0.0015435 | 6.2287e-13
[79 empty] | WLDFR | HFTD - Distribution - Tier 3 - 1QU CoRE ¦ 4QU LoRE | Red Flag Warning - Small Fires | 2041 | 5.4377e-07 | 2.7188e-07 | 6.9913e-07 | 0.091184 | 0.042438 | 0.0018418 | 0.046905 | 0 | 0 | 0 | 0.00045295 |  | 4.9583e-08 | 0 | 4.9583e-08 | 2.4791e-08 | 0 | 2.4791e-08 | 6.3749e-08 | 0 | 6.3749e-08 | [16 empty] | 7.3.1.3 Ignition probability mapping showing the probability of ignition along the electric lines and equipmentWLDFRAggregatedAggregated | WLDFR | HFTD - Distribution - Tier 3 - 1QU CoRE ¦ 4QU LoRE | Seismic - Non-Red Flag Warning - Catastrophic Fires | Aggregated | Aggregated | 2023 | 4.0354e-10 | 0 | 88.5056 | 3.5716e-08 | 2023 | Mitigation | 0.08575 | 30 | 0 | esc | 0.0012005 | 4.8445e-13 | 0.00060025 | 2.4223e-13 | 0.0015435 | 6.2287e-13
[79 empty] | WLDFR | HFTD - Distribution - Tier 3 - 1QU CoRE ¦ 4QU LoRE | Red Flag Warning - Small Fires | 2042 | 5.4377e-07 | 2.7188e-07 | 6.9913e-07 | 0.091184 | 0.042438 | 0.0018418 | 0.046905 | 0 | 0 | 0 | 0.00045295 |  | 4.9583e-08 | 0 | 4.9583e-08 | 2.4791e-08 | 0 | 2.4791e-08 | 6.3749e-08 | 0 | 6.3749e-08 | [16 empty] | 7.3.1.3 Ignition probability mapping showing the probability of ignition along the electric lines and equipmentWLDFRAggregatedAggregated | WLDFR | HFTD - Distribution - Tier 3 - 1QU CoRE ¦ 4QU LoRE | Seismic - Non-Red Flag Warning - Catastrophic Fires | Aggregated | Aggregated | 2024 | 4.0354e-10 | 0 | 88.5056 | 3.5716e-08 | 2024 | Mitigation | 0.08575 | 30 | 0 | esc | 0.0012005 | 4.8445e-13 | 0.00060025 | 2.4223e-13 | 0.0015435 | 6.2287e-13
[79 empty] | WLDFR | HFTD - Distribution - Tier 3 - 1QU CoRE ¦ 4QU LoRE | Red Flag Warning - Small Fires | 2043 | 5.4377e-07 | 2.7188e-07 | 6.9913e-07 | 0.095486 | 0.044306 | 0.0019228 | 0.049257 | 0 | 0 | 0 | 0.00045295 |  | 5.1922e-08 | 0 | 5.1922e-08 | 2.5961e-08 | 0 | 2.5961e-08 | 6.6757e-08 | 0 | 6.6757e-08 | [16 empty] | 7.3.1.3 Ignition probability mapping showing the probability of ignition along the electric lines and equipmentWLDFRAggregatedAggregated | WLDFR | HFTD - Distribution - Tier 3 - 1QU CoRE ¦ 4QU LoRE | Seismic - Non-Red Flag Warning - Catastrophic Fires | Aggregated | Aggregated | 2025 | 4.0354e-10 | 0 | 88.5056 | 3.5716e-08 | 2025 | Mitigation | 0.08575 | 30 | 0 | esc | 0.0012005 | 4.8445e-13 | 0.00060025 | 2.4223e-13 | 0.0015435 | 6.2287e-13
[79 empty] | WLDFR | HFTD - Distribution - Tier 3 - 1QU CoRE ¦ 4QU LoRE | Red Flag Warning - Small Fires | 2044 | 5.4377e-07 | 2.7188e-07 | 6.9913e-07 | 0.095486 | 0.044306 | 0.0019228 | 0.049257 | 0 | 0 | 0 | 0.00045295 |  | 5.1922e-08 | 0 | 5.1922e-08 | 2.5961e-08 | 0 | 2.5961e-08 | 6.6757e-08 | 0 | 6.6757e-08 | [16 empty] | 7.3.1.3 Ignition probability mapping showing the probability of ignition along the electric lines and equipmentWLDFRAggregatedAggregated | WLDFR | HFTD - Distribution - Tier 3 - 1QU CoRE ¦ 4QU LoRE | Seismic - Non-Red Flag Warning - Catastrophic Fires | Aggregated | Aggregated | 2026 | 4.0354e-10 | 0 | 88.5056 | 3.5716e-08 | 2026 | Mitigation | 0.08575 | 30 | 0 | esc | 0.0012005 | 4.8445e-13 | 0.00060025 | 2.4223e-13 | 0.0015435 | 6.2287e-13
[79 empty] | WLDFR | HFTD - Distribution - Tier 3 - 1QU CoRE ¦ 4QU LoRE | Red Flag Warning - Small Fires | 2045 | 5.4377e-07 | 2.7188e-07 | 6.9913e-07 | 0.095486 | 0.044306 | 0.0019228 | 0.049257 | 0 | 0 | 0 | 0.00045295 |  | 5.1922e-08 | 0 | 5.1922e-08 | 2.5961e-08 | 0 | 2.5961e-08 | 6.6757e-08 | 0 | 6.6757e-08 | [16 empty] | 7.3.1.3 Ignition probability mapping showing the probability of ignition along the electric lines and equipmentWLDFRAggregatedAggregated | WLDFR | HFTD - Distribution - Tier 3 - 1QU CoRE ¦ 4QU LoRE | Seismic - Non-Red Flag Warning - Catastrophic Fires | Aggregated | Aggregated | 2027 | 4.0354e-10 | 0 | 88.5056 | 3.5716e-08 | 2027 | Mitigation | 0.08575 | 30 | 0 | esc | 0.0012005 | 4.8445e-13 | 0.00060025 | 2.4223e-13 | 0.0015435 | 6.2287e-13
[79 empty] | WLDFR | HFTD - Distribution - Tier 3 - 1QU CoRE ¦ 4QU LoRE | Red Flag Warning - Small Fires | 2046 | 5.4377e-07 | 2.7188e-07 | 6.9913e-07 | 0.095486 | 0.044306 | 0.0019228 | 0.049257 | 0 | 0 | 0 | 0.00045295 |  | 5.1922e-08 | 0 | 5.1922e-08 | 2.5961e-08 | 0 | 2.5961e-08 | 6.6757e-08 | 0 | 6.6757e-08 | [16 empty] | 7.3.1.3 Ignition probability mapping showing the probability of ignition along the electric lines and equipmentWLDFRAggregatedAggregated | WLDFR | HFTD - Distribution - Tier 3 - 1QU CoRE ¦ 4QU LoRE | Seismic - Non-Red Flag Warning - Catastrophic Fires | Aggregated | Aggregated | 2028 | 4.0354e-10 | 0 | 88.5056 | 3.5716e-08 | 2028 | Mitigation | 0.08575 | 30 | 0 | esc | 0.0012005 | 4.8445e-13 | 0.00060025 | 2.4223e-13 | 0.0015435 | 6.2287e-13
[79 empty] | WLDFR | HFTD - Distribution - Tier 3 - 1QU CoRE ¦ 4QU LoRE | Red Flag Warning - Small Fires | 2047 | 5.4377e-07 | 2.7188e-07 | 6.9913e-07 | 0.095486 | 0.044306 | 0.0019228 | 0.049257 | 0 | 0 | 0 | 0.00045295 |  | 5.1922e-08 | 0 | 5.1922e-08 | 2.5961e-08 | 0 | 2.5961e-08 | 6.6757e-08 | 0 | 6.6757e-08 | [16 empty] | 7.3.1.3 Ignition probability mapping showing the probability of ignition along the electric lines and equipmentWLDFRAggregatedAggregated | WLDFR | HFTD - Distribution - Tier 3 - 1QU CoRE ¦ 4QU LoRE | Seismic - Non-Red Flag Warning - Catastrophic Fires | Aggregated | Aggregated | 2029 | 4.0354e-10 | 0 | 88.5056 | 3.5716e-08 | 2029 | Mitigation | 0.08575 | 30 | 0 | esc | 0.0012005 | 4.8445e-13 | 0.00060025 | 2.4223e-13 | 0.0015435 | 6.2287e-13
[79 empty] | WLDFR | HFTD - Distribution - Tier 3 - 1QU CoRE ¦ 4QU LoRE | Red Flag Warning - Small Fires | 2048 | 5.4377e-07 | 2.7188e-07 | 6.9913e-07 | 0.10007 | 0.04626 | 0.0020076 | 0.051804 | 0 | 0 | 0 | 0.00045295 |  | 5.4415e-08 | 0 | 5.4415e-08 | 2.7208e-08 | 0 | 2.7208e-08 | 6.9963e-08 | 0 | 6.9963e-08 | [16 empty] | 7.3.1.3 Ignition probability mapping showing the probability of ignition along the electric lines and equipmentWLDFRAggregatedAggregated | WLDFR | HFTD - Distribution - Tier 3 - 1QU CoRE ¦ 4QU LoRE | Seismic - Non-Red Flag Warning - Catastrophic Fires | Aggregated | Aggregated | 2030 | 4.0354e-10 | 0 | 88.5056 | 3.5716e-08 | 2030 | Mitigation | 0.08575 | 30 | 0 | esc | 0.0012005 | 4.8445e-13 | 0.00060025 | 2.4223e-13 | 0.0015435 | 6.2287e-13
[79 empty] | WLDFR | HFTD - Distribution - Tier 3 - 1QU CoRE ¦ 4QU LoRE | Red Flag Warning - Small Fires | 2049 | 5.4377e-07 | 2.7188e-07 | 6.9913e-07 | 0.10007 | 0.04626 | 0.0020076 | 0.051804 | 0 | 0 | 0 | 0.00045295 |  | 5.4415e-08 | 0 | 5.4415e-08 | 2.7208e-08 | 0 | 2.7208e-08 | 6.9963e-08 | 0 | 6.9963e-08 | [16 empty] | 7.3.1.3 Ignition probability mapping showing the probability of ignition along the electric lines and equipmentWLDFRAggregatedAggregated | WLDFR | HFTD - Distribution - Tier 3 - 1QU CoRE ¦ 4QU LoRE | Seismic - Non-Red Flag Warning - Catastrophic Fires | Aggregated | Aggregated | 2031 | 4.0354e-10 | 0 | 88.5056 | 3.5716e-08 | 2031 | Mitigation | 0.08575 | 30 | 0 | esc | 0.0012005 | 4.8445e-13 | 0.00060025 | 2.4223e-13 | 0.0015435 | 6.2287e-13
[79 empty] | WLDFR | HFTD - Distribution - Tier 3 - 1QU CoRE ¦ 4QU LoRE | Red Flag Warning - Small Fires | 2050 | 0 | 2.7188e-07 | 6.9913e-07 | 0.10007 | 0.04626 | 0.0020076 | 0.051804 | 0 | 0 | 0 | 0.00045295 |  | 0 | 0 | 0 | 2.7208e-08 | 0 | 2.7208e-08 | 6.9963e-08 | 0 | 6.9963e-08 | [16 empty] | 7.3.1.3 Ignition probability mapping showing the probability of ignition along the electric lines and equipmentWLDFRAggregatedAggregated | WLDFR | HFTD - Distribution - Tier 3 - 1QU CoRE ¦ 4QU LoRE | Seismic - Non-Red Flag Warning - Catastrophic Fires | Aggregated | Aggregated | 2032 | 4.0354e-10 | 0 | 88.5056 | 3.5716e-08 | 2032 | Mitigation | 0.08575 | 30 | 0 | esc | 0.0012005 | 4.8445e-13 | 0.00060025 | 2.4223e-13 | 0.0015435 | 6.2287e-13
[79 empty] | WLDFR | HFTD - Distribution - Tier 3 - 1QU CoRE ¦ 4QU LoRE | Red Flag Warning - Small Fires | 2051 | 0 | 0 | 6.9913e-07 | 0.10007 | 0.04626 | 0.0020076 | 0.051804 | 0 | 0 | 0 | 0.00045295 |  | 0 | 0 | 0 | 0 | 0 | 0 | 6.9963e-08 | 0 | 6.9963e-08 | [16 empty] | 7.3.1.3 Ignition probability mapping showing the probability of ignition along the electric lines and equipmentWLDFRAggregatedAggregated | WLDFR | HFTD - Distribution - Tier 3 - 1QU CoRE ¦ 4QU LoRE | Seismic - Non-Red Flag Warning - Catastrophic Fires | Aggregated | Aggregated | 2033 | 4.0354e-10 | 0 | 88.5056 | 3.5716e-08 | 2033 | Mitigation | 0.08575 | 30 | 0 | esc | 0.0012005 | 4.8445e-13 | 0.00060025 | 2.4223e-13 | 0.0015435 | 6.2287e-13
[79 empty] | WLDFR | HFTD - Distribution - Tier 3 - 1QU CoRE ¦ 4QU LoRE | Seismic - Non-Red Flag Warning - Catastrophic Fires | 2020 | 4.8445e-13 | 0 | 0 | 21083.8428 | 409.2237 | 13469.0878 | 7205.5313 | 0 | 0 | 0 | 4.0354e-10 |  | 1.0214e-08 | 0 | 1.0214e-08 | 0 | 0 | 0 | 0 | 0 | 0 | [16 empty] | 7.3.1.3 Ignition probability mapping showing the probability of ignition along the electric lines and equipmentWLDFRAggregatedAggregated | WLDFR | HFTD - Distribution - Tier 3 - 1QU CoRE ¦ 4QU LoRE | Seismic - Non-Red Flag Warning - Catastrophic Fires | Aggregated | Aggregated | 2034 | 4.0354e-10 | 0 | 88.5056 | 3.5716e-08 | 2034 | Mitigation | 0.08575 | 30 | 0 | esc | 0.0012005 | 4.8445e-13 | 0.00060025 | 2.4223e-13 | 0.0015435 | 6.2287e-13
[79 empty] | WLDFR | HFTD - Distribution - Tier 3 - 1QU CoRE ¦ 4QU LoRE | Seismic - Non-Red Flag Warning - Catastrophic Fires | 2021 | 4.8445e-13 | 2.4223e-13 | 0 | 21083.8428 | 409.2237 | 13469.0878 | 7205.5313 | 0 | 0 | 0 | 4.0354e-10 |  | 1.0214e-08 | 0 | 1.0214e-08 | 5.1071e-09 | 0 | 5.1071e-09 | 0 | 0 | 0 | [16 empty] | 7.3.1.3 Ignition probability mapping showing the probability of ignition along the electric lines and equipmentWLDFRAggregatedAggregated | WLDFR | HFTD - Distribution - Tier 3 - 1QU CoRE ¦ 4QU LoRE | Seismic - Non-Red Flag Warning - Catastrophic Fires | Aggregated | Aggregated | 2035 | 4.0354e-10 | 0 | 88.5056 | 3.5716e-08 | 2035 | Mitigation | 0.08575 | 30 | 0 | esc | 0.0012005 | 4.8445e-13 | 0.00060025 | 2.4223e-13 | 0.0015435 | 6.2287e-13
[79 empty] | WLDFR | HFTD - Distribution - Tier 3 - 1QU CoRE ¦ 4QU LoRE | Seismic - Non-Red Flag Warning - Catastrophic Fires | 2022 | 4.8445e-13 | 2.4223e-13 | 6.2287e-13 | 21083.8428 | 409.2237 | 13469.0878 | 7205.5313 | 0 | 0 | 0 | 4.0354e-10 |  | 1.0214e-08 | 0 | 1.0214e-08 | 5.1071e-09 | 0 | 5.1071e-09 | 1.3132e-08 | 0 | 1.3132e-08 | [16 empty] | 7.3.1.3 Ignition probability mapping showing the probability of ignition along the electric lines and equipmentWLDFRAggregatedAggregated | WLDFR | HFTD - Distribution - Tier 3 - 1QU CoRE ¦ 4QU LoRE | Seismic - Non-Red Flag Warning - Catastrophic Fires | Aggregated | Aggregated | 2036 | 4.0354e-10 | 0 | 88.5056 | 3.5716e-08 | 2036 | Mitigation | 0.08575 | 30 | 0 | esc | 0.0012005 | 4.8445e-13 | 0.00060025 | 2.4223e-13 | 0.0015435 | 6.2287e-13
[79 empty] | WLDFR | HFTD - Distribution - Tier 3 - 1QU CoRE ¦ 4QU LoRE | Seismic - Non-Red Flag Warning - Catastrophic Fires | 2023 | 4.8445e-13 | 2.4223e-13 | 6.2287e-13 | 21835.9781 | 428.6023 | 13939.561 | 7467.8148 | 0 | 0 | 0 | 4.0354e-10 |  | 1.0578e-08 | 0 | 1.0578e-08 | 5.2892e-09 | 0 | 5.2892e-09 | 1.3601e-08 | 0 | 1.3601e-08 | [16 empty] | 7.3.1.3 Ignition probability mapping showing the probability of ignition along the electric lines and equipmentWLDFRAggregatedAggregated | WLDFR | HFTD - Distribution - Tier 3 - 1QU CoRE ¦ 4QU LoRE | Seismic - Non-Red Flag Warning - Catastrophic Fires | Aggregated | Aggregated | 2037 | 4.0354e-10 | 0 | 88.5056 | 3.5716e-08 | 2037 | Mitigation | 0.08575 | 30 | 0 | esc | 0.0012005 | 4.8445e-13 | 0.00060025 | 2.4223e-13 | 0.0015435 | 6.2287e-13
[79 empty] | WLDFR | HFTD - Distribution - Tier 3 - 1QU CoRE ¦ 4QU LoRE | Seismic - Non-Red Flag Warning - Catastrophic Fires | 2024 | 4.8445e-13 | 2.4223e-13 | 6.2287e-13 | 21835.9781 | 428.6023 | 13939.561 | 7467.8148 | 0 | 0 | 0 | 4.0354e-10 |  | 1.0578e-08 | 0 | 1.0578e-08 | 5.2892e-09 | 0 | 5.2892e-09 | 1.3601e-08 | 0 | 1.3601e-08 | [16 empty] | 7.3.1.3 Ignition probability mapping showing the probability of ignition along the electric lines and equipmentWLDFRAggregatedAggregated | WLDFR | HFTD - Distribution - Tier 3 - 1QU CoRE ¦ 4QU LoRE | Seismic - Non-Red Flag Warning - Catastrophic Fires | Aggregated | Aggregated | 2038 | 4.0354e-10 | 0 | 88.5056 | 3.5716e-08 | 2038 | Mitigation | 0.08575 | 30 | 0 | esc | 0.0012005 | 4.8445e-13 | 0.00060025 | 2.4223e-13 | 0.0015435 | 6.2287e-13
[79 empty] | WLDFR | HFTD - Distribution - Tier 3 - 1QU CoRE ¦ 4QU LoRE | Seismic - Non-Red Flag Warning - Catastrophic Fires | 2025 | 4.8445e-13 | 2.4223e-13 | 6.2287e-13 | 21835.9781 | 428.6023 | 13939.561 | 7467.8148 | 0 | 0 | 0 | 4.0354e-10 |  | 1.0578e-08 | 0 | 1.0578e-08 | 5.2892e-09 | 0 | 5.2892e-09 | 1.3601e-08 | 0 | 1.3601e-08 | [16 empty] | 7.3.1.3 Ignition probability mapping showing the probability of ignition along the electric lines and equipmentWLDFRAggregatedAggregated | WLDFR | HFTD - Distribution - Tier 3 - 1QU CoRE ¦ 4QU LoRE | Seismic - Non-Red Flag Warning - Catastrophic Fires | Aggregated | Aggregated | 2039 | 4.0354e-10 | 0 | 88.5056 | 3.5716e-08 | 2039 | Mitigation | 0.08575 | 30 | 0 | esc | 0.0012005 | 4.8445e-13 | 0.00060025 | 2.4223e-13 | 0.0015435 | 6.2287e-13
[79 empty] | WLDFR | HFTD - Distribution - Tier 3 - 1QU CoRE ¦ 4QU LoRE | Seismic - Non-Red Flag Warning - Catastrophic Fires | 2026 | 4.8445e-13 | 2.4223e-13 | 6.2287e-13 | 21835.9781 | 428.6023 | 13939.561 | 7467.8148 | 0 | 0 | 0 | 4.0354e-10 |  | 1.0578e-08 | 0 | 1.0578e-08 | 5.2892e-09 | 0 | 5.2892e-09 | 1.3601e-08 | 0 | 1.3601e-08 | [16 empty] | 7.3.1.3 Ignition probability mapping showing the probability of ignition along the electric lines and equipmentWLDFRAggregatedAggregated | WLDFR | HFTD - Distribution - Tier 3 - 1QU CoRE ¦ 4QU LoRE | Seismic - Non-Red Flag Warning - Catastrophic Fires | Aggregated | Aggregated | 2040 | 4.0354e-10 | 0 | 88.5056 | 3.5716e-08 | 2040 | Mitigation | 0.08575 | 30 | 0 | esc | 0.0012005 | 4.8445e-13 | 0.00060025 | 2.4223e-13 | 0.0015435 | 6.2287e-13
[79 empty] | WLDFR | HFTD - Distribution - Tier 3 - 1QU CoRE ¦ 4QU LoRE | Seismic - Non-Red Flag Warning - Catastrophic Fires | 2027 | 4.8445e-13 | 2.4223e-13 | 6.2287e-13 | 21835.9781 | 428.6023 | 13939.561 | 7467.8148 | 0 | 0 | 0 | 4.0354e-10 |  | 1.0578e-08 | 0 | 1.0578e-08 | 5.2892e-09 | 0 | 5.2892e-09 | 1.3601e-08 | 0 | 1.3601e-08 | [16 empty] | 7.3.1.3 Ignition probability mapping showing the probability of ignition along the electric lines and equipmentWLDFRAggregatedAggregated | WLDFR | HFTD - Distribution - Tier 3 - 1QU CoRE ¦ 4QU LoRE | Seismic - Non-Red Flag Warning - Catastrophic Fires | Aggregated | Aggregated | 2041 | 4.0354e-10 | 0 | 88.5056 | 3.5716e-08 | 2041 | Mitigation | 0.08575 | 30 | 0 | esc | 0.0012005 | 4.8445e-13 | 0.00060025 | 2.4223e-13 | 0.0015435 | 6.2287e-13
[79 empty] | WLDFR | HFTD - Distribution - Tier 3 - 1QU CoRE ¦ 4QU LoRE | Seismic - Non-Red Flag Warning - Catastrophic Fires | 2028 | 4.8445e-13 | 2.4223e-13 | 6.2287e-13 | 22783.187 | 453.261 | 14531.3357 | 7798.5904 | 0 | 0 | 0 | 4.0354e-10 |  | 1.1037e-08 | 0 | 1.1037e-08 | 5.5187e-09 | 0 | 5.5187e-09 | 1.4191e-08 | 0 | 1.4191e-08 | [16 empty] | 7.3.1.3 Ignition probability mapping showing the probability of ignition along the electric lines and equipmentWLDFRAggregatedAggregated | WLDFR | HFTD - Distribution - Tier 3 - 1QU CoRE ¦ 4QU LoRE | Seismic - Non-Red Flag Warning - Catastrophic Fires | Aggregated | Aggregated | 2042 | 4.0354e-10 | 0 | 88.5056 | 3.5716e-08 | 2042 | Mitigation | 0.08575 | 30 | 0 | esc | 0.0012005 | 4.8445e-13 | 0.00060025 | 2.4223e-13 | 0.0015435 | 6.2287e-13
[79 empty] | WLDFR | HFTD - Distribution - Tier 3 - 1QU CoRE ¦ 4QU LoRE | Seismic - Non-Red Flag Warning - Catastrophic Fires | 2029 | 4.8445e-13 | 2.4223e-13 | 6.2287e-13 | 22783.187 | 453.261 | 14531.3357 | 7798.5904 | 0 | 0 | 0 | 4.0354e-10 |  | 1.1037e-08 | 0 | 1.1037e-08 | 5.5187e-09 | 0 | 5.5187e-09 | 1.4191e-08 | 0 | 1.4191e-08 | [16 empty] | 7.3.1.3 Ignition probability mapping showing the probability of ignition along the electric lines and equipmentWLDFRAggregatedAggregated | WLDFR | HFTD - Distribution - Tier 3 - 1QU CoRE ¦ 4QU LoRE | Seismic - Non-Red Flag Warning - Catastrophic Fires | Aggregated | Aggregated | 2043 | 4.0354e-10 | 0 | 88.5056 | 3.5716e-08 | 2043 | Mitigation | 0.08575 | 30 | 0 | esc | 0.0012005 | 4.8445e-13 | 0.00060025 | 2.4223e-13 | 0.0015435 | 6.2287e-13
[79 empty] | WLDFR | HFTD - Distribution - Tier 3 - 1QU CoRE ¦ 4QU LoRE | Seismic - Non-Red Flag Warning - Catastrophic Fires | 2030 | 4.8445e-13 | 2.4223e-13 | 6.2287e-13 | 22783.187 | 453.261 | 14531.3357 | 7798.5904 | 0 | 0 | 0 | 4.0354e-10 |  | 1.1037e-08 | 0 | 1.1037e-08 | 5.5187e-09 | 0 | 5.5187e-09 | 1.4191e-08 | 0 | 1.4191e-08 | [16 empty] | 7.3.1.3 Ignition probability mapping showing the probability of ignition along the electric lines and equipmentWLDFRAggregatedAggregated | WLDFR | HFTD - Distribution - Tier 3 - 1QU CoRE ¦ 4QU LoRE | Seismic - Non-Red Flag Warning - Catastrophic Fires | Aggregated | Aggregated | 2044 | 4.0354e-10 | 0 | 88.5056 | 3.5716e-08 | 2044 | Mitigation | 0.08575 | 30 | 0 | esc | 0.0012005 | 4.8445e-13 | 0.00060025 | 2.4223e-13 | 0.0015435 | 6.2287e-13
[79 empty] | WLDFR | HFTD - Distribution - Tier 3 - 1QU CoRE ¦ 4QU LoRE | Seismic - Non-Red Flag Warning - Catastrophic Fires | 2031 | 4.8445e-13 | 2.4223e-13 | 6.2287e-13 | 22783.187 | 453.261 | 14531.3357 | 7798.5904 | 0 | 0 | 0 | 4.0354e-10 |  | 1.1037e-08 | 0 | 1.1037e-08 | 5.5187e-09 | 0 | 5.5187e-09 | 1.4191e-08 | 0 | 1.4191e-08 | [16 empty] | 7.3.1.3 Ignition probability mapping showing the probability of ignition along the electric lines and equipmentWLDFRAggregatedAggregated | WLDFR | HFTD - Distribution - Tier 3 - 1QU CoRE ¦ 4QU LoRE | Seismic - Non-Red Flag Warning - Catastrophic Fires | Aggregated | Aggregated | 2045 | 4.0354e-10 | 0 | 88.5056 | 3.5716e-08 | 2045 | Mitigation | 0.08575 | 30 | 0 | esc | 0.0012005 | 4.8445e-13 | 0.00060025 | 2.4223e-13 | 0.0015435 | 6.2287e-13
[79 empty] | WLDFR | HFTD - Distribution - Tier 3 - 1QU CoRE ¦ 4QU LoRE | Seismic - Non-Red Flag Warning - Catastrophic Fires | 2032 | 4.8445e-13 | 2.4223e-13 | 6.2287e-13 | 22783.187 | 453.261 | 14531.3357 | 7798.5904 | 0 | 0 | 0 | 4.0354e-10 |  | 1.1037e-08 | 0 | 1.1037e-08 | 5.5187e-09 | 0 | 5.5187e-09 | 1.4191e-08 | 0 | 1.4191e-08 | [16 empty] | 7.3.1.3 Ignition probability mapping showing the probability of ignition along the electric lines and equipmentWLDFRAggregatedAggregated | WLDFR | HFTD - Distribution - Tier 3 - 1QU CoRE ¦ 4QU LoRE | Seismic - Non-Red Flag Warning - Catastrophic Fires | Aggregated | Aggregated | 2046 | 4.0354e-10 | 0 | 88.5056 | 3.5716e-08 | 2046 | Mitigation | 0.08575 | 30 | 0 | esc | 0.0012005 | 4.8445e-13 | 0.00060025 | 2.4223e-13 | 0.0015435 | 6.2287e-13
[79 empty] | WLDFR | HFTD - Distribution - Tier 3 - 1QU CoRE ¦ 4QU LoRE | Seismic - Non-Red Flag Warning - Catastrophic Fires | 2033 | 4.8445e-13 | 2.4223e-13 | 6.2287e-13 | 23835.2641 | 480.9649 | 15187.7294 | 8166.5698 | 0 | 0 | 0 | 4.0354e-10 |  | 1.1547e-08 | 0 | 1.1547e-08 | 5.7735e-09 | 0 | 5.7735e-09 | 1.4846e-08 | 0 | 1.4846e-08 | [16 empty] | 7.3.1.3 Ignition probability mapping showing the probability of ignition along the electric lines and equipmentWLDFRAggregatedAggregated | WLDFR | HFTD - Distribution - Tier 3 - 1QU CoRE ¦ 4QU LoRE | Seismic - Non-Red Flag Warning - Catastrophic Fires | Aggregated | Aggregated | 2047 | 4.0354e-10 | 0 | 88.5056 | 3.5716e-08 | 2047 | Mitigation | 0.08575 | 30 | 0 | esc | 0.0012005 | 4.8445e-13 | 0.00060025 | 2.4223e-13 | 0.0015435 | 6.2287e-13
[79 empty] | WLDFR | HFTD - Distribution - Tier 3 - 1QU CoRE ¦ 4QU LoRE | Seismic - Non-Red Flag Warning - Catastrophic Fires | 2034 | 4.8445e-13 | 2.4223e-13 | 6.2287e-13 | 23835.2641 | 480.9649 | 15187.7294 | 8166.5698 | 0 | 0 | 0 | 4.0354e-10 |  | 1.1547e-08 | 0 | 1.1547e-08 | 5.7735e-09 | 0 | 5.7735e-09 | 1.4846e-08 | 0 | 1.4846e-08 | [16 empty] | 7.3.1.3 Ignition probability mapping showing the probability of ignition along the electric lines and equipmentWLDFRAggregatedAggregated | WLDFR | HFTD - Distribution - Tier 3 - 1QU CoRE ¦ 4QU LoRE | Seismic - Non-Red Flag Warning - Catastrophic Fires | Aggregated | Aggregated | 2048 | 4.0354e-10 | 0 | 88.5056 | 3.5716e-08 | 2048 | Mitigation | 0.08575 | 30 | 0 | esc | 0.0012005 | 4.8445e-13 | 0.00060025 | 2.4223e-13 | 0.0015435 | 6.2287e-13
[79 empty] | WLDFR | HFTD - Distribution - Tier 3 - 1QU CoRE ¦ 4QU LoRE | Seismic - Non-Red Flag Warning - Catastrophic Fires | 2035 | 4.8445e-13 | 2.4223e-13 | 6.2287e-13 | 23835.2641 | 480.9649 | 15187.7294 | 8166.5698 | 0 | 0 | 0 | 4.0354e-10 |  | 1.1547e-08 | 0 | 1.1547e-08 | 5.7735e-09 | 0 | 5.7735e-09 | 1.4846e-08 | 0 | 1.4846e-08 | [16 empty] | 7.3.1.3 Ignition probability mapping showing the probability of ignition along the electric lines and equipmentWLDFRAggregatedAggregated | WLDFR | HFTD - Distribution - Tier 3 - 1QU CoRE ¦ 4QU LoRE | Seismic - Non-Red Flag Warning - Catastrophic Fires | Aggregated | Aggregated | 2049 | 4.0354e-10 | 0 | 88.5056 | 3.5716e-08 | 2049 | Mitigation | 0.08575 | 30 | 0 | esc | 0.0012005 | 4.8445e-13 | 0.00060025 | 2.4223e-13 | 0.0015435 | 6.2287e-13
[79 empty] | WLDFR | HFTD - Distribution - Tier 3 - 1QU CoRE ¦ 4QU LoRE | Seismic - Non-Red Flag Warning - Catastrophic Fires | 2036 | 4.8445e-13 | 2.4223e-13 | 6.2287e-13 | 23835.2641 | 480.9649 | 15187.7294 | 8166.5698 | 0 | 0 | 0 | 4.0354e-10 |  | 1.1547e-08 | 0 | 1.1547e-08 | 5.7735e-09 | 0 | 5.7735e-09 | 1.4846e-08 | 0 | 1.4846e-08 | [16 empty] | 7.3.1.3 Ignition probability mapping showing the probability of ignition along the electric lines and equipmentWLDFRAggregatedAggregated | WLDFR | HFTD - Distribution - Tier 3 - 1QU CoRE ¦ 4QU LoRE | Seismic - Non-Red Flag Warning - Catastrophic Fires | Aggregated | Aggregated | 2050 | 4.0354e-10 | 0 | 88.5056 | 3.5716e-08 | 2050 | Mitigation | 0.08575 | 30 | 0 | esc | 0 | 0 | 0.00060025 | 2.4223e-13 | 0.0015435 | 6.2287e-13
[79 empty] | WLDFR | HFTD - Distribution - Tier 3 - 1QU CoRE ¦ 4QU LoRE | Seismic - Non-Red Flag Warning - Catastrophic Fires | 2037 | 4.8445e-13 | 2.4223e-13 | 6.2287e-13 | 23835.2641 | 480.9649 | 15187.7294 | 8166.5698 | 0 | 0 | 0 | 4.0354e-10 |  | 1.1547e-08 | 0 | 1.1547e-08 | 5.7735e-09 | 0 | 5.7735e-09 | 1.4846e-08 | 0 | 1.4846e-08 | [16 empty] | 7.3.1.3 Ignition probability mapping showing the probability of ignition along the electric lines and equipmentWLDFRAggregatedAggregated | WLDFR | HFTD - Distribution - Tier 3 - 1QU CoRE ¦ 4QU LoRE | Seismic - Non-Red Flag Warning - Catastrophic Fires | Aggregated | Aggregated | 2051 | 4.0354e-10 | 0 | 88.5056 | 3.5716e-08 | 2051 | Mitigation | 0.08575 | 30 | 0 | esc | 0 | 0 | 0 | 0 | 0.0015435 | 6.2287e-13
[79 empty] | WLDFR | HFTD - Distribution - Tier 3 - 1QU CoRE ¦ 4QU LoRE | Seismic - Non-Red Flag Warning - Catastrophic Fires | 2038 | 4.8445e-13 | 2.4223e-13 | 6.2287e-13 | 24976.6418 | 511.3745 | 15898.8237 | 8566.4437 | 0 | 0 | 0 | 4.0354e-10 |  | 1.21e-08 | 0 | 1.21e-08 | 6.05e-09 | 0 | 6.05e-09 | 1.5557e-08 | 0 | 1.5557e-08 | [16 empty] | 7.3.1.3 Ignition probability mapping showing the probability of ignition along the electric lines and equipmentWLDFRAggregatedAggregated | WLDFR | HFTD - Distribution - Tier 3 - 1QU CoRE ¦ 4QU LoRE | Seismic - Red Flag Warning - Catastrophic Fires | Aggregated | Aggregated | 2021 | 1.7404e-08 | 0 | 88.5056 | 1.5404e-06 | 2021 | Mitigation | 0.08575 | 30 | 0 | esc | 0.0012005 | 2.0894e-11 | 0.00060025 | 1.0447e-11 | 0 | 0
[79 empty] | WLDFR | HFTD - Distribution - Tier 3 - 1QU CoRE ¦ 4QU LoRE | Seismic - Non-Red Flag Warning - Catastrophic Fires | 2039 | 4.8445e-13 | 2.4223e-13 | 6.2287e-13 | 24976.6418 | 511.3745 | 15898.8237 | 8566.4437 | 0 | 0 | 0 | 4.0354e-10 |  | 1.21e-08 | 0 | 1.21e-08 | 6.05e-09 | 0 | 6.05e-09 | 1.5557e-08 | 0 | 1.5557e-08 | [16 empty] | 7.3.1.3 Ignition probability mapping showing the probability of ignition along the electric lines and equipmentWLDFRAggregatedAggregated | WLDFR | HFTD - Distribution - Tier 3 - 1QU CoRE ¦ 4QU LoRE | Seismic - Red Flag Warning - Catastrophic Fires | Aggregated | Aggregated | 2022 | 1.7404e-08 | 0 | 88.5056 | 1.5404e-06 | 2022 | Mitigation | 0.08575 | 30 | 0 | esc | 0.0012005 | 2.0894e-11 | 0.00060025 | 1.0447e-11 | 0.0015435 | 2.6864e-11
[79 empty] | WLDFR | HFTD - Distribution - Tier 3 - 1QU CoRE ¦ 4QU LoRE | Seismic - Non-Red Flag Warning - Catastrophic Fires | 2040 | 4.8445e-13 | 2.4223e-13 | 6.2287e-13 | 24976.6418 | 511.3745 | 15898.8237 | 8566.4437 | 0 | 0 | 0 | 4.0354e-10 |  | 1.21e-08 | 0 | 1.21e-08 | 6.05e-09 | 0 | 6.05e-09 | 1.5557e-08 | 0 | 1.5557e-08 | [16 empty] | 7.3.1.3 Ignition probability mapping showing the probability of ignition along the electric lines and equipmentWLDFRAggregatedAggregated | WLDFR | HFTD - Distribution - Tier 3 - 1QU CoRE ¦ 4QU LoRE | Seismic - Red Flag Warning - Catastrophic Fires | Aggregated | Aggregated | 2023 | 1.7404e-08 | 0 | 88.5056 | 1.5404e-06 | 2023 | Mitigation | 0.08575 | 30 | 0 | esc | 0.0012005 | 2.0894e-11 | 0.00060025 | 1.0447e-11 | 0.0015435 | 2.6864e-11
[79 empty] | WLDFR | HFTD - Distribution - Tier 3 - 1QU CoRE ¦ 4QU LoRE | Seismic - Non-Red Flag Warning - Catastrophic Fires | 2041 | 4.8445e-13 | 2.4223e-13 | 6.2287e-13 | 24976.6418 | 511.3745 | 15898.8237 | 8566.4437 | 0 | 0 | 0 | 4.0354e-10 |  | 1.21e-08 | 0 | 1.21e-08 | 6.05e-09 | 0 | 6.05e-09 | 1.5557e-08 | 0 | 1.5557e-08 | [16 empty] | 7.3.1.3 Ignition probability mapping showing the probability of ignition along the electric lines and equipmentWLDFRAggregatedAggregated | WLDFR | HFTD - Distribution - Tier 3 - 1QU CoRE ¦ 4QU LoRE | Seismic - Red Flag Warning - Catastrophic Fires | Aggregated | Aggregated | 2024 | 1.7404e-08 | 0 | 88.5056 | 1.5404e-06 | 2024 | Mitigation | 0.08575 | 30 | 0 | esc | 0.0012005 | 2.0894e-11 | 0.00060025 | 1.0447e-11 | 0.0015435 | 2.6864e-11
[79 empty] | WLDFR | HFTD - Distribution - Tier 3 - 1QU CoRE ¦ 4QU LoRE | Seismic - Non-Red Flag Warning - Catastrophic Fires | 2042 | 4.8445e-13 | 2.4223e-13 | 6.2287e-13 | 24976.6418 | 511.3745 | 15898.8237 | 8566.4437 | 0 | 0 | 0 | 4.0354e-10 |  | 1.21e-08 | 0 | 1.21e-08 | 6.05e-09 | 0 | 6.05e-09 | 1.5557e-08 | 0 | 1.5557e-08 | [16 empty] | 7.3.1.3 Ignition probability mapping showing the probability of ignition along the electric lines and equipmentWLDFRAggregatedAggregated | WLDFR | HFTD - Distribution - Tier 3 - 1QU CoRE ¦ 4QU LoRE | Seismic - Red Flag Warning - Catastrophic Fires | Aggregated | Aggregated | 2025 | 1.7404e-08 | 0 | 88.5056 | 1.5404e-06 | 2025 | Mitigation | 0.08575 | 30 | 0 | esc | 0.0012005 | 2.0894e-11 | 0.00060025 | 1.0447e-11 | 0.0015435 | 2.6864e-11
[79 empty] | WLDFR | HFTD - Distribution - Tier 3 - 1QU CoRE ¦ 4QU LoRE | Seismic - Non-Red Flag Warning - Catastrophic Fires | 2043 | 4.8445e-13 | 2.4223e-13 | 6.2287e-13 | 26191.7278 | 544.1291 | 16654.7414 | 8992.8573 | 0 | 0 | 0 | 4.0354e-10 |  | 1.2689e-08 | 0 | 1.2689e-08 | 6.3443e-09 | 0 | 6.3443e-09 | 1.6314e-08 | 0 | 1.6314e-08 | [16 empty] | 7.3.1.3 Ignition probability mapping showing the probability of ignition along the electric lines and equipmentWLDFRAggregatedAggregated | WLDFR | HFTD - Distribution - Tier 3 - 1QU CoRE ¦ 4QU LoRE | Seismic - Red Flag Warning - Catastrophic Fires | Aggregated | Aggregated | 2026 | 1.7404e-08 | 0 | 88.5056 | 1.5404e-06 | 2026 | Mitigation | 0.08575 | 30 | 0 | esc | 0.0012005 | 2.0894e-11 | 0.00060025 | 1.0447e-11 | 0.0015435 | 2.6864e-11
[79 empty] | WLDFR | HFTD - Distribution - Tier 3 - 1QU CoRE ¦ 4QU LoRE | Seismic - Non-Red Flag Warning - Catastrophic Fires | 2044 | 4.8445e-13 | 2.4223e-13 | 6.2287e-13 | 26191.7278 | 544.1291 | 16654.7414 | 8992.8573 | 0 | 0 | 0 | 4.0354e-10 |  | 1.2689e-08 | 0 | 1.2689e-08 | 6.3443e-09 | 0 | 6.3443e-09 | 1.6314e-08 | 0 | 1.6314e-08 | [16 empty] | 7.3.1.3 Ignition probability mapping showing the probability of ignition along the electric lines and equipmentWLDFRAggregatedAggregated | WLDFR | HFTD - Distribution - Tier 3 - 1QU CoRE ¦ 4QU LoRE | Seismic - Red Flag Warning - Catastrophic Fires | Aggregated | Aggregated | 2027 | 1.7404e-08 | 0 | 88.5056 | 1.5404e-06 | 2027 | Mitigation | 0.08575 | 30 | 0 | esc | 0.0012005 | 2.0894e-11 | 0.00060025 | 1.0447e-11 | 0.0015435 | 2.6864e-11
[79 empty] | WLDFR | HFTD - Distribution - Tier 3 - 1QU CoRE ¦ 4QU LoRE | Seismic - Non-Red Flag Warning - Catastrophic Fires | 2045 | 4.8445e-13 | 2.4223e-13 | 6.2287e-13 | 26191.7278 | 544.1291 | 16654.7414 | 8992.8573 | 0 | 0 | 0 | 4.0354e-10 |  | 1.2689e-08 | 0 | 1.2689e-08 | 6.3443e-09 | 0 | 6.3443e-09 | 1.6314e-08 | 0 | 1.6314e-08 | [16 empty] | 7.3.1.3 Ignition probability mapping showing the probability of ignition along the electric lines and equipmentWLDFRAggregatedAggregated | WLDFR | HFTD - Distribution - Tier 3 - 1QU CoRE ¦ 4QU LoRE | Seismic - Red Flag Warning - Catastrophic Fires | Aggregated | Aggregated | 2028 | 1.7404e-08 | 0 | 88.5056 | 1.5404e-06 | 2028 | Mitigation | 0.08575 | 30 | 0 | esc | 0.0012005 | 2.0894e-11 | 0.00060025 | 1.0447e-11 | 0.0015435 | 2.6864e-11
[79 empty] | WLDFR | HFTD - Distribution - Tier 3 - 1QU CoRE ¦ 4QU LoRE | Seismic - Non-Red Flag Warning - Catastrophic Fires | 2046 | 4.8445e-13 | 2.4223e-13 | 6.2287e-13 | 26191.7278 | 544.1291 | 16654.7414 | 8992.8573 | 0 | 0 | 0 | 4.0354e-10 |  | 1.2689e-08 | 0 | 1.2689e-08 | 6.3443e-09 | 0 | 6.3443e-09 | 1.6314e-08 | 0 | 1.6314e-08 | [16 empty] | 7.3.1.3 Ignition probability mapping showing the probability of ignition along the electric lines and equipmentWLDFRAggregatedAggregated | WLDFR | HFTD - Distribution - Tier 3 - 1QU CoRE ¦ 4QU LoRE | Seismic - Red Flag Warning - Catastrophic Fires | Aggregated | Aggregated | 2029 | 1.7404e-08 | 0 | 88.5056 | 1.5404e-06 | 2029 | Mitigation | 0.08575 | 30 | 0 | esc | 0.0012005 | 2.0894e-11 | 0.00060025 | 1.0447e-11 | 0.0015435 | 2.6864e-11
[79 empty] | WLDFR | HFTD - Distribution - Tier 3 - 1QU CoRE ¦ 4QU LoRE | Seismic - Non-Red Flag Warning - Catastrophic Fires | 2047 | 4.8445e-13 | 2.4223e-13 | 6.2287e-13 | 26191.7278 | 544.1291 | 16654.7414 | 8992.8573 | 0 | 0 | 0 | 4.0354e-10 |  | 1.2689e-08 | 0 | 1.2689e-08 | 6.3443e-09 | 0 | 6.3443e-09 | 1.6314e-08 | 0 | 1.6314e-08 | [16 empty] | 7.3.1.3 Ignition probability mapping showing the probability of ignition along the electric lines and equipmentWLDFRAggregatedAggregated | WLDFR | HFTD - Distribution - Tier 3 - 1QU CoRE ¦ 4QU LoRE | Seismic - Red Flag Warning - Catastrophic Fires | Aggregated | Aggregated | 2030 | 1.7404e-08 | 0 | 88.5056 | 1.5404e-06 | 2030 | Mitigation | 0.08575 | 30 | 0 | esc | 0.0012005 | 2.0894e-11 | 0.00060025 | 1.0447e-11 | 0.0015435 | 2.6864e-11
[79 empty] | WLDFR | HFTD - Distribution - Tier 3 - 1QU CoRE ¦ 4QU LoRE | Seismic - Non-Red Flag Warning - Catastrophic Fires | 2048 | 4.8445e-13 | 2.4223e-13 | 6.2287e-13 | 27464.7227 | 578.8407 | 17445.538 | 9440.3441 | 0 | 0 | 0 | 4.0354e-10 |  | 1.3305e-08 | 0 | 1.3305e-08 | 6.6527e-09 | 0 | 6.6527e-09 | 1.7107e-08 | 0 | 1.7107e-08 | [16 empty] | 7.3.1.3 Ignition probability mapping showing the probability of ignition along the electric lines and equipmentWLDFRAggregatedAggregated | WLDFR | HFTD - Distribution - Tier 3 - 1QU CoRE ¦ 4QU LoRE | Seismic - Red Flag Warning - Catastrophic Fires | Aggregated | Aggregated | 2031 | 1.7404e-08 | 0 | 88.5056 | 1.5404e-06 | 2031 | Mitigation | 0.08575 | 30 | 0 | esc | 0.0012005 | 2.0894e-11 | 0.00060025 | 1.0447e-11 | 0.0015435 | 2.6864e-11
[79 empty] | WLDFR | HFTD - Distribution - Tier 3 - 1QU CoRE ¦ 4QU LoRE | Seismic - Non-Red Flag Warning - Catastrophic Fires | 2049 | 4.8445e-13 | 2.4223e-13 | 6.2287e-13 | 27464.7227 | 578.8407 | 17445.538 | 9440.3441 | 0 | 0 | 0 | 4.0354e-10 |  | 1.3305e-08 | 0 | 1.3305e-08 | 6.6527e-09 | 0 | 6.6527e-09 | 1.7107e-08 | 0 | 1.7107e-08 | [16 empty] | 7.3.1.3 Ignition probability mapping showing the probability of ignition along the electric lines and equipmentWLDFRAggregatedAggregated | WLDFR | HFTD - Distribution - Tier 3 - 1QU CoRE ¦ 4QU LoRE | Seismic - Red Flag Warning - Catastrophic Fires | Aggregated | Aggregated | 2032 | 1.7404e-08 | 0 | 88.5056 | 1.5404e-06 | 2032 | Mitigation | 0.08575 | 30 | 0 | esc | 0.0012005 | 2.0894e-11 | 0.00060025 | 1.0447e-11 | 0.0015435 | 2.6864e-11
[79 empty] | WLDFR | HFTD - Distribution - Tier 3 - 1QU CoRE ¦ 4QU LoRE | Seismic - Non-Red Flag Warning - Catastrophic Fires | 2050 | 0 | 2.4223e-13 | 6.2287e-13 | 27464.7227 | 578.8407 | 17445.538 | 9440.3441 | 0 | 0 | 0 | 4.0354e-10 |  | 0 | 0 | 0 | 6.6527e-09 | 0 | 6.6527e-09 | 1.7107e-08 | 0 | 1.7107e-08 | [16 empty] | 7.3.1.3 Ignition probability mapping showing the probability of ignition along the electric lines and equipmentWLDFRAggregatedAggregated | WLDFR | HFTD - Distribution - Tier 3 - 1QU CoRE ¦ 4QU LoRE | Seismic - Red Flag Warning - Catastrophic Fires | Aggregated | Aggregated | 2033 | 1.7404e-08 | 0 | 88.5056 | 1.5404e-06 | 2033 | Mitigation | 0.08575 | 30 | 0 | esc | 0.0012005 | 2.0894e-11 | 0.00060025 | 1.0447e-11 | 0.0015435 | 2.6864e-11
[79 empty] | WLDFR | HFTD - Distribution - Tier 3 - 1QU CoRE ¦ 4QU LoRE | Seismic - Non-Red Flag Warning - Catastrophic Fires | 2051 | 0 | 0 | 6.2287e-13 | 27464.7227 | 578.8407 | 17445.538 | 9440.3441 | 0 | 0 | 0 | 4.0354e-10 |  | 0 | 0 | 0 | 0 | 0 | 0 | 1.7107e-08 | 0 | 1.7107e-08 | [16 empty] | 7.3.1.3 Ignition probability mapping showing the probability of ignition along the electric lines and equipmentWLDFRAggregatedAggregated | WLDFR | HFTD - Distribution - Tier 3 - 1QU CoRE ¦ 4QU LoRE | Seismic - Red Flag Warning - Catastrophic Fires | Aggregated | Aggregated | 2034 | 1.7404e-08 | 0 | 88.5056 | 1.5404e-06 | 2034 | Mitigation | 0.08575 | 30 | 0 | esc | 0.0012005 | 2.0894e-11 | 0.00060025 | 1.0447e-11 | 0.0015435 | 2.6864e-11
[79 empty] | WLDFR | HFTD - Distribution - Tier 3 - 1QU CoRE ¦ 4QU LoRE | Seismic - Red Flag Warning - Catastrophic Fires | 2020 | 2.0894e-11 | 0 | 0 | 21083.8428 | 409.2237 | 13469.0878 | 7205.5313 | 0 | 0 | 0 | 1.7404e-08 |  | 4.4052e-07 | 0 | 4.4052e-07 | 0 | 0 | 0 | 0 | 0 | 0 | [16 empty] | 7.3.1.3 Ignition probability mapping showing the probability of ignition along the electric lines and equipmentWLDFRAggregatedAggregated | WLDFR | HFTD - Distribution - Tier 3 - 1QU CoRE ¦ 4QU LoRE | Seismic - Red Flag Warning - Catastrophic Fires | Aggregated | Aggregated | 2035 | 1.7404e-08 | 0 | 88.5056 | 1.5404e-06 | 2035 | Mitigation | 0.08575 | 30 | 0 | esc | 0.0012005 | 2.0894e-11 | 0.00060025 | 1.0447e-11 | 0.0015435 | 2.6864e-11
[79 empty] | WLDFR | HFTD - Distribution - Tier 3 - 1QU CoRE ¦ 4QU LoRE | Seismic - Red Flag Warning - Catastrophic Fires | 2021 | 2.0894e-11 | 1.0447e-11 | 0 | 21083.8428 | 409.2237 | 13469.0878 | 7205.5313 | 0 | 0 | 0 | 1.7404e-08 |  | 4.4052e-07 | 0 | 4.4052e-07 | 2.2026e-07 | 0 | 2.2026e-07 | 0 | 0 | 0 | [16 empty] | 7.3.1.3 Ignition probability mapping showing the probability of ignition along the electric lines and equipmentWLDFRAggregatedAggregated | WLDFR | HFTD - Distribution - Tier 3 - 1QU CoRE ¦ 4QU LoRE | Seismic - Red Flag Warning - Catastrophic Fires | Aggregated | Aggregated | 2036 | 1.7404e-08 | 0 | 88.5056 | 1.5404e-06 | 2036 | Mitigation | 0.08575 | 30 | 0 | esc | 0.0012005 | 2.0894e-11 | 0.00060025 | 1.0447e-11 | 0.0015435 | 2.6864e-11
[79 empty] | WLDFR | HFTD - Distribution - Tier 3 - 1QU CoRE ¦ 4QU LoRE | Seismic - Red Flag Warning - Catastrophic Fires | 2022 | 2.0894e-11 | 1.0447e-11 | 2.6864e-11 | 21083.8428 | 409.2237 | 13469.0878 | 7205.5313 | 0 | 0 | 0 | 1.7404e-08 |  | 4.4052e-07 | 0 | 4.4052e-07 | 2.2026e-07 | 0 | 2.2026e-07 | 5.6639e-07 | 0 | 5.6639e-07 | [16 empty] | 7.3.1.3 Ignition probability mapping showing the probability of ignition along the electric lines and equipmentWLDFRAggregatedAggregated | WLDFR | HFTD - Distribution - Tier 3 - 1QU CoRE ¦ 4QU LoRE | Seismic - Red Flag Warning - Catastrophic Fires | Aggregated | Aggregated | 2037 | 1.7404e-08 | 0 | 88.5056 | 1.5404e-06 | 2037 | Mitigation | 0.08575 | 30 | 0 | esc | 0.0012005 | 2.0894e-11 | 0.00060025 | 1.0447e-11 | 0.0015435 | 2.6864e-11
[79 empty] | WLDFR | HFTD - Distribution - Tier 3 - 1QU CoRE ¦ 4QU LoRE | Seismic - Red Flag Warning - Catastrophic Fires | 2023 | 2.0894e-11 | 1.0447e-11 | 2.6864e-11 | 21835.9781 | 428.6023 | 13939.561 | 7467.8148 | 0 | 0 | 0 | 1.7404e-08 |  | 4.5624e-07 | 0 | 4.5624e-07 | 2.2812e-07 | 0 | 2.2812e-07 | 5.8659e-07 | 0 | 5.8659e-07 | [16 empty] | 7.3.1.3 Ignition probability mapping showing the probability of ignition along the electric lines and equipmentWLDFRAggregatedAggregated | WLDFR | HFTD - Distribution - Tier 3 - 1QU CoRE ¦ 4QU LoRE | Seismic - Red Flag Warning - Catastrophic Fires | Aggregated | Aggregated | 2038 | 1.7404e-08 | 0 | 88.5056 | 1.5404e-06 | 2038 | Mitigation | 0.08575 | 30 | 0 | esc | 0.0012005 | 2.0894e-11 | 0.00060025 | 1.0447e-11 | 0.0015435 | 2.6864e-11
[79 empty] | WLDFR | HFTD - Distribution - Tier 3 - 1QU CoRE ¦ 4QU LoRE | Seismic - Red Flag Warning - Catastrophic Fires | 2024 | 2.0894e-11 | 1.0447e-11 | 2.6864e-11 | 21835.9781 | 428.6023 | 13939.561 | 7467.8148 | 0 | 0 | 0 | 1.7404e-08 |  | 4.5624e-07 | 0 | 4.5624e-07 | 2.2812e-07 | 0 | 2.2812e-07 | 5.8659e-07 | 0 | 5.8659e-07 | [16 empty] | 7.3.1.3 Ignition probability mapping showing the probability of ignition along the electric lines and equipmentWLDFRAggregatedAggregated | WLDFR | HFTD - Distribution - Tier 3 - 1QU CoRE ¦ 4QU LoRE | Seismic - Red Flag Warning - Catastrophic Fires | Aggregated | Aggregated | 2039 | 1.7404e-08 | 0 | 88.5056 | 1.5404e-06 | 2039 | Mitigation | 0.08575 | 30 | 0 | esc | 0.0012005 | 2.0894e-11 | 0.00060025 | 1.0447e-11 | 0.0015435 | 2.6864e-11
[79 empty] | WLDFR | HFTD - Distribution - Tier 3 - 1QU CoRE ¦ 4QU LoRE | Seismic - Red Flag Warning - Catastrophic Fires | 2025 | 2.0894e-11 | 1.0447e-11 | 2.6864e-11 | 21835.9781 | 428.6023 | 13939.561 | 7467.8148 | 0 | 0 | 0 | 1.7404e-08 |  | 4.5624e-07 | 0 | 4.5624e-07 | 2.2812e-07 | 0 | 2.2812e-07 | 5.8659e-07 | 0 | 5.8659e-07 | [16 empty] | 7.3.1.3 Ignition probability mapping showing the probability of ignition along the electric lines and equipmentWLDFRAggregatedAggregated | WLDFR | HFTD - Distribution - Tier 3 - 1QU CoRE ¦ 4QU LoRE | Seismic - Red Flag Warning - Catastrophic Fires | Aggregated | Aggregated | 2040 | 1.7404e-08 | 0 | 88.5056 | 1.5404e-06 | 2040 | Mitigation | 0.08575 | 30 | 0 | esc | 0.0012005 | 2.0894e-11 | 0.00060025 | 1.0447e-11 | 0.0015435 | 2.6864e-11
[79 empty] | WLDFR | HFTD - Distribution - Tier 3 - 1QU CoRE ¦ 4QU LoRE | Seismic - Red Flag Warning - Catastrophic Fires | 2026 | 2.0894e-11 | 1.0447e-11 | 2.6864e-11 | 21835.9781 | 428.6023 | 13939.561 | 7467.8148 | 0 | 0 | 0 | 1.7404e-08 |  | 4.5624e-07 | 0 | 4.5624e-07 | 2.2812e-07 | 0 | 2.2812e-07 | 5.8659e-07 | 0 | 5.8659e-07 | [16 empty] | 7.3.1.3 Ignition probability mapping showing the probability of ignition along the electric lines and equipmentWLDFRAggregatedAggregated | WLDFR | HFTD - Distribution - Tier 3 - 1QU CoRE ¦ 4QU LoRE | Seismic - Red Flag Warning - Catastrophic Fires | Aggregated | Aggregated | 2041 | 1.7404e-08 | 0 | 88.5056 | 1.5404e-06 | 2041 | Mitigation | 0.08575 | 30 | 0 | esc | 0.0012005 | 2.0894e-11 | 0.00060025 | 1.0447e-11 | 0.0015435 | 2.6864e-11
[79 empty] | WLDFR | HFTD - Distribution - Tier 3 - 1QU CoRE ¦ 4QU LoRE | Seismic - Red Flag Warning - Catastrophic Fires | 2027 | 2.0894e-11 | 1.0447e-11 | 2.6864e-11 | 21835.9781 | 428.6023 | 13939.561 | 7467.8148 | 0 | 0 | 0 | 1.7404e-08 |  | 4.5624e-07 | 0 | 4.5624e-07 | 2.2812e-07 | 0 | 2.2812e-07 | 5.8659e-07 | 0 | 5.8659e-07 | [16 empty] | 7.3.1.3 Ignition probability mapping showing the probability of ignition along the electric lines and equipmentWLDFRAggregatedAggregated | WLDFR | HFTD - Distribution - Tier 3 - 1QU CoRE ¦ 4QU LoRE | Seismic - Red Flag Warning - Catastrophic Fires | Aggregated | Aggregated | 2042 | 1.7404e-08 | 0 | 88.5056 | 1.5404e-06 | 2042 | Mitigation | 0.08575 | 30 | 0 | esc | 0.0012005 | 2.0894e-11 | 0.00060025 | 1.0447e-11 | 0.0015435 | 2.6864e-11
[79 empty] | WLDFR | HFTD - Distribution - Tier 3 - 1QU CoRE ¦ 4QU LoRE | Seismic - Red Flag Warning - Catastrophic Fires | 2028 | 2.0894e-11 | 1.0447e-11 | 2.6864e-11 | 22783.187 | 453.261 | 14531.3357 | 7798.5904 | 0 | 0 | 0 | 1.7404e-08 |  | 4.7603e-07 | 0 | 4.7603e-07 | 2.3801e-07 | 0 | 2.3801e-07 | 6.1204e-07 | 0 | 6.1204e-07 | [16 empty] | 7.3.1.3 Ignition probability mapping showing the probability of ignition along the electric lines and equipmentWLDFRAggregatedAggregated | WLDFR | HFTD - Distribution - Tier 3 - 1QU CoRE ¦ 4QU LoRE | Seismic - Red Flag Warning - Catastrophic Fires | Aggregated | Aggregated | 2043 | 1.7404e-08 | 0 | 88.5056 | 1.5404e-06 | 2043 | Mitigation | 0.08575 | 30 | 0 | esc | 0.0012005 | 2.0894e-11 | 0.00060025 | 1.0447e-11 | 0.0015435 | 2.6864e-11
[79 empty] | WLDFR | HFTD - Distribution - Tier 3 - 1QU CoRE ¦ 4QU LoRE | Seismic - Red Flag Warning - Catastrophic Fires | 2029 | 2.0894e-11 | 1.0447e-11 | 2.6864e-11 | 22783.187 | 453.261 | 14531.3357 | 7798.5904 | 0 | 0 | 0 | 1.7404e-08 |  | 4.7603e-07 | 0 | 4.7603e-07 | 2.3801e-07 | 0 | 2.3801e-07 | 6.1204e-07 | 0 | 6.1204e-07 | [16 empty] | 7.3.1.3 Ignition probability mapping showing the probability of ignition along the electric lines and equipmentWLDFRAggregatedAggregated | WLDFR | HFTD - Distribution - Tier 3 - 1QU CoRE ¦ 4QU LoRE | Seismic - Red Flag Warning - Catastrophic Fires | Aggregated | Aggregated | 2044 | 1.7404e-08 | 0 | 88.5056 | 1.5404e-06 | 2044 | Mitigation | 0.08575 | 30 | 0 | esc | 0.0012005 | 2.0894e-11 | 0.00060025 | 1.0447e-11 | 0.0015435 | 2.6864e-11
[79 empty] | WLDFR | HFTD - Distribution - Tier 3 - 1QU CoRE ¦ 4QU LoRE | Seismic - Red Flag Warning - Catastrophic Fires | 2030 | 2.0894e-11 | 1.0447e-11 | 2.6864e-11 | 22783.187 | 453.261 | 14531.3357 | 7798.5904 | 0 | 0 | 0 | 1.7404e-08 |  | 4.7603e-07 | 0 | 4.7603e-07 | 2.3801e-07 | 0 | 2.3801e-07 | 6.1204e-07 | 0 | 6.1204e-07 | [16 empty] | 7.3.1.3 Ignition probability mapping showing the probability of ignition along the electric lines and equipmentWLDFRAggregatedAggregated | WLDFR | HFTD - Distribution - Tier 3 - 1QU CoRE ¦ 4QU LoRE | Seismic - Red Flag Warning - Catastrophic Fires | Aggregated | Aggregated | 2045 | 1.7404e-08 | 0 | 88.5056 | 1.5404e-06 | 2045 | Mitigation | 0.08575 | 30 | 0 | esc | 0.0012005 | 2.0894e-11 | 0.00060025 | 1.0447e-11 | 0.0015435 | 2.6864e-11
[79 empty] | WLDFR | HFTD - Distribution - Tier 3 - 1QU CoRE ¦ 4QU LoRE | Seismic - Red Flag Warning - Catastrophic Fires | 2031 | 2.0894e-11 | 1.0447e-11 | 2.6864e-11 | 22783.187 | 453.261 | 14531.3357 | 7798.5904 | 0 | 0 | 0 | 1.7404e-08 |  | 4.7603e-07 | 0 | 4.7603e-07 | 2.3801e-07 | 0 | 2.3801e-07 | 6.1204e-07 | 0 | 6.1204e-07 | [16 empty] | 7.3.1.3 Ignition probability mapping showing the probability of ignition along the electric lines and equipmentWLDFRAggregatedAggregated | WLDFR | HFTD - Distribution - Tier 3 - 1QU CoRE ¦ 4QU LoRE | Seismic - Red Flag Warning - Catastrophic Fires | Aggregated | Aggregated | 2046 | 1.7404e-08 | 0 | 88.5056 | 1.5404e-06 | 2046 | Mitigation | 0.08575 | 30 | 0 | esc | 0.0012005 | 2.0894e-11 | 0.00060025 | 1.0447e-11 | 0.0015435 | 2.6864e-11
[79 empty] | WLDFR | HFTD - Distribution - Tier 3 - 1QU CoRE ¦ 4QU LoRE | Seismic - Red Flag Warning - Catastrophic Fires | 2032 | 2.0894e-11 | 1.0447e-11 | 2.6864e-11 | 22783.187 | 453.261 | 14531.3357 | 7798.5904 | 0 | 0 | 0 | 1.7404e-08 |  | 4.7603e-07 | 0 | 4.7603e-07 | 2.3801e-07 | 0 | 2.3801e-07 | 6.1204e-07 | 0 | 6.1204e-07 | [16 empty] | 7.3.1.3 Ignition probability mapping showing the probability of ignition along the electric lines and equipmentWLDFRAggregatedAggregated | WLDFR | HFTD - Distribution - Tier 3 - 1QU CoRE ¦ 4QU LoRE | Seismic - Red Flag Warning - Catastrophic Fires | Aggregated | Aggregated | 2047 | 1.7404e-08 | 0 | 88.5056 | 1.5404e-06 | 2047 | Mitigation | 0.08575 | 30 | 0 | esc | 0.0012005 | 2.0894e-11 | 0.00060025 | 1.0447e-11 | 0.0015435 | 2.6864e-11
[79 empty] | WLDFR | HFTD - Distribution - Tier 3 - 1QU CoRE ¦ 4QU LoRE | Seismic - Red Flag Warning - Catastrophic Fires | 2033 | 2.0894e-11 | 1.0447e-11 | 2.6864e-11 | 23835.2641 | 480.9649 | 15187.7294 | 8166.5698 | 0 | 0 | 0 | 1.7404e-08 |  | 4.9801e-07 | 0 | 4.9801e-07 | 2.4901e-07 | 0 | 2.4901e-07 | 6.403e-07 | 0 | 6.403e-07 | [16 empty] | 7.3.1.3 Ignition probability mapping showing the probability of ignition along the electric lines and equipmentWLDFRAggregatedAggregated | WLDFR | HFTD - Distribution - Tier 3 - 1QU CoRE ¦ 4QU LoRE | Seismic - Red Flag Warning - Catastrophic Fires | Aggregated | Aggregated | 2048 | 1.7404e-08 | 0 | 88.5056 | 1.5404e-06 | 2048 | Mitigation | 0.08575 | 30 | 0 | esc | 0.0012005 | 2.0894e-11 | 0.00060025 | 1.0447e-11 | 0.0015435 | 2.6864e-11
[79 empty] | WLDFR | HFTD - Distribution - Tier 3 - 1QU CoRE ¦ 4QU LoRE | Seismic - Red Flag Warning - Catastrophic Fires | 2034 | 2.0894e-11 | 1.0447e-11 | 2.6864e-11 | 23835.2641 | 480.9649 | 15187.7294 | 8166.5698 | 0 | 0 | 0 | 1.7404e-08 |  | 4.9801e-07 | 0 | 4.9801e-07 | 2.4901e-07 | 0 | 2.4901e-07 | 6.403e-07 | 0 | 6.403e-07 | [16 empty] | 7.3.1.3 Ignition probability mapping showing the probability of ignition along the electric lines and equipmentWLDFRAggregatedAggregated | WLDFR | HFTD - Distribution - Tier 3 - 1QU CoRE ¦ 4QU LoRE | Seismic - Red Flag Warning - Catastrophic Fires | Aggregated | Aggregated | 2049 | 1.7404e-08 | 0 | 88.5056 | 1.5404e-06 | 2049 | Mitigation | 0.08575 | 30 | 0 | esc | 0.0012005 | 2.0894e-11 | 0.00060025 | 1.0447e-11 | 0.0015435 | 2.6864e-11
[79 empty] | WLDFR | HFTD - Distribution - Tier 3 - 1QU CoRE ¦ 4QU LoRE | Seismic - Red Flag Warning - Catastrophic Fires | 2035 | 2.0894e-11 | 1.0447e-11 | 2.6864e-11 | 23835.2641 | 480.9649 | 15187.7294 | 8166.5698 | 0 | 0 | 0 | 1.7404e-08 |  | 4.9801e-07 | 0 | 4.9801e-07 | 2.4901e-07 | 0 | 2.4901e-07 | 6.403e-07 | 0 | 6.403e-07 | [16 empty] | 7.3.1.3 Ignition probability mapping showing the probability of ignition along the electric lines and equipmentWLDFRAggregatedAggregated | WLDFR | HFTD - Distribution - Tier 3 - 1QU CoRE ¦ 4QU LoRE | Seismic - Red Flag Warning - Catastrophic Fires | Aggregated | Aggregated | 2050 | 1.7404e-08 | 0 | 88.5056 | 1.5404e-06 | 2050 | Mitigation | 0.08575 | 30 | 0 | esc | 0 | 0 | 0.00060025 | 1.0447e-11 | 0.0015435 | 2.6864e-11
[79 empty] | WLDFR | HFTD - Distribution - Tier 3 - 1QU CoRE ¦ 4QU LoRE | Seismic - Red Flag Warning - Catastrophic Fires | 2036 | 2.0894e-11 | 1.0447e-11 | 2.6864e-11 | 23835.2641 | 480.9649 | 15187.7294 | 8166.5698 | 0 | 0 | 0 | 1.7404e-08 |  | 4.9801e-07 | 0 | 4.9801e-07 | 2.4901e-07 | 0 | 2.4901e-07 | 6.403e-07 | 0 | 6.403e-07 | [16 empty] | 7.3.1.3 Ignition probability mapping showing the probability of ignition along the electric lines and equipmentWLDFRAggregatedAggregated | WLDFR | HFTD - Distribution - Tier 3 - 1QU CoRE ¦ 4QU LoRE | Seismic - Red Flag Warning - Catastrophic Fires | Aggregated | Aggregated | 2051 | 1.7404e-08 | 0 | 88.5056 | 1.5404e-06 | 2051 | Mitigation | 0.08575 | 30 | 0 | esc | 0 | 0 | 0 | 0 | 0.0015435 | 2.6864e-11
[79 empty] | WLDFR | HFTD - Distribution - Tier 3 - 1QU CoRE ¦ 4QU LoRE | Seismic - Red Flag Warning - Catastrophic Fires | 2037 | 2.0894e-11 | 1.0447e-11 | 2.6864e-11 | 23835.2641 | 480.9649 | 15187.7294 | 8166.5698 | 0 | 0 | 0 | 1.7404e-08 |  | 4.9801e-07 | 0 | 4.9801e-07 | 2.4901e-07 | 0 | 2.4901e-07 | 6.403e-07 | 0 | 6.403e-07 | [16 empty] | 7.3.1.3 Ignition probability mapping showing the probability of ignition along the electric lines and equipmentWLDFRAggregatedAggregated | WLDFR | HFTD - Distribution - Tier 3 - 1QU CoRE ¦ 5QU LoRE | Non-Red Flag Warning - Catastrophic Fires | Aggregated | Aggregated | 2021 | 2.6885e-06 | 0 | 88.4245 | 0.00023773 | 2021 | Mitigation | 0.08575 | 30 | 0 | esc | 0.0012005 | 3.2276e-09 | 0.00060025 | 1.6138e-09 | 0 | 0
[79 empty] | WLDFR | HFTD - Distribution - Tier 3 - 1QU CoRE ¦ 4QU LoRE | Seismic - Red Flag Warning - Catastrophic Fires | 2038 | 2.0894e-11 | 1.0447e-11 | 2.6864e-11 | 24976.6418 | 511.3745 | 15898.8237 | 8566.4437 | 0 | 0 | 0 | 1.7404e-08 |  | 5.2186e-07 | 0 | 5.2186e-07 | 2.6093e-07 | 0 | 2.6093e-07 | 6.7096e-07 | 0 | 6.7096e-07 | [16 empty] | 7.3.1.3 Ignition probability mapping showing the probability of ignition along the electric lines and equipmentWLDFRAggregatedAggregated | WLDFR | HFTD - Distribution - Tier 3 - 1QU CoRE ¦ 5QU LoRE | Non-Red Flag Warning - Catastrophic Fires | Aggregated | Aggregated | 2022 | 2.6885e-06 | 0 | 88.4245 | 0.00023773 | 2022 | Mitigation | 0.08575 | 30 | 0 | esc | 0.0012005 | 3.2276e-09 | 0.00060025 | 1.6138e-09 | 0.0015435 | 4.1498e-09
[79 empty] | WLDFR | HFTD - Distribution - Tier 3 - 1QU CoRE ¦ 4QU LoRE | Seismic - Red Flag Warning - Catastrophic Fires | 2039 | 2.0894e-11 | 1.0447e-11 | 2.6864e-11 | 24976.6418 | 511.3745 | 15898.8237 | 8566.4437 | 0 | 0 | 0 | 1.7404e-08 |  | 5.2186e-07 | 0 | 5.2186e-07 | 2.6093e-07 | 0 | 2.6093e-07 | 6.7096e-07 | 0 | 6.7096e-07 | [16 empty] | 7.3.1.3 Ignition probability mapping showing the probability of ignition along the electric lines and equipmentWLDFRAggregatedAggregated | WLDFR | HFTD - Distribution - Tier 3 - 1QU CoRE ¦ 5QU LoRE | Non-Red Flag Warning - Catastrophic Fires | Aggregated | Aggregated | 2023 | 2.6885e-06 | 0 | 88.4245 | 0.00023773 | 2023 | Mitigation | 0.08575 | 30 | 0 | esc | 0.0012005 | 3.2276e-09 | 0.00060025 | 1.6138e-09 | 0.0015435 | 4.1498e-09
[79 empty] | WLDFR | HFTD - Distribution - Tier 3 - 1QU CoRE ¦ 4QU LoRE | Seismic - Red Flag Warning - Catastrophic Fires | 2040 | 2.0894e-11 | 1.0447e-11 | 2.6864e-11 | 24976.6418 | 511.3745 | 15898.8237 | 8566.4437 | 0 | 0 | 0 | 1.7404e-08 |  | 5.2186e-07 | 0 | 5.2186e-07 | 2.6093e-07 | 0 | 2.6093e-07 | 6.7096e-07 | 0 | 6.7096e-07 | [16 empty] | 7.3.1.3 Ignition probability mapping showing the probability of ignition along the electric lines and equipmentWLDFRAggregatedAggregated | WLDFR | HFTD - Distribution - Tier 3 - 1QU CoRE ¦ 5QU LoRE | Non-Red Flag Warning - Catastrophic Fires | Aggregated | Aggregated | 2024 | 2.6885e-06 | 0 | 88.4245 | 0.00023773 | 2024 | Mitigation | 0.08575 | 30 | 0 | esc | 0.0012005 | 3.2276e-09 | 0.00060025 | 1.6138e-09 | 0.0015435 | 4.1498e-09
[79 empty] | WLDFR | HFTD - Distribution - Tier 3 - 1QU CoRE ¦ 4QU LoRE | Seismic - Red Flag Warning - Catastrophic Fires | 2041 | 2.0894e-11 | 1.0447e-11 | 2.6864e-11 | 24976.6418 | 511.3745 | 15898.8237 | 8566.4437 | 0 | 0 | 0 | 1.7404e-08 |  | 5.2186e-07 | 0 | 5.2186e-07 | 2.6093e-07 | 0 | 2.6093e-07 | 6.7096e-07 | 0 | 6.7096e-07 | [16 empty] | 7.3.1.3 Ignition probability mapping showing the probability of ignition along the electric lines and equipmentWLDFRAggregatedAggregated | WLDFR | HFTD - Distribution - Tier 3 - 1QU CoRE ¦ 5QU LoRE | Non-Red Flag Warning - Catastrophic Fires | Aggregated | Aggregated | 2025 | 2.6885e-06 | 0 | 88.4245 | 0.00023773 | 2025 | Mitigation | 0.08575 | 30 | 0 | esc | 0.0012005 | 3.2276e-09 | 0.00060025 | 1.6138e-09 | 0.0015435 | 4.1498e-09
[79 empty] | WLDFR | HFTD - Distribution - Tier 3 - 1QU CoRE ¦ 4QU LoRE | Seismic - Red Flag Warning - Catastrophic Fires | 2042 | 2.0894e-11 | 1.0447e-11 | 2.6864e-11 | 24976.6418 | 511.3745 | 15898.8237 | 8566.4437 | 0 | 0 | 0 | 1.7404e-08 |  | 5.2186e-07 | 0 | 5.2186e-07 | 2.6093e-07 | 0 | 2.6093e-07 | 6.7096e-07 | 0 | 6.7096e-07 | [16 empty] | 7.3.1.3 Ignition probability mapping showing the probability of ignition along the electric lines and equipmentWLDFRAggregatedAggregated | WLDFR | HFTD - Distribution - Tier 3 - 1QU CoRE ¦ 5QU LoRE | Non-Red Flag Warning - Catastrophic Fires | Aggregated | Aggregated | 2026 | 2.6885e-06 | 0 | 88.4245 | 0.00023773 | 2026 | Mitigation | 0.08575 | 30 | 0 | esc | 0.0012005 | 3.2276e-09 | 0.00060025 | 1.6138e-09 | 0.0015435 | 4.1498e-09
[79 empty] | WLDFR | HFTD - Distribution - Tier 3 - 1QU CoRE ¦ 4QU LoRE | Seismic - Red Flag Warning - Catastrophic Fires | 2043 | 2.0894e-11 | 1.0447e-11 | 2.6864e-11 | 26191.7278 | 544.1291 | 16654.7414 | 8992.8573 | 0 | 0 | 0 | 1.7404e-08 |  | 5.4725e-07 | 0 | 5.4725e-07 | 2.7362e-07 | 0 | 2.7362e-07 | 7.036e-07 | 0 | 7.036e-07 | [16 empty] | 7.3.1.3 Ignition probability mapping showing the probability of ignition along the electric lines and equipmentWLDFRAggregatedAggregated | WLDFR | HFTD - Distribution - Tier 3 - 1QU CoRE ¦ 5QU LoRE | Non-Red Flag Warning - Catastrophic Fires | Aggregated | Aggregated | 2027 | 2.6885e-06 | 0 | 88.4245 | 0.00023773 | 2027 | Mitigation | 0.08575 | 30 | 0 | esc | 0.0012005 | 3.2276e-09 | 0.00060025 | 1.6138e-09 | 0.0015435 | 4.1498e-09
[79 empty] | WLDFR | HFTD - Distribution - Tier 3 - 1QU CoRE ¦ 4QU LoRE | Seismic - Red Flag Warning - Catastrophic Fires | 2044 | 2.0894e-11 | 1.0447e-11 | 2.6864e-11 | 26191.7278 | 544.1291 | 16654.7414 | 8992.8573 | 0 | 0 | 0 | 1.7404e-08 |  | 5.4725e-07 | 0 | 5.4725e-07 | 2.7362e-07 | 0 | 2.7362e-07 | 7.036e-07 | 0 | 7.036e-07 | [16 empty] | 7.3.1.3 Ignition probability mapping showing the probability of ignition along the electric lines and equipmentWLDFRAggregatedAggregated | WLDFR | HFTD - Distribution - Tier 3 - 1QU CoRE ¦ 5QU LoRE | Non-Red Flag Warning - Catastrophic Fires | Aggregated | Aggregated | 2028 | 2.6885e-06 | 0 | 88.4245 | 0.00023773 | 2028 | Mitigation | 0.08575 | 30 | 0 | esc | 0.0012005 | 3.2276e-09 | 0.00060025 | 1.6138e-09 | 0.0015435 | 4.1498e-09
[79 empty] | WLDFR | HFTD - Distribution - Tier 3 - 1QU CoRE ¦ 4QU LoRE | Seismic - Red Flag Warning - Catastrophic Fires | 2045 | 2.0894e-11 | 1.0447e-11 | 2.6864e-11 | 26191.7278 | 544.1291 | 16654.7414 | 8992.8573 | 0 | 0 | 0 | 1.7404e-08 |  | 5.4725e-07 | 0 | 5.4725e-07 | 2.7362e-07 | 0 | 2.7362e-07 | 7.036e-07 | 0 | 7.036e-07 | [16 empty] | 7.3.1.3 Ignition probability mapping showing the probability of ignition along the electric lines and equipmentWLDFRAggregatedAggregated | WLDFR | HFTD - Distribution - Tier 3 - 1QU CoRE ¦ 5QU LoRE | Non-Red Flag Warning - Catastrophic Fires | Aggregated | Aggregated | 2029 | 2.6885e-06 | 0 | 88.4245 | 0.00023773 | 2029 | Mitigation | 0.08575 | 30 | 0 | esc | 0.0012005 | 3.2276e-09 | 0.00060025 | 1.6138e-09 | 0.0015435 | 4.1498e-09
[79 empty] | WLDFR | HFTD - Distribution - Tier 3 - 1QU CoRE ¦ 4QU LoRE | Seismic - Red Flag Warning - Catastrophic Fires | 2046 | 2.0894e-11 | 1.0447e-11 | 2.6864e-11 | 26191.7278 | 544.1291 | 16654.7414 | 8992.8573 | 0 | 0 | 0 | 1.7404e-08 |  | 5.4725e-07 | 0 | 5.4725e-07 | 2.7362e-07 | 0 | 2.7362e-07 | 7.036e-07 | 0 | 7.036e-07 | [16 empty] | 7.3.1.3 Ignition probability mapping showing the probability of ignition along the electric lines and equipmentWLDFRAggregatedAggregated | WLDFR | HFTD - Distribution - Tier 3 - 1QU CoRE ¦ 5QU LoRE | Non-Red Flag Warning - Catastrophic Fires | Aggregated | Aggregated | 2030 | 2.6885e-06 | 0 | 88.4245 | 0.00023773 | 2030 | Mitigation | 0.08575 | 30 | 0 | esc | 0.0012005 | 3.2276e-09 | 0.00060025 | 1.6138e-09 | 0.0015435 | 4.1498e-09
[79 empty] | WLDFR | HFTD - Distribution - Tier 3 - 1QU CoRE ¦ 4QU LoRE | Seismic - Red Flag Warning - Catastrophic Fires | 2047 | 2.0894e-11 | 1.0447e-11 | 2.6864e-11 | 26191.7278 | 544.1291 | 16654.7414 | 8992.8573 | 0 | 0 | 0 | 1.7404e-08 |  | 5.4725e-07 | 0 | 5.4725e-07 | 2.7362e-07 | 0 | 2.7362e-07 | 7.036e-07 | 0 | 7.036e-07 | [16 empty] | 7.3.1.3 Ignition probability mapping showing the probability of ignition along the electric lines and equipmentWLDFRAggregatedAggregated | WLDFR | HFTD - Distribution - Tier 3 - 1QU CoRE ¦ 5QU LoRE | Non-Red Flag Warning - Catastrophic Fires | Aggregated | Aggregated | 2031 | 2.6885e-06 | 0 | 88.4245 | 0.00023773 | 2031 | Mitigation | 0.08575 | 30 | 0 | esc | 0.0012005 | 3.2276e-09 | 0.00060025 | 1.6138e-09 | 0.0015435 | 4.1498e-09
[79 empty] | WLDFR | HFTD - Distribution - Tier 3 - 1QU CoRE ¦ 4QU LoRE | Seismic - Red Flag Warning - Catastrophic Fires | 2048 | 2.0894e-11 | 1.0447e-11 | 2.6864e-11 | 27464.7227 | 578.8407 | 17445.538 | 9440.3441 | 0 | 0 | 0 | 1.7404e-08 |  | 5.7384e-07 | 0 | 5.7384e-07 | 2.8692e-07 | 0 | 2.8692e-07 | 7.378e-07 | 0 | 7.378e-07 | [16 empty] | 7.3.1.3 Ignition probability mapping showing the probability of ignition along the electric lines and equipmentWLDFRAggregatedAggregated | WLDFR | HFTD - Distribution - Tier 3 - 1QU CoRE ¦ 5QU LoRE | Non-Red Flag Warning - Catastrophic Fires | Aggregated | Aggregated | 2032 | 2.6885e-06 | 0 | 88.4245 | 0.00023773 | 2032 | Mitigation | 0.08575 | 30 | 0 | esc | 0.0012005 | 3.2276e-09 | 0.00060025 | 1.6138e-09 | 0.0015435 | 4.1498e-09
[79 empty] | WLDFR | HFTD - Distribution - Tier 3 - 1QU CoRE ¦ 4QU LoRE | Seismic - Red Flag Warning - Catastrophic Fires | 2049 | 2.0894e-11 | 1.0447e-11 | 2.6864e-11 | 27464.7227 | 578.8407 | 17445.538 | 9440.3441 | 0 | 0 | 0 | 1.7404e-08 |  | 5.7384e-07 | 0 | 5.7384e-07 | 2.8692e-07 | 0 | 2.8692e-07 | 7.378e-07 | 0 | 7.378e-07 | [16 empty] | 7.3.1.3 Ignition probability mapping showing the probability of ignition along the electric lines and equipmentWLDFRAggregatedAggregated | WLDFR | HFTD - Distribution - Tier 3 - 1QU CoRE ¦ 5QU LoRE | Non-Red Flag Warning - Catastrophic Fires | Aggregated | Aggregated | 2033 | 2.6885e-06 | 0 | 88.4245 | 0.00023773 | 2033 | Mitigation | 0.08575 | 30 | 0 | esc | 0.0012005 | 3.2276e-09 | 0.00060025 | 1.6138e-09 | 0.0015435 | 4.1498e-09
[79 empty] | WLDFR | HFTD - Distribution - Tier 3 - 1QU CoRE ¦ 4QU LoRE | Seismic - Red Flag Warning - Catastrophic Fires | 2050 | 0 | 1.0447e-11 | 2.6864e-11 | 27464.7227 | 578.8407 | 17445.538 | 9440.3441 | 0 | 0 | 0 | 1.7404e-08 |  | 0 | 0 | 0 | 2.8692e-07 | 0 | 2.8692e-07 | 7.378e-07 | 0 | 7.378e-07 | [16 empty] | 7.3.1.3 Ignition probability mapping showing the probability of ignition along the electric lines and equipmentWLDFRAggregatedAggregated | WLDFR | HFTD - Distribution - Tier 3 - 1QU CoRE ¦ 5QU LoRE | Non-Red Flag Warning - Catastrophic Fires | Aggregated | Aggregated | 2034 | 2.6885e-06 | 0 | 88.4245 | 0.00023773 | 2034 | Mitigation | 0.08575 | 30 | 0 | esc | 0.0012005 | 3.2276e-09 | 0.00060025 | 1.6138e-09 | 0.0015435 | 4.1498e-09
[79 empty] | WLDFR | HFTD - Distribution - Tier 3 - 1QU CoRE ¦ 4QU LoRE | Seismic - Red Flag Warning - Catastrophic Fires | 2051 | 0 | 0 | 2.6864e-11 | 27464.7227 | 578.8407 | 17445.538 | 9440.3441 | 0 | 0 | 0 | 1.7404e-08 |  | 0 | 0 | 0 | 0 | 0 | 0 | 7.378e-07 | 0 | 7.378e-07 | [16 empty] | 7.3.1.3 Ignition probability mapping showing the probability of ignition along the electric lines and equipmentWLDFRAggregatedAggregated | WLDFR | HFTD - Distribution - Tier 3 - 1QU CoRE ¦ 5QU LoRE | Non-Red Flag Warning - Catastrophic Fires | Aggregated | Aggregated | 2035 | 2.6885e-06 | 0 | 88.4245 | 0.00023773 | 2035 | Mitigation | 0.08575 | 30 | 0 | esc | 0.0012005 | 3.2276e-09 | 0.00060025 | 1.6138e-09 | 0.0015435 | 4.1498e-09
[79 empty] | WLDFR | HFTD - Distribution - Tier 3 - 1QU CoRE ¦ 5QU LoRE | Non-Red Flag Warning - Catastrophic Fires | 2020 | 3.2276e-09 | 0 | 0 | 14146.1306 | 222.2294 | 8585.7228 | 5338.1784 | 0 | 0 | 0 | 2.6885e-06 |  | 4.5658e-05 | 0 | 4.5658e-05 | 0 | 0 | 0 | 0 | 0 | 0 | [16 empty] | 7.3.1.3 Ignition probability mapping showing the probability of ignition along the electric lines and equipmentWLDFRAggregatedAggregated | WLDFR | HFTD - Distribution - Tier 3 - 1QU CoRE ¦ 5QU LoRE | Non-Red Flag Warning - Catastrophic Fires | Aggregated | Aggregated | 2036 | 2.6885e-06 | 0 | 88.4245 | 0.00023773 | 2036 | Mitigation | 0.08575 | 30 | 0 | esc | 0.0012005 | 3.2276e-09 | 0.00060025 | 1.6138e-09 | 0.0015435 | 4.1498e-09
[79 empty] | WLDFR | HFTD - Distribution - Tier 3 - 1QU CoRE ¦ 5QU LoRE | Non-Red Flag Warning - Catastrophic Fires | 2021 | 3.2276e-09 | 1.6138e-09 | 0 | 14146.1306 | 222.2294 | 8585.7228 | 5338.1784 | 0 | 0 | 0 | 2.6885e-06 |  | 4.5658e-05 | 0 | 4.5658e-05 | 2.2829e-05 | 0 | 2.2829e-05 | 0 | 0 | 0 | [16 empty] | 7.3.1.3 Ignition probability mapping showing the probability of ignition along the electric lines and equipmentWLDFRAggregatedAggregated | WLDFR | HFTD - Distribution - Tier 3 - 1QU CoRE ¦ 5QU LoRE | Non-Red Flag Warning - Catastrophic Fires | Aggregated | Aggregated | 2037 | 2.6885e-06 | 0 | 88.4245 | 0.00023773 | 2037 | Mitigation | 0.08575 | 30 | 0 | esc | 0.0012005 | 3.2276e-09 | 0.00060025 | 1.6138e-09 | 0.0015435 | 4.1498e-09
[79 empty] | WLDFR | HFTD - Distribution - Tier 3 - 1QU CoRE ¦ 5QU LoRE | Non-Red Flag Warning - Catastrophic Fires | 2022 | 3.2276e-09 | 1.6138e-09 | 4.1498e-09 | 14146.1306 | 222.2294 | 8585.7228 | 5338.1784 | 0 | 0 | 0 | 2.6885e-06 |  | 4.5658e-05 | 0 | 4.5658e-05 | 2.2829e-05 | 0 | 2.2829e-05 | 5.8703e-05 | 0 | 5.8703e-05 | [16 empty] | 7.3.1.3 Ignition probability mapping showing the probability of ignition along the electric lines and equipmentWLDFRAggregatedAggregated | WLDFR | HFTD - Distribution - Tier 3 - 1QU CoRE ¦ 5QU LoRE | Non-Red Flag Warning - Catastrophic Fires | Aggregated | Aggregated | 2038 | 2.6885e-06 | 0 | 88.4245 | 0.00023773 | 2038 | Mitigation | 0.08575 | 30 | 0 | esc | 0.0012005 | 3.2276e-09 | 0.00060025 | 1.6138e-09 | 0.0015435 | 4.1498e-09
[79 empty] | WLDFR | HFTD - Distribution - Tier 3 - 1QU CoRE ¦ 5QU LoRE | Non-Red Flag Warning - Catastrophic Fires | 2023 | 3.2276e-09 | 1.6138e-09 | 4.1498e-09 | 14664.6376 | 233.2301 | 8896.516 | 5534.8915 | 0 | 0 | 0 | 2.6885e-06 |  | 4.7332e-05 | 0 | 4.7332e-05 | 2.3666e-05 | 0 | 2.3666e-05 | 6.0855e-05 | 0 | 6.0855e-05 | [16 empty] | 7.3.1.3 Ignition probability mapping showing the probability of ignition along the electric lines and equipmentWLDFRAggregatedAggregated | WLDFR | HFTD - Distribution - Tier 3 - 1QU CoRE ¦ 5QU LoRE | Non-Red Flag Warning - Catastrophic Fires | Aggregated | Aggregated | 2039 | 2.6885e-06 | 0 | 88.4245 | 0.00023773 | 2039 | Mitigation | 0.08575 | 30 | 0 | esc | 0.0012005 | 3.2276e-09 | 0.00060025 | 1.6138e-09 | 0.0015435 | 4.1498e-09
[79 empty] | WLDFR | HFTD - Distribution - Tier 3 - 1QU CoRE ¦ 5QU LoRE | Non-Red Flag Warning - Catastrophic Fires | 2024 | 3.2276e-09 | 1.6138e-09 | 4.1498e-09 | 14664.6376 | 233.2301 | 8896.516 | 5534.8915 | 0 | 0 | 0 | 2.6885e-06 |  | 4.7332e-05 | 0 | 4.7332e-05 | 2.3666e-05 | 0 | 2.3666e-05 | 6.0855e-05 | 0 | 6.0855e-05 | [16 empty] | 7.3.1.3 Ignition probability mapping showing the probability of ignition along the electric lines and equipmentWLDFRAggregatedAggregated | WLDFR | HFTD - Distribution - Tier 3 - 1QU CoRE ¦ 5QU LoRE | Non-Red Flag Warning - Catastrophic Fires | Aggregated | Aggregated | 2040 | 2.6885e-06 | 0 | 88.4245 | 0.00023773 | 2040 | Mitigation | 0.08575 | 30 | 0 | esc | 0.0012005 | 3.2276e-09 | 0.00060025 | 1.6138e-09 | 0.0015435 | 4.1498e-09
[79 empty] | WLDFR | HFTD - Distribution - Tier 3 - 1QU CoRE ¦ 5QU LoRE | Non-Red Flag Warning - Catastrophic Fires | 2025 | 3.2276e-09 | 1.6138e-09 | 4.1498e-09 | 14664.6376 | 233.2301 | 8896.516 | 5534.8915 | 0 | 0 | 0 | 2.6885e-06 |  | 4.7332e-05 | 0 | 4.7332e-05 | 2.3666e-05 | 0 | 2.3666e-05 | 6.0855e-05 | 0 | 6.0855e-05 | [16 empty] | 7.3.1.3 Ignition probability mapping showing the probability of ignition along the electric lines and equipmentWLDFRAggregatedAggregated | WLDFR | HFTD - Distribution - Tier 3 - 1QU CoRE ¦ 5QU LoRE | Non-Red Flag Warning - Catastrophic Fires | Aggregated | Aggregated | 2041 | 2.6885e-06 | 0 | 88.4245 | 0.00023773 | 2041 | Mitigation | 0.08575 | 30 | 0 | esc | 0.0012005 | 3.2276e-09 | 0.00060025 | 1.6138e-09 | 0.0015435 | 4.1498e-09
[79 empty] | WLDFR | HFTD - Distribution - Tier 3 - 1QU CoRE ¦ 5QU LoRE | Non-Red Flag Warning - Catastrophic Fires | 2026 | 3.2276e-09 | 1.6138e-09 | 4.1498e-09 | 14664.6376 | 233.2301 | 8896.516 | 5534.8915 | 0 | 0 | 0 | 2.6885e-06 |  | 4.7332e-05 | 0 | 4.7332e-05 | 2.3666e-05 | 0 | 2.3666e-05 | 6.0855e-05 | 0 | 6.0855e-05 | [16 empty] | 7.3.1.3 Ignition probability mapping showing the probability of ignition along the electric lines and equipmentWLDFRAggregatedAggregated | WLDFR | HFTD - Distribution - Tier 3 - 1QU CoRE ¦ 5QU LoRE | Non-Red Flag Warning - Catastrophic Fires | Aggregated | Aggregated | 2042 | 2.6885e-06 | 0 | 88.4245 | 0.00023773 | 2042 | Mitigation | 0.08575 | 30 | 0 | esc | 0.0012005 | 3.2276e-09 | 0.00060025 | 1.6138e-09 | 0.0015435 | 4.1498e-09
[79 empty] | WLDFR | HFTD - Distribution - Tier 3 - 1QU CoRE ¦ 5QU LoRE | Non-Red Flag Warning - Catastrophic Fires | 2027 | 3.2276e-09 | 1.6138e-09 | 4.1498e-09 | 14664.6376 | 233.2301 | 8896.516 | 5534.8915 | 0 | 0 | 0 | 2.6885e-06 |  | 4.7332e-05 | 0 | 4.7332e-05 | 2.3666e-05 | 0 | 2.3666e-05 | 6.0855e-05 | 0 | 6.0855e-05 | [16 empty] | 7.3.1.3 Ignition probability mapping showing the probability of ignition along the electric lines and equipmentWLDFRAggregatedAggregated | WLDFR | HFTD - Distribution - Tier 3 - 1QU CoRE ¦ 5QU LoRE | Non-Red Flag Warning - Catastrophic Fires | Aggregated | Aggregated | 2043 | 2.6885e-06 | 0 | 88.4245 | 0.00023773 | 2043 | Mitigation | 0.08575 | 30 | 0 | esc | 0.0012005 | 3.2276e-09 | 0.00060025 | 1.6138e-09 | 0.0015435 | 4.1498e-09
[79 empty] | WLDFR | HFTD - Distribution - Tier 3 - 1QU CoRE ¦ 5QU LoRE | Non-Red Flag Warning - Catastrophic Fires | 2028 | 3.2276e-09 | 1.6138e-09 | 4.1498e-09 | 15317.9909 | 247.273 | 9287.6491 | 5783.0689 | 0 | 0 | 0 | 2.6885e-06 |  | 4.944e-05 | 0 | 4.944e-05 | 2.472e-05 | 0 | 2.472e-05 | 6.3566e-05 | 0 | 6.3566e-05 | [16 empty] | 7.3.1.3 Ignition probability mapping showing the probability of ignition along the electric lines and equipmentWLDFRAggregatedAggregated | WLDFR | HFTD - Distribution - Tier 3 - 1QU CoRE ¦ 5QU LoRE | Non-Red Flag Warning - Catastrophic Fires | Aggregated | Aggregated | 2044 | 2.6885e-06 | 0 | 88.4245 | 0.00023773 | 2044 | Mitigation | 0.08575 | 30 | 0 | esc | 0.0012005 | 3.2276e-09 | 0.00060025 | 1.6138e-09 | 0.0015435 | 4.1498e-09
[79 empty] | WLDFR | HFTD - Distribution - Tier 3 - 1QU CoRE ¦ 5QU LoRE | Non-Red Flag Warning - Catastrophic Fires | 2029 | 3.2276e-09 | 1.6138e-09 | 4.1498e-09 | 15317.9909 | 247.273 | 9287.6491 | 5783.0689 | 0 | 0 | 0 | 2.6885e-06 |  | 4.944e-05 | 0 | 4.944e-05 | 2.472e-05 | 0 | 2.472e-05 | 6.3566e-05 | 0 | 6.3566e-05 | [16 empty] | 7.3.1.3 Ignition probability mapping showing the probability of ignition along the electric lines and equipmentWLDFRAggregatedAggregated | WLDFR | HFTD - Distribution - Tier 3 - 1QU CoRE ¦ 5QU LoRE | Non-Red Flag Warning - Catastrophic Fires | Aggregated | Aggregated | 2045 | 2.6885e-06 | 0 | 88.4245 | 0.00023773 | 2045 | Mitigation | 0.08575 | 30 | 0 | esc | 0.0012005 | 3.2276e-09 | 0.00060025 | 1.6138e-09 | 0.0015435 | 4.1498e-09
[79 empty] | WLDFR | HFTD - Distribution - Tier 3 - 1QU CoRE ¦ 5QU LoRE | Non-Red Flag Warning - Catastrophic Fires | 2030 | 3.2276e-09 | 1.6138e-09 | 4.1498e-09 | 15317.9909 | 247.273 | 9287.6491 | 5783.0689 | 0 | 0 | 0 | 2.6885e-06 |  | 4.944e-05 | 0 | 4.944e-05 | 2.472e-05 | 0 | 2.472e-05 | 6.3566e-05 | 0 | 6.3566e-05 | [16 empty] | 7.3.1.3 Ignition probability mapping showing the probability of ignition along the electric lines and equipmentWLDFRAggregatedAggregated | WLDFR | HFTD - Distribution - Tier 3 - 1QU CoRE ¦ 5QU LoRE | Non-Red Flag Warning - Catastrophic Fires | Aggregated | Aggregated | 2046 | 2.6885e-06 | 0 | 88.4245 | 0.00023773 | 2046 | Mitigation | 0.08575 | 30 | 0 | esc | 0.0012005 | 3.2276e-09 | 0.00060025 | 1.6138e-09 | 0.0015435 | 4.1498e-09
[79 empty] | WLDFR | HFTD - Distribution - Tier 3 - 1QU CoRE ¦ 5QU LoRE | Non-Red Flag Warning - Catastrophic Fires | 2031 | 3.2276e-09 | 1.6138e-09 | 4.1498e-09 | 15317.9909 | 247.273 | 9287.6491 | 5783.0689 | 0 | 0 | 0 | 2.6885e-06 |  | 4.944e-05 | 0 | 4.944e-05 | 2.472e-05 | 0 | 2.472e-05 | 6.3566e-05 | 0 | 6.3566e-05 | [16 empty] | 7.3.1.3 Ignition probability mapping showing the probability of ignition along the electric lines and equipmentWLDFRAggregatedAggregated | WLDFR | HFTD - Distribution - Tier 3 - 1QU CoRE ¦ 5QU LoRE | Non-Red Flag Warning - Catastrophic Fires | Aggregated | Aggregated | 2047 | 2.6885e-06 | 0 | 88.4245 | 0.00023773 | 2047 | Mitigation | 0.08575 | 30 | 0 | esc | 0.0012005 | 3.2276e-09 | 0.00060025 | 1.6138e-09 | 0.0015435 | 4.1498e-09
[79 empty] | WLDFR | HFTD - Distribution - Tier 3 - 1QU CoRE ¦ 5QU LoRE | Non-Red Flag Warning - Catastrophic Fires | 2032 | 3.2276e-09 | 1.6138e-09 | 4.1498e-09 | 15317.9909 | 247.273 | 9287.6491 | 5783.0689 | 0 | 0 | 0 | 2.6885e-06 |  | 4.944e-05 | 0 | 4.944e-05 | 2.472e-05 | 0 | 2.472e-05 | 6.3566e-05 | 0 | 6.3566e-05 | [16 empty] | 7.3.1.3 Ignition probability mapping showing the probability of ignition along the electric lines and equipmentWLDFRAggregatedAggregated | WLDFR | HFTD - Distribution - Tier 3 - 1QU CoRE ¦ 5QU LoRE | Non-Red Flag Warning - Catastrophic Fires | Aggregated | Aggregated | 2048 | 2.6885e-06 | 0 | 88.4245 | 0.00023773 | 2048 | Mitigation | 0.08575 | 30 | 0 | esc | 0.0012005 | 3.2276e-09 | 0.00060025 | 1.6138e-09 | 0.0015435 | 4.1498e-09
[79 empty] | WLDFR | HFTD - Distribution - Tier 3 - 1QU CoRE ¦ 5QU LoRE | Non-Red Flag Warning - Catastrophic Fires | 2033 | 3.2276e-09 | 1.6138e-09 | 4.1498e-09 | 16044.1264 | 263.1074 | 9721.74 | 6059.2791 | 0 | 0 | 0 | 2.6885e-06 |  | 5.1784e-05 | 0 | 5.1784e-05 | 2.5892e-05 | 0 | 2.5892e-05 | 6.658e-05 | 0 | 6.658e-05 | [16 empty] | 7.3.1.3 Ignition probability mapping showing the probability of ignition along the electric lines and equipmentWLDFRAggregatedAggregated | WLDFR | HFTD - Distribution - Tier 3 - 1QU CoRE ¦ 5QU LoRE | Non-Red Flag Warning - Catastrophic Fires | Aggregated | Aggregated | 2049 | 2.6885e-06 | 0 | 88.4245 | 0.00023773 | 2049 | Mitigation | 0.08575 | 30 | 0 | esc | 0.0012005 | 3.2276e-09 | 0.00060025 | 1.6138e-09 | 0.0015435 | 4.1498e-09
[79 empty] | WLDFR | HFTD - Distribution - Tier 3 - 1QU CoRE ¦ 5QU LoRE | Non-Red Flag Warning - Catastrophic Fires | 2034 | 3.2276e-09 | 1.6138e-09 | 4.1498e-09 | 16044.1264 | 263.1074 | 9721.74 | 6059.2791 | 0 | 0 | 0 | 2.6885e-06 |  | 5.1784e-05 | 0 | 5.1784e-05 | 2.5892e-05 | 0 | 2.5892e-05 | 6.658e-05 | 0 | 6.658e-05 | [16 empty] | 7.3.1.3 Ignition probability mapping showing the probability of ignition along the electric lines and equipmentWLDFRAggregatedAggregated | WLDFR | HFTD - Distribution - Tier 3 - 1QU CoRE ¦ 5QU LoRE | Non-Red Flag Warning - Catastrophic Fires | Aggregated | Aggregated | 2050 | 2.6885e-06 | 0 | 88.4245 | 0.00023773 | 2050 | Mitigation | 0.08575 | 30 | 0 | esc | 0 | 0 | 0.00060025 | 1.6138e-09 | 0.0015435 | 4.1498e-09
[79 empty] | WLDFR | HFTD - Distribution - Tier 3 - 1QU CoRE ¦ 5QU LoRE | Non-Red Flag Warning - Catastrophic Fires | 2035 | 3.2276e-09 | 1.6138e-09 | 4.1498e-09 | 16044.1264 | 263.1074 | 9721.74 | 6059.2791 | 0 | 0 | 0 | 2.6885e-06 |  | 5.1784e-05 | 0 | 5.1784e-05 | 2.5892e-05 | 0 | 2.5892e-05 | 6.658e-05 | 0 | 6.658e-05 | [16 empty] | 7.3.1.3 Ignition probability mapping showing the probability of ignition along the electric lines and equipmentWLDFRAggregatedAggregated | WLDFR | HFTD - Distribution - Tier 3 - 1QU CoRE ¦ 5QU LoRE | Non-Red Flag Warning - Catastrophic Fires | Aggregated | Aggregated | 2051 | 2.6885e-06 | 0 | 88.4245 | 0.00023773 | 2051 | Mitigation | 0.08575 | 30 | 0 | esc | 0 | 0 | 0 | 0 | 0.0015435 | 4.1498e-09
[79 empty] | WLDFR | HFTD - Distribution - Tier 3 - 1QU CoRE ¦ 5QU LoRE | Non-Red Flag Warning - Catastrophic Fires | 2036 | 3.2276e-09 | 1.6138e-09 | 4.1498e-09 | 16044.1264 | 263.1074 | 9721.74 | 6059.2791 | 0 | 0 | 0 | 2.6885e-06 |  | 5.1784e-05 | 0 | 5.1784e-05 | 2.5892e-05 | 0 | 2.5892e-05 | 6.658e-05 | 0 | 6.658e-05 | [16 empty] | 7.3.1.3 Ignition probability mapping showing the probability of ignition along the electric lines and equipmentWLDFRAggregatedAggregated | WLDFR | HFTD - Distribution - Tier 3 - 1QU CoRE ¦ 5QU LoRE | Non-Red Flag Warning - Destructive Fires | Aggregated | Aggregated | 2021 | 3.587e-06 | 0 | 88.4245 | 0.00031718 | 2021 | Mitigation | 0.08575 | 30 | 0 | esc | 0.0012005 | 4.3061e-09 | 0.00060025 | 2.1531e-09 | 0 | 0
[79 empty] | WLDFR | HFTD - Distribution - Tier 3 - 1QU CoRE ¦ 5QU LoRE | Non-Red Flag Warning - Catastrophic Fires | 2037 | 3.2276e-09 | 1.6138e-09 | 4.1498e-09 | 16044.1264 | 263.1074 | 9721.74 | 6059.2791 | 0 | 0 | 0 | 2.6885e-06 |  | 5.1784e-05 | 0 | 5.1784e-05 | 2.5892e-05 | 0 | 2.5892e-05 | 6.658e-05 | 0 | 6.658e-05 | [16 empty] | 7.3.1.3 Ignition probability mapping showing the probability of ignition along the electric lines and equipmentWLDFRAggregatedAggregated | WLDFR | HFTD - Distribution - Tier 3 - 1QU CoRE ¦ 5QU LoRE | Non-Red Flag Warning - Destructive Fires | Aggregated | Aggregated | 2022 | 3.587e-06 | 0 | 88.4245 | 0.00031718 | 2022 | Mitigation | 0.08575 | 30 | 0 | esc | 0.0012005 | 4.3061e-09 | 0.00060025 | 2.1531e-09 | 0.0015435 | 5.5365e-09
[79 empty] | WLDFR | HFTD - Distribution - Tier 3 - 1QU CoRE ¦ 5QU LoRE | Non-Red Flag Warning - Catastrophic Fires | 2038 | 3.2276e-09 | 1.6138e-09 | 4.1498e-09 | 16832.3912 | 280.5544 | 10192.2718 | 6359.5651 | 0 | 0 | 0 | 2.6885e-06 |  | 5.4328e-05 | 0 | 5.4328e-05 | 2.7164e-05 | 0 | 2.7164e-05 | 6.9851e-05 | 0 | 6.9851e-05 | [16 empty] | 7.3.1.3 Ignition probability mapping showing the probability of ignition along the electric lines and equipmentWLDFRAggregatedAggregated | WLDFR | HFTD - Distribution - Tier 3 - 1QU CoRE ¦ 5QU LoRE | Non-Red Flag Warning - Destructive Fires | Aggregated | Aggregated | 2023 | 3.587e-06 | 0 | 88.4245 | 0.00031718 | 2023 | Mitigation | 0.08575 | 30 | 0 | esc | 0.0012005 | 4.3061e-09 | 0.00060025 | 2.1531e-09 | 0.0015435 | 5.5365e-09
[79 empty] | WLDFR | HFTD - Distribution - Tier 3 - 1QU CoRE ¦ 5QU LoRE | Non-Red Flag Warning - Catastrophic Fires | 2039 | 3.2276e-09 | 1.6138e-09 | 4.1498e-09 | 16832.3912 | 280.5544 | 10192.2718 | 6359.5651 | 0 | 0 | 0 | 2.6885e-06 |  | 5.4328e-05 | 0 | 5.4328e-05 | 2.7164e-05 | 0 | 2.7164e-05 | 6.9851e-05 | 0 | 6.9851e-05 | [16 empty] | 7.3.1.3 Ignition probability mapping showing the probability of ignition along the electric lines and equipmentWLDFRAggregatedAggregated | WLDFR | HFTD - Distribution - Tier 3 - 1QU CoRE ¦ 5QU LoRE | Non-Red Flag Warning - Destructive Fires | Aggregated | Aggregated | 2024 | 3.587e-06 | 0 | 88.4245 | 0.00031718 | 2024 | Mitigation | 0.08575 | 30 | 0 | esc | 0.0012005 | 4.3061e-09 | 0.00060025 | 2.1531e-09 | 0.0015435 | 5.5365e-09
[79 empty] | WLDFR | HFTD - Distribution - Tier 3 - 1QU CoRE ¦ 5QU LoRE | Non-Red Flag Warning - Catastrophic Fires | 2040 | 3.2276e-09 | 1.6138e-09 | 4.1498e-09 | 16832.3912 | 280.5544 | 10192.2718 | 6359.5651 | 0 | 0 | 0 | 2.6885e-06 |  | 5.4328e-05 | 0 | 5.4328e-05 | 2.7164e-05 | 0 | 2.7164e-05 | 6.9851e-05 | 0 | 6.9851e-05 | [16 empty] | 7.3.1.3 Ignition probability mapping showing the probability of ignition along the electric lines and equipmentWLDFRAggregatedAggregated | WLDFR | HFTD - Distribution - Tier 3 - 1QU CoRE ¦ 5QU LoRE | Non-Red Flag Warning - Destructive Fires | Aggregated | Aggregated | 2025 | 3.587e-06 | 0 | 88.4245 | 0.00031718 | 2025 | Mitigation | 0.08575 | 30 | 0 | esc | 0.0012005 | 4.3061e-09 | 0.00060025 | 2.1531e-09 | 0.0015435 | 5.5365e-09
[79 empty] | WLDFR | HFTD - Distribution - Tier 3 - 1QU CoRE ¦ 5QU LoRE | Non-Red Flag Warning - Catastrophic Fires | 2041 | 3.2276e-09 | 1.6138e-09 | 4.1498e-09 | 16832.3912 | 280.5544 | 10192.2718 | 6359.5651 | 0 | 0 | 0 | 2.6885e-06 |  | 5.4328e-05 | 0 | 5.4328e-05 | 2.7164e-05 | 0 | 2.7164e-05 | 6.9851e-05 | 0 | 6.9851e-05 | [16 empty] | 7.3.1.3 Ignition probability mapping showing the probability of ignition along the electric lines and equipmentWLDFRAggregatedAggregated | WLDFR | HFTD - Distribution - Tier 3 - 1QU CoRE ¦ 5QU LoRE | Non-Red Flag Warning - Destructive Fires | Aggregated | Aggregated | 2026 | 3.587e-06 | 0 | 88.4245 | 0.00031718 | 2026 | Mitigation | 0.08575 | 30 | 0 | esc | 0.0012005 | 4.3061e-09 | 0.00060025 | 2.1531e-09 | 0.0015435 | 5.5365e-09
[79 empty] | WLDFR | HFTD - Distribution - Tier 3 - 1QU CoRE ¦ 5QU LoRE | Non-Red Flag Warning - Catastrophic Fires | 2042 | 3.2276e-09 | 1.6138e-09 | 4.1498e-09 | 16832.3912 | 280.5544 | 10192.2718 | 6359.5651 | 0 | 0 | 0 | 2.6885e-06 |  | 5.4328e-05 | 0 | 5.4328e-05 | 2.7164e-05 | 0 | 2.7164e-05 | 6.9851e-05 | 0 | 6.9851e-05 | [16 empty] | 7.3.1.3 Ignition probability mapping showing the probability of ignition along the electric lines and equipmentWLDFRAggregatedAggregated | WLDFR | HFTD - Distribution - Tier 3 - 1QU CoRE ¦ 5QU LoRE | Non-Red Flag Warning - Destructive Fires | Aggregated | Aggregated | 2027 | 3.587e-06 | 0 | 88.4245 | 0.00031718 | 2027 | Mitigation | 0.08575 | 30 | 0 | esc | 0.0012005 | 4.3061e-09 | 0.00060025 | 2.1531e-09 | 0.0015435 | 5.5365e-09
[79 empty] | WLDFR | HFTD - Distribution - Tier 3 - 1QU CoRE ¦ 5QU LoRE | Non-Red Flag Warning - Catastrophic Fires | 2043 | 3.2276e-09 | 1.6138e-09 | 4.1498e-09 | 17672.0852 | 299.42 | 10692.7362 | 6679.929 | 0 | 0 | 0 | 2.6885e-06 |  | 5.7038e-05 | 0 | 5.7038e-05 | 2.8519e-05 | 0 | 2.8519e-05 | 7.3335e-05 | 0 | 7.3335e-05 | [16 empty] | 7.3.1.3 Ignition probability mapping showing the probability of ignition along the electric lines and equipmentWLDFRAggregatedAggregated | WLDFR | HFTD - Distribution - Tier 3 - 1QU CoRE ¦ 5QU LoRE | Non-Red Flag Warning - Destructive Fires | Aggregated | Aggregated | 2028 | 3.587e-06 | 0 | 88.4245 | 0.00031718 | 2028 | Mitigation | 0.08575 | 30 | 0 | esc | 0.0012005 | 4.3061e-09 | 0.00060025 | 2.1531e-09 | 0.0015435 | 5.5365e-09
[79 empty] | WLDFR | HFTD - Distribution - Tier 3 - 1QU CoRE ¦ 5QU LoRE | Non-Red Flag Warning - Catastrophic Fires | 2044 | 3.2276e-09 | 1.6138e-09 | 4.1498e-09 | 17672.0852 | 299.42 | 10692.7362 | 6679.929 | 0 | 0 | 0 | 2.6885e-06 |  | 5.7038e-05 | 0 | 5.7038e-05 | 2.8519e-05 | 0 | 2.8519e-05 | 7.3335e-05 | 0 | 7.3335e-05 | [16 empty] | 7.3.1.3 Ignition probability mapping showing the probability of ignition along the electric lines and equipmentWLDFRAggregatedAggregated | WLDFR | HFTD - Distribution - Tier 3 - 1QU CoRE ¦ 5QU LoRE | Non-Red Flag Warning - Destructive Fires | Aggregated | Aggregated | 2029 | 3.587e-06 | 0 | 88.4245 | 0.00031718 | 2029 | Mitigation | 0.08575 | 30 | 0 | esc | 0.0012005 | 4.3061e-09 | 0.00060025 | 2.1531e-09 | 0.0015435 | 5.5365e-09
[79 empty] | WLDFR | HFTD - Distribution - Tier 3 - 1QU CoRE ¦ 5QU LoRE | Non-Red Flag Warning - Catastrophic Fires | 2045 | 3.2276e-09 | 1.6138e-09 | 4.1498e-09 | 17672.0852 | 299.42 | 10692.7362 | 6679.929 | 0 | 0 | 0 | 2.6885e-06 |  | 5.7038e-05 | 0 | 5.7038e-05 | 2.8519e-05 | 0 | 2.8519e-05 | 7.3335e-05 | 0 | 7.3335e-05 | [16 empty] | 7.3.1.3 Ignition probability mapping showing the probability of ignition along the electric lines and equipmentWLDFRAggregatedAggregated | WLDFR | HFTD - Distribution - Tier 3 - 1QU CoRE ¦ 5QU LoRE | Non-Red Flag Warning - Destructive Fires | Aggregated | Aggregated | 2030 | 3.587e-06 | 0 | 88.4245 | 0.00031718 | 2030 | Mitigation | 0.08575 | 30 | 0 | esc | 0.0012005 | 4.3061e-09 | 0.00060025 | 2.1531e-09 | 0.0015435 | 5.5365e-09
[79 empty] | WLDFR | HFTD - Distribution - Tier 3 - 1QU CoRE ¦ 5QU LoRE | Non-Red Flag Warning - Catastrophic Fires | 2046 | 3.2276e-09 | 1.6138e-09 | 4.1498e-09 | 17672.0852 | 299.42 | 10692.7362 | 6679.929 | 0 | 0 | 0 | 2.6885e-06 |  | 5.7038e-05 | 0 | 5.7038e-05 | 2.8519e-05 | 0 | 2.8519e-05 | 7.3335e-05 | 0 | 7.3335e-05 | [16 empty] | 7.3.1.3 Ignition probability mapping showing the probability of ignition along the electric lines and equipmentWLDFRAggregatedAggregated | WLDFR | HFTD - Distribution - Tier 3 - 1QU CoRE ¦ 5QU LoRE | Non-Red Flag Warning - Destructive Fires | Aggregated | Aggregated | 2031 | 3.587e-06 | 0 | 88.4245 | 0.00031718 | 2031 | Mitigation | 0.08575 | 30 | 0 | esc | 0.0012005 | 4.3061e-09 | 0.00060025 | 2.1531e-09 | 0.0015435 | 5.5365e-09
[79 empty] | WLDFR | HFTD - Distribution - Tier 3 - 1QU CoRE ¦ 5QU LoRE | Non-Red Flag Warning - Catastrophic Fires | 2047 | 3.2276e-09 | 1.6138e-09 | 4.1498e-09 | 17672.0852 | 299.42 | 10692.7362 | 6679.929 | 0 | 0 | 0 | 2.6885e-06 |  | 5.7038e-05 | 0 | 5.7038e-05 | 2.8519e-05 | 0 | 2.8519e-05 | 7.3335e-05 | 0 | 7.3335e-05 | [16 empty] | 7.3.1.3 Ignition probability mapping showing the probability of ignition along the electric lines and equipmentWLDFRAggregatedAggregated | WLDFR | HFTD - Distribution - Tier 3 - 1QU CoRE ¦ 5QU LoRE | Non-Red Flag Warning - Destructive Fires | Aggregated | Aggregated | 2032 | 3.587e-06 | 0 | 88.4245 | 0.00031718 | 2032 | Mitigation | 0.08575 | 30 | 0 | esc | 0.0012005 | 4.3061e-09 | 0.00060025 | 2.1531e-09 | 0.0015435 | 5.5365e-09
[79 empty] | WLDFR | HFTD - Distribution - Tier 3 - 1QU CoRE ¦ 5QU LoRE | Non-Red Flag Warning - Catastrophic Fires | 2048 | 3.2276e-09 | 1.6138e-09 | 4.1498e-09 | 18552.3348 | 319.4911 | 11216.5626 | 7016.281 | 0 | 0 | 0 | 2.6885e-06 |  | 5.988e-05 | 0 | 5.988e-05 | 2.994e-05 | 0 | 2.994e-05 | 7.6988e-05 | 0 | 7.6988e-05 | [16 empty] | 7.3.1.3 Ignition probability mapping showing the probability of ignition along the electric lines and equipmentWLDFRAggregatedAggregated | WLDFR | HFTD - Distribution - Tier 3 - 1QU CoRE ¦ 5QU LoRE | Non-Red Flag Warning - Destructive Fires | Aggregated | Aggregated | 2033 | 3.587e-06 | 0 | 88.4245 | 0.00031718 | 2033 | Mitigation | 0.08575 | 30 | 0 | esc | 0.0012005 | 4.3061e-09 | 0.00060025 | 2.1531e-09 | 0.0015435 | 5.5365e-09
[79 empty] | WLDFR | HFTD - Distribution - Tier 3 - 1QU CoRE ¦ 5QU LoRE | Non-Red Flag Warning - Catastrophic Fires | 2049 | 3.2276e-09 | 1.6138e-09 | 4.1498e-09 | 18552.3348 | 319.4911 | 11216.5626 | 7016.281 | 0 | 0 | 0 | 2.6885e-06 |  | 5.988e-05 | 0 | 5.988e-05 | 2.994e-05 | 0 | 2.994e-05 | 7.6988e-05 | 0 | 7.6988e-05 | [16 empty] | 7.3.1.3 Ignition probability mapping showing the probability of ignition along the electric lines and equipmentWLDFRAggregatedAggregated | WLDFR | HFTD - Distribution - Tier 3 - 1QU CoRE ¦ 5QU LoRE | Non-Red Flag Warning - Destructive Fires | Aggregated | Aggregated | 2034 | 3.587e-06 | 0 | 88.4245 | 0.00031718 | 2034 | Mitigation | 0.08575 | 30 | 0 | esc | 0.0012005 | 4.3061e-09 | 0.00060025 | 2.1531e-09 | 0.0015435 | 5.5365e-09
[79 empty] | WLDFR | HFTD - Distribution - Tier 3 - 1QU CoRE ¦ 5QU LoRE | Non-Red Flag Warning - Catastrophic Fires | 2050 | 0 | 1.6138e-09 | 4.1498e-09 | 18552.3348 | 319.4911 | 11216.5626 | 7016.281 | 0 | 0 | 0 | 2.6885e-06 |  | 0 | 0 | 0 | 2.994e-05 | 0 | 2.994e-05 | 7.6988e-05 | 0 | 7.6988e-05 | [16 empty] | 7.3.1.3 Ignition probability mapping showing the probability of ignition along the electric lines and equipmentWLDFRAggregatedAggregated | WLDFR | HFTD - Distribution - Tier 3 - 1QU CoRE ¦ 5QU LoRE | Non-Red Flag Warning - Destructive Fires | Aggregated | Aggregated | 2035 | 3.587e-06 | 0 | 88.4245 | 0.00031718 | 2035 | Mitigation | 0.08575 | 30 | 0 | esc | 0.0012005 | 4.3061e-09 | 0.00060025 | 2.1531e-09 | 0.0015435 | 5.5365e-09
[79 empty] | WLDFR | HFTD - Distribution - Tier 3 - 1QU CoRE ¦ 5QU LoRE | Non-Red Flag Warning - Catastrophic Fires | 2051 | 0 | 0 | 4.1498e-09 | 18552.3348 | 319.4911 | 11216.5626 | 7016.281 | 0 | 0 | 0 | 2.6885e-06 |  | 0 | 0 | 0 | 0 | 0 | 0 | 7.6988e-05 | 0 | 7.6988e-05 | [16 empty] | 7.3.1.3 Ignition probability mapping showing the probability of ignition along the electric lines and equipmentWLDFRAggregatedAggregated | WLDFR | HFTD - Distribution - Tier 3 - 1QU CoRE ¦ 5QU LoRE | Non-Red Flag Warning - Destructive Fires | Aggregated | Aggregated | 2036 | 3.587e-06 | 0 | 88.4245 | 0.00031718 | 2036 | Mitigation | 0.08575 | 30 | 0 | esc | 0.0012005 | 4.3061e-09 | 0.00060025 | 2.1531e-09 | 0.0015435 | 5.5365e-09
[79 empty] | WLDFR | HFTD - Distribution - Tier 3 - 1QU CoRE ¦ 5QU LoRE | Non-Red Flag Warning - Destructive Fires | 2020 | 4.3061e-09 | 0 | 0 | 8807.9522 | 222.2294 | 8585.7228 | 0 | 0 | 0 | 0 | 3.587e-06 |  | 3.7928e-05 | 0 | 3.7928e-05 | 0 | 0 | 0 | 0 | 0 | 0 | [16 empty] | 7.3.1.3 Ignition probability mapping showing the probability of ignition along the electric lines and equipmentWLDFRAggregatedAggregated | WLDFR | HFTD - Distribution - Tier 3 - 1QU CoRE ¦ 5QU LoRE | Non-Red Flag Warning - Destructive Fires | Aggregated | Aggregated | 2037 | 3.587e-06 | 0 | 88.4245 | 0.00031718 | 2037 | Mitigation | 0.08575 | 30 | 0 | esc | 0.0012005 | 4.3061e-09 | 0.00060025 | 2.1531e-09 | 0.0015435 | 5.5365e-09
[79 empty] | WLDFR | HFTD - Distribution - Tier 3 - 1QU CoRE ¦ 5QU LoRE | Non-Red Flag Warning - Destructive Fires | 2021 | 4.3061e-09 | 2.1531e-09 | 0 | 8807.9522 | 222.2294 | 8585.7228 | 0 | 0 | 0 | 0 | 3.587e-06 |  | 3.7928e-05 | 0 | 3.7928e-05 | 1.8964e-05 | 0 | 1.8964e-05 | 0 | 0 | 0 | [16 empty] | 7.3.1.3 Ignition probability mapping showing the probability of ignition along the electric lines and equipmentWLDFRAggregatedAggregated | WLDFR | HFTD - Distribution - Tier 3 - 1QU CoRE ¦ 5QU LoRE | Non-Red Flag Warning - Destructive Fires | Aggregated | Aggregated | 2038 | 3.587e-06 | 0 | 88.4245 | 0.00031718 | 2038 | Mitigation | 0.08575 | 30 | 0 | esc | 0.0012005 | 4.3061e-09 | 0.00060025 | 2.1531e-09 | 0.0015435 | 5.5365e-09
[79 empty] | WLDFR | HFTD - Distribution - Tier 3 - 1QU CoRE ¦ 5QU LoRE | Non-Red Flag Warning - Destructive Fires | 2022 | 4.3061e-09 | 2.1531e-09 | 5.5365e-09 | 8807.9522 | 222.2294 | 8585.7228 | 0 | 0 | 0 | 0 | 3.587e-06 |  | 3.7928e-05 | 0 | 3.7928e-05 | 1.8964e-05 | 0 | 1.8964e-05 | 4.8765e-05 | 0 | 4.8765e-05 | [16 empty] | 7.3.1.3 Ignition probability mapping showing the probability of ignition along the electric lines and equipmentWLDFRAggregatedAggregated | WLDFR | HFTD - Distribution - Tier 3 - 1QU CoRE ¦ 5QU LoRE | Non-Red Flag Warning - Destructive Fires | Aggregated | Aggregated | 2039 | 3.587e-06 | 0 | 88.4245 | 0.00031718 | 2039 | Mitigation | 0.08575 | 30 | 0 | esc | 0.0012005 | 4.3061e-09 | 0.00060025 | 2.1531e-09 | 0.0015435 | 5.5365e-09
[79 empty] | WLDFR | HFTD - Distribution - Tier 3 - 1QU CoRE ¦ 5QU LoRE | Non-Red Flag Warning - Destructive Fires | 2023 | 4.3061e-09 | 2.1531e-09 | 5.5365e-09 | 9129.7461 | 233.2301 | 8896.516 | 0 | 0 | 0 | 0 | 3.587e-06 |  | 3.9314e-05 | 0 | 3.9314e-05 | 1.9657e-05 | 0 | 1.9657e-05 | 5.0547e-05 | 0 | 5.0547e-05 | [16 empty] | 7.3.1.3 Ignition probability mapping showing the probability of ignition along the electric lines and equipmentWLDFRAggregatedAggregated | WLDFR | HFTD - Distribution - Tier 3 - 1QU CoRE ¦ 5QU LoRE | Non-Red Flag Warning - Destructive Fires | Aggregated | Aggregated | 2040 | 3.587e-06 | 0 | 88.4245 | 0.00031718 | 2040 | Mitigation | 0.08575 | 30 | 0 | esc | 0.0012005 | 4.3061e-09 | 0.00060025 | 2.1531e-09 | 0.0015435 | 5.5365e-09
[79 empty] | WLDFR | HFTD - Distribution - Tier 3 - 1QU CoRE ¦ 5QU LoRE | Non-Red Flag Warning - Destructive Fires | 2024 | 4.3061e-09 | 2.1531e-09 | 5.5365e-09 | 9129.7461 | 233.2301 | 8896.516 | 0 | 0 | 0 | 0 | 3.587e-06 |  | 3.9314e-05 | 0 | 3.9314e-05 | 1.9657e-05 | 0 | 1.9657e-05 | 5.0547e-05 | 0 | 5.0547e-05 | [16 empty] | 7.3.1.3 Ignition probability mapping showing the probability of ignition along the electric lines and equipmentWLDFRAggregatedAggregated | WLDFR | HFTD - Distribution - Tier 3 - 1QU CoRE ¦ 5QU LoRE | Non-Red Flag Warning - Destructive Fires | Aggregated | Aggregated | 2041 | 3.587e-06 | 0 | 88.4245 | 0.00031718 | 2041 | Mitigation | 0.08575 | 30 | 0 | esc | 0.0012005 | 4.3061e-09 | 0.00060025 | 2.1531e-09 | 0.0015435 | 5.5365e-09
[79 empty] | WLDFR | HFTD - Distribution - Tier 3 - 1QU CoRE ¦ 5QU LoRE | Non-Red Flag Warning - Destructive Fires | 2025 | 4.3061e-09 | 2.1531e-09 | 5.5365e-09 | 9129.7461 | 233.2301 | 8896.516 | 0 | 0 | 0 | 0 | 3.587e-06 |  | 3.9314e-05 | 0 | 3.9314e-05 | 1.9657e-05 | 0 | 1.9657e-05 | 5.0547e-05 | 0 | 5.0547e-05 | [16 empty] | 7.3.1.3 Ignition probability mapping showing the probability of ignition along the electric lines and equipmentWLDFRAggregatedAggregated | WLDFR | HFTD - Distribution - Tier 3 - 1QU CoRE ¦ 5QU LoRE | Non-Red Flag Warning - Destructive Fires | Aggregated | Aggregated | 2042 | 3.587e-06 | 0 | 88.4245 | 0.00031718 | 2042 | Mitigation | 0.08575 | 30 | 0 | esc | 0.0012005 | 4.3061e-09 | 0.00060025 | 2.1531e-09 | 0.0015435 | 5.5365e-09
[79 empty] | WLDFR | HFTD - Distribution - Tier 3 - 1QU CoRE ¦ 5QU LoRE | Non-Red Flag Warning - Destructive Fires | 2026 | 4.3061e-09 | 2.1531e-09 | 5.5365e-09 | 9129.7461 | 233.2301 | 8896.516 | 0 | 0 | 0 | 0 | 3.587e-06 |  | 3.9314e-05 | 0 | 3.9314e-05 | 1.9657e-05 | 0 | 1.9657e-05 | 5.0547e-05 | 0 | 5.0547e-05 | [16 empty] | 7.3.1.3 Ignition probability mapping showing the probability of ignition along the electric lines and equipmentWLDFRAggregatedAggregated | WLDFR | HFTD - Distribution - Tier 3 - 1QU CoRE ¦ 5QU LoRE | Non-Red Flag Warning - Destructive Fires | Aggregated | Aggregated | 2043 | 3.587e-06 | 0 | 88.4245 | 0.00031718 | 2043 | Mitigation | 0.08575 | 30 | 0 | esc | 0.0012005 | 4.3061e-09 | 0.00060025 | 2.1531e-09 | 0.0015435 | 5.5365e-09
[79 empty] | WLDFR | HFTD - Distribution - Tier 3 - 1QU CoRE ¦ 5QU LoRE | Non-Red Flag Warning - Destructive Fires | 2027 | 4.3061e-09 | 2.1531e-09 | 5.5365e-09 | 9129.7461 | 233.2301 | 8896.516 | 0 | 0 | 0 | 0 | 3.587e-06 |  | 3.9314e-05 | 0 | 3.9314e-05 | 1.9657e-05 | 0 | 1.9657e-05 | 5.0547e-05 | 0 | 5.0547e-05 | [16 empty] | 7.3.1.3 Ignition probability mapping showing the probability of ignition along the electric lines and equipmentWLDFRAggregatedAggregated | WLDFR | HFTD - Distribution - Tier 3 - 1QU CoRE ¦ 5QU LoRE | Non-Red Flag Warning - Destructive Fires | Aggregated | Aggregated | 2044 | 3.587e-06 | 0 | 88.4245 | 0.00031718 | 2044 | Mitigation | 0.08575 | 30 | 0 | esc | 0.0012005 | 4.3061e-09 | 0.00060025 | 2.1531e-09 | 0.0015435 | 5.5365e-09
[79 empty] | WLDFR | HFTD - Distribution - Tier 3 - 1QU CoRE ¦ 5QU LoRE | Non-Red Flag Warning - Destructive Fires | 2028 | 4.3061e-09 | 2.1531e-09 | 5.5365e-09 | 9534.9221 | 247.273 | 9287.6491 | 0 | 0 | 0 | 0 | 3.587e-06 |  | 4.1059e-05 | 0 | 4.1059e-05 | 2.0529e-05 | 0 | 2.0529e-05 | 5.279e-05 | 0 | 5.279e-05 | [16 empty] | 7.3.1.3 Ignition probability mapping showing the probability of ignition along the electric lines and equipmentWLDFRAggregatedAggregated | WLDFR | HFTD - Distribution - Tier 3 - 1QU CoRE ¦ 5QU LoRE | Non-Red Flag Warning - Destructive Fires | Aggregated | Aggregated | 2045 | 3.587e-06 | 0 | 88.4245 | 0.00031718 | 2045 | Mitigation | 0.08575 | 30 | 0 | esc | 0.0012005 | 4.3061e-09 | 0.00060025 | 2.1531e-09 | 0.0015435 | 5.5365e-09
[79 empty] | WLDFR | HFTD - Distribution - Tier 3 - 1QU CoRE ¦ 5QU LoRE | Non-Red Flag Warning - Destructive Fires | 2029 | 4.3061e-09 | 2.1531e-09 | 5.5365e-09 | 9534.9221 | 247.273 | 9287.6491 | 0 | 0 | 0 | 0 | 3.587e-06 |  | 4.1059e-05 | 0 | 4.1059e-05 | 2.0529e-05 | 0 | 2.0529e-05 | 5.279e-05 | 0 | 5.279e-05 | [16 empty] | 7.3.1.3 Ignition probability mapping showing the probability of ignition along the electric lines and equipmentWLDFRAggregatedAggregated | WLDFR | HFTD - Distribution - Tier 3 - 1QU CoRE ¦ 5QU LoRE | Non-Red Flag Warning - Destructive Fires | Aggregated | Aggregated | 2046 | 3.587e-06 | 0 | 88.4245 | 0.00031718 | 2046 | Mitigation | 0.08575 | 30 | 0 | esc | 0.0012005 | 4.3061e-09 | 0.00060025 | 2.1531e-09 | 0.0015435 | 5.5365e-09
[79 empty] | WLDFR | HFTD - Distribution - Tier 3 - 1QU CoRE ¦ 5QU LoRE | Non-Red Flag Warning - Destructive Fires | 2030 | 4.3061e-09 | 2.1531e-09 | 5.5365e-09 | 9534.9221 | 247.273 | 9287.6491 | 0 | 0 | 0 | 0 | 3.587e-06 |  | 4.1059e-05 | 0 | 4.1059e-05 | 2.0529e-05 | 0 | 2.0529e-05 | 5.279e-05 | 0 | 5.279e-05 | [16 empty] | 7.3.1.3 Ignition probability mapping showing the probability of ignition along the electric lines and equipmentWLDFRAggregatedAggregated | WLDFR | HFTD - Distribution - Tier 3 - 1QU CoRE ¦ 5QU LoRE | Non-Red Flag Warning - Destructive Fires | Aggregated | Aggregated | 2047 | 3.587e-06 | 0 | 88.4245 | 0.00031718 | 2047 | Mitigation | 0.08575 | 30 | 0 | esc | 0.0012005 | 4.3061e-09 | 0.00060025 | 2.1531e-09 | 0.0015435 | 5.5365e-09
[79 empty] | WLDFR | HFTD - Distribution - Tier 3 - 1QU CoRE ¦ 5QU LoRE | Non-Red Flag Warning - Destructive Fires | 2031 | 4.3061e-09 | 2.1531e-09 | 5.5365e-09 | 9534.9221 | 247.273 | 9287.6491 | 0 | 0 | 0 | 0 | 3.587e-06 |  | 4.1059e-05 | 0 | 4.1059e-05 | 2.0529e-05 | 0 | 2.0529e-05 | 5.279e-05 | 0 | 5.279e-05 | [16 empty] | 7.3.1.3 Ignition probability mapping showing the probability of ignition along the electric lines and equipmentWLDFRAggregatedAggregated | WLDFR | HFTD - Distribution - Tier 3 - 1QU CoRE ¦ 5QU LoRE | Non-Red Flag Warning - Destructive Fires | Aggregated | Aggregated | 2048 | 3.587e-06 | 0 | 88.4245 | 0.00031718 | 2048 | Mitigation | 0.08575 | 30 | 0 | esc | 0.0012005 | 4.3061e-09 | 0.00060025 | 2.1531e-09 | 0.0015435 | 5.5365e-09
[79 empty] | WLDFR | HFTD - Distribution - Tier 3 - 1QU CoRE ¦ 5QU LoRE | Non-Red Flag Warning - Destructive Fires | 2032 | 4.3061e-09 | 2.1531e-09 | 5.5365e-09 | 9534.9221 | 247.273 | 9287.6491 | 0 | 0 | 0 | 0 | 3.587e-06 |  | 4.1059e-05 | 0 | 4.1059e-05 | 2.0529e-05 | 0 | 2.0529e-05 | 5.279e-05 | 0 | 5.279e-05 | [16 empty] | 7.3.1.3 Ignition probability mapping showing the probability of ignition along the electric lines and equipmentWLDFRAggregatedAggregated | WLDFR | HFTD - Distribution - Tier 3 - 1QU CoRE ¦ 5QU LoRE | Non-Red Flag Warning - Destructive Fires | Aggregated | Aggregated | 2049 | 3.587e-06 | 0 | 88.4245 | 0.00031718 | 2049 | Mitigation | 0.08575 | 30 | 0 | esc | 0.0012005 | 4.3061e-09 | 0.00060025 | 2.1531e-09 | 0.0015435 | 5.5365e-09
[79 empty] | WLDFR | HFTD - Distribution - Tier 3 - 1QU CoRE ¦ 5QU LoRE | Non-Red Flag Warning - Destructive Fires | 2033 | 4.3061e-09 | 2.1531e-09 | 5.5365e-09 | 9984.8474 | 263.1074 | 9721.74 | 0 | 0 | 0 | 0 | 3.587e-06 |  | 4.2996e-05 | 0 | 4.2996e-05 | 2.1498e-05 | 0 | 2.1498e-05 | 5.5281e-05 | 0 | 5.5281e-05 | [16 empty] | 7.3.1.3 Ignition probability mapping showing the probability of ignition along the electric lines and equipmentWLDFRAggregatedAggregated | WLDFR | HFTD - Distribution - Tier 3 - 1QU CoRE ¦ 5QU LoRE | Non-Red Flag Warning - Destructive Fires | Aggregated | Aggregated | 2050 | 3.587e-06 | 0 | 88.4245 | 0.00031718 | 2050 | Mitigation | 0.08575 | 30 | 0 | esc | 0 | 0 | 0.00060025 | 2.1531e-09 | 0.0015435 | 5.5365e-09
[79 empty] | WLDFR | HFTD - Distribution - Tier 3 - 1QU CoRE ¦ 5QU LoRE | Non-Red Flag Warning - Destructive Fires | 2034 | 4.3061e-09 | 2.1531e-09 | 5.5365e-09 | 9984.8474 | 263.1074 | 9721.74 | 0 | 0 | 0 | 0 | 3.587e-06 |  | 4.2996e-05 | 0 | 4.2996e-05 | 2.1498e-05 | 0 | 2.1498e-05 | 5.5281e-05 | 0 | 5.5281e-05 | [16 empty] | 7.3.1.3 Ignition probability mapping showing the probability of ignition along the electric lines and equipmentWLDFRAggregatedAggregated | WLDFR | HFTD - Distribution - Tier 3 - 1QU CoRE ¦ 5QU LoRE | Non-Red Flag Warning - Destructive Fires | Aggregated | Aggregated | 2051 | 3.587e-06 | 0 | 88.4245 | 0.00031718 | 2051 | Mitigation | 0.08575 | 30 | 0 | esc | 0 | 0 | 0 | 0 | 0.0015435 | 5.5365e-09
[79 empty] | WLDFR | HFTD - Distribution - Tier 3 - 1QU CoRE ¦ 5QU LoRE | Non-Red Flag Warning - Destructive Fires | 2035 | 4.3061e-09 | 2.1531e-09 | 5.5365e-09 | 9984.8474 | 263.1074 | 9721.74 | 0 | 0 | 0 | 0 | 3.587e-06 |  | 4.2996e-05 | 0 | 4.2996e-05 | 2.1498e-05 | 0 | 2.1498e-05 | 5.5281e-05 | 0 | 5.5281e-05 | [16 empty] | 7.3.1.3 Ignition probability mapping showing the probability of ignition along the electric lines and equipmentWLDFRAggregatedAggregated | WLDFR | HFTD - Distribution - Tier 3 - 1QU CoRE ¦ 5QU LoRE | Non-Red Flag Warning - Large Fires | Aggregated | Aggregated | 2021 | 1.9946e-05 | 0 | 88.4245 | 0.0017637 | 2021 | Mitigation | 0.08575 | 30 | 0 | esc | 0.0012005 | 2.3945e-08 | 0.00060025 | 1.1972e-08 | 0 | 0
[79 empty] | WLDFR | HFTD - Distribution - Tier 3 - 1QU CoRE ¦ 5QU LoRE | Non-Red Flag Warning - Destructive Fires | 2036 | 4.3061e-09 | 2.1531e-09 | 5.5365e-09 | 9984.8474 | 263.1074 | 9721.74 | 0 | 0 | 0 | 0 | 3.587e-06 |  | 4.2996e-05 | 0 | 4.2996e-05 | 2.1498e-05 | 0 | 2.1498e-05 | 5.5281e-05 | 0 | 5.5281e-05 | [16 empty] | 7.3.1.3 Ignition probability mapping showing the probability of ignition along the electric lines and equipmentWLDFRAggregatedAggregated | WLDFR | HFTD - Distribution - Tier 3 - 1QU CoRE ¦ 5QU LoRE | Non-Red Flag Warning - Large Fires | Aggregated | Aggregated | 2022 | 1.9946e-05 | 0 | 88.4245 | 0.0017637 | 2022 | Mitigation | 0.08575 | 30 | 0 | esc | 0.0012005 | 2.3945e-08 | 0.00060025 | 1.1972e-08 | 0.0015435 | 3.0786e-08
[79 empty] | WLDFR | HFTD - Distribution - Tier 3 - 1QU CoRE ¦ 5QU LoRE | Non-Red Flag Warning - Destructive Fires | 2037 | 4.3061e-09 | 2.1531e-09 | 5.5365e-09 | 9984.8474 | 263.1074 | 9721.74 | 0 | 0 | 0 | 0 | 3.587e-06 |  | 4.2996e-05 | 0 | 4.2996e-05 | 2.1498e-05 | 0 | 2.1498e-05 | 5.5281e-05 | 0 | 5.5281e-05 | [16 empty] | 7.3.1.3 Ignition probability mapping showing the probability of ignition along the electric lines and equipmentWLDFRAggregatedAggregated | WLDFR | HFTD - Distribution - Tier 3 - 1QU CoRE ¦ 5QU LoRE | Non-Red Flag Warning - Large Fires | Aggregated | Aggregated | 2023 | 1.9946e-05 | 0 | 88.4245 | 0.0017637 | 2023 | Mitigation | 0.08575 | 30 | 0 | esc | 0.0012005 | 2.3945e-08 | 0.00060025 | 1.1972e-08 | 0.0015435 | 3.0786e-08
[79 empty] | WLDFR | HFTD - Distribution - Tier 3 - 1QU CoRE ¦ 5QU LoRE | Non-Red Flag Warning - Destructive Fires | 2038 | 4.3061e-09 | 2.1531e-09 | 5.5365e-09 | 10472.8261 | 280.5544 | 10192.2718 | 0 | 0 | 0 | 0 | 3.587e-06 |  | 4.5098e-05 | 0 | 4.5098e-05 | 2.2549e-05 | 0 | 2.2549e-05 | 5.7983e-05 | 0 | 5.7983e-05 | [16 empty] | 7.3.1.3 Ignition probability mapping showing the probability of ignition along the electric lines and equipmentWLDFRAggregatedAggregated | WLDFR | HFTD - Distribution - Tier 3 - 1QU CoRE ¦ 5QU LoRE | Non-Red Flag Warning - Large Fires | Aggregated | Aggregated | 2024 | 1.9946e-05 | 0 | 88.4245 | 0.0017637 | 2024 | Mitigation | 0.08575 | 30 | 0 | esc | 0.0012005 | 2.3945e-08 | 0.00060025 | 1.1972e-08 | 0.0015435 | 3.0786e-08
[79 empty] | WLDFR | HFTD - Distribution - Tier 3 - 1QU CoRE ¦ 5QU LoRE | Non-Red Flag Warning - Destructive Fires | 2039 | 4.3061e-09 | 2.1531e-09 | 5.5365e-09 | 10472.8261 | 280.5544 | 10192.2718 | 0 | 0 | 0 | 0 | 3.587e-06 |  | 4.5098e-05 | 0 | 4.5098e-05 | 2.2549e-05 | 0 | 2.2549e-05 | 5.7983e-05 | 0 | 5.7983e-05 | [16 empty] | 7.3.1.3 Ignition probability mapping showing the probability of ignition along the electric lines and equipmentWLDFRAggregatedAggregated | WLDFR | HFTD - Distribution - Tier 3 - 1QU CoRE ¦ 5QU LoRE | Non-Red Flag Warning - Large Fires | Aggregated | Aggregated | 2025 | 1.9946e-05 | 0 | 88.4245 | 0.0017637 | 2025 | Mitigation | 0.08575 | 30 | 0 | esc | 0.0012005 | 2.3945e-08 | 0.00060025 | 1.1972e-08 | 0.0015435 | 3.0786e-08
[79 empty] | WLDFR | HFTD - Distribution - Tier 3 - 1QU CoRE ¦ 5QU LoRE | Non-Red Flag Warning - Destructive Fires | 2040 | 4.3061e-09 | 2.1531e-09 | 5.5365e-09 | 10472.8261 | 280.5544 | 10192.2718 | 0 | 0 | 0 | 0 | 3.587e-06 |  | 4.5098e-05 | 0 | 4.5098e-05 | 2.2549e-05 | 0 | 2.2549e-05 | 5.7983e-05 | 0 | 5.7983e-05 | [16 empty] | 7.3.1.3 Ignition probability mapping showing the probability of ignition along the electric lines and equipmentWLDFRAggregatedAggregated | WLDFR | HFTD - Distribution - Tier 3 - 1QU CoRE ¦ 5QU LoRE | Non-Red Flag Warning - Large Fires | Aggregated | Aggregated | 2026 | 1.9946e-05 | 0 | 88.4245 | 0.0017637 | 2026 | Mitigation | 0.08575 | 30 | 0 | esc | 0.0012005 | 2.3945e-08 | 0.00060025 | 1.1972e-08 | 0.0015435 | 3.0786e-08
[79 empty] | WLDFR | HFTD - Distribution - Tier 3 - 1QU CoRE ¦ 5QU LoRE | Non-Red Flag Warning - Destructive Fires | 2041 | 4.3061e-09 | 2.1531e-09 | 5.5365e-09 | 10472.8261 | 280.5544 | 10192.2718 | 0 | 0 | 0 | 0 | 3.587e-06 |  | 4.5098e-05 | 0 | 4.5098e-05 | 2.2549e-05 | 0 | 2.2549e-05 | 5.7983e-05 | 0 | 5.7983e-05 | [16 empty] | 7.3.1.3 Ignition probability mapping showing the probability of ignition along the electric lines and equipmentWLDFRAggregatedAggregated | WLDFR | HFTD - Distribution - Tier 3 - 1QU CoRE ¦ 5QU LoRE | Non-Red Flag Warning - Large Fires | Aggregated | Aggregated | 2027 | 1.9946e-05 | 0 | 88.4245 | 0.0017637 | 2027 | Mitigation | 0.08575 | 30 | 0 | esc | 0.0012005 | 2.3945e-08 | 0.00060025 | 1.1972e-08 | 0.0015435 | 3.0786e-08
[79 empty] | WLDFR | HFTD - Distribution - Tier 3 - 1QU CoRE ¦ 5QU LoRE | Non-Red Flag Warning - Destructive Fires | 2042 | 4.3061e-09 | 2.1531e-09 | 5.5365e-09 | 10472.8261 | 280.5544 | 10192.2718 | 0 | 0 | 0 | 0 | 3.587e-06 |  | 4.5098e-05 | 0 | 4.5098e-05 | 2.2549e-05 | 0 | 2.2549e-05 | 5.7983e-05 | 0 | 5.7983e-05 | [16 empty] | 7.3.1.3 Ignition probability mapping showing the probability of ignition along the electric lines and equipmentWLDFRAggregatedAggregated | WLDFR | HFTD - Distribution - Tier 3 - 1QU CoRE ¦ 5QU LoRE | Non-Red Flag Warning - Large Fires | Aggregated | Aggregated | 2028 | 1.9946e-05 | 0 | 88.4245 | 0.0017637 | 2028 | Mitigation | 0.08575 | 30 | 0 | esc | 0.0012005 | 2.3945e-08 | 0.00060025 | 1.1972e-08 | 0.0015435 | 3.0786e-08
[79 empty] | WLDFR | HFTD - Distribution - Tier 3 - 1QU CoRE ¦ 5QU LoRE | Non-Red Flag Warning - Destructive Fires | 2043 | 4.3061e-09 | 2.1531e-09 | 5.5365e-09 | 10992.1562 | 299.42 | 10692.7362 | 0 | 0 | 0 | 0 | 3.587e-06 |  | 4.7334e-05 | 0 | 4.7334e-05 | 2.3667e-05 | 0 | 2.3667e-05 | 6.0858e-05 | 0 | 6.0858e-05 | [16 empty] | 7.3.1.3 Ignition probability mapping showing the probability of ignition along the electric lines and equipmentWLDFRAggregatedAggregated | WLDFR | HFTD - Distribution - Tier 3 - 1QU CoRE ¦ 5QU LoRE | Non-Red Flag Warning - Large Fires | Aggregated | Aggregated | 2029 | 1.9946e-05 | 0 | 88.4245 | 0.0017637 | 2029 | Mitigation | 0.08575 | 30 | 0 | esc | 0.0012005 | 2.3945e-08 | 0.00060025 | 1.1972e-08 | 0.0015435 | 3.0786e-08
[79 empty] | WLDFR | HFTD - Distribution - Tier 3 - 1QU CoRE ¦ 5QU LoRE | Non-Red Flag Warning - Destructive Fires | 2044 | 4.3061e-09 | 2.1531e-09 | 5.5365e-09 | 10992.1562 | 299.42 | 10692.7362 | 0 | 0 | 0 | 0 | 3.587e-06 |  | 4.7334e-05 | 0 | 4.7334e-05 | 2.3667e-05 | 0 | 2.3667e-05 | 6.0858e-05 | 0 | 6.0858e-05 | [16 empty] | 7.3.1.3 Ignition probability mapping showing the probability of ignition along the electric lines and equipmentWLDFRAggregatedAggregated | WLDFR | HFTD - Distribution - Tier 3 - 1QU CoRE ¦ 5QU LoRE | Non-Red Flag Warning - Large Fires | Aggregated | Aggregated | 2030 | 1.9946e-05 | 0 | 88.4245 | 0.0017637 | 2030 | Mitigation | 0.08575 | 30 | 0 | esc | 0.0012005 | 2.3945e-08 | 0.00060025 | 1.1972e-08 | 0.0015435 | 3.0786e-08
[79 empty] | WLDFR | HFTD - Distribution - Tier 3 - 1QU CoRE ¦ 5QU LoRE | Non-Red Flag Warning - Destructive Fires | 2045 | 4.3061e-09 | 2.1531e-09 | 5.5365e-09 | 10992.1562 | 299.42 | 10692.7362 | 0 | 0 | 0 | 0 | 3.587e-06 |  | 4.7334e-05 | 0 | 4.7334e-05 | 2.3667e-05 | 0 | 2.3667e-05 | 6.0858e-05 | 0 | 6.0858e-05 | [16 empty] | 7.3.1.3 Ignition probability mapping showing the probability of ignition along the electric lines and equipmentWLDFRAggregatedAggregated | WLDFR | HFTD - Distribution - Tier 3 - 1QU CoRE ¦ 5QU LoRE | Non-Red Flag Warning - Large Fires | Aggregated | Aggregated | 2031 | 1.9946e-05 | 0 | 88.4245 | 0.0017637 | 2031 | Mitigation | 0.08575 | 30 | 0 | esc | 0.0012005 | 2.3945e-08 | 0.00060025 | 1.1972e-08 | 0.0015435 | 3.0786e-08
[79 empty] | WLDFR | HFTD - Distribution - Tier 3 - 1QU CoRE ¦ 5QU LoRE | Non-Red Flag Warning - Destructive Fires | 2046 | 4.3061e-09 | 2.1531e-09 | 5.5365e-09 | 10992.1562 | 299.42 | 10692.7362 | 0 | 0 | 0 | 0 | 3.587e-06 |  | 4.7334e-05 | 0 | 4.7334e-05 | 2.3667e-05 | 0 | 2.3667e-05 | 6.0858e-05 | 0 | 6.0858e-05 | [16 empty] | 7.3.1.3 Ignition probability mapping showing the probability of ignition along the electric lines and equipmentWLDFRAggregatedAggregated | WLDFR | HFTD - Distribution - Tier 3 - 1QU CoRE ¦ 5QU LoRE | Non-Red Flag Warning - Large Fires | Aggregated | Aggregated | 2032 | 1.9946e-05 | 0 | 88.4245 | 0.0017637 | 2032 | Mitigation | 0.08575 | 30 | 0 | esc | 0.0012005 | 2.3945e-08 | 0.00060025 | 1.1972e-08 | 0.0015435 | 3.0786e-08
[79 empty] | WLDFR | HFTD - Distribution - Tier 3 - 1QU CoRE ¦ 5QU LoRE | Non-Red Flag Warning - Destructive Fires | 2047 | 4.3061e-09 | 2.1531e-09 | 5.5365e-09 | 10992.1562 | 299.42 | 10692.7362 | 0 | 0 | 0 | 0 | 3.587e-06 |  | 4.7334e-05 | 0 | 4.7334e-05 | 2.3667e-05 | 0 | 2.3667e-05 | 6.0858e-05 | 0 | 6.0858e-05 | [16 empty] | 7.3.1.3 Ignition probability mapping showing the probability of ignition along the electric lines and equipmentWLDFRAggregatedAggregated | WLDFR | HFTD - Distribution - Tier 3 - 1QU CoRE ¦ 5QU LoRE | Non-Red Flag Warning - Large Fires | Aggregated | Aggregated | 2033 | 1.9946e-05 | 0 | 88.4245 | 0.0017637 | 2033 | Mitigation | 0.08575 | 30 | 0 | esc | 0.0012005 | 2.3945e-08 | 0.00060025 | 1.1972e-08 | 0.0015435 | 3.0786e-08
[79 empty] | WLDFR | HFTD - Distribution - Tier 3 - 1QU CoRE ¦ 5QU LoRE | Non-Red Flag Warning - Destructive Fires | 2048 | 4.3061e-09 | 2.1531e-09 | 5.5365e-09 | 11536.0538 | 319.4911 | 11216.5626 | 0 | 0 | 0 | 0 | 3.587e-06 |  | 4.9676e-05 | 0 | 4.9676e-05 | 2.4838e-05 | 0 | 2.4838e-05 | 6.3869e-05 | 0 | 6.3869e-05 | [16 empty] | 7.3.1.3 Ignition probability mapping showing the probability of ignition along the electric lines and equipmentWLDFRAggregatedAggregated | WLDFR | HFTD - Distribution - Tier 3 - 1QU CoRE ¦ 5QU LoRE | Non-Red Flag Warning - Large Fires | Aggregated | Aggregated | 2034 | 1.9946e-05 | 0 | 88.4245 | 0.0017637 | 2034 | Mitigation | 0.08575 | 30 | 0 | esc | 0.0012005 | 2.3945e-08 | 0.00060025 | 1.1972e-08 | 0.0015435 | 3.0786e-08
[79 empty] | WLDFR | HFTD - Distribution - Tier 3 - 1QU CoRE ¦ 5QU LoRE | Non-Red Flag Warning - Destructive Fires | 2049 | 4.3061e-09 | 2.1531e-09 | 5.5365e-09 | 11536.0538 | 319.4911 | 11216.5626 | 0 | 0 | 0 | 0 | 3.587e-06 |  | 4.9676e-05 | 0 | 4.9676e-05 | 2.4838e-05 | 0 | 2.4838e-05 | 6.3869e-05 | 0 | 6.3869e-05 | [16 empty] | 7.3.1.3 Ignition probability mapping showing the probability of ignition along the electric lines and equipmentWLDFRAggregatedAggregated | WLDFR | HFTD - Distribution - Tier 3 - 1QU CoRE ¦ 5QU LoRE | Non-Red Flag Warning - Large Fires | Aggregated | Aggregated | 2035 | 1.9946e-05 | 0 | 88.4245 | 0.0017637 | 2035 | Mitigation | 0.08575 | 30 | 0 | esc | 0.0012005 | 2.3945e-08 | 0.00060025 | 1.1972e-08 | 0.0015435 | 3.0786e-08
[79 empty] | WLDFR | HFTD - Distribution - Tier 3 - 1QU CoRE ¦ 5QU LoRE | Non-Red Flag Warning - Destructive Fires | 2050 | 0 | 2.1531e-09 | 5.5365e-09 | 11536.0538 | 319.4911 | 11216.5626 | 0 | 0 | 0 | 0 | 3.587e-06 |  | 0 | 0 | 0 | 2.4838e-05 | 0 | 2.4838e-05 | 6.3869e-05 | 0 | 6.3869e-05 | [16 empty] | 7.3.1.3 Ignition probability mapping showing the probability of ignition along the electric lines and equipmentWLDFRAggregatedAggregated | WLDFR | HFTD - Distribution - Tier 3 - 1QU CoRE ¦ 5QU LoRE | Non-Red Flag Warning - Large Fires | Aggregated | Aggregated | 2036 | 1.9946e-05 | 0 | 88.4245 | 0.0017637 | 2036 | Mitigation | 0.08575 | 30 | 0 | esc | 0.0012005 | 2.3945e-08 | 0.00060025 | 1.1972e-08 | 0.0015435 | 3.0786e-08
[79 empty] | WLDFR | HFTD - Distribution - Tier 3 - 1QU CoRE ¦ 5QU LoRE | Non-Red Flag Warning - Destructive Fires | 2051 | 0 | 0 | 5.5365e-09 | 11536.0538 | 319.4911 | 11216.5626 | 0 | 0 | 0 | 0 | 3.587e-06 |  | 0 | 0 | 0 | 0 | 0 | 0 | 6.3869e-05 | 0 | 6.3869e-05 | [16 empty] | 7.3.1.3 Ignition probability mapping showing the probability of ignition along the electric lines and equipmentWLDFRAggregatedAggregated | WLDFR | HFTD - Distribution - Tier 3 - 1QU CoRE ¦ 5QU LoRE | Non-Red Flag Warning - Large Fires | Aggregated | Aggregated | 2037 | 1.9946e-05 | 0 | 88.4245 | 0.0017637 | 2037 | Mitigation | 0.08575 | 30 | 0 | esc | 0.0012005 | 2.3945e-08 | 0.00060025 | 1.1972e-08 | 0.0015435 | 3.0786e-08
[79 empty] | WLDFR | HFTD - Distribution - Tier 3 - 1QU CoRE ¦ 5QU LoRE | Non-Red Flag Warning - Large Fires | 2020 | 2.3945e-08 | 0 | 0 | 5.2406 | 0.69642 | 2.942 | 1.6022 | 0 | 0 | 0 | 1.9946e-05 |  | 1.2549e-07 | 0 | 1.2549e-07 | 0 | 0 | 0 | 0 | 0 | 0 | [16 empty] | 7.3.1.3 Ignition probability mapping showing the probability of ignition along the electric lines and equipmentWLDFRAggregatedAggregated | WLDFR | HFTD - Distribution - Tier 3 - 1QU CoRE ¦ 5QU LoRE | Non-Red Flag Warning - Large Fires | Aggregated | Aggregated | 2038 | 1.9946e-05 | 0 | 88.4245 | 0.0017637 | 2038 | Mitigation | 0.08575 | 30 | 0 | esc | 0.0012005 | 2.3945e-08 | 0.00060025 | 1.1972e-08 | 0.0015435 | 3.0786e-08
[79 empty] | WLDFR | HFTD - Distribution - Tier 3 - 1QU CoRE ¦ 5QU LoRE | Non-Red Flag Warning - Large Fires | 2021 | 2.3945e-08 | 1.1972e-08 | 0 | 5.2406 | 0.69642 | 2.942 | 1.6022 | 0 | 0 | 0 | 1.9946e-05 |  | 1.2549e-07 | 0 | 1.2549e-07 | 6.2743e-08 | 0 | 6.2743e-08 | 0 | 0 | 0 | [16 empty] | 7.3.1.3 Ignition probability mapping showing the probability of ignition along the electric lines and equipmentWLDFRAggregatedAggregated | WLDFR | HFTD - Distribution - Tier 3 - 1QU CoRE ¦ 5QU LoRE | Non-Red Flag Warning - Large Fires | Aggregated | Aggregated | 2039 | 1.9946e-05 | 0 | 88.4245 | 0.0017637 | 2039 | Mitigation | 0.08575 | 30 | 0 | esc | 0.0012005 | 2.3945e-08 | 0.00060025 | 1.1972e-08 | 0.0015435 | 3.0786e-08
[79 empty] | WLDFR | HFTD - Distribution - Tier 3 - 1QU CoRE ¦ 5QU LoRE | Non-Red Flag Warning - Large Fires | 2022 | 2.3945e-08 | 1.1972e-08 | 3.0786e-08 | 5.2406 | 0.69642 | 2.942 | 1.6022 | 0 | 0 | 0 | 1.9946e-05 |  | 1.2549e-07 | 0 | 1.2549e-07 | 6.2743e-08 | 0 | 6.2743e-08 | 1.6134e-07 | 0 | 1.6134e-07 | [16 empty] | 7.3.1.3 Ignition probability mapping showing the probability of ignition along the electric lines and equipmentWLDFRAggregatedAggregated | WLDFR | HFTD - Distribution - Tier 3 - 1QU CoRE ¦ 5QU LoRE | Non-Red Flag Warning - Large Fires | Aggregated | Aggregated | 2040 | 1.9946e-05 | 0 | 88.4245 | 0.0017637 | 2040 | Mitigation | 0.08575 | 30 | 0 | esc | 0.0012005 | 2.3945e-08 | 0.00060025 | 1.1972e-08 | 0.0015435 | 3.0786e-08
[79 empty] | WLDFR | HFTD - Distribution - Tier 3 - 1QU CoRE ¦ 5QU LoRE | Non-Red Flag Warning - Large Fires | 2023 | 2.3945e-08 | 1.1972e-08 | 3.0786e-08 | 5.475 | 0.71896 | 3.0715 | 1.6846 | 0 | 0 | 0 | 1.9946e-05 |  | 1.311e-07 | 0 | 1.311e-07 | 6.555e-08 | 0 | 6.555e-08 | 1.6856e-07 | 0 | 1.6856e-07 | [16 empty] | 7.3.1.3 Ignition probability mapping showing the probability of ignition along the electric lines and equipmentWLDFRAggregatedAggregated | WLDFR | HFTD - Distribution - Tier 3 - 1QU CoRE ¦ 5QU LoRE | Non-Red Flag Warning - Large Fires | Aggregated | Aggregated | 2041 | 1.9946e-05 | 0 | 88.4245 | 0.0017637 | 2041 | Mitigation | 0.08575 | 30 | 0 | esc | 0.0012005 | 2.3945e-08 | 0.00060025 | 1.1972e-08 | 0.0015435 | 3.0786e-08
[79 empty] | WLDFR | HFTD - Distribution - Tier 3 - 1QU CoRE ¦ 5QU LoRE | Non-Red Flag Warning - Large Fires | 2024 | 2.3945e-08 | 1.1972e-08 | 3.0786e-08 | 5.475 | 0.71896 | 3.0715 | 1.6846 | 0 | 0 | 0 | 1.9946e-05 |  | 1.311e-07 | 0 | 1.311e-07 | 6.555e-08 | 0 | 6.555e-08 | 1.6856e-07 | 0 | 1.6856e-07 | [16 empty] | 7.3.1.3 Ignition probability mapping showing the probability of ignition along the electric lines and equipmentWLDFRAggregatedAggregated | WLDFR | HFTD - Distribution - Tier 3 - 1QU CoRE ¦ 5QU LoRE | Non-Red Flag Warning - Large Fires | Aggregated | Aggregated | 2042 | 1.9946e-05 | 0 | 88.4245 | 0.0017637 | 2042 | Mitigation | 0.08575 | 30 | 0 | esc | 0.0012005 | 2.3945e-08 | 0.00060025 | 1.1972e-08 | 0.0015435 | 3.0786e-08
[79 empty] | WLDFR | HFTD - Distribution - Tier 3 - 1QU CoRE ¦ 5QU LoRE | Non-Red Flag Warning - Large Fires | 2025 | 2.3945e-08 | 1.1972e-08 | 3.0786e-08 | 5.475 | 0.71896 | 3.0715 | 1.6846 | 0 | 0 | 0 | 1.9946e-05 |  | 1.311e-07 | 0 | 1.311e-07 | 6.555e-08 | 0 | 6.555e-08 | 1.6856e-07 | 0 | 1.6856e-07 | [16 empty] | 7.3.1.3 Ignition probability mapping showing the probability of ignition along the electric lines and equipmentWLDFRAggregatedAggregated | WLDFR | HFTD - Distribution - Tier 3 - 1QU CoRE ¦ 5QU LoRE | Non-Red Flag Warning - Large Fires | Aggregated | Aggregated | 2043 | 1.9946e-05 | 0 | 88.4245 | 0.0017637 | 2043 | Mitigation | 0.08575 | 30 | 0 | esc | 0.0012005 | 2.3945e-08 | 0.00060025 | 1.1972e-08 | 0.0015435 | 3.0786e-08
[79 empty] | WLDFR | HFTD - Distribution - Tier 3 - 1QU CoRE ¦ 5QU LoRE | Non-Red Flag Warning - Large Fires | 2026 | 2.3945e-08 | 1.1972e-08 | 3.0786e-08 | 5.475 | 0.71896 | 3.0715 | 1.6846 | 0 | 0 | 0 | 1.9946e-05 |  | 1.311e-07 | 0 | 1.311e-07 | 6.555e-08 | 0 | 6.555e-08 | 1.6856e-07 | 0 | 1.6856e-07 | [16 empty] | 7.3.1.3 Ignition probability mapping showing the probability of ignition along the electric lines and equipmentWLDFRAggregatedAggregated | WLDFR | HFTD - Distribution - Tier 3 - 1QU CoRE ¦ 5QU LoRE | Non-Red Flag Warning - Large Fires | Aggregated | Aggregated | 2044 | 1.9946e-05 | 0 | 88.4245 | 0.0017637 | 2044 | Mitigation | 0.08575 | 30 | 0 | esc | 0.0012005 | 2.3945e-08 | 0.00060025 | 1.1972e-08 | 0.0015435 | 3.0786e-08
[79 empty] | WLDFR | HFTD - Distribution - Tier 3 - 1QU CoRE ¦ 5QU LoRE | Non-Red Flag Warning - Large Fires | 2027 | 2.3945e-08 | 1.1972e-08 | 3.0786e-08 | 5.475 | 0.71896 | 3.0715 | 1.6846 | 0 | 0 | 0 | 1.9946e-05 |  | 1.311e-07 | 0 | 1.311e-07 | 6.555e-08 | 0 | 6.555e-08 | 1.6856e-07 | 0 | 1.6856e-07 | [16 empty] | 7.3.1.3 Ignition probability mapping showing the probability of ignition along the electric lines and equipmentWLDFRAggregatedAggregated | WLDFR | HFTD - Distribution - Tier 3 - 1QU CoRE ¦ 5QU LoRE | Non-Red Flag Warning - Large Fires | Aggregated | Aggregated | 2045 | 1.9946e-05 | 0 | 88.4245 | 0.0017637 | 2045 | Mitigation | 0.08575 | 30 | 0 | esc | 0.0012005 | 2.3945e-08 | 0.00060025 | 1.1972e-08 | 0.0015435 | 3.0786e-08
[79 empty] | WLDFR | HFTD - Distribution - Tier 3 - 1QU CoRE ¦ 5QU LoRE | Non-Red Flag Warning - Large Fires | 2028 | 2.3945e-08 | 1.1972e-08 | 3.0786e-08 | 5.777 | 0.74734 | 3.238 | 1.7917 | 0 | 0 | 0 | 1.9946e-05 |  | 1.3833e-07 | 0 | 1.3833e-07 | 6.9165e-08 | 0 | 6.9165e-08 | 1.7785e-07 | 0 | 1.7785e-07 | [16 empty] | 7.3.1.3 Ignition probability mapping showing the probability of ignition along the electric lines and equipmentWLDFRAggregatedAggregated | WLDFR | HFTD - Distribution - Tier 3 - 1QU CoRE ¦ 5QU LoRE | Non-Red Flag Warning - Large Fires | Aggregated | Aggregated | 2046 | 1.9946e-05 | 0 | 88.4245 | 0.0017637 | 2046 | Mitigation | 0.08575 | 30 | 0 | esc | 0.0012005 | 2.3945e-08 | 0.00060025 | 1.1972e-08 | 0.0015435 | 3.0786e-08
[79 empty] | WLDFR | HFTD - Distribution - Tier 3 - 1QU CoRE ¦ 5QU LoRE | Non-Red Flag Warning - Large Fires | 2029 | 2.3945e-08 | 1.1972e-08 | 3.0786e-08 | 5.777 | 0.74734 | 3.238 | 1.7917 | 0 | 0 | 0 | 1.9946e-05 |  | 1.3833e-07 | 0 | 1.3833e-07 | 6.9165e-08 | 0 | 6.9165e-08 | 1.7785e-07 | 0 | 1.7785e-07 | [16 empty] | 7.3.1.3 Ignition probability mapping showing the probability of ignition along the electric lines and equipmentWLDFRAggregatedAggregated | WLDFR | HFTD - Distribution - Tier 3 - 1QU CoRE ¦ 5QU LoRE | Non-Red Flag Warning - Large Fires | Aggregated | Aggregated | 2047 | 1.9946e-05 | 0 | 88.4245 | 0.0017637 | 2047 | Mitigation | 0.08575 | 30 | 0 | esc | 0.0012005 | 2.3945e-08 | 0.00060025 | 1.1972e-08 | 0.0015435 | 3.0786e-08
[79 empty] | WLDFR | HFTD - Distribution - Tier 3 - 1QU CoRE ¦ 5QU LoRE | Non-Red Flag Warning - Large Fires | 2030 | 2.3945e-08 | 1.1972e-08 | 3.0786e-08 | 5.777 | 0.74734 | 3.238 | 1.7917 | 0 | 0 | 0 | 1.9946e-05 |  | 1.3833e-07 | 0 | 1.3833e-07 | 6.9165e-08 | 0 | 6.9165e-08 | 1.7785e-07 | 0 | 1.7785e-07 | [16 empty] | 7.3.1.3 Ignition probability mapping showing the probability of ignition along the electric lines and equipmentWLDFRAggregatedAggregated | WLDFR | HFTD - Distribution - Tier 3 - 1QU CoRE ¦ 5QU LoRE | Non-Red Flag Warning - Large Fires | Aggregated | Aggregated | 2048 | 1.9946e-05 | 0 | 88.4245 | 0.0017637 | 2048 | Mitigation | 0.08575 | 30 | 0 | esc | 0.0012005 | 2.3945e-08 | 0.00060025 | 1.1972e-08 | 0.0015435 | 3.0786e-08
[79 empty] | WLDFR | HFTD - Distribution - Tier 3 - 1QU CoRE ¦ 5QU LoRE | Non-Red Flag Warning - Large Fires | 2031 | 2.3945e-08 | 1.1972e-08 | 3.0786e-08 | 5.777 | 0.74734 | 3.238 | 1.7917 | 0 | 0 | 0 | 1.9946e-05 |  | 1.3833e-07 | 0 | 1.3833e-07 | 6.9165e-08 | 0 | 6.9165e-08 | 1.7785e-07 | 0 | 1.7785e-07 | [16 empty] | 7.3.1.3 Ignition probability mapping showing the probability of ignition along the electric lines and equipmentWLDFRAggregatedAggregated | WLDFR | HFTD - Distribution - Tier 3 - 1QU CoRE ¦ 5QU LoRE | Non-Red Flag Warning - Large Fires | Aggregated | Aggregated | 2049 | 1.9946e-05 | 0 | 88.4245 | 0.0017637 | 2049 | Mitigation | 0.08575 | 30 | 0 | esc | 0.0012005 | 2.3945e-08 | 0.00060025 | 1.1972e-08 | 0.0015435 | 3.0786e-08
[79 empty] | WLDFR | HFTD - Distribution - Tier 3 - 1QU CoRE ¦ 5QU LoRE | Non-Red Flag Warning - Large Fires | 2032 | 2.3945e-08 | 1.1972e-08 | 3.0786e-08 | 5.777 | 0.74734 | 3.238 | 1.7917 | 0 | 0 | 0 | 1.9946e-05 |  | 1.3833e-07 | 0 | 1.3833e-07 | 6.9165e-08 | 0 | 6.9165e-08 | 1.7785e-07 | 0 | 1.7785e-07 | [16 empty] | 7.3.1.3 Ignition probability mapping showing the probability of ignition along the electric lines and equipmentWLDFRAggregatedAggregated | WLDFR | HFTD - Distribution - Tier 3 - 1QU CoRE ¦ 5QU LoRE | Non-Red Flag Warning - Large Fires | Aggregated | Aggregated | 2050 | 1.9946e-05 | 0 | 88.4245 | 0.0017637 | 2050 | Mitigation | 0.08575 | 30 | 0 | esc | 0 | 0 | 0.00060025 | 1.1972e-08 | 0.0015435 | 3.0786e-08
[79 empty] | WLDFR | HFTD - Distribution - Tier 3 - 1QU CoRE ¦ 5QU LoRE | Non-Red Flag Warning - Large Fires | 2033 | 2.3945e-08 | 1.1972e-08 | 3.0786e-08 | 6.1205 | 0.77885 | 3.4265 | 1.9151 | 0 | 0 | 0 | 1.9946e-05 |  | 1.4656e-07 | 0 | 1.4656e-07 | 7.3278e-08 | 0 | 7.3278e-08 | 1.8843e-07 | 0 | 1.8843e-07 | [16 empty] | 7.3.1.3 Ignition probability mapping showing the probability of ignition along the electric lines and equipmentWLDFRAggregatedAggregated | WLDFR | HFTD - Distribution - Tier 3 - 1QU CoRE ¦ 5QU LoRE | Non-Red Flag Warning - Large Fires | Aggregated | Aggregated | 2051 | 1.9946e-05 | 0 | 88.4245 | 0.0017637 | 2051 | Mitigation | 0.08575 | 30 | 0 | esc | 0 | 0 | 0 | 0 | 0.0015435 | 3.0786e-08
[79 empty] | WLDFR | HFTD - Distribution - Tier 3 - 1QU CoRE ¦ 5QU LoRE | Non-Red Flag Warning - Large Fires | 2034 | 2.3945e-08 | 1.1972e-08 | 3.0786e-08 | 6.1205 | 0.77885 | 3.4265 | 1.9151 | 0 | 0 | 0 | 1.9946e-05 |  | 1.4656e-07 | 0 | 1.4656e-07 | 7.3278e-08 | 0 | 7.3278e-08 | 1.8843e-07 | 0 | 1.8843e-07 | [16 empty] | 7.3.1.3 Ignition probability mapping showing the probability of ignition along the electric lines and equipmentWLDFRAggregatedAggregated | WLDFR | HFTD - Distribution - Tier 3 - 1QU CoRE ¦ 5QU LoRE | Non-Red Flag Warning - Small Fires | Aggregated | Aggregated | 2021 | 0.0025411 | 0 | 88.4245 | 0.2247 | 2021 | Mitigation | 0.08575 | 30 | 0 | esc | 0.0012005 | 3.0506e-06 | 0.00060025 | 1.5253e-06 | 0 | 0
[79 empty] | WLDFR | HFTD - Distribution - Tier 3 - 1QU CoRE ¦ 5QU LoRE | Non-Red Flag Warning - Large Fires | 2035 | 2.3945e-08 | 1.1972e-08 | 3.0786e-08 | 6.1205 | 0.77885 | 3.4265 | 1.9151 | 0 | 0 | 0 | 1.9946e-05 |  | 1.4656e-07 | 0 | 1.4656e-07 | 7.3278e-08 | 0 | 7.3278e-08 | 1.8843e-07 | 0 | 1.8843e-07 | [16 empty] | 7.3.1.3 Ignition probability mapping showing the probability of ignition along the electric lines and equipmentWLDFRAggregatedAggregated | WLDFR | HFTD - Distribution - Tier 3 - 1QU CoRE ¦ 5QU LoRE | Non-Red Flag Warning - Small Fires | Aggregated | Aggregated | 2022 | 0.0025411 | 0 | 88.4245 | 0.2247 | 2022 | Mitigation | 0.08575 | 30 | 0 | esc | 0.0012005 | 3.0506e-06 | 0.00060025 | 1.5253e-06 | 0.0015435 | 3.9222e-06
[79 empty] | WLDFR | HFTD - Distribution - Tier 3 - 1QU CoRE ¦ 5QU LoRE | Non-Red Flag Warning - Large Fires | 2036 | 2.3945e-08 | 1.1972e-08 | 3.0786e-08 | 6.1205 | 0.77885 | 3.4265 | 1.9151 | 0 | 0 | 0 | 1.9946e-05 |  | 1.4656e-07 | 0 | 1.4656e-07 | 7.3278e-08 | 0 | 7.3278e-08 | 1.8843e-07 | 0 | 1.8843e-07 | [16 empty] | 7.3.1.3 Ignition probability mapping showing the probability of ignition along the electric lines and equipmentWLDFRAggregatedAggregated | WLDFR | HFTD - Distribution - Tier 3 - 1QU CoRE ¦ 5QU LoRE | Non-Red Flag Warning - Small Fires | Aggregated | Aggregated | 2023 | 0.0025411 | 0 | 88.4245 | 0.2247 | 2023 | Mitigation | 0.08575 | 30 | 0 | esc | 0.0012005 | 3.0506e-06 | 0.00060025 | 1.5253e-06 | 0.0015435 | 3.9222e-06
[79 empty] | WLDFR | HFTD - Distribution - Tier 3 - 1QU CoRE ¦ 5QU LoRE | Non-Red Flag Warning - Large Fires | 2037 | 2.3945e-08 | 1.1972e-08 | 3.0786e-08 | 6.1205 | 0.77885 | 3.4265 | 1.9151 | 0 | 0 | 0 | 1.9946e-05 |  | 1.4656e-07 | 0 | 1.4656e-07 | 7.3278e-08 | 0 | 7.3278e-08 | 1.8843e-07 | 0 | 1.8843e-07 | [16 empty] | 7.3.1.3 Ignition probability mapping showing the probability of ignition along the electric lines and equipmentWLDFRAggregatedAggregated | WLDFR | HFTD - Distribution - Tier 3 - 1QU CoRE ¦ 5QU LoRE | Non-Red Flag Warning - Small Fires | Aggregated | Aggregated | 2024 | 0.0025411 | 0 | 88.4245 | 0.2247 | 2024 | Mitigation | 0.08575 | 30 | 0 | esc | 0.0012005 | 3.0506e-06 | 0.00060025 | 1.5253e-06 | 0.0015435 | 3.9222e-06
[79 empty] | WLDFR | HFTD - Distribution - Tier 3 - 1QU CoRE ¦ 5QU LoRE | Non-Red Flag Warning - Large Fires | 2038 | 2.3945e-08 | 1.1972e-08 | 3.0786e-08 | 6.5028 | 0.81304 | 3.6355 | 2.0543 | 0 | 0 | 0 | 1.9946e-05 |  | 1.5571e-07 | 0 | 1.5571e-07 | 7.7855e-08 | 0 | 7.7855e-08 | 2.002e-07 | 0 | 2.002e-07 | [16 empty] | 7.3.1.3 Ignition probability mapping showing the probability of ignition along the electric lines and equipmentWLDFRAggregatedAggregated | WLDFR | HFTD - Distribution - Tier 3 - 1QU CoRE ¦ 5QU LoRE | Non-Red Flag Warning - Small Fires | Aggregated | Aggregated | 2025 | 0.0025411 | 0 | 88.4245 | 0.2247 | 2025 | Mitigation | 0.08575 | 30 | 0 | esc | 0.0012005 | 3.0506e-06 | 0.00060025 | 1.5253e-06 | 0.0015435 | 3.9222e-06
[79 empty] | WLDFR | HFTD - Distribution - Tier 3 - 1QU CoRE ¦ 5QU LoRE | Non-Red Flag Warning - Large Fires | 2039 | 2.3945e-08 | 1.1972e-08 | 3.0786e-08 | 6.5028 | 0.81304 | 3.6355 | 2.0543 | 0 | 0 | 0 | 1.9946e-05 |  | 1.5571e-07 | 0 | 1.5571e-07 | 7.7855e-08 | 0 | 7.7855e-08 | 2.002e-07 | 0 | 2.002e-07 | [16 empty] | 7.3.1.3 Ignition probability mapping showing the probability of ignition along the electric lines and equipmentWLDFRAggregatedAggregated | WLDFR | HFTD - Distribution - Tier 3 - 1QU CoRE ¦ 5QU LoRE | Non-Red Flag Warning - Small Fires | Aggregated | Aggregated | 2026 | 0.0025411 | 0 | 88.4245 | 0.2247 | 2026 | Mitigation | 0.08575 | 30 | 0 | esc | 0.0012005 | 3.0506e-06 | 0.00060025 | 1.5253e-06 | 0.0015435 | 3.9222e-06
[79 empty] | WLDFR | HFTD - Distribution - Tier 3 - 1QU CoRE ¦ 5QU LoRE | Non-Red Flag Warning - Large Fires | 2040 | 2.3945e-08 | 1.1972e-08 | 3.0786e-08 | 6.5028 | 0.81304 | 3.6355 | 2.0543 | 0 | 0 | 0 | 1.9946e-05 |  | 1.5571e-07 | 0 | 1.5571e-07 | 7.7855e-08 | 0 | 7.7855e-08 | 2.002e-07 | 0 | 2.002e-07 | [16 empty] | 7.3.1.3 Ignition probability mapping showing the probability of ignition along the electric lines and equipmentWLDFRAggregatedAggregated | WLDFR | HFTD - Distribution - Tier 3 - 1QU CoRE ¦ 5QU LoRE | Non-Red Flag Warning - Small Fires | Aggregated | Aggregated | 2027 | 0.0025411 | 0 | 88.4245 | 0.2247 | 2027 | Mitigation | 0.08575 | 30 | 0 | esc | 0.0012005 | 3.0506e-06 | 0.00060025 | 1.5253e-06 | 0.0015435 | 3.9222e-06
[79 empty] | WLDFR | HFTD - Distribution - Tier 3 - 1QU CoRE ¦ 5QU LoRE | Non-Red Flag Warning - Large Fires | 2041 | 2.3945e-08 | 1.1972e-08 | 3.0786e-08 | 6.5028 | 0.81304 | 3.6355 | 2.0543 | 0 | 0 | 0 | 1.9946e-05 |  | 1.5571e-07 | 0 | 1.5571e-07 | 7.7855e-08 | 0 | 7.7855e-08 | 2.002e-07 | 0 | 2.002e-07 | [16 empty] | 7.3.1.3 Ignition probability mapping showing the probability of ignition along the electric lines and equipmentWLDFRAggregatedAggregated | WLDFR | HFTD - Distribution - Tier 3 - 1QU CoRE ¦ 5QU LoRE | Non-Red Flag Warning - Small Fires | Aggregated | Aggregated | 2028 | 0.0025411 | 0 | 88.4245 | 0.2247 | 2028 | Mitigation | 0.08575 | 30 | 0 | esc | 0.0012005 | 3.0506e-06 | 0.00060025 | 1.5253e-06 | 0.0015435 | 3.9222e-06
[79 empty] | WLDFR | HFTD - Distribution - Tier 3 - 1QU CoRE ¦ 5QU LoRE | Non-Red Flag Warning - Large Fires | 2042 | 2.3945e-08 | 1.1972e-08 | 3.0786e-08 | 6.5028 | 0.81304 | 3.6355 | 2.0543 | 0 | 0 | 0 | 1.9946e-05 |  | 1.5571e-07 | 0 | 1.5571e-07 | 7.7855e-08 | 0 | 7.7855e-08 | 2.002e-07 | 0 | 2.002e-07 | [16 empty] | 7.3.1.3 Ignition probability mapping showing the probability of ignition along the electric lines and equipmentWLDFRAggregatedAggregated | WLDFR | HFTD - Distribution - Tier 3 - 1QU CoRE ¦ 5QU LoRE | Non-Red Flag Warning - Small Fires | Aggregated | Aggregated | 2029 | 0.0025411 | 0 | 88.4245 | 0.2247 | 2029 | Mitigation | 0.08575 | 30 | 0 | esc | 0.0012005 | 3.0506e-06 | 0.00060025 | 1.5253e-06 | 0.0015435 | 3.9222e-06
[79 empty] | WLDFR | HFTD - Distribution - Tier 3 - 1QU CoRE ¦ 5QU LoRE | Non-Red Flag Warning - Large Fires | 2043 | 2.3945e-08 | 1.1972e-08 | 3.0786e-08 | 6.9209 | 0.84944 | 3.8632 | 2.2083 | 0 | 0 | 0 | 1.9946e-05 |  | 1.6572e-07 | 0 | 1.6572e-07 | 8.2861e-08 | 0 | 8.2861e-08 | 2.1307e-07 | 0 | 2.1307e-07 | [16 empty] | 7.3.1.3 Ignition probability mapping showing the probability of ignition along the electric lines and equipmentWLDFRAggregatedAggregated | WLDFR | HFTD - Distribution - Tier 3 - 1QU CoRE ¦ 5QU LoRE | Non-Red Flag Warning - Small Fires | Aggregated | Aggregated | 2030 | 0.0025411 | 0 | 88.4245 | 0.2247 | 2030 | Mitigation | 0.08575 | 30 | 0 | esc | 0.0012005 | 3.0506e-06 | 0.00060025 | 1.5253e-06 | 0.0015435 | 3.9222e-06
[79 empty] | WLDFR | HFTD - Distribution - Tier 3 - 1QU CoRE ¦ 5QU LoRE | Non-Red Flag Warning - Large Fires | 2044 | 2.3945e-08 | 1.1972e-08 | 3.0786e-08 | 6.9209 | 0.84944 | 3.8632 | 2.2083 | 0 | 0 | 0 | 1.9946e-05 |  | 1.6572e-07 | 0 | 1.6572e-07 | 8.2861e-08 | 0 | 8.2861e-08 | 2.1307e-07 | 0 | 2.1307e-07 | [16 empty] | 7.3.1.3 Ignition probability mapping showing the probability of ignition along the electric lines and equipmentWLDFRAggregatedAggregated | WLDFR | HFTD - Distribution - Tier 3 - 1QU CoRE ¦ 5QU LoRE | Non-Red Flag Warning - Small Fires | Aggregated | Aggregated | 2031 | 0.0025411 | 0 | 88.4245 | 0.2247 | 2031 | Mitigation | 0.08575 | 30 | 0 | esc | 0.0012005 | 3.0506e-06 | 0.00060025 | 1.5253e-06 | 0.0015435 | 3.9222e-06
[79 empty] | WLDFR | HFTD - Distribution - Tier 3 - 1QU CoRE ¦ 5QU LoRE | Non-Red Flag Warning - Large Fires | 2045 | 2.3945e-08 | 1.1972e-08 | 3.0786e-08 | 6.9209 | 0.84944 | 3.8632 | 2.2083 | 0 | 0 | 0 | 1.9946e-05 |  | 1.6572e-07 | 0 | 1.6572e-07 | 8.2861e-08 | 0 | 8.2861e-08 | 2.1307e-07 | 0 | 2.1307e-07 | [16 empty] | 7.3.1.3 Ignition probability mapping showing the probability of ignition along the electric lines and equipmentWLDFRAggregatedAggregated | WLDFR | HFTD - Distribution - Tier 3 - 1QU CoRE ¦ 5QU LoRE | Non-Red Flag Warning - Small Fires | Aggregated | Aggregated | 2032 | 0.0025411 | 0 | 88.4245 | 0.2247 | 2032 | Mitigation | 0.08575 | 30 | 0 | esc | 0.0012005 | 3.0506e-06 | 0.00060025 | 1.5253e-06 | 0.0015435 | 3.9222e-06
[79 empty] | WLDFR | HFTD - Distribution - Tier 3 - 1QU CoRE ¦ 5QU LoRE | Non-Red Flag Warning - Large Fires | 2046 | 2.3945e-08 | 1.1972e-08 | 3.0786e-08 | 6.9209 | 0.84944 | 3.8632 | 2.2083 | 0 | 0 | 0 | 1.9946e-05 |  | 1.6572e-07 | 0 | 1.6572e-07 | 8.2861e-08 | 0 | 8.2861e-08 | 2.1307e-07 | 0 | 2.1307e-07 | [16 empty] | 7.3.1.3 Ignition probability mapping showing the probability of ignition along the electric lines and equipmentWLDFRAggregatedAggregated | WLDFR | HFTD - Distribution - Tier 3 - 1QU CoRE ¦ 5QU LoRE | Non-Red Flag Warning - Small Fires | Aggregated | Aggregated | 2033 | 0.0025411 | 0 | 88.4245 | 0.2247 | 2033 | Mitigation | 0.08575 | 30 | 0 | esc | 0.0012005 | 3.0506e-06 | 0.00060025 | 1.5253e-06 | 0.0015435 | 3.9222e-06
[79 empty] | WLDFR | HFTD - Distribution - Tier 3 - 1QU CoRE ¦ 5QU LoRE | Non-Red Flag Warning - Large Fires | 2047 | 2.3945e-08 | 1.1972e-08 | 3.0786e-08 | 6.9209 | 0.84944 | 3.8632 | 2.2083 | 0 | 0 | 0 | 1.9946e-05 |  | 1.6572e-07 | 0 | 1.6572e-07 | 8.2861e-08 | 0 | 8.2861e-08 | 2.1307e-07 | 0 | 2.1307e-07 | [16 empty] | 7.3.1.3 Ignition probability mapping showing the probability of ignition along the electric lines and equipmentWLDFRAggregatedAggregated | WLDFR | HFTD - Distribution - Tier 3 - 1QU CoRE ¦ 5QU LoRE | Non-Red Flag Warning - Small Fires | Aggregated | Aggregated | 2034 | 0.0025411 | 0 | 88.4245 | 0.2247 | 2034 | Mitigation | 0.08575 | 30 | 0 | esc | 0.0012005 | 3.0506e-06 | 0.00060025 | 1.5253e-06 | 0.0015435 | 3.9222e-06
[79 empty] | WLDFR | HFTD - Distribution - Tier 3 - 1QU CoRE ¦ 5QU LoRE | Non-Red Flag Warning - Large Fires | 2048 | 2.3945e-08 | 1.1972e-08 | 3.0786e-08 | 7.3713 | 0.88759 | 4.1075 | 2.3763 | 0 | 0 | 0 | 1.9946e-05 |  | 1.7651e-07 | 0 | 1.7651e-07 | 8.8253e-08 | 0 | 8.8253e-08 | 2.2694e-07 | 0 | 2.2694e-07 | [16 empty] | 7.3.1.3 Ignition probability mapping showing the probability of ignition along the electric lines and equipmentWLDFRAggregatedAggregated | WLDFR | HFTD - Distribution - Tier 3 - 1QU CoRE ¦ 5QU LoRE | Non-Red Flag Warning - Small Fires | Aggregated | Aggregated | 2035 | 0.0025411 | 0 | 88.4245 | 0.2247 | 2035 | Mitigation | 0.08575 | 30 | 0 | esc | 0.0012005 | 3.0506e-06 | 0.00060025 | 1.5253e-06 | 0.0015435 | 3.9222e-06
[79 empty] | WLDFR | HFTD - Distribution - Tier 3 - 1QU CoRE ¦ 5QU LoRE | Non-Red Flag Warning - Large Fires | 2049 | 2.3945e-08 | 1.1972e-08 | 3.0786e-08 | 7.3713 | 0.88759 | 4.1075 | 2.3763 | 0 | 0 | 0 | 1.9946e-05 |  | 1.7651e-07 | 0 | 1.7651e-07 | 8.8253e-08 | 0 | 8.8253e-08 | 2.2694e-07 | 0 | 2.2694e-07 | [16 empty] | 7.3.1.3 Ignition probability mapping showing the probability of ignition along the electric lines and equipmentWLDFRAggregatedAggregated | WLDFR | HFTD - Distribution - Tier 3 - 1QU CoRE ¦ 5QU LoRE | Non-Red Flag Warning - Small Fires | Aggregated | Aggregated | 2036 | 0.0025411 | 0 | 88.4245 | 0.2247 | 2036 | Mitigation | 0.08575 | 30 | 0 | esc | 0.0012005 | 3.0506e-06 | 0.00060025 | 1.5253e-06 | 0.0015435 | 3.9222e-06
[79 empty] | WLDFR | HFTD - Distribution - Tier 3 - 1QU CoRE ¦ 5QU LoRE | Non-Red Flag Warning - Large Fires | 2050 | 0 | 1.1972e-08 | 3.0786e-08 | 7.3713 | 0.88759 | 4.1075 | 2.3763 | 0 | 0 | 0 | 1.9946e-05 |  | 0 | 0 | 0 | 8.8253e-08 | 0 | 8.8253e-08 | 2.2694e-07 | 0 | 2.2694e-07 | [16 empty] | 7.3.1.3 Ignition probability mapping showing the probability of ignition along the electric lines and equipmentWLDFRAggregatedAggregated | WLDFR | HFTD - Distribution - Tier 3 - 1QU CoRE ¦ 5QU LoRE | Non-Red Flag Warning - Small Fires | Aggregated | Aggregated | 2037 | 0.0025411 | 0 | 88.4245 | 0.2247 | 2037 | Mitigation | 0.08575 | 30 | 0 | esc | 0.0012005 | 3.0506e-06 | 0.00060025 | 1.5253e-06 | 0.0015435 | 3.9222e-06
[79 empty] | WLDFR | HFTD - Distribution - Tier 3 - 1QU CoRE ¦ 5QU LoRE | Non-Red Flag Warning - Large Fires | 2051 | 0 | 0 | 3.0786e-08 | 7.3713 | 0.88759 | 4.1075 | 2.3763 | 0 | 0 | 0 | 1.9946e-05 |  | 0 | 0 | 0 | 0 | 0 | 0 | 2.2694e-07 | 0 | 2.2694e-07 | [16 empty] | 7.3.1.3 Ignition probability mapping showing the probability of ignition along the electric lines and equipmentWLDFRAggregatedAggregated | WLDFR | HFTD - Distribution - Tier 3 - 1QU CoRE ¦ 5QU LoRE | Non-Red Flag Warning - Small Fires | Aggregated | Aggregated | 2038 | 0.0025411 | 0 | 88.4245 | 0.2247 | 2038 | Mitigation | 0.08575 | 30 | 0 | esc | 0.0012005 | 3.0506e-06 | 0.00060025 | 1.5253e-06 | 0.0015435 | 3.9222e-06
[79 empty] | WLDFR | HFTD - Distribution - Tier 3 - 1QU CoRE ¦ 5QU LoRE | Non-Red Flag Warning - Small Fires | 2020 | 3.0506e-06 | 0 | 0 | 0.077901 | 0.036425 | 0.0015809 | 0.039895 | 0 | 0 | 0 | 0.0025411 |  | 2.3764e-07 | 0 | 2.3764e-07 | 0 | 0 | 0 | 0 | 0 | 0 | [16 empty] | 7.3.1.3 Ignition probability mapping showing the probability of ignition along the electric lines and equipmentWLDFRAggregatedAggregated | WLDFR | HFTD - Distribution - Tier 3 - 1QU CoRE ¦ 5QU LoRE | Non-Red Flag Warning - Small Fires | Aggregated | Aggregated | 2039 | 0.0025411 | 0 | 88.4245 | 0.2247 | 2039 | Mitigation | 0.08575 | 30 | 0 | esc | 0.0012005 | 3.0506e-06 | 0.00060025 | 1.5253e-06 | 0.0015435 | 3.9222e-06
[79 empty] | WLDFR | HFTD - Distribution - Tier 3 - 1QU CoRE ¦ 5QU LoRE | Non-Red Flag Warning - Small Fires | 2021 | 3.0506e-06 | 1.5253e-06 | 0 | 0.077901 | 0.036425 | 0.0015809 | 0.039895 | 0 | 0 | 0 | 0.0025411 |  | 2.3764e-07 | 0 | 2.3764e-07 | 1.1882e-07 | 0 | 1.1882e-07 | 0 | 0 | 0 | [16 empty] | 7.3.1.3 Ignition probability mapping showing the probability of ignition along the electric lines and equipmentWLDFRAggregatedAggregated | WLDFR | HFTD - Distribution - Tier 3 - 1QU CoRE ¦ 5QU LoRE | Non-Red Flag Warning - Small Fires | Aggregated | Aggregated | 2040 | 0.0025411 | 0 | 88.4245 | 0.2247 | 2040 | Mitigation | 0.08575 | 30 | 0 | esc | 0.0012005 | 3.0506e-06 | 0.00060025 | 1.5253e-06 | 0.0015435 | 3.9222e-06
[79 empty] | WLDFR | HFTD - Distribution - Tier 3 - 1QU CoRE ¦ 5QU LoRE | Non-Red Flag Warning - Small Fires | 2022 | 3.0506e-06 | 1.5253e-06 | 3.9222e-06 | 0.077901 | 0.036425 | 0.0015809 | 0.039895 | 0 | 0 | 0 | 0.0025411 |  | 2.3764e-07 | 0 | 2.3764e-07 | 1.1882e-07 | 0 | 1.1882e-07 | 3.0554e-07 | 0 | 3.0554e-07 | [16 empty] | 7.3.1.3 Ignition probability mapping showing the probability of ignition along the electric lines and equipmentWLDFRAggregatedAggregated | WLDFR | HFTD - Distribution - Tier 3 - 1QU CoRE ¦ 5QU LoRE | Non-Red Flag Warning - Small Fires | Aggregated | Aggregated | 2041 | 0.0025411 | 0 | 88.4245 | 0.2247 | 2041 | Mitigation | 0.08575 | 30 | 0 | esc | 0.0012005 | 3.0506e-06 | 0.00060025 | 1.5253e-06 | 0.0015435 | 3.9222e-06
[79 empty] | WLDFR | HFTD - Distribution - Tier 3 - 1QU CoRE ¦ 5QU LoRE | Non-Red Flag Warning - Small Fires | 2023 | 3.0506e-06 | 1.5253e-06 | 3.9222e-06 | 0.080408 | 0.03759 | 0.0016314 | 0.041187 | 0 | 0 | 0 | 0.0025411 |  | 2.4529e-07 | 0 | 2.4529e-07 | 1.2265e-07 | 0 | 1.2265e-07 | 3.1538e-07 | 0 | 3.1538e-07 | [16 empty] | 7.3.1.3 Ignition probability mapping showing the probability of ignition along the electric lines and equipmentWLDFRAggregatedAggregated | WLDFR | HFTD - Distribution - Tier 3 - 1QU CoRE ¦ 5QU LoRE | Non-Red Flag Warning - Small Fires | Aggregated | Aggregated | 2042 | 0.0025411 | 0 | 88.4245 | 0.2247 | 2042 | Mitigation | 0.08575 | 30 | 0 | esc | 0.0012005 | 3.0506e-06 | 0.00060025 | 1.5253e-06 | 0.0015435 | 3.9222e-06
[79 empty] | WLDFR | HFTD - Distribution - Tier 3 - 1QU CoRE ¦ 5QU LoRE | Non-Red Flag Warning - Small Fires | 2024 | 3.0506e-06 | 1.5253e-06 | 3.9222e-06 | 0.080408 | 0.03759 | 0.0016314 | 0.041187 | 0 | 0 | 0 | 0.0025411 |  | 2.4529e-07 | 0 | 2.4529e-07 | 1.2265e-07 | 0 | 1.2265e-07 | 3.1538e-07 | 0 | 3.1538e-07 | [16 empty] | 7.3.1.3 Ignition probability mapping showing the probability of ignition along the electric lines and equipmentWLDFRAggregatedAggregated | WLDFR | HFTD - Distribution - Tier 3 - 1QU CoRE ¦ 5QU LoRE | Non-Red Flag Warning - Small Fires | Aggregated | Aggregated | 2043 | 0.0025411 | 0 | 88.4245 | 0.2247 | 2043 | Mitigation | 0.08575 | 30 | 0 | esc | 0.0012005 | 3.0506e-06 | 0.00060025 | 1.5253e-06 | 0.0015435 | 3.9222e-06
[79 empty] | WLDFR | HFTD - Distribution - Tier 3 - 1QU CoRE ¦ 5QU LoRE | Non-Red Flag Warning - Small Fires | 2025 | 3.0506e-06 | 1.5253e-06 | 3.9222e-06 | 0.080408 | 0.03759 | 0.0016314 | 0.041187 | 0 | 0 | 0 | 0.0025411 |  | 2.4529e-07 | 0 | 2.4529e-07 | 1.2265e-07 | 0 | 1.2265e-07 | 3.1538e-07 | 0 | 3.1538e-07 | [16 empty] | 7.3.1.3 Ignition probability mapping showing the probability of ignition along the electric lines and equipmentWLDFRAggregatedAggregated | WLDFR | HFTD - Distribution - Tier 3 - 1QU CoRE ¦ 5QU LoRE | Non-Red Flag Warning - Small Fires | Aggregated | Aggregated | 2044 | 0.0025411 | 0 | 88.4245 | 0.2247 | 2044 | Mitigation | 0.08575 | 30 | 0 | esc | 0.0012005 | 3.0506e-06 | 0.00060025 | 1.5253e-06 | 0.0015435 | 3.9222e-06
[79 empty] | WLDFR | HFTD - Distribution - Tier 3 - 1QU CoRE ¦ 5QU LoRE | Non-Red Flag Warning - Small Fires | 2026 | 3.0506e-06 | 1.5253e-06 | 3.9222e-06 | 0.080408 | 0.03759 | 0.0016314 | 0.041187 | 0 | 0 | 0 | 0.0025411 |  | 2.4529e-07 | 0 | 2.4529e-07 | 1.2265e-07 | 0 | 1.2265e-07 | 3.1538e-07 | 0 | 3.1538e-07 | [16 empty] | 7.3.1.3 Ignition probability mapping showing the probability of ignition along the electric lines and equipmentWLDFRAggregatedAggregated | WLDFR | HFTD - Distribution - Tier 3 - 1QU CoRE ¦ 5QU LoRE | Non-Red Flag Warning - Small Fires | Aggregated | Aggregated | 2045 | 0.0025411 | 0 | 88.4245 | 0.2247 | 2045 | Mitigation | 0.08575 | 30 | 0 | esc | 0.0012005 | 3.0506e-06 | 0.00060025 | 1.5253e-06 | 0.0015435 | 3.9222e-06
[79 empty] | WLDFR | HFTD - Distribution - Tier 3 - 1QU CoRE ¦ 5QU LoRE | Non-Red Flag Warning - Small Fires | 2027 | 3.0506e-06 | 1.5253e-06 | 3.9222e-06 | 0.080408 | 0.03759 | 0.0016314 | 0.041187 | 0 | 0 | 0 | 0.0025411 |  | 2.4529e-07 | 0 | 2.4529e-07 | 1.2265e-07 | 0 | 1.2265e-07 | 3.1538e-07 | 0 | 3.1538e-07 | [16 empty] | 7.3.1.3 Ignition probability mapping showing the probability of ignition along the electric lines and equipmentWLDFRAggregatedAggregated | WLDFR | HFTD - Distribution - Tier 3 - 1QU CoRE ¦ 5QU LoRE | Non-Red Flag Warning - Small Fires | Aggregated | Aggregated | 2046 | 0.0025411 | 0 | 88.4245 | 0.2247 | 2046 | Mitigation | 0.08575 | 30 | 0 | esc | 0.0012005 | 3.0506e-06 | 0.00060025 | 1.5253e-06 | 0.0015435 | 3.9222e-06
[79 empty] | WLDFR | HFTD - Distribution - Tier 3 - 1QU CoRE ¦ 5QU LoRE | Non-Red Flag Warning - Small Fires | 2028 | 3.0506e-06 | 1.5253e-06 | 3.9222e-06 | 0.083606 | 0.039055 | 0.001695 | 0.042856 | 0 | 0 | 0 | 0.0025411 |  | 2.5505e-07 | 0 | 2.5505e-07 | 1.2753e-07 | 0 | 1.2753e-07 | 3.2792e-07 | 0 | 3.2792e-07 | [16 empty] | 7.3.1.3 Ignition probability mapping showing the probability of ignition along the electric lines and equipmentWLDFRAggregatedAggregated | WLDFR | HFTD - Distribution - Tier 3 - 1QU CoRE ¦ 5QU LoRE | Non-Red Flag Warning - Small Fires | Aggregated | Aggregated | 2047 | 0.0025411 | 0 | 88.4245 | 0.2247 | 2047 | Mitigation | 0.08575 | 30 | 0 | esc | 0.0012005 | 3.0506e-06 | 0.00060025 | 1.5253e-06 | 0.0015435 | 3.9222e-06
[79 empty] | WLDFR | HFTD - Distribution - Tier 3 - 1QU CoRE ¦ 5QU LoRE | Non-Red Flag Warning - Small Fires | 2029 | 3.0506e-06 | 1.5253e-06 | 3.9222e-06 | 0.083606 | 0.039055 | 0.001695 | 0.042856 | 0 | 0 | 0 | 0.0025411 |  | 2.5505e-07 | 0 | 2.5505e-07 | 1.2753e-07 | 0 | 1.2753e-07 | 3.2792e-07 | 0 | 3.2792e-07 | [16 empty] | 7.3.1.3 Ignition probability mapping showing the probability of ignition along the electric lines and equipmentWLDFRAggregatedAggregated | WLDFR | HFTD - Distribution - Tier 3 - 1QU CoRE ¦ 5QU LoRE | Non-Red Flag Warning - Small Fires | Aggregated | Aggregated | 2048 | 0.0025411 | 0 | 88.4245 | 0.2247 | 2048 | Mitigation | 0.08575 | 30 | 0 | esc | 0.0012005 | 3.0506e-06 | 0.00060025 | 1.5253e-06 | 0.0015435 | 3.9222e-06
[79 empty] | WLDFR | HFTD - Distribution - Tier 3 - 1QU CoRE ¦ 5QU LoRE | Non-Red Flag Warning - Small Fires | 2030 | 3.0506e-06 | 1.5253e-06 | 3.9222e-06 | 0.083606 | 0.039055 | 0.001695 | 0.042856 | 0 | 0 | 0 | 0.0025411 |  | 2.5505e-07 | 0 | 2.5505e-07 | 1.2753e-07 | 0 | 1.2753e-07 | 3.2792e-07 | 0 | 3.2792e-07 | [16 empty] | 7.3.1.3 Ignition probability mapping showing the probability of ignition along the electric lines and equipmentWLDFRAggregatedAggregated | WLDFR | HFTD - Distribution - Tier 3 - 1QU CoRE ¦ 5QU LoRE | Non-Red Flag Warning - Small Fires | Aggregated | Aggregated | 2049 | 0.0025411 | 0 | 88.4245 | 0.2247 | 2049 | Mitigation | 0.08575 | 30 | 0 | esc | 0.0012005 | 3.0506e-06 | 0.00060025 | 1.5253e-06 | 0.0015435 | 3.9222e-06
[79 empty] | WLDFR | HFTD - Distribution - Tier 3 - 1QU CoRE ¦ 5QU LoRE | Non-Red Flag Warning - Small Fires | 2031 | 3.0506e-06 | 1.5253e-06 | 3.9222e-06 | 0.083606 | 0.039055 | 0.001695 | 0.042856 | 0 | 0 | 0 | 0.0025411 |  | 2.5505e-07 | 0 | 2.5505e-07 | 1.2753e-07 | 0 | 1.2753e-07 | 3.2792e-07 | 0 | 3.2792e-07 | [16 empty] | 7.3.1.3 Ignition probability mapping showing the probability of ignition along the electric lines and equipmentWLDFRAggregatedAggregated | WLDFR | HFTD - Distribution - Tier 3 - 1QU CoRE ¦ 5QU LoRE | Non-Red Flag Warning - Small Fires | Aggregated | Aggregated | 2050 | 0.0025411 | 0 | 88.4245 | 0.2247 | 2050 | Mitigation | 0.08575 | 30 | 0 | esc | 0 | 0 | 0.00060025 | 1.5253e-06 | 0.0015435 | 3.9222e-06
[79 empty] | WLDFR | HFTD - Distribution - Tier 3 - 1QU CoRE ¦ 5QU LoRE | Non-Red Flag Warning - Small Fires | 2032 | 3.0506e-06 | 1.5253e-06 | 3.9222e-06 | 0.083606 | 0.039055 | 0.001695 | 0.042856 | 0 | 0 | 0 | 0.0025411 |  | 2.5505e-07 | 0 | 2.5505e-07 | 1.2753e-07 | 0 | 1.2753e-07 | 3.2792e-07 | 0 | 3.2792e-07 | [16 empty] | 7.3.1.3 Ignition probability mapping showing the probability of ignition along the electric lines and equipmentWLDFRAggregatedAggregated | WLDFR | HFTD - Distribution - Tier 3 - 1QU CoRE ¦ 5QU LoRE | Non-Red Flag Warning - Small Fires | Aggregated | Aggregated | 2051 | 0.0025411 | 0 | 88.4245 | 0.2247 | 2051 | Mitigation | 0.08575 | 30 | 0 | esc | 0 | 0 | 0 | 0 | 0.0015435 | 3.9222e-06
[79 empty] | WLDFR | HFTD - Distribution - Tier 3 - 1QU CoRE ¦ 5QU LoRE | Non-Red Flag Warning - Small Fires | 2033 | 3.0506e-06 | 1.5253e-06 | 3.9222e-06 | 0.087211 | 0.040679 | 0.0017655 | 0.044766 | 0 | 0 | 0 | 0.0025411 |  | 2.6605e-07 | 0 | 2.6605e-07 | 1.3302e-07 | 0 | 1.3302e-07 | 3.4206e-07 | 0 | 3.4206e-07 | [16 empty] | 7.3.1.3 Ignition probability mapping showing the probability of ignition along the electric lines and equipmentWLDFRAggregatedAggregated | WLDFR | HFTD - Distribution - Tier 3 - 1QU CoRE ¦ 5QU LoRE | Red Flag Warning - Catastrophic Fires | Aggregated | Aggregated | 2021 | 9.4519e-05 | 0 | 88.4245 | 0.0083578 | 2021 | Mitigation | 0.08575 | 30 | 0 | esc | 0.0012005 | 1.1347e-07 | 0.00060025 | 5.6735e-08 | 0 | 0
[79 empty] | WLDFR | HFTD - Distribution - Tier 3 - 1QU CoRE ¦ 5QU LoRE | Non-Red Flag Warning - Small Fires | 2034 | 3.0506e-06 | 1.5253e-06 | 3.9222e-06 | 0.087211 | 0.040679 | 0.0017655 | 0.044766 | 0 | 0 | 0 | 0.0025411 |  | 2.6605e-07 | 0 | 2.6605e-07 | 1.3302e-07 | 0 | 1.3302e-07 | 3.4206e-07 | 0 | 3.4206e-07 | [16 empty] | 7.3.1.3 Ignition probability mapping showing the probability of ignition along the electric lines and equipmentWLDFRAggregatedAggregated | WLDFR | HFTD - Distribution - Tier 3 - 1QU CoRE ¦ 5QU LoRE | Red Flag Warning - Catastrophic Fires | Aggregated | Aggregated | 2022 | 9.4519e-05 | 0 | 88.4245 | 0.0083578 | 2022 | Mitigation | 0.08575 | 30 | 0 | esc | 0.0012005 | 1.1347e-07 | 0.00060025 | 5.6735e-08 | 0.0015435 | 1.4589e-07
[79 empty] | WLDFR | HFTD - Distribution - Tier 3 - 1QU CoRE ¦ 5QU LoRE | Non-Red Flag Warning - Small Fires | 2035 | 3.0506e-06 | 1.5253e-06 | 3.9222e-06 | 0.087211 | 0.040679 | 0.0017655 | 0.044766 | 0 | 0 | 0 | 0.0025411 |  | 2.6605e-07 | 0 | 2.6605e-07 | 1.3302e-07 | 0 | 1.3302e-07 | 3.4206e-07 | 0 | 3.4206e-07 | [16 empty] | 7.3.1.3 Ignition probability mapping showing the probability of ignition along the electric lines and equipmentWLDFRAggregatedAggregated | WLDFR | HFTD - Distribution - Tier 3 - 1QU CoRE ¦ 5QU LoRE | Red Flag Warning - Catastrophic Fires | Aggregated | Aggregated | 2023 | 9.4519e-05 | 0 | 88.4245 | 0.0083578 | 2023 | Mitigation | 0.08575 | 30 | 0 | esc | 0.0012005 | 1.1347e-07 | 0.00060025 | 5.6735e-08 | 0.0015435 | 1.4589e-07
[79 empty] | WLDFR | HFTD - Distribution - Tier 3 - 1QU CoRE ¦ 5QU LoRE | Non-Red Flag Warning - Small Fires | 2036 | 3.0506e-06 | 1.5253e-06 | 3.9222e-06 | 0.087211 | 0.040679 | 0.0017655 | 0.044766 | 0 | 0 | 0 | 0.0025411 |  | 2.6605e-07 | 0 | 2.6605e-07 | 1.3302e-07 | 0 | 1.3302e-07 | 3.4206e-07 | 0 | 3.4206e-07 | [16 empty] | 7.3.1.3 Ignition probability mapping showing the probability of ignition along the electric lines and equipmentWLDFRAggregatedAggregated | WLDFR | HFTD - Distribution - Tier 3 - 1QU CoRE ¦ 5QU LoRE | Red Flag Warning - Catastrophic Fires | Aggregated | Aggregated | 2024 | 9.4519e-05 | 0 | 88.4245 | 0.0083578 | 2024 | Mitigation | 0.08575 | 30 | 0 | esc | 0.0012005 | 1.1347e-07 | 0.00060025 | 5.6735e-08 | 0.0015435 | 1.4589e-07
[79 empty] | WLDFR | HFTD - Distribution - Tier 3 - 1QU CoRE ¦ 5QU LoRE | Non-Red Flag Warning - Small Fires | 2037 | 3.0506e-06 | 1.5253e-06 | 3.9222e-06 | 0.087211 | 0.040679 | 0.0017655 | 0.044766 | 0 | 0 | 0 | 0.0025411 |  | 2.6605e-07 | 0 | 2.6605e-07 | 1.3302e-07 | 0 | 1.3302e-07 | 3.4206e-07 | 0 | 3.4206e-07 | [16 empty] | 7.3.1.3 Ignition probability mapping showing the probability of ignition along the electric lines and equipmentWLDFRAggregatedAggregated | WLDFR | HFTD - Distribution - Tier 3 - 1QU CoRE ¦ 5QU LoRE | Red Flag Warning - Catastrophic Fires | Aggregated | Aggregated | 2025 | 9.4519e-05 | 0 | 88.4245 | 0.0083578 | 2025 | Mitigation | 0.08575 | 30 | 0 | esc | 0.0012005 | 1.1347e-07 | 0.00060025 | 5.6735e-08 | 0.0015435 | 1.4589e-07
[79 empty] | WLDFR | HFTD - Distribution - Tier 3 - 1QU CoRE ¦ 5QU LoRE | Non-Red Flag Warning - Small Fires | 2038 | 3.0506e-06 | 1.5253e-06 | 3.9222e-06 | 0.091184 | 0.042438 | 0.0018418 | 0.046905 | 0 | 0 | 0 | 0.0025411 |  | 2.7817e-07 | 0 | 2.7817e-07 | 1.3908e-07 | 0 | 1.3908e-07 | 3.5764e-07 | 0 | 3.5764e-07 | [16 empty] | 7.3.1.3 Ignition probability mapping showing the probability of ignition along the electric lines and equipmentWLDFRAggregatedAggregated | WLDFR | HFTD - Distribution - Tier 3 - 1QU CoRE ¦ 5QU LoRE | Red Flag Warning - Catastrophic Fires | Aggregated | Aggregated | 2026 | 9.4519e-05 | 0 | 88.4245 | 0.0083578 | 2026 | Mitigation | 0.08575 | 30 | 0 | esc | 0.0012005 | 1.1347e-07 | 0.00060025 | 5.6735e-08 | 0.0015435 | 1.4589e-07
[79 empty] | WLDFR | HFTD - Distribution - Tier 3 - 1QU CoRE ¦ 5QU LoRE | Non-Red Flag Warning - Small Fires | 2039 | 3.0506e-06 | 1.5253e-06 | 3.9222e-06 | 0.091184 | 0.042438 | 0.0018418 | 0.046905 | 0 | 0 | 0 | 0.0025411 |  | 2.7817e-07 | 0 | 2.7817e-07 | 1.3908e-07 | 0 | 1.3908e-07 | 3.5764e-07 | 0 | 3.5764e-07 | [16 empty] | 7.3.1.3 Ignition probability mapping showing the probability of ignition along the electric lines and equipmentWLDFRAggregatedAggregated | WLDFR | HFTD - Distribution - Tier 3 - 1QU CoRE ¦ 5QU LoRE | Red Flag Warning - Catastrophic Fires | Aggregated | Aggregated | 2027 | 9.4519e-05 | 0 | 88.4245 | 0.0083578 | 2027 | Mitigation | 0.08575 | 30 | 0 | esc | 0.0012005 | 1.1347e-07 | 0.00060025 | 5.6735e-08 | 0.0015435 | 1.4589e-07
[79 empty] | WLDFR | HFTD - Distribution - Tier 3 - 1QU CoRE ¦ 5QU LoRE | Non-Red Flag Warning - Small Fires | 2040 | 3.0506e-06 | 1.5253e-06 | 3.9222e-06 | 0.091184 | 0.042438 | 0.0018418 | 0.046905 | 0 | 0 | 0 | 0.0025411 |  | 2.7817e-07 | 0 | 2.7817e-07 | 1.3908e-07 | 0 | 1.3908e-07 | 3.5764e-07 | 0 | 3.5764e-07 | [16 empty] | 7.3.1.3 Ignition probability mapping showing the probability of ignition along the electric lines and equipmentWLDFRAggregatedAggregated | WLDFR | HFTD - Distribution - Tier 3 - 1QU CoRE ¦ 5QU LoRE | Red Flag Warning - Catastrophic Fires | Aggregated | Aggregated | 2028 | 9.4519e-05 | 0 | 88.4245 | 0.0083578 | 2028 | Mitigation | 0.08575 | 30 | 0 | esc | 0.0012005 | 1.1347e-07 | 0.00060025 | 5.6735e-08 | 0.0015435 | 1.4589e-07
[79 empty] | WLDFR | HFTD - Distribution - Tier 3 - 1QU CoRE ¦ 5QU LoRE | Non-Red Flag Warning - Small Fires | 2041 | 3.0506e-06 | 1.5253e-06 | 3.9222e-06 | 0.091184 | 0.042438 | 0.0018418 | 0.046905 | 0 | 0 | 0 | 0.0025411 |  | 2.7817e-07 | 0 | 2.7817e-07 | 1.3908e-07 | 0 | 1.3908e-07 | 3.5764e-07 | 0 | 3.5764e-07 | [16 empty] | 7.3.1.3 Ignition probability mapping showing the probability of ignition along the electric lines and equipmentWLDFRAggregatedAggregated | WLDFR | HFTD - Distribution - Tier 3 - 1QU CoRE ¦ 5QU LoRE | Red Flag Warning - Catastrophic Fires | Aggregated | Aggregated | 2029 | 9.4519e-05 | 0 | 88.4245 | 0.0083578 | 2029 | Mitigation | 0.08575 | 30 | 0 | esc | 0.0012005 | 1.1347e-07 | 0.00060025 | 5.6735e-08 | 0.0015435 | 1.4589e-07
[79 empty] | WLDFR | HFTD - Distribution - Tier 3 - 1QU CoRE ¦ 5QU LoRE | Non-Red Flag Warning - Small Fires | 2042 | 3.0506e-06 | 1.5253e-06 | 3.9222e-06 | 0.091184 | 0.042438 | 0.0018418 | 0.046905 | 0 | 0 | 0 | 0.0025411 |  | 2.7817e-07 | 0 | 2.7817e-07 | 1.3908e-07 | 0 | 1.3908e-07 | 3.5764e-07 | 0 | 3.5764e-07 | [16 empty] | 7.3.1.3 Ignition probability mapping showing the probability of ignition along the electric lines and equipmentWLDFRAggregatedAggregated | WLDFR | HFTD - Distribution - Tier 3 - 1QU CoRE ¦ 5QU LoRE | Red Flag Warning - Catastrophic Fires | Aggregated | Aggregated | 2030 | 9.4519e-05 | 0 | 88.4245 | 0.0083578 | 2030 | Mitigation | 0.08575 | 30 | 0 | esc | 0.0012005 | 1.1347e-07 | 0.00060025 | 5.6735e-08 | 0.0015435 | 1.4589e-07
[79 empty] | WLDFR | HFTD - Distribution - Tier 3 - 1QU CoRE ¦ 5QU LoRE | Non-Red Flag Warning - Small Fires | 2043 | 3.0506e-06 | 1.5253e-06 | 3.9222e-06 | 0.095486 | 0.044306 | 0.0019228 | 0.049257 | 0 | 0 | 0 | 0.0025411 |  | 2.9129e-07 | 0 | 2.9129e-07 | 1.4564e-07 | 0 | 1.4564e-07 | 3.7451e-07 | 0 | 3.7451e-07 | [16 empty] | 7.3.1.3 Ignition probability mapping showing the probability of ignition along the electric lines and equipmentWLDFRAggregatedAggregated | WLDFR | HFTD - Distribution - Tier 3 - 1QU CoRE ¦ 5QU LoRE | Red Flag Warning - Catastrophic Fires | Aggregated | Aggregated | 2031 | 9.4519e-05 | 0 | 88.4245 | 0.0083578 | 2031 | Mitigation | 0.08575 | 30 | 0 | esc | 0.0012005 | 1.1347e-07 | 0.00060025 | 5.6735e-08 | 0.0015435 | 1.4589e-07
[79 empty] | WLDFR | HFTD - Distribution - Tier 3 - 1QU CoRE ¦ 5QU LoRE | Non-Red Flag Warning - Small Fires | 2044 | 3.0506e-06 | 1.5253e-06 | 3.9222e-06 | 0.095486 | 0.044306 | 0.0019228 | 0.049257 | 0 | 0 | 0 | 0.0025411 |  | 2.9129e-07 | 0 | 2.9129e-07 | 1.4564e-07 | 0 | 1.4564e-07 | 3.7451e-07 | 0 | 3.7451e-07 | [16 empty] | 7.3.1.3 Ignition probability mapping showing the probability of ignition along the electric lines and equipmentWLDFRAggregatedAggregated | WLDFR | HFTD - Distribution - Tier 3 - 1QU CoRE ¦ 5QU LoRE | Red Flag Warning - Catastrophic Fires | Aggregated | Aggregated | 2032 | 9.4519e-05 | 0 | 88.4245 | 0.0083578 | 2032 | Mitigation | 0.08575 | 30 | 0 | esc | 0.0012005 | 1.1347e-07 | 0.00060025 | 5.6735e-08 | 0.0015435 | 1.4589e-07
[79 empty] | WLDFR | HFTD - Distribution - Tier 3 - 1QU CoRE ¦ 5QU LoRE | Non-Red Flag Warning - Small Fires | 2045 | 3.0506e-06 | 1.5253e-06 | 3.9222e-06 | 0.095486 | 0.044306 | 0.0019228 | 0.049257 | 0 | 0 | 0 | 0.0025411 |  | 2.9129e-07 | 0 | 2.9129e-07 | 1.4564e-07 | 0 | 1.4564e-07 | 3.7451e-07 | 0 | 3.7451e-07 | [16 empty] | 7.3.1.3 Ignition probability mapping showing the probability of ignition along the electric lines and equipmentWLDFRAggregatedAggregated | WLDFR | HFTD - Distribution - Tier 3 - 1QU CoRE ¦ 5QU LoRE | Red Flag Warning - Catastrophic Fires | Aggregated | Aggregated | 2033 | 9.4519e-05 | 0 | 88.4245 | 0.0083578 | 2033 | Mitigation | 0.08575 | 30 | 0 | esc | 0.0012005 | 1.1347e-07 | 0.00060025 | 5.6735e-08 | 0.0015435 | 1.4589e-07
[79 empty] | WLDFR | HFTD - Distribution - Tier 3 - 1QU CoRE ¦ 5QU LoRE | Non-Red Flag Warning - Small Fires | 2046 | 3.0506e-06 | 1.5253e-06 | 3.9222e-06 | 0.095486 | 0.044306 | 0.0019228 | 0.049257 | 0 | 0 | 0 | 0.0025411 |  | 2.9129e-07 | 0 | 2.9129e-07 | 1.4564e-07 | 0 | 1.4564e-07 | 3.7451e-07 | 0 | 3.7451e-07 | [16 empty] | 7.3.1.3 Ignition probability mapping showing the probability of ignition along the electric lines and equipmentWLDFRAggregatedAggregated | WLDFR | HFTD - Distribution - Tier 3 - 1QU CoRE ¦ 5QU LoRE | Red Flag Warning - Catastrophic Fires | Aggregated | Aggregated | 2034 | 9.4519e-05 | 0 | 88.4245 | 0.0083578 | 2034 | Mitigation | 0.08575 | 30 | 0 | esc | 0.0012005 | 1.1347e-07 | 0.00060025 | 5.6735e-08 | 0.0015435 | 1.4589e-07
[79 empty] | WLDFR | HFTD - Distribution - Tier 3 - 1QU CoRE ¦ 5QU LoRE | Non-Red Flag Warning - Small Fires | 2047 | 3.0506e-06 | 1.5253e-06 | 3.9222e-06 | 0.095486 | 0.044306 | 0.0019228 | 0.049257 | 0 | 0 | 0 | 0.0025411 |  | 2.9129e-07 | 0 | 2.9129e-07 | 1.4564e-07 | 0 | 1.4564e-07 | 3.7451e-07 | 0 | 3.7451e-07 | [16 empty] | 7.3.1.3 Ignition probability mapping showing the probability of ignition along the electric lines and equipmentWLDFRAggregatedAggregated | WLDFR | HFTD - Distribution - Tier 3 - 1QU CoRE ¦ 5QU LoRE | Red Flag Warning - Catastrophic Fires | Aggregated | Aggregated | 2035 | 9.4519e-05 | 0 | 88.4245 | 0.0083578 | 2035 | Mitigation | 0.08575 | 30 | 0 | esc | 0.0012005 | 1.1347e-07 | 0.00060025 | 5.6735e-08 | 0.0015435 | 1.4589e-07
[79 empty] | WLDFR | HFTD - Distribution - Tier 3 - 1QU CoRE ¦ 5QU LoRE | Non-Red Flag Warning - Small Fires | 2048 | 3.0506e-06 | 1.5253e-06 | 3.9222e-06 | 0.10007 | 0.04626 | 0.0020076 | 0.051804 | 0 | 0 | 0 | 0.0025411 |  | 3.0528e-07 | 0 | 3.0528e-07 | 1.5264e-07 | 0 | 1.5264e-07 | 3.925e-07 | 0 | 3.925e-07 | [16 empty] | 7.3.1.3 Ignition probability mapping showing the probability of ignition along the electric lines and equipmentWLDFRAggregatedAggregated | WLDFR | HFTD - Distribution - Tier 3 - 1QU CoRE ¦ 5QU LoRE | Red Flag Warning - Catastrophic Fires | Aggregated | Aggregated | 2036 | 9.4519e-05 | 0 | 88.4245 | 0.0083578 | 2036 | Mitigation | 0.08575 | 30 | 0 | esc | 0.0012005 | 1.1347e-07 | 0.00060025 | 5.6735e-08 | 0.0015435 | 1.4589e-07
[79 empty] | WLDFR | HFTD - Distribution - Tier 3 - 1QU CoRE ¦ 5QU LoRE | Non-Red Flag Warning - Small Fires | 2049 | 3.0506e-06 | 1.5253e-06 | 3.9222e-06 | 0.10007 | 0.04626 | 0.0020076 | 0.051804 | 0 | 0 | 0 | 0.0025411 |  | 3.0528e-07 | 0 | 3.0528e-07 | 1.5264e-07 | 0 | 1.5264e-07 | 3.925e-07 | 0 | 3.925e-07 | [16 empty] | 7.3.1.3 Ignition probability mapping showing the probability of ignition along the electric lines and equipmentWLDFRAggregatedAggregated | WLDFR | HFTD - Distribution - Tier 3 - 1QU CoRE ¦ 5QU LoRE | Red Flag Warning - Catastrophic Fires | Aggregated | Aggregated | 2037 | 9.4519e-05 | 0 | 88.4245 | 0.0083578 | 2037 | Mitigation | 0.08575 | 30 | 0 | esc | 0.0012005 | 1.1347e-07 | 0.00060025 | 5.6735e-08 | 0.0015435 | 1.4589e-07
[79 empty] | WLDFR | HFTD - Distribution - Tier 3 - 1QU CoRE ¦ 5QU LoRE | Non-Red Flag Warning - Small Fires | 2050 | 0 | 1.5253e-06 | 3.9222e-06 | 0.10007 | 0.04626 | 0.0020076 | 0.051804 | 0 | 0 | 0 | 0.0025411 |  | 0 | 0 | 0 | 1.5264e-07 | 0 | 1.5264e-07 | 3.925e-07 | 0 | 3.925e-07 | [16 empty] | 7.3.1.3 Ignition probability mapping showing the probability of ignition along the electric lines and equipmentWLDFRAggregatedAggregated | WLDFR | HFTD - Distribution - Tier 3 - 1QU CoRE ¦ 5QU LoRE | Red Flag Warning - Catastrophic Fires | Aggregated | Aggregated | 2038 | 9.4519e-05 | 0 | 88.4245 | 0.0083578 | 2038 | Mitigation | 0.08575 | 30 | 0 | esc | 0.0012005 | 1.1347e-07 | 0.00060025 | 5.6735e-08 | 0.0015435 | 1.4589e-07
[79 empty] | WLDFR | HFTD - Distribution - Tier 3 - 1QU CoRE ¦ 5QU LoRE | Non-Red Flag Warning - Small Fires | 2051 | 0 | 0 | 3.9222e-06 | 0.10007 | 0.04626 | 0.0020076 | 0.051804 | 0 | 0 | 0 | 0.0025411 |  | 0 | 0 | 0 | 0 | 0 | 0 | 3.925e-07 | 0 | 3.925e-07 | [16 empty] | 7.3.1.3 Ignition probability mapping showing the probability of ignition along the electric lines and equipmentWLDFRAggregatedAggregated | WLDFR | HFTD - Distribution - Tier 3 - 1QU CoRE ¦ 5QU LoRE | Red Flag Warning - Catastrophic Fires | Aggregated | Aggregated | 2039 | 9.4519e-05 | 0 | 88.4245 | 0.0083578 | 2039 | Mitigation | 0.08575 | 30 | 0 | esc | 0.0012005 | 1.1347e-07 | 0.00060025 | 5.6735e-08 | 0.0015435 | 1.4589e-07
[79 empty] | WLDFR | HFTD - Distribution - Tier 3 - 1QU CoRE ¦ 5QU LoRE | Red Flag Warning - Catastrophic Fires | 2020 | 1.1347e-07 | 0 | 0 | 14146.1306 | 222.2294 | 8585.7228 | 5338.1784 | 0 | 0 | 0 | 9.4519e-05 |  | 0.0016052 | 0 | 0.0016052 | 0 | 0 | 0 | 0 | 0 | 0 | [16 empty] | 7.3.1.3 Ignition probability mapping showing the probability of ignition along the electric lines and equipmentWLDFRAggregatedAggregated | WLDFR | HFTD - Distribution - Tier 3 - 1QU CoRE ¦ 5QU LoRE | Red Flag Warning - Catastrophic Fires | Aggregated | Aggregated | 2040 | 9.4519e-05 | 0 | 88.4245 | 0.0083578 | 2040 | Mitigation | 0.08575 | 30 | 0 | esc | 0.0012005 | 1.1347e-07 | 0.00060025 | 5.6735e-08 | 0.0015435 | 1.4589e-07
[79 empty] | WLDFR | HFTD - Distribution - Tier 3 - 1QU CoRE ¦ 5QU LoRE | Red Flag Warning - Catastrophic Fires | 2021 | 1.1347e-07 | 5.6735e-08 | 0 | 14146.1306 | 222.2294 | 8585.7228 | 5338.1784 | 0 | 0 | 0 | 9.4519e-05 |  | 0.0016052 | 0 | 0.0016052 | 0.00080258 | 0 | 0.00080258 | 0 | 0 | 0 | [16 empty] | 7.3.1.3 Ignition probability mapping showing the probability of ignition along the electric lines and equipmentWLDFRAggregatedAggregated | WLDFR | HFTD - Distribution - Tier 3 - 1QU CoRE ¦ 5QU LoRE | Red Flag Warning - Catastrophic Fires | Aggregated | Aggregated | 2041 | 9.4519e-05 | 0 | 88.4245 | 0.0083578 | 2041 | Mitigation | 0.08575 | 30 | 0 | esc | 0.0012005 | 1.1347e-07 | 0.00060025 | 5.6735e-08 | 0.0015435 | 1.4589e-07
[79 empty] | WLDFR | HFTD - Distribution - Tier 3 - 1QU CoRE ¦ 5QU LoRE | Red Flag Warning - Catastrophic Fires | 2022 | 1.1347e-07 | 5.6735e-08 | 1.4589e-07 | 14146.1306 | 222.2294 | 8585.7228 | 5338.1784 | 0 | 0 | 0 | 9.4519e-05 |  | 0.0016052 | 0 | 0.0016052 | 0.00080258 | 0 | 0.00080258 | 0.0020638 | 0 | 0.0020638 | [16 empty] | 7.3.1.3 Ignition probability mapping showing the probability of ignition along the electric lines and equipmentWLDFRAggregatedAggregated | WLDFR | HFTD - Distribution - Tier 3 - 1QU CoRE ¦ 5QU LoRE | Red Flag Warning - Catastrophic Fires | Aggregated | Aggregated | 2042 | 9.4519e-05 | 0 | 88.4245 | 0.0083578 | 2042 | Mitigation | 0.08575 | 30 | 0 | esc | 0.0012005 | 1.1347e-07 | 0.00060025 | 5.6735e-08 | 0.0015435 | 1.4589e-07
[79 empty] | WLDFR | HFTD - Distribution - Tier 3 - 1QU CoRE ¦ 5QU LoRE | Red Flag Warning - Catastrophic Fires | 2023 | 1.1347e-07 | 5.6735e-08 | 1.4589e-07 | 14664.6376 | 233.2301 | 8896.516 | 5534.8915 | 0 | 0 | 0 | 9.4519e-05 |  | 0.001664 | 0 | 0.001664 | 0.000832 | 0 | 0.000832 | 0.0021394 | 0 | 0.0021394 | [16 empty] | 7.3.1.3 Ignition probability mapping showing the probability of ignition along the electric lines and equipmentWLDFRAggregatedAggregated | WLDFR | HFTD - Distribution - Tier 3 - 1QU CoRE ¦ 5QU LoRE | Red Flag Warning - Catastrophic Fires | Aggregated | Aggregated | 2043 | 9.4519e-05 | 0 | 88.4245 | 0.0083578 | 2043 | Mitigation | 0.08575 | 30 | 0 | esc | 0.0012005 | 1.1347e-07 | 0.00060025 | 5.6735e-08 | 0.0015435 | 1.4589e-07
[79 empty] | WLDFR | HFTD - Distribution - Tier 3 - 1QU CoRE ¦ 5QU LoRE | Red Flag Warning - Catastrophic Fires | 2024 | 1.1347e-07 | 5.6735e-08 | 1.4589e-07 | 14664.6376 | 233.2301 | 8896.516 | 5534.8915 | 0 | 0 | 0 | 9.4519e-05 |  | 0.001664 | 0 | 0.001664 | 0.000832 | 0 | 0.000832 | 0.0021394 | 0 | 0.0021394 | [16 empty] | 7.3.1.3 Ignition probability mapping showing the probability of ignition along the electric lines and equipmentWLDFRAggregatedAggregated | WLDFR | HFTD - Distribution - Tier 3 - 1QU CoRE ¦ 5QU LoRE | Red Flag Warning - Catastrophic Fires | Aggregated | Aggregated | 2044 | 9.4519e-05 | 0 | 88.4245 | 0.0083578 | 2044 | Mitigation | 0.08575 | 30 | 0 | esc | 0.0012005 | 1.1347e-07 | 0.00060025 | 5.6735e-08 | 0.0015435 | 1.4589e-07
[79 empty] | WLDFR | HFTD - Distribution - Tier 3 - 1QU CoRE ¦ 5QU LoRE | Red Flag Warning - Catastrophic Fires | 2025 | 1.1347e-07 | 5.6735e-08 | 1.4589e-07 | 14664.6376 | 233.2301 | 8896.516 | 5534.8915 | 0 | 0 | 0 | 9.4519e-05 |  | 0.001664 | 0 | 0.001664 | 0.000832 | 0 | 0.000832 | 0.0021394 | 0 | 0.0021394 | [16 empty] | 7.3.1.3 Ignition probability mapping showing the probability of ignition along the electric lines and equipmentWLDFRAggregatedAggregated | WLDFR | HFTD - Distribution - Tier 3 - 1QU CoRE ¦ 5QU LoRE | Red Flag Warning - Catastrophic Fires | Aggregated | Aggregated | 2045 | 9.4519e-05 | 0 | 88.4245 | 0.0083578 | 2045 | Mitigation | 0.08575 | 30 | 0 | esc | 0.0012005 | 1.1347e-07 | 0.00060025 | 5.6735e-08 | 0.0015435 | 1.4589e-07
[79 empty] | WLDFR | HFTD - Distribution - Tier 3 - 1QU CoRE ¦ 5QU LoRE | Red Flag Warning - Catastrophic Fires | 2026 | 1.1347e-07 | 5.6735e-08 | 1.4589e-07 | 14664.6376 | 233.2301 | 8896.516 | 5534.8915 | 0 | 0 | 0 | 9.4519e-05 |  | 0.001664 | 0 | 0.001664 | 0.000832 | 0 | 0.000832 | 0.0021394 | 0 | 0.0021394 | [16 empty] | 7.3.1.3 Ignition probability mapping showing the probability of ignition along the electric lines and equipmentWLDFRAggregatedAggregated | WLDFR | HFTD - Distribution - Tier 3 - 1QU CoRE ¦ 5QU LoRE | Red Flag Warning - Catastrophic Fires | Aggregated | Aggregated | 2046 | 9.4519e-05 | 0 | 88.4245 | 0.0083578 | 2046 | Mitigation | 0.08575 | 30 | 0 | esc | 0.0012005 | 1.1347e-07 | 0.00060025 | 5.6735e-08 | 0.0015435 | 1.4589e-07
[79 empty] | WLDFR | HFTD - Distribution - Tier 3 - 1QU CoRE ¦ 5QU LoRE | Red Flag Warning - Catastrophic Fires | 2027 | 1.1347e-07 | 5.6735e-08 | 1.4589e-07 | 14664.6376 | 233.2301 | 8896.516 | 5534.8915 | 0 | 0 | 0 | 9.4519e-05 |  | 0.001664 | 0 | 0.001664 | 0.000832 | 0 | 0.000832 | 0.0021394 | 0 | 0.0021394 | [16 empty] | 7.3.1.3 Ignition probability mapping showing the probability of ignition along the electric lines and equipmentWLDFRAggregatedAggregated | WLDFR | HFTD - Distribution - Tier 3 - 1QU CoRE ¦ 5QU LoRE | Red Flag Warning - Catastrophic Fires | Aggregated | Aggregated | 2047 | 9.4519e-05 | 0 | 88.4245 | 0.0083578 | 2047 | Mitigation | 0.08575 | 30 | 0 | esc | 0.0012005 | 1.1347e-07 | 0.00060025 | 5.6735e-08 | 0.0015435 | 1.4589e-07
[79 empty] | WLDFR | HFTD - Distribution - Tier 3 - 1QU CoRE ¦ 5QU LoRE | Red Flag Warning - Catastrophic Fires | 2028 | 1.1347e-07 | 5.6735e-08 | 1.4589e-07 | 15317.9909 | 247.273 | 9287.6491 | 5783.0689 | 0 | 0 | 0 | 9.4519e-05 |  | 0.0017381 | 0 | 0.0017381 | 0.00086907 | 0 | 0.00086907 | 0.0022347 | 0 | 0.0022347 | [16 empty] | 7.3.1.3 Ignition probability mapping showing the probability of ignition along the electric lines and equipmentWLDFRAggregatedAggregated | WLDFR | HFTD - Distribution - Tier 3 - 1QU CoRE ¦ 5QU LoRE | Red Flag Warning - Catastrophic Fires | Aggregated | Aggregated | 2048 | 9.4519e-05 | 0 | 88.4245 | 0.0083578 | 2048 | Mitigation | 0.08575 | 30 | 0 | esc | 0.0012005 | 1.1347e-07 | 0.00060025 | 5.6735e-08 | 0.0015435 | 1.4589e-07
[79 empty] | WLDFR | HFTD - Distribution - Tier 3 - 1QU CoRE ¦ 5QU LoRE | Red Flag Warning - Catastrophic Fires | 2029 | 1.1347e-07 | 5.6735e-08 | 1.4589e-07 | 15317.9909 | 247.273 | 9287.6491 | 5783.0689 | 0 | 0 | 0 | 9.4519e-05 |  | 0.0017381 | 0 | 0.0017381 | 0.00086907 | 0 | 0.00086907 | 0.0022347 | 0 | 0.0022347 | [16 empty] | 7.3.1.3 Ignition probability mapping showing the probability of ignition along the electric lines and equipmentWLDFRAggregatedAggregated | WLDFR | HFTD - Distribution - Tier 3 - 1QU CoRE ¦ 5QU LoRE | Red Flag Warning - Catastrophic Fires | Aggregated | Aggregated | 2049 | 9.4519e-05 | 0 | 88.4245 | 0.0083578 | 2049 | Mitigation | 0.08575 | 30 | 0 | esc | 0.0012005 | 1.1347e-07 | 0.00060025 | 5.6735e-08 | 0.0015435 | 1.4589e-07
[79 empty] | WLDFR | HFTD - Distribution - Tier 3 - 1QU CoRE ¦ 5QU LoRE | Red Flag Warning - Catastrophic Fires | 2030 | 1.1347e-07 | 5.6735e-08 | 1.4589e-07 | 15317.9909 | 247.273 | 9287.6491 | 5783.0689 | 0 | 0 | 0 | 9.4519e-05 |  | 0.0017381 | 0 | 0.0017381 | 0.00086907 | 0 | 0.00086907 | 0.0022347 | 0 | 0.0022347 | [16 empty] | 7.3.1.3 Ignition probability mapping showing the probability of ignition along the electric lines and equipmentWLDFRAggregatedAggregated | WLDFR | HFTD - Distribution - Tier 3 - 1QU CoRE ¦ 5QU LoRE | Red Flag Warning - Catastrophic Fires | Aggregated | Aggregated | 2050 | 9.4519e-05 | 0 | 88.4245 | 0.0083578 | 2050 | Mitigation | 0.08575 | 30 | 0 | esc | 0 | 0 | 0.00060025 | 5.6735e-08 | 0.0015435 | 1.4589e-07
[79 empty] | WLDFR | HFTD - Distribution - Tier 3 - 1QU CoRE ¦ 5QU LoRE | Red Flag Warning - Catastrophic Fires | 2031 | 1.1347e-07 | 5.6735e-08 | 1.4589e-07 | 15317.9909 | 247.273 | 9287.6491 | 5783.0689 | 0 | 0 | 0 | 9.4519e-05 |  | 0.0017381 | 0 | 0.0017381 | 0.00086907 | 0 | 0.00086907 | 0.0022347 | 0 | 0.0022347 | [16 empty] | 7.3.1.3 Ignition probability mapping showing the probability of ignition along the electric lines and equipmentWLDFRAggregatedAggregated | WLDFR | HFTD - Distribution - Tier 3 - 1QU CoRE ¦ 5QU LoRE | Red Flag Warning - Catastrophic Fires | Aggregated | Aggregated | 2051 | 9.4519e-05 | 0 | 88.4245 | 0.0083578 | 2051 | Mitigation | 0.08575 | 30 | 0 | esc | 0 | 0 | 0 | 0 | 0.0015435 | 1.4589e-07
[79 empty] | WLDFR | HFTD - Distribution - Tier 3 - 1QU CoRE ¦ 5QU LoRE | Red Flag Warning - Catastrophic Fires | 2032 | 1.1347e-07 | 5.6735e-08 | 1.4589e-07 | 15317.9909 | 247.273 | 9287.6491 | 5783.0689 | 0 | 0 | 0 | 9.4519e-05 |  | 0.0017381 | 0 | 0.0017381 | 0.00086907 | 0 | 0.00086907 | 0.0022347 | 0 | 0.0022347 | [16 empty] | 7.3.1.3 Ignition probability mapping showing the probability of ignition along the electric lines and equipmentWLDFRAggregatedAggregated | WLDFR | HFTD - Distribution - Tier 3 - 1QU CoRE ¦ 5QU LoRE | Red Flag Warning - Destructive Fires | Aggregated | Aggregated | 2021 | 1.1379e-05 | 0 | 88.4245 | 0.0010062 | 2021 | Mitigation | 0.08575 | 30 | 0 | esc | 0.0012005 | 1.366e-08 | 0.00060025 | 6.8302e-09 | 0 | 0
[79 empty] | WLDFR | HFTD - Distribution - Tier 3 - 1QU CoRE ¦ 5QU LoRE | Red Flag Warning - Catastrophic Fires | 2033 | 1.1347e-07 | 5.6735e-08 | 1.4589e-07 | 16044.1264 | 263.1074 | 9721.74 | 6059.2791 | 0 | 0 | 0 | 9.4519e-05 |  | 0.0018205 | 0 | 0.0018205 | 0.00091027 | 0 | 0.00091027 | 0.0023407 | 0 | 0.0023407 | [16 empty] | 7.3.1.3 Ignition probability mapping showing the probability of ignition along the electric lines and equipmentWLDFRAggregatedAggregated | WLDFR | HFTD - Distribution - Tier 3 - 1QU CoRE ¦ 5QU LoRE | Red Flag Warning - Destructive Fires | Aggregated | Aggregated | 2022 | 1.1379e-05 | 0 | 88.4245 | 0.0010062 | 2022 | Mitigation | 0.08575 | 30 | 0 | esc | 0.0012005 | 1.366e-08 | 0.00060025 | 6.8302e-09 | 0.0015435 | 1.7563e-08
[79 empty] | WLDFR | HFTD - Distribution - Tier 3 - 1QU CoRE ¦ 5QU LoRE | Red Flag Warning - Catastrophic Fires | 2034 | 1.1347e-07 | 5.6735e-08 | 1.4589e-07 | 16044.1264 | 263.1074 | 9721.74 | 6059.2791 | 0 | 0 | 0 | 9.4519e-05 |  | 0.0018205 | 0 | 0.0018205 | 0.00091027 | 0 | 0.00091027 | 0.0023407 | 0 | 0.0023407 | [16 empty] | 7.3.1.3 Ignition probability mapping showing the probability of ignition along the electric lines and equipmentWLDFRAggregatedAggregated | WLDFR | HFTD - Distribution - Tier 3 - 1QU CoRE ¦ 5QU LoRE | Red Flag Warning - Destructive Fires | Aggregated | Aggregated | 2023 | 1.1379e-05 | 0 | 88.4245 | 0.0010062 | 2023 | Mitigation | 0.08575 | 30 | 0 | esc | 0.0012005 | 1.366e-08 | 0.00060025 | 6.8302e-09 | 0.0015435 | 1.7563e-08
[79 empty] | WLDFR | HFTD - Distribution - Tier 3 - 1QU CoRE ¦ 5QU LoRE | Red Flag Warning - Catastrophic Fires | 2035 | 1.1347e-07 | 5.6735e-08 | 1.4589e-07 | 16044.1264 | 263.1074 | 9721.74 | 6059.2791 | 0 | 0 | 0 | 9.4519e-05 |  | 0.0018205 | 0 | 0.0018205 | 0.00091027 | 0 | 0.00091027 | 0.0023407 | 0 | 0.0023407 | [16 empty] | 7.3.1.3 Ignition probability mapping showing the probability of ignition along the electric lines and equipmentWLDFRAggregatedAggregated | WLDFR | HFTD - Distribution - Tier 3 - 1QU CoRE ¦ 5QU LoRE | Red Flag Warning - Destructive Fires | Aggregated | Aggregated | 2024 | 1.1379e-05 | 0 | 88.4245 | 0.0010062 | 2024 | Mitigation | 0.08575 | 30 | 0 | esc | 0.0012005 | 1.366e-08 | 0.00060025 | 6.8302e-09 | 0.0015435 | 1.7563e-08
[79 empty] | WLDFR | HFTD - Distribution - Tier 3 - 1QU CoRE ¦ 5QU LoRE | Red Flag Warning - Catastrophic Fires | 2036 | 1.1347e-07 | 5.6735e-08 | 1.4589e-07 | 16044.1264 | 263.1074 | 9721.74 | 6059.2791 | 0 | 0 | 0 | 9.4519e-05 |  | 0.0018205 | 0 | 0.0018205 | 0.00091027 | 0 | 0.00091027 | 0.0023407 | 0 | 0.0023407 | [16 empty] | 7.3.1.3 Ignition probability mapping showing the probability of ignition along the electric lines and equipmentWLDFRAggregatedAggregated | WLDFR | HFTD - Distribution - Tier 3 - 1QU CoRE ¦ 5QU LoRE | Red Flag Warning - Destructive Fires | Aggregated | Aggregated | 2025 | 1.1379e-05 | 0 | 88.4245 | 0.0010062 | 2025 | Mitigation | 0.08575 | 30 | 0 | esc | 0.0012005 | 1.366e-08 | 0.00060025 | 6.8302e-09 | 0.0015435 | 1.7563e-08
[79 empty] | WLDFR | HFTD - Distribution - Tier 3 - 1QU CoRE ¦ 5QU LoRE | Red Flag Warning - Catastrophic Fires | 2037 | 1.1347e-07 | 5.6735e-08 | 1.4589e-07 | 16044.1264 | 263.1074 | 9721.74 | 6059.2791 | 0 | 0 | 0 | 9.4519e-05 |  | 0.0018205 | 0 | 0.0018205 | 0.00091027 | 0 | 0.00091027 | 0.0023407 | 0 | 0.0023407 | [16 empty] | 7.3.1.3 Ignition probability mapping showing the probability of ignition along the electric lines and equipmentWLDFRAggregatedAggregated | WLDFR | HFTD - Distribution - Tier 3 - 1QU CoRE ¦ 5QU LoRE | Red Flag Warning - Destructive Fires | Aggregated | Aggregated | 2026 | 1.1379e-05 | 0 | 88.4245 | 0.0010062 | 2026 | Mitigation | 0.08575 | 30 | 0 | esc | 0.0012005 | 1.366e-08 | 0.00060025 | 6.8302e-09 | 0.0015435 | 1.7563e-08
[79 empty] | WLDFR | HFTD - Distribution - Tier 3 - 1QU CoRE ¦ 5QU LoRE | Red Flag Warning - Catastrophic Fires | 2038 | 1.1347e-07 | 5.6735e-08 | 1.4589e-07 | 16832.3912 | 280.5544 | 10192.2718 | 6359.5651 | 0 | 0 | 0 | 9.4519e-05 |  | 0.00191 | 0 | 0.00191 | 0.00095499 | 0 | 0.00095499 | 0.0024557 | 0 | 0.0024557 | [16 empty] | 7.3.1.3 Ignition probability mapping showing the probability of ignition along the electric lines and equipmentWLDFRAggregatedAggregated | WLDFR | HFTD - Distribution - Tier 3 - 1QU CoRE ¦ 5QU LoRE | Red Flag Warning - Destructive Fires | Aggregated | Aggregated | 2027 | 1.1379e-05 | 0 | 88.4245 | 0.0010062 | 2027 | Mitigation | 0.08575 | 30 | 0 | esc | 0.0012005 | 1.366e-08 | 0.00060025 | 6.8302e-09 | 0.0015435 | 1.7563e-08
[79 empty] | WLDFR | HFTD - Distribution - Tier 3 - 1QU CoRE ¦ 5QU LoRE | Red Flag Warning - Catastrophic Fires | 2039 | 1.1347e-07 | 5.6735e-08 | 1.4589e-07 | 16832.3912 | 280.5544 | 10192.2718 | 6359.5651 | 0 | 0 | 0 | 9.4519e-05 |  | 0.00191 | 0 | 0.00191 | 0.00095499 | 0 | 0.00095499 | 0.0024557 | 0 | 0.0024557 | [16 empty] | 7.3.1.3 Ignition probability mapping showing the probability of ignition along the electric lines and equipmentWLDFRAggregatedAggregated | WLDFR | HFTD - Distribution - Tier 3 - 1QU CoRE ¦ 5QU LoRE | Red Flag Warning - Destructive Fires | Aggregated | Aggregated | 2028 | 1.1379e-05 | 0 | 88.4245 | 0.0010062 | 2028 | Mitigation | 0.08575 | 30 | 0 | esc | 0.0012005 | 1.366e-08 | 0.00060025 | 6.8302e-09 | 0.0015435 | 1.7563e-08
[79 empty] | WLDFR | HFTD - Distribution - Tier 3 - 1QU CoRE ¦ 5QU LoRE | Red Flag Warning - Catastrophic Fires | 2040 | 1.1347e-07 | 5.6735e-08 | 1.4589e-07 | 16832.3912 | 280.5544 | 10192.2718 | 6359.5651 | 0 | 0 | 0 | 9.4519e-05 |  | 0.00191 | 0 | 0.00191 | 0.00095499 | 0 | 0.00095499 | 0.0024557 | 0 | 0.0024557 | [16 empty] | 7.3.1.3 Ignition probability mapping showing the probability of ignition along the electric lines and equipmentWLDFRAggregatedAggregated | WLDFR | HFTD - Distribution - Tier 3 - 1QU CoRE ¦ 5QU LoRE | Red Flag Warning - Destructive Fires | Aggregated | Aggregated | 2029 | 1.1379e-05 | 0 | 88.4245 | 0.0010062 | 2029 | Mitigation | 0.08575 | 30 | 0 | esc | 0.0012005 | 1.366e-08 | 0.00060025 | 6.8302e-09 | 0.0015435 | 1.7563e-08
[79 empty] | WLDFR | HFTD - Distribution - Tier 3 - 1QU CoRE ¦ 5QU LoRE | Red Flag Warning - Catastrophic Fires | 2041 | 1.1347e-07 | 5.6735e-08 | 1.4589e-07 | 16832.3912 | 280.5544 | 10192.2718 | 6359.5651 | 0 | 0 | 0 | 9.4519e-05 |  | 0.00191 | 0 | 0.00191 | 0.00095499 | 0 | 0.00095499 | 0.0024557 | 0 | 0.0024557 | [16 empty] | 7.3.1.3 Ignition probability mapping showing the probability of ignition along the electric lines and equipmentWLDFRAggregatedAggregated | WLDFR | HFTD - Distribution - Tier 3 - 1QU CoRE ¦ 5QU LoRE | Red Flag Warning - Destructive Fires | Aggregated | Aggregated | 2030 | 1.1379e-05 | 0 | 88.4245 | 0.0010062 | 2030 | Mitigation | 0.08575 | 30 | 0 | esc | 0.0012005 | 1.366e-08 | 0.00060025 | 6.8302e-09 | 0.0015435 | 1.7563e-08
[79 empty] | WLDFR | HFTD - Distribution - Tier 3 - 1QU CoRE ¦ 5QU LoRE | Red Flag Warning - Catastrophic Fires | 2042 | 1.1347e-07 | 5.6735e-08 | 1.4589e-07 | 16832.3912 | 280.5544 | 10192.2718 | 6359.5651 | 0 | 0 | 0 | 9.4519e-05 |  | 0.00191 | 0 | 0.00191 | 0.00095499 | 0 | 0.00095499 | 0.0024557 | 0 | 0.0024557 | [16 empty] | 7.3.1.3 Ignition probability mapping showing the probability of ignition along the electric lines and equipmentWLDFRAggregatedAggregated | WLDFR | HFTD - Distribution - Tier 3 - 1QU CoRE ¦ 5QU LoRE | Red Flag Warning - Destructive Fires | Aggregated | Aggregated | 2031 | 1.1379e-05 | 0 | 88.4245 | 0.0010062 | 2031 | Mitigation | 0.08575 | 30 | 0 | esc | 0.0012005 | 1.366e-08 | 0.00060025 | 6.8302e-09 | 0.0015435 | 1.7563e-08
[79 empty] | WLDFR | HFTD - Distribution - Tier 3 - 1QU CoRE ¦ 5QU LoRE | Red Flag Warning - Catastrophic Fires | 2043 | 1.1347e-07 | 5.6735e-08 | 1.4589e-07 | 17672.0852 | 299.42 | 10692.7362 | 6679.929 | 0 | 0 | 0 | 9.4519e-05 |  | 0.0020053 | 0 | 0.0020053 | 0.0010026 | 0 | 0.0010026 | 0.0025782 | 0 | 0.0025782 | [16 empty] | 7.3.1.3 Ignition probability mapping showing the probability of ignition along the electric lines and equipmentWLDFRAggregatedAggregated | WLDFR | HFTD - Distribution - Tier 3 - 1QU CoRE ¦ 5QU LoRE | Red Flag Warning - Destructive Fires | Aggregated | Aggregated | 2032 | 1.1379e-05 | 0 | 88.4245 | 0.0010062 | 2032 | Mitigation | 0.08575 | 30 | 0 | esc | 0.0012005 | 1.366e-08 | 0.00060025 | 6.8302e-09 | 0.0015435 | 1.7563e-08
[79 empty] | WLDFR | HFTD - Distribution - Tier 3 - 1QU CoRE ¦ 5QU LoRE | Red Flag Warning - Catastrophic Fires | 2044 | 1.1347e-07 | 5.6735e-08 | 1.4589e-07 | 17672.0852 | 299.42 | 10692.7362 | 6679.929 | 0 | 0 | 0 | 9.4519e-05 |  | 0.0020053 | 0 | 0.0020053 | 0.0010026 | 0 | 0.0010026 | 0.0025782 | 0 | 0.0025782 | [16 empty] | 7.3.1.3 Ignition probability mapping showing the probability of ignition along the electric lines and equipmentWLDFRAggregatedAggregated | WLDFR | HFTD - Distribution - Tier 3 - 1QU CoRE ¦ 5QU LoRE | Red Flag Warning - Destructive Fires | Aggregated | Aggregated | 2033 | 1.1379e-05 | 0 | 88.4245 | 0.0010062 | 2033 | Mitigation | 0.08575 | 30 | 0 | esc | 0.0012005 | 1.366e-08 | 0.00060025 | 6.8302e-09 | 0.0015435 | 1.7563e-08
[79 empty] | WLDFR | HFTD - Distribution - Tier 3 - 1QU CoRE ¦ 5QU LoRE | Red Flag Warning - Catastrophic Fires | 2045 | 1.1347e-07 | 5.6735e-08 | 1.4589e-07 | 17672.0852 | 299.42 | 10692.7362 | 6679.929 | 0 | 0 | 0 | 9.4519e-05 |  | 0.0020053 | 0 | 0.0020053 | 0.0010026 | 0 | 0.0010026 | 0.0025782 | 0 | 0.0025782 | [16 empty] | 7.3.1.3 Ignition probability mapping showing the probability of ignition along the electric lines and equipmentWLDFRAggregatedAggregated | WLDFR | HFTD - Distribution - Tier 3 - 1QU CoRE ¦ 5QU LoRE | Red Flag Warning - Destructive Fires | Aggregated | Aggregated | 2034 | 1.1379e-05 | 0 | 88.4245 | 0.0010062 | 2034 | Mitigation | 0.08575 | 30 | 0 | esc | 0.0012005 | 1.366e-08 | 0.00060025 | 6.8302e-09 | 0.0015435 | 1.7563e-08
[79 empty] | WLDFR | HFTD - Distribution - Tier 3 - 1QU CoRE ¦ 5QU LoRE | Red Flag Warning - Catastrophic Fires | 2046 | 1.1347e-07 | 5.6735e-08 | 1.4589e-07 | 17672.0852 | 299.42 | 10692.7362 | 6679.929 | 0 | 0 | 0 | 9.4519e-05 |  | 0.0020053 | 0 | 0.0020053 | 0.0010026 | 0 | 0.0010026 | 0.0025782 | 0 | 0.0025782 | [16 empty] | 7.3.1.3 Ignition probability mapping showing the probability of ignition along the electric lines and equipmentWLDFRAggregatedAggregated | WLDFR | HFTD - Distribution - Tier 3 - 1QU CoRE ¦ 5QU LoRE | Red Flag Warning - Destructive Fires | Aggregated | Aggregated | 2035 | 1.1379e-05 | 0 | 88.4245 | 0.0010062 | 2035 | Mitigation | 0.08575 | 30 | 0 | esc | 0.0012005 | 1.366e-08 | 0.00060025 | 6.8302e-09 | 0.0015435 | 1.7563e-08
[79 empty] | WLDFR | HFTD - Distribution - Tier 3 - 1QU CoRE ¦ 5QU LoRE | Red Flag Warning - Catastrophic Fires | 2047 | 1.1347e-07 | 5.6735e-08 | 1.4589e-07 | 17672.0852 | 299.42 | 10692.7362 | 6679.929 | 0 | 0 | 0 | 9.4519e-05 |  | 0.0020053 | 0 | 0.0020053 | 0.0010026 | 0 | 0.0010026 | 0.0025782 | 0 | 0.0025782 | [16 empty] | 7.3.1.3 Ignition probability mapping showing the probability of ignition along the electric lines and equipmentWLDFRAggregatedAggregated | WLDFR | HFTD - Distribution - Tier 3 - 1QU CoRE ¦ 5QU LoRE | Red Flag Warning - Destructive Fires | Aggregated | Aggregated | 2036 | 1.1379e-05 | 0 | 88.4245 | 0.0010062 | 2036 | Mitigation | 0.08575 | 30 | 0 | esc | 0.0012005 | 1.366e-08 | 0.00060025 | 6.8302e-09 | 0.0015435 | 1.7563e-08
[79 empty] | WLDFR | HFTD - Distribution - Tier 3 - 1QU CoRE ¦ 5QU LoRE | Red Flag Warning - Catastrophic Fires | 2048 | 1.1347e-07 | 5.6735e-08 | 1.4589e-07 | 18552.3348 | 319.4911 | 11216.5626 | 7016.281 | 0 | 0 | 0 | 9.4519e-05 |  | 0.0021051 | 0 | 0.0021051 | 0.0010526 | 0 | 0.0010526 | 0.0027066 | 0 | 0.0027066 | [16 empty] | 7.3.1.3 Ignition probability mapping showing the probability of ignition along the electric lines and equipmentWLDFRAggregatedAggregated | WLDFR | HFTD - Distribution - Tier 3 - 1QU CoRE ¦ 5QU LoRE | Red Flag Warning - Destructive Fires | Aggregated | Aggregated | 2037 | 1.1379e-05 | 0 | 88.4245 | 0.0010062 | 2037 | Mitigation | 0.08575 | 30 | 0 | esc | 0.0012005 | 1.366e-08 | 0.00060025 | 6.8302e-09 | 0.0015435 | 1.7563e-08
[79 empty] | WLDFR | HFTD - Distribution - Tier 3 - 1QU CoRE ¦ 5QU LoRE | Red Flag Warning - Catastrophic Fires | 2049 | 1.1347e-07 | 5.6735e-08 | 1.4589e-07 | 18552.3348 | 319.4911 | 11216.5626 | 7016.281 | 0 | 0 | 0 | 9.4519e-05 |  | 0.0021051 | 0 | 0.0021051 | 0.0010526 | 0 | 0.0010526 | 0.0027066 | 0 | 0.0027066 | [16 empty] | 7.3.1.3 Ignition probability mapping showing the probability of ignition along the electric lines and equipmentWLDFRAggregatedAggregated | WLDFR | HFTD - Distribution - Tier 3 - 1QU CoRE ¦ 5QU LoRE | Red Flag Warning - Destructive Fires | Aggregated | Aggregated | 2038 | 1.1379e-05 | 0 | 88.4245 | 0.0010062 | 2038 | Mitigation | 0.08575 | 30 | 0 | esc | 0.0012005 | 1.366e-08 | 0.00060025 | 6.8302e-09 | 0.0015435 | 1.7563e-08
[79 empty] | WLDFR | HFTD - Distribution - Tier 3 - 1QU CoRE ¦ 5QU LoRE | Red Flag Warning - Catastrophic Fires | 2050 | 0 | 5.6735e-08 | 1.4589e-07 | 18552.3348 | 319.4911 | 11216.5626 | 7016.281 | 0 | 0 | 0 | 9.4519e-05 |  | 0 | 0 | 0 | 0.0010526 | 0 | 0.0010526 | 0.0027066 | 0 | 0.0027066 | [16 empty] | 7.3.1.3 Ignition probability mapping showing the probability of ignition along the electric lines and equipmentWLDFRAggregatedAggregated | WLDFR | HFTD - Distribution - Tier 3 - 1QU CoRE ¦ 5QU LoRE | Red Flag Warning - Destructive Fires | Aggregated | Aggregated | 2039 | 1.1379e-05 | 0 | 88.4245 | 0.0010062 | 2039 | Mitigation | 0.08575 | 30 | 0 | esc | 0.0012005 | 1.366e-08 | 0.00060025 | 6.8302e-09 | 0.0015435 | 1.7563e-08
[79 empty] | WLDFR | HFTD - Distribution - Tier 3 - 1QU CoRE ¦ 5QU LoRE | Red Flag Warning - Catastrophic Fires | 2051 | 0 | 0 | 1.4589e-07 | 18552.3348 | 319.4911 | 11216.5626 | 7016.281 | 0 | 0 | 0 | 9.4519e-05 |  | 0 | 0 | 0 | 0 | 0 | 0 | 0.0027066 | 0 | 0.0027066 | [16 empty] | 7.3.1.3 Ignition probability mapping showing the probability of ignition along the electric lines and equipmentWLDFRAggregatedAggregated | WLDFR | HFTD - Distribution - Tier 3 - 1QU CoRE ¦ 5QU LoRE | Red Flag Warning - Destructive Fires | Aggregated | Aggregated | 2040 | 1.1379e-05 | 0 | 88.4245 | 0.0010062 | 2040 | Mitigation | 0.08575 | 30 | 0 | esc | 0.0012005 | 1.366e-08 | 0.00060025 | 6.8302e-09 | 0.0015435 | 1.7563e-08
[79 empty] | WLDFR | HFTD - Distribution - Tier 3 - 1QU CoRE ¦ 5QU LoRE | Red Flag Warning - Destructive Fires | 2020 | 1.366e-08 | 0 | 0 | 8807.9522 | 222.2294 | 8585.7228 | 0 | 0 | 0 | 0 | 1.1379e-05 |  | 0.00012032 | 0 | 0.00012032 | 0 | 0 | 0 | 0 | 0 | 0 | [16 empty] | 7.3.1.3 Ignition probability mapping showing the probability of ignition along the electric lines and equipmentWLDFRAggregatedAggregated | WLDFR | HFTD - Distribution - Tier 3 - 1QU CoRE ¦ 5QU LoRE | Red Flag Warning - Destructive Fires | Aggregated | Aggregated | 2041 | 1.1379e-05 | 0 | 88.4245 | 0.0010062 | 2041 | Mitigation | 0.08575 | 30 | 0 | esc | 0.0012005 | 1.366e-08 | 0.00060025 | 6.8302e-09 | 0.0015435 | 1.7563e-08
[79 empty] | WLDFR | HFTD - Distribution - Tier 3 - 1QU CoRE ¦ 5QU LoRE | Red Flag Warning - Destructive Fires | 2021 | 1.366e-08 | 6.8302e-09 | 0 | 8807.9522 | 222.2294 | 8585.7228 | 0 | 0 | 0 | 0 | 1.1379e-05 |  | 0.00012032 | 0 | 0.00012032 | 6.016e-05 | 0 | 6.016e-05 | 0 | 0 | 0 | [16 empty] | 7.3.1.3 Ignition probability mapping showing the probability of ignition along the electric lines and equipmentWLDFRAggregatedAggregated | WLDFR | HFTD - Distribution - Tier 3 - 1QU CoRE ¦ 5QU LoRE | Red Flag Warning - Destructive Fires | Aggregated | Aggregated | 2042 | 1.1379e-05 | 0 | 88.4245 | 0.0010062 | 2042 | Mitigation | 0.08575 | 30 | 0 | esc | 0.0012005 | 1.366e-08 | 0.00060025 | 6.8302e-09 | 0.0015435 | 1.7563e-08
[79 empty] | WLDFR | HFTD - Distribution - Tier 3 - 1QU CoRE ¦ 5QU LoRE | Red Flag Warning - Destructive Fires | 2022 | 1.366e-08 | 6.8302e-09 | 1.7563e-08 | 8807.9522 | 222.2294 | 8585.7228 | 0 | 0 | 0 | 0 | 1.1379e-05 |  | 0.00012032 | 0 | 0.00012032 | 6.016e-05 | 0 | 6.016e-05 | 0.0001547 | 0 | 0.0001547 | [16 empty] | 7.3.1.3 Ignition probability mapping showing the probability of ignition along the electric lines and equipmentWLDFRAggregatedAggregated | WLDFR | HFTD - Distribution - Tier 3 - 1QU CoRE ¦ 5QU LoRE | Red Flag Warning - Destructive Fires | Aggregated | Aggregated | 2043 | 1.1379e-05 | 0 | 88.4245 | 0.0010062 | 2043 | Mitigation | 0.08575 | 30 | 0 | esc | 0.0012005 | 1.366e-08 | 0.00060025 | 6.8302e-09 | 0.0015435 | 1.7563e-08
[79 empty] | WLDFR | HFTD - Distribution - Tier 3 - 1QU CoRE ¦ 5QU LoRE | Red Flag Warning - Destructive Fires | 2023 | 1.366e-08 | 6.8302e-09 | 1.7563e-08 | 9129.7461 | 233.2301 | 8896.516 | 0 | 0 | 0 | 0 | 1.1379e-05 |  | 0.00012472 | 0 | 0.00012472 | 6.2358e-05 | 0 | 6.2358e-05 | 0.00016035 | 0 | 0.00016035 | [16 empty] | 7.3.1.3 Ignition probability mapping showing the probability of ignition along the electric lines and equipmentWLDFRAggregatedAggregated | WLDFR | HFTD - Distribution - Tier 3 - 1QU CoRE ¦ 5QU LoRE | Red Flag Warning - Destructive Fires | Aggregated | Aggregated | 2044 | 1.1379e-05 | 0 | 88.4245 | 0.0010062 | 2044 | Mitigation | 0.08575 | 30 | 0 | esc | 0.0012005 | 1.366e-08 | 0.00060025 | 6.8302e-09 | 0.0015435 | 1.7563e-08
[79 empty] | WLDFR | HFTD - Distribution - Tier 3 - 1QU CoRE ¦ 5QU LoRE | Red Flag Warning - Destructive Fires | 2024 | 1.366e-08 | 6.8302e-09 | 1.7563e-08 | 9129.7461 | 233.2301 | 8896.516 | 0 | 0 | 0 | 0 | 1.1379e-05 |  | 0.00012472 | 0 | 0.00012472 | 6.2358e-05 | 0 | 6.2358e-05 | 0.00016035 | 0 | 0.00016035 | [16 empty] | 7.3.1.3 Ignition probability mapping showing the probability of ignition along the electric lines and equipmentWLDFRAggregatedAggregated | WLDFR | HFTD - Distribution - Tier 3 - 1QU CoRE ¦ 5QU LoRE | Red Flag Warning - Destructive Fires | Aggregated | Aggregated | 2045 | 1.1379e-05 | 0 | 88.4245 | 0.0010062 | 2045 | Mitigation | 0.08575 | 30 | 0 | esc | 0.0012005 | 1.366e-08 | 0.00060025 | 6.8302e-09 | 0.0015435 | 1.7563e-08
[79 empty] | WLDFR | HFTD - Distribution - Tier 3 - 1QU CoRE ¦ 5QU LoRE | Red Flag Warning - Destructive Fires | 2025 | 1.366e-08 | 6.8302e-09 | 1.7563e-08 | 9129.7461 | 233.2301 | 8896.516 | 0 | 0 | 0 | 0 | 1.1379e-05 |  | 0.00012472 | 0 | 0.00012472 | 6.2358e-05 | 0 | 6.2358e-05 | 0.00016035 | 0 | 0.00016035 | [16 empty] | 7.3.1.3 Ignition probability mapping showing the probability of ignition along the electric lines and equipmentWLDFRAggregatedAggregated | WLDFR | HFTD - Distribution - Tier 3 - 1QU CoRE ¦ 5QU LoRE | Red Flag Warning - Destructive Fires | Aggregated | Aggregated | 2046 | 1.1379e-05 | 0 | 88.4245 | 0.0010062 | 2046 | Mitigation | 0.08575 | 30 | 0 | esc | 0.0012005 | 1.366e-08 | 0.00060025 | 6.8302e-09 | 0.0015435 | 1.7563e-08
[79 empty] | WLDFR | HFTD - Distribution - Tier 3 - 1QU CoRE ¦ 5QU LoRE | Red Flag Warning - Destructive Fires | 2026 | 1.366e-08 | 6.8302e-09 | 1.7563e-08 | 9129.7461 | 233.2301 | 8896.516 | 0 | 0 | 0 | 0 | 1.1379e-05 |  | 0.00012472 | 0 | 0.00012472 | 6.2358e-05 | 0 | 6.2358e-05 | 0.00016035 | 0 | 0.00016035 | [16 empty] | 7.3.1.3 Ignition probability mapping showing the probability of ignition along the electric lines and equipmentWLDFRAggregatedAggregated | WLDFR | HFTD - Distribution - Tier 3 - 1QU CoRE ¦ 5QU LoRE | Red Flag Warning - Destructive Fires | Aggregated | Aggregated | 2047 | 1.1379e-05 | 0 | 88.4245 | 0.0010062 | 2047 | Mitigation | 0.08575 | 30 | 0 | esc | 0.0012005 | 1.366e-08 | 0.00060025 | 6.8302e-09 | 0.0015435 | 1.7563e-08
[79 empty] | WLDFR | HFTD - Distribution - Tier 3 - 1QU CoRE ¦ 5QU LoRE | Red Flag Warning - Destructive Fires | 2027 | 1.366e-08 | 6.8302e-09 | 1.7563e-08 | 9129.7461 | 233.2301 | 8896.516 | 0 | 0 | 0 | 0 | 1.1379e-05 |  | 0.00012472 | 0 | 0.00012472 | 6.2358e-05 | 0 | 6.2358e-05 | 0.00016035 | 0 | 0.00016035 | [16 empty] | 7.3.1.3 Ignition probability mapping showing the probability of ignition along the electric lines and equipmentWLDFRAggregatedAggregated | WLDFR | HFTD - Distribution - Tier 3 - 1QU CoRE ¦ 5QU LoRE | Red Flag Warning - Destructive Fires | Aggregated | Aggregated | 2048 | 1.1379e-05 | 0 | 88.4245 | 0.0010062 | 2048 | Mitigation | 0.08575 | 30 | 0 | esc | 0.0012005 | 1.366e-08 | 0.00060025 | 6.8302e-09 | 0.0015435 | 1.7563e-08
[79 empty] | WLDFR | HFTD - Distribution - Tier 3 - 1QU CoRE ¦ 5QU LoRE | Red Flag Warning - Destructive Fires | 2028 | 1.366e-08 | 6.8302e-09 | 1.7563e-08 | 9534.9221 | 247.273 | 9287.6491 | 0 | 0 | 0 | 0 | 1.1379e-05 |  | 0.00013025 | 0 | 0.00013025 | 6.5126e-05 | 0 | 6.5126e-05 | 0.00016747 | 0 | 0.00016747 | [16 empty] | 7.3.1.3 Ignition probability mapping showing the probability of ignition along the electric lines and equipmentWLDFRAggregatedAggregated | WLDFR | HFTD - Distribution - Tier 3 - 1QU CoRE ¦ 5QU LoRE | Red Flag Warning - Destructive Fires | Aggregated | Aggregated | 2049 | 1.1379e-05 | 0 | 88.4245 | 0.0010062 | 2049 | Mitigation | 0.08575 | 30 | 0 | esc | 0.0012005 | 1.366e-08 | 0.00060025 | 6.8302e-09 | 0.0015435 | 1.7563e-08
[79 empty] | WLDFR | HFTD - Distribution - Tier 3 - 1QU CoRE ¦ 5QU LoRE | Red Flag Warning - Destructive Fires | 2029 | 1.366e-08 | 6.8302e-09 | 1.7563e-08 | 9534.9221 | 247.273 | 9287.6491 | 0 | 0 | 0 | 0 | 1.1379e-05 |  | 0.00013025 | 0 | 0.00013025 | 6.5126e-05 | 0 | 6.5126e-05 | 0.00016747 | 0 | 0.00016747 | [16 empty] | 7.3.1.3 Ignition probability mapping showing the probability of ignition along the electric lines and equipmentWLDFRAggregatedAggregated | WLDFR | HFTD - Distribution - Tier 3 - 1QU CoRE ¦ 5QU LoRE | Red Flag Warning - Destructive Fires | Aggregated | Aggregated | 2050 | 1.1379e-05 | 0 | 88.4245 | 0.0010062 | 2050 | Mitigation | 0.08575 | 30 | 0 | esc | 0 | 0 | 0.00060025 | 6.8302e-09 | 0.0015435 | 1.7563e-08
[79 empty] | WLDFR | HFTD - Distribution - Tier 3 - 1QU CoRE ¦ 5QU LoRE | Red Flag Warning - Destructive Fires | 2030 | 1.366e-08 | 6.8302e-09 | 1.7563e-08 | 9534.9221 | 247.273 | 9287.6491 | 0 | 0 | 0 | 0 | 1.1379e-05 |  | 0.00013025 | 0 | 0.00013025 | 6.5126e-05 | 0 | 6.5126e-05 | 0.00016747 | 0 | 0.00016747 | [16 empty] | 7.3.1.3 Ignition probability mapping showing the probability of ignition along the electric lines and equipmentWLDFRAggregatedAggregated | WLDFR | HFTD - Distribution - Tier 3 - 1QU CoRE ¦ 5QU LoRE | Red Flag Warning - Destructive Fires | Aggregated | Aggregated | 2051 | 1.1379e-05 | 0 | 88.4245 | 0.0010062 | 2051 | Mitigation | 0.08575 | 30 | 0 | esc | 0 | 0 | 0 | 0 | 0.0015435 | 1.7563e-08
[79 empty] | WLDFR | HFTD - Distribution - Tier 3 - 1QU CoRE ¦ 5QU LoRE | Red Flag Warning - Destructive Fires | 2031 | 1.366e-08 | 6.8302e-09 | 1.7563e-08 | 9534.9221 | 247.273 | 9287.6491 | 0 | 0 | 0 | 0 | 1.1379e-05 |  | 0.00013025 | 0 | 0.00013025 | 6.5126e-05 | 0 | 6.5126e-05 | 0.00016747 | 0 | 0.00016747 | [16 empty] | 7.3.1.3 Ignition probability mapping showing the probability of ignition along the electric lines and equipmentWLDFRAggregatedAggregated | WLDFR | HFTD - Distribution - Tier 3 - 1QU CoRE ¦ 5QU LoRE | Red Flag Warning - Large Fires | Aggregated | Aggregated | 2021 | 3.7726e-05 | 0 | 88.4245 | 0.0033359 | 2021 | Mitigation | 0.08575 | 30 | 0 | esc | 0.0012005 | 4.529e-08 | 0.00060025 | 2.2645e-08 | 0 | 0
[79 empty] | WLDFR | HFTD - Distribution - Tier 3 - 1QU CoRE ¦ 5QU LoRE | Red Flag Warning - Destructive Fires | 2032 | 1.366e-08 | 6.8302e-09 | 1.7563e-08 | 9534.9221 | 247.273 | 9287.6491 | 0 | 0 | 0 | 0 | 1.1379e-05 |  | 0.00013025 | 0 | 0.00013025 | 6.5126e-05 | 0 | 6.5126e-05 | 0.00016747 | 0 | 0.00016747 | [16 empty] | 7.3.1.3 Ignition probability mapping showing the probability of ignition along the electric lines and equipmentWLDFRAggregatedAggregated | WLDFR | HFTD - Distribution - Tier 3 - 1QU CoRE ¦ 5QU LoRE | Red Flag Warning - Large Fires | Aggregated | Aggregated | 2022 | 3.7726e-05 | 0 | 88.4245 | 0.0033359 | 2022 | Mitigation | 0.08575 | 30 | 0 | esc | 0.0012005 | 4.529e-08 | 0.00060025 | 2.2645e-08 | 0.0015435 | 5.823e-08
[79 empty] | WLDFR | HFTD - Distribution - Tier 3 - 1QU CoRE ¦ 5QU LoRE | Red Flag Warning - Destructive Fires | 2033 | 1.366e-08 | 6.8302e-09 | 1.7563e-08 | 9984.8474 | 263.1074 | 9721.74 | 0 | 0 | 0 | 0 | 1.1379e-05 |  | 0.0001364 | 0 | 0.0001364 | 6.8199e-05 | 0 | 6.8199e-05 | 0.00017537 | 0 | 0.00017537 | [16 empty] | 7.3.1.3 Ignition probability mapping showing the probability of ignition along the electric lines and equipmentWLDFRAggregatedAggregated | WLDFR | HFTD - Distribution - Tier 3 - 1QU CoRE ¦ 5QU LoRE | Red Flag Warning - Large Fires | Aggregated | Aggregated | 2023 | 3.7726e-05 | 0 | 88.4245 | 0.0033359 | 2023 | Mitigation | 0.08575 | 30 | 0 | esc | 0.0012005 | 4.529e-08 | 0.00060025 | 2.2645e-08 | 0.0015435 | 5.823e-08
[79 empty] | WLDFR | HFTD - Distribution - Tier 3 - 1QU CoRE ¦ 5QU LoRE | Red Flag Warning - Destructive Fires | 2034 | 1.366e-08 | 6.8302e-09 | 1.7563e-08 | 9984.8474 | 263.1074 | 9721.74 | 0 | 0 | 0 | 0 | 1.1379e-05 |  | 0.0001364 | 0 | 0.0001364 | 6.8199e-05 | 0 | 6.8199e-05 | 0.00017537 | 0 | 0.00017537 | [16 empty] | 7.3.1.3 Ignition probability mapping showing the probability of ignition along the electric lines and equipmentWLDFRAggregatedAggregated | WLDFR | HFTD - Distribution - Tier 3 - 1QU CoRE ¦ 5QU LoRE | Red Flag Warning - Large Fires | Aggregated | Aggregated | 2024 | 3.7726e-05 | 0 | 88.4245 | 0.0033359 | 2024 | Mitigation | 0.08575 | 30 | 0 | esc | 0.0012005 | 4.529e-08 | 0.00060025 | 2.2645e-08 | 0.0015435 | 5.823e-08
[79 empty] | WLDFR | HFTD - Distribution - Tier 3 - 1QU CoRE ¦ 5QU LoRE | Red Flag Warning - Destructive Fires | 2035 | 1.366e-08 | 6.8302e-09 | 1.7563e-08 | 9984.8474 | 263.1074 | 9721.74 | 0 | 0 | 0 | 0 | 1.1379e-05 |  | 0.0001364 | 0 | 0.0001364 | 6.8199e-05 | 0 | 6.8199e-05 | 0.00017537 | 0 | 0.00017537 | [16 empty] | 7.3.1.3 Ignition probability mapping showing the probability of ignition along the electric lines and equipmentWLDFRAggregatedAggregated | WLDFR | HFTD - Distribution - Tier 3 - 1QU CoRE ¦ 5QU LoRE | Red Flag Warning - Large Fires | Aggregated | Aggregated | 2025 | 3.7726e-05 | 0 | 88.4245 | 0.0033359 | 2025 | Mitigation | 0.08575 | 30 | 0 | esc | 0.0012005 | 4.529e-08 | 0.00060025 | 2.2645e-08 | 0.0015435 | 5.823e-08
[79 empty] | WLDFR | HFTD - Distribution - Tier 3 - 1QU CoRE ¦ 5QU LoRE | Red Flag Warning - Destructive Fires | 2036 | 1.366e-08 | 6.8302e-09 | 1.7563e-08 | 9984.8474 | 263.1074 | 9721.74 | 0 | 0 | 0 | 0 | 1.1379e-05 |  | 0.0001364 | 0 | 0.0001364 | 6.8199e-05 | 0 | 6.8199e-05 | 0.00017537 | 0 | 0.00017537 | [16 empty] | 7.3.1.3 Ignition probability mapping showing the probability of ignition along the electric lines and equipmentWLDFRAggregatedAggregated | WLDFR | HFTD - Distribution - Tier 3 - 1QU CoRE ¦ 5QU LoRE | Red Flag Warning - Large Fires | Aggregated | Aggregated | 2026 | 3.7726e-05 | 0 | 88.4245 | 0.0033359 | 2026 | Mitigation | 0.08575 | 30 | 0 | esc | 0.0012005 | 4.529e-08 | 0.00060025 | 2.2645e-08 | 0.0015435 | 5.823e-08
[79 empty] | WLDFR | HFTD - Distribution - Tier 3 - 1QU CoRE ¦ 5QU LoRE | Red Flag Warning - Destructive Fires | 2037 | 1.366e-08 | 6.8302e-09 | 1.7563e-08 | 9984.8474 | 263.1074 | 9721.74 | 0 | 0 | 0 | 0 | 1.1379e-05 |  | 0.0001364 | 0 | 0.0001364 | 6.8199e-05 | 0 | 6.8199e-05 | 0.00017537 | 0 | 0.00017537 | [16 empty] | 7.3.1.3 Ignition probability mapping showing the probability of ignition along the electric lines and equipmentWLDFRAggregatedAggregated | WLDFR | HFTD - Distribution - Tier 3 - 1QU CoRE ¦ 5QU LoRE | Red Flag Warning - Large Fires | Aggregated | Aggregated | 2027 | 3.7726e-05 | 0 | 88.4245 | 0.0033359 | 2027 | Mitigation | 0.08575 | 30 | 0 | esc | 0.0012005 | 4.529e-08 | 0.00060025 | 2.2645e-08 | 0.0015435 | 5.823e-08
[79 empty] | WLDFR | HFTD - Distribution - Tier 3 - 1QU CoRE ¦ 5QU LoRE | Red Flag Warning - Destructive Fires | 2038 | 1.366e-08 | 6.8302e-09 | 1.7563e-08 | 10472.8261 | 280.5544 | 10192.2718 | 0 | 0 | 0 | 0 | 1.1379e-05 |  | 0.00014306 | 0 | 0.00014306 | 7.1532e-05 | 0 | 7.1532e-05 | 0.00018394 | 0 | 0.00018394 | [16 empty] | 7.3.1.3 Ignition probability mapping showing the probability of ignition along the electric lines and equipmentWLDFRAggregatedAggregated | WLDFR | HFTD - Distribution - Tier 3 - 1QU CoRE ¦ 5QU LoRE | Red Flag Warning - Large Fires | Aggregated | Aggregated | 2028 | 3.7726e-05 | 0 | 88.4245 | 0.0033359 | 2028 | Mitigation | 0.08575 | 30 | 0 | esc | 0.0012005 | 4.529e-08 | 0.00060025 | 2.2645e-08 | 0.0015435 | 5.823e-08
[79 empty] | WLDFR | HFTD - Distribution - Tier 3 - 1QU CoRE ¦ 5QU LoRE | Red Flag Warning - Destructive Fires | 2039 | 1.366e-08 | 6.8302e-09 | 1.7563e-08 | 10472.8261 | 280.5544 | 10192.2718 | 0 | 0 | 0 | 0 | 1.1379e-05 |  | 0.00014306 | 0 | 0.00014306 | 7.1532e-05 | 0 | 7.1532e-05 | 0.00018394 | 0 | 0.00018394 | [16 empty] | 7.3.1.3 Ignition probability mapping showing the probability of ignition along the electric lines and equipmentWLDFRAggregatedAggregated | WLDFR | HFTD - Distribution - Tier 3 - 1QU CoRE ¦ 5QU LoRE | Red Flag Warning - Large Fires | Aggregated | Aggregated | 2029 | 3.7726e-05 | 0 | 88.4245 | 0.0033359 | 2029 | Mitigation | 0.08575 | 30 | 0 | esc | 0.0012005 | 4.529e-08 | 0.00060025 | 2.2645e-08 | 0.0015435 | 5.823e-08
[79 empty] | WLDFR | HFTD - Distribution - Tier 3 - 1QU CoRE ¦ 5QU LoRE | Red Flag Warning - Destructive Fires | 2040 | 1.366e-08 | 6.8302e-09 | 1.7563e-08 | 10472.8261 | 280.5544 | 10192.2718 | 0 | 0 | 0 | 0 | 1.1379e-05 |  | 0.00014306 | 0 | 0.00014306 | 7.1532e-05 | 0 | 7.1532e-05 | 0.00018394 | 0 | 0.00018394 | [16 empty] | 7.3.1.3 Ignition probability mapping showing the probability of ignition along the electric lines and equipmentWLDFRAggregatedAggregated | WLDFR | HFTD - Distribution - Tier 3 - 1QU CoRE ¦ 5QU LoRE | Red Flag Warning - Large Fires | Aggregated | Aggregated | 2030 | 3.7726e-05 | 0 | 88.4245 | 0.0033359 | 2030 | Mitigation | 0.08575 | 30 | 0 | esc | 0.0012005 | 4.529e-08 | 0.00060025 | 2.2645e-08 | 0.0015435 | 5.823e-08
[79 empty] | WLDFR | HFTD - Distribution - Tier 3 - 1QU CoRE ¦ 5QU LoRE | Red Flag Warning - Destructive Fires | 2041 | 1.366e-08 | 6.8302e-09 | 1.7563e-08 | 10472.8261 | 280.5544 | 10192.2718 | 0 | 0 | 0 | 0 | 1.1379e-05 |  | 0.00014306 | 0 | 0.00014306 | 7.1532e-05 | 0 | 7.1532e-05 | 0.00018394 | 0 | 0.00018394 | [16 empty] | 7.3.1.3 Ignition probability mapping showing the probability of ignition along the electric lines and equipmentWLDFRAggregatedAggregated | WLDFR | HFTD - Distribution - Tier 3 - 1QU CoRE ¦ 5QU LoRE | Red Flag Warning - Large Fires | Aggregated | Aggregated | 2031 | 3.7726e-05 | 0 | 88.4245 | 0.0033359 | 2031 | Mitigation | 0.08575 | 30 | 0 | esc | 0.0012005 | 4.529e-08 | 0.00060025 | 2.2645e-08 | 0.0015435 | 5.823e-08
[79 empty] | WLDFR | HFTD - Distribution - Tier 3 - 1QU CoRE ¦ 5QU LoRE | Red Flag Warning - Destructive Fires | 2042 | 1.366e-08 | 6.8302e-09 | 1.7563e-08 | 10472.8261 | 280.5544 | 10192.2718 | 0 | 0 | 0 | 0 | 1.1379e-05 |  | 0.00014306 | 0 | 0.00014306 | 7.1532e-05 | 0 | 7.1532e-05 | 0.00018394 | 0 | 0.00018394 | [16 empty] | 7.3.1.3 Ignition probability mapping showing the probability of ignition along the electric lines and equipmentWLDFRAggregatedAggregated | WLDFR | HFTD - Distribution - Tier 3 - 1QU CoRE ¦ 5QU LoRE | Red Flag Warning - Large Fires | Aggregated | Aggregated | 2032 | 3.7726e-05 | 0 | 88.4245 | 0.0033359 | 2032 | Mitigation | 0.08575 | 30 | 0 | esc | 0.0012005 | 4.529e-08 | 0.00060025 | 2.2645e-08 | 0.0015435 | 5.823e-08
[79 empty] | WLDFR | HFTD - Distribution - Tier 3 - 1QU CoRE ¦ 5QU LoRE | Red Flag Warning - Destructive Fires | 2043 | 1.366e-08 | 6.8302e-09 | 1.7563e-08 | 10992.1562 | 299.42 | 10692.7362 | 0 | 0 | 0 | 0 | 1.1379e-05 |  | 0.00015016 | 0 | 0.00015016 | 7.5079e-05 | 0 | 7.5079e-05 | 0.00019306 | 0 | 0.00019306 | [16 empty] | 7.3.1.3 Ignition probability mapping showing the probability of ignition along the electric lines and equipmentWLDFRAggregatedAggregated | WLDFR | HFTD - Distribution - Tier 3 - 1QU CoRE ¦ 5QU LoRE | Red Flag Warning - Large Fires | Aggregated | Aggregated | 2033 | 3.7726e-05 | 0 | 88.4245 | 0.0033359 | 2033 | Mitigation | 0.08575 | 30 | 0 | esc | 0.0012005 | 4.529e-08 | 0.00060025 | 2.2645e-08 | 0.0015435 | 5.823e-08
[79 empty] | WLDFR | HFTD - Distribution - Tier 3 - 1QU CoRE ¦ 5QU LoRE | Red Flag Warning - Destructive Fires | 2044 | 1.366e-08 | 6.8302e-09 | 1.7563e-08 | 10992.1562 | 299.42 | 10692.7362 | 0 | 0 | 0 | 0 | 1.1379e-05 |  | 0.00015016 | 0 | 0.00015016 | 7.5079e-05 | 0 | 7.5079e-05 | 0.00019306 | 0 | 0.00019306 | [16 empty] | 7.3.1.3 Ignition probability mapping showing the probability of ignition along the electric lines and equipmentWLDFRAggregatedAggregated | WLDFR | HFTD - Distribution - Tier 3 - 1QU CoRE ¦ 5QU LoRE | Red Flag Warning - Large Fires | Aggregated | Aggregated | 2034 | 3.7726e-05 | 0 | 88.4245 | 0.0033359 | 2034 | Mitigation | 0.08575 | 30 | 0 | esc | 0.0012005 | 4.529e-08 | 0.00060025 | 2.2645e-08 | 0.0015435 | 5.823e-08
[79 empty] | WLDFR | HFTD - Distribution - Tier 3 - 1QU CoRE ¦ 5QU LoRE | Red Flag Warning - Destructive Fires | 2045 | 1.366e-08 | 6.8302e-09 | 1.7563e-08 | 10992.1562 | 299.42 | 10692.7362 | 0 | 0 | 0 | 0 | 1.1379e-05 |  | 0.00015016 | 0 | 0.00015016 | 7.5079e-05 | 0 | 7.5079e-05 | 0.00019306 | 0 | 0.00019306 | [16 empty] | 7.3.1.3 Ignition probability mapping showing the probability of ignition along the electric lines and equipmentWLDFRAggregatedAggregated | WLDFR | HFTD - Distribution - Tier 3 - 1QU CoRE ¦ 5QU LoRE | Red Flag Warning - Large Fires | Aggregated | Aggregated | 2035 | 3.7726e-05 | 0 | 88.4245 | 0.0033359 | 2035 | Mitigation | 0.08575 | 30 | 0 | esc | 0.0012005 | 4.529e-08 | 0.00060025 | 2.2645e-08 | 0.0015435 | 5.823e-08
[79 empty] | WLDFR | HFTD - Distribution - Tier 3 - 1QU CoRE ¦ 5QU LoRE | Red Flag Warning - Destructive Fires | 2046 | 1.366e-08 | 6.8302e-09 | 1.7563e-08 | 10992.1562 | 299.42 | 10692.7362 | 0 | 0 | 0 | 0 | 1.1379e-05 |  | 0.00015016 | 0 | 0.00015016 | 7.5079e-05 | 0 | 7.5079e-05 | 0.00019306 | 0 | 0.00019306 | [16 empty] | 7.3.1.3 Ignition probability mapping showing the probability of ignition along the electric lines and equipmentWLDFRAggregatedAggregated | WLDFR | HFTD - Distribution - Tier 3 - 1QU CoRE ¦ 5QU LoRE | Red Flag Warning - Large Fires | Aggregated | Aggregated | 2036 | 3.7726e-05 | 0 | 88.4245 | 0.0033359 | 2036 | Mitigation | 0.08575 | 30 | 0 | esc | 0.0012005 | 4.529e-08 | 0.00060025 | 2.2645e-08 | 0.0015435 | 5.823e-08
[79 empty] | WLDFR | HFTD - Distribution - Tier 3 - 1QU CoRE ¦ 5QU LoRE | Red Flag Warning - Destructive Fires | 2047 | 1.366e-08 | 6.8302e-09 | 1.7563e-08 | 10992.1562 | 299.42 | 10692.7362 | 0 | 0 | 0 | 0 | 1.1379e-05 |  | 0.00015016 | 0 | 0.00015016 | 7.5079e-05 | 0 | 7.5079e-05 | 0.00019306 | 0 | 0.00019306 | [16 empty] | 7.3.1.3 Ignition probability mapping showing the probability of ignition along the electric lines and equipmentWLDFRAggregatedAggregated | WLDFR | HFTD - Distribution - Tier 3 - 1QU CoRE ¦ 5QU LoRE | Red Flag Warning - Large Fires | Aggregated | Aggregated | 2037 | 3.7726e-05 | 0 | 88.4245 | 0.0033359 | 2037 | Mitigation | 0.08575 | 30 | 0 | esc | 0.0012005 | 4.529e-08 | 0.00060025 | 2.2645e-08 | 0.0015435 | 5.823e-08
[79 empty] | WLDFR | HFTD - Distribution - Tier 3 - 1QU CoRE ¦ 5QU LoRE | Red Flag Warning - Destructive Fires | 2048 | 1.366e-08 | 6.8302e-09 | 1.7563e-08 | 11536.0538 | 319.4911 | 11216.5626 | 0 | 0 | 0 | 0 | 1.1379e-05 |  | 0.00015759 | 0 | 0.00015759 | 7.8794e-05 | 0 | 7.8794e-05 | 0.00020261 | 0 | 0.00020261 | [16 empty] | 7.3.1.3 Ignition probability mapping showing the probability of ignition along the electric lines and equipmentWLDFRAggregatedAggregated | WLDFR | HFTD - Distribution - Tier 3 - 1QU CoRE ¦ 5QU LoRE | Red Flag Warning - Large Fires | Aggregated | Aggregated | 2038 | 3.7726e-05 | 0 | 88.4245 | 0.0033359 | 2038 | Mitigation | 0.08575 | 30 | 0 | esc | 0.0012005 | 4.529e-08 | 0.00060025 | 2.2645e-08 | 0.0015435 | 5.823e-08
[79 empty] | WLDFR | HFTD - Distribution - Tier 3 - 1QU CoRE ¦ 5QU LoRE | Red Flag Warning - Destructive Fires | 2049 | 1.366e-08 | 6.8302e-09 | 1.7563e-08 | 11536.0538 | 319.4911 | 11216.5626 | 0 | 0 | 0 | 0 | 1.1379e-05 |  | 0.00015759 | 0 | 0.00015759 | 7.8794e-05 | 0 | 7.8794e-05 | 0.00020261 | 0 | 0.00020261 | [16 empty] | 7.3.1.3 Ignition probability mapping showing the probability of ignition along the electric lines and equipmentWLDFRAggregatedAggregated | WLDFR | HFTD - Distribution - Tier 3 - 1QU CoRE ¦ 5QU LoRE | Red Flag Warning - Large Fires | Aggregated | Aggregated | 2039 | 3.7726e-05 | 0 | 88.4245 | 0.0033359 | 2039 | Mitigation | 0.08575 | 30 | 0 | esc | 0.0012005 | 4.529e-08 | 0.00060025 | 2.2645e-08 | 0.0015435 | 5.823e-08
[79 empty] | WLDFR | HFTD - Distribution - Tier 3 - 1QU CoRE ¦ 5QU LoRE | Red Flag Warning - Destructive Fires | 2050 | 0 | 6.8302e-09 | 1.7563e-08 | 11536.0538 | 319.4911 | 11216.5626 | 0 | 0 | 0 | 0 | 1.1379e-05 |  | 0 | 0 | 0 | 7.8794e-05 | 0 | 7.8794e-05 | 0.00020261 | 0 | 0.00020261 | [16 empty] | 7.3.1.3 Ignition probability mapping showing the probability of ignition along the electric lines and equipmentWLDFRAggregatedAggregated | WLDFR | HFTD - Distribution - Tier 3 - 1QU CoRE ¦ 5QU LoRE | Red Flag Warning - Large Fires | Aggregated | Aggregated | 2040 | 3.7726e-05 | 0 | 88.4245 | 0.0033359 | 2040 | Mitigation | 0.08575 | 30 | 0 | esc | 0.0012005 | 4.529e-08 | 0.00060025 | 2.2645e-08 | 0.0015435 | 5.823e-08
[79 empty] | WLDFR | HFTD - Distribution - Tier 3 - 1QU CoRE ¦ 5QU LoRE | Red Flag Warning - Destructive Fires | 2051 | 0 | 0 | 1.7563e-08 | 11536.0538 | 319.4911 | 11216.5626 | 0 | 0 | 0 | 0 | 1.1379e-05 |  | 0 | 0 | 0 | 0 | 0 | 0 | 0.00020261 | 0 | 0.00020261 | [16 empty] | 7.3.1.3 Ignition probability mapping showing the probability of ignition along the electric lines and equipmentWLDFRAggregatedAggregated | WLDFR | HFTD - Distribution - Tier 3 - 1QU CoRE ¦ 5QU LoRE | Red Flag Warning - Large Fires | Aggregated | Aggregated | 2041 | 3.7726e-05 | 0 | 88.4245 | 0.0033359 | 2041 | Mitigation | 0.08575 | 30 | 0 | esc | 0.0012005 | 4.529e-08 | 0.00060025 | 2.2645e-08 | 0.0015435 | 5.823e-08
[79 empty] | WLDFR | HFTD - Distribution - Tier 3 - 1QU CoRE ¦ 5QU LoRE | Red Flag Warning - Large Fires | 2020 | 4.529e-08 | 0 | 0 | 5.2406 | 0.69642 | 2.942 | 1.6022 | 0 | 0 | 0 | 3.7726e-05 |  | 2.3735e-07 | 0 | 2.3735e-07 | 0 | 0 | 0 | 0 | 0 | 0 | [16 empty] | 7.3.1.3 Ignition probability mapping showing the probability of ignition along the electric lines and equipmentWLDFRAggregatedAggregated | WLDFR | HFTD - Distribution - Tier 3 - 1QU CoRE ¦ 5QU LoRE | Red Flag Warning - Large Fires | Aggregated | Aggregated | 2042 | 3.7726e-05 | 0 | 88.4245 | 0.0033359 | 2042 | Mitigation | 0.08575 | 30 | 0 | esc | 0.0012005 | 4.529e-08 | 0.00060025 | 2.2645e-08 | 0.0015435 | 5.823e-08
[79 empty] | WLDFR | HFTD - Distribution - Tier 3 - 1QU CoRE ¦ 5QU LoRE | Red Flag Warning - Large Fires | 2021 | 4.529e-08 | 2.2645e-08 | 0 | 5.2406 | 0.69642 | 2.942 | 1.6022 | 0 | 0 | 0 | 3.7726e-05 |  | 2.3735e-07 | 0 | 2.3735e-07 | 1.1867e-07 | 0 | 1.1867e-07 | 0 | 0 | 0 | [16 empty] | 7.3.1.3 Ignition probability mapping showing the probability of ignition along the electric lines and equipmentWLDFRAggregatedAggregated | WLDFR | HFTD - Distribution - Tier 3 - 1QU CoRE ¦ 5QU LoRE | Red Flag Warning - Large Fires | Aggregated | Aggregated | 2043 | 3.7726e-05 | 0 | 88.4245 | 0.0033359 | 2043 | Mitigation | 0.08575 | 30 | 0 | esc | 0.0012005 | 4.529e-08 | 0.00060025 | 2.2645e-08 | 0.0015435 | 5.823e-08
[79 empty] | WLDFR | HFTD - Distribution - Tier 3 - 1QU CoRE ¦ 5QU LoRE | Red Flag Warning - Large Fires | 2022 | 4.529e-08 | 2.2645e-08 | 5.823e-08 | 5.2406 | 0.69642 | 2.942 | 1.6022 | 0 | 0 | 0 | 3.7726e-05 |  | 2.3735e-07 | 0 | 2.3735e-07 | 1.1867e-07 | 0 | 1.1867e-07 | 3.0516e-07 | 0 | 3.0516e-07 | [16 empty] | 7.3.1.3 Ignition probability mapping showing the probability of ignition along the electric lines and equipmentWLDFRAggregatedAggregated | WLDFR | HFTD - Distribution - Tier 3 - 1QU CoRE ¦ 5QU LoRE | Red Flag Warning - Large Fires | Aggregated | Aggregated | 2044 | 3.7726e-05 | 0 | 88.4245 | 0.0033359 | 2044 | Mitigation | 0.08575 | 30 | 0 | esc | 0.0012005 | 4.529e-08 | 0.00060025 | 2.2645e-08 | 0.0015435 | 5.823e-08
[79 empty] | WLDFR | HFTD - Distribution - Tier 3 - 1QU CoRE ¦ 5QU LoRE | Red Flag Warning - Large Fires | 2023 | 4.529e-08 | 2.2645e-08 | 5.823e-08 | 5.475 | 0.71896 | 3.0715 | 1.6846 | 0 | 0 | 0 | 3.7726e-05 |  | 2.4797e-07 | 0 | 2.4797e-07 | 1.2398e-07 | 0 | 1.2398e-07 | 3.1881e-07 | 0 | 3.1881e-07 | [16 empty] | 7.3.1.3 Ignition probability mapping showing the probability of ignition along the electric lines and equipmentWLDFRAggregatedAggregated | WLDFR | HFTD - Distribution - Tier 3 - 1QU CoRE ¦ 5QU LoRE | Red Flag Warning - Large Fires | Aggregated | Aggregated | 2045 | 3.7726e-05 | 0 | 88.4245 | 0.0033359 | 2045 | Mitigation | 0.08575 | 30 | 0 | esc | 0.0012005 | 4.529e-08 | 0.00060025 | 2.2645e-08 | 0.0015435 | 5.823e-08
[79 empty] | WLDFR | HFTD - Distribution - Tier 3 - 1QU CoRE ¦ 5QU LoRE | Red Flag Warning - Large Fires | 2024 | 4.529e-08 | 2.2645e-08 | 5.823e-08 | 5.475 | 0.71896 | 3.0715 | 1.6846 | 0 | 0 | 0 | 3.7726e-05 |  | 2.4797e-07 | 0 | 2.4797e-07 | 1.2398e-07 | 0 | 1.2398e-07 | 3.1881e-07 | 0 | 3.1881e-07 | [16 empty] | 7.3.1.3 Ignition probability mapping showing the probability of ignition along the electric lines and equipmentWLDFRAggregatedAggregated | WLDFR | HFTD - Distribution - Tier 3 - 1QU CoRE ¦ 5QU LoRE | Red Flag Warning - Large Fires | Aggregated | Aggregated | 2046 | 3.7726e-05 | 0 | 88.4245 | 0.0033359 | 2046 | Mitigation | 0.08575 | 30 | 0 | esc | 0.0012005 | 4.529e-08 | 0.00060025 | 2.2645e-08 | 0.0015435 | 5.823e-08
[79 empty] | WLDFR | HFTD - Distribution - Tier 3 - 1QU CoRE ¦ 5QU LoRE | Red Flag Warning - Large Fires | 2025 | 4.529e-08 | 2.2645e-08 | 5.823e-08 | 5.475 | 0.71896 | 3.0715 | 1.6846 | 0 | 0 | 0 | 3.7726e-05 |  | 2.4797e-07 | 0 | 2.4797e-07 | 1.2398e-07 | 0 | 1.2398e-07 | 3.1881e-07 | 0 | 3.1881e-07 | [16 empty] | 7.3.1.3 Ignition probability mapping showing the probability of ignition along the electric lines and equipmentWLDFRAggregatedAggregated | WLDFR | HFTD - Distribution - Tier 3 - 1QU CoRE ¦ 5QU LoRE | Red Flag Warning - Large Fires | Aggregated | Aggregated | 2047 | 3.7726e-05 | 0 | 88.4245 | 0.0033359 | 2047 | Mitigation | 0.08575 | 30 | 0 | esc | 0.0012005 | 4.529e-08 | 0.00060025 | 2.2645e-08 | 0.0015435 | 5.823e-08
[79 empty] | WLDFR | HFTD - Distribution - Tier 3 - 1QU CoRE ¦ 5QU LoRE | Red Flag Warning - Large Fires | 2026 | 4.529e-08 | 2.2645e-08 | 5.823e-08 | 5.475 | 0.71896 | 3.0715 | 1.6846 | 0 | 0 | 0 | 3.7726e-05 |  | 2.4797e-07 | 0 | 2.4797e-07 | 1.2398e-07 | 0 | 1.2398e-07 | 3.1881e-07 | 0 | 3.1881e-07 | [16 empty] | 7.3.1.3 Ignition probability mapping showing the probability of ignition along the electric lines and equipmentWLDFRAggregatedAggregated | WLDFR | HFTD - Distribution - Tier 3 - 1QU CoRE ¦ 5QU LoRE | Red Flag Warning - Large Fires | Aggregated | Aggregated | 2048 | 3.7726e-05 | 0 | 88.4245 | 0.0033359 | 2048 | Mitigation | 0.08575 | 30 | 0 | esc | 0.0012005 | 4.529e-08 | 0.00060025 | 2.2645e-08 | 0.0015435 | 5.823e-08
[79 empty] | WLDFR | HFTD - Distribution - Tier 3 - 1QU CoRE ¦ 5QU LoRE | Red Flag Warning - Large Fires | 2027 | 4.529e-08 | 2.2645e-08 | 5.823e-08 | 5.475 | 0.71896 | 3.0715 | 1.6846 | 0 | 0 | 0 | 3.7726e-05 |  | 2.4797e-07 | 0 | 2.4797e-07 | 1.2398e-07 | 0 | 1.2398e-07 | 3.1881e-07 | 0 | 3.1881e-07 | [16 empty] | 7.3.1.3 Ignition probability mapping showing the probability of ignition along the electric lines and equipmentWLDFRAggregatedAggregated | WLDFR | HFTD - Distribution - Tier 3 - 1QU CoRE ¦ 5QU LoRE | Red Flag Warning - Large Fires | Aggregated | Aggregated | 2049 | 3.7726e-05 | 0 | 88.4245 | 0.0033359 | 2049 | Mitigation | 0.08575 | 30 | 0 | esc | 0.0012005 | 4.529e-08 | 0.00060025 | 2.2645e-08 | 0.0015435 | 5.823e-08
[79 empty] | WLDFR | HFTD - Distribution - Tier 3 - 1QU CoRE ¦ 5QU LoRE | Red Flag Warning - Large Fires | 2028 | 4.529e-08 | 2.2645e-08 | 5.823e-08 | 5.777 | 0.74734 | 3.238 | 1.7917 | 0 | 0 | 0 | 3.7726e-05 |  | 2.6164e-07 | 0 | 2.6164e-07 | 1.3082e-07 | 0 | 1.3082e-07 | 3.364e-07 | 0 | 3.364e-07 | [16 empty] | 7.3.1.3 Ignition probability mapping showing the probability of ignition along the electric lines and equipmentWLDFRAggregatedAggregated | WLDFR | HFTD - Distribution - Tier 3 - 1QU CoRE ¦ 5QU LoRE | Red Flag Warning - Large Fires | Aggregated | Aggregated | 2050 | 3.7726e-05 | 0 | 88.4245 | 0.0033359 | 2050 | Mitigation | 0.08575 | 30 | 0 | esc | 0 | 0 | 0.00060025 | 2.2645e-08 | 0.0015435 | 5.823e-08
[79 empty] | WLDFR | HFTD - Distribution - Tier 3 - 1QU CoRE ¦ 5QU LoRE | Red Flag Warning - Large Fires | 2029 | 4.529e-08 | 2.2645e-08 | 5.823e-08 | 5.777 | 0.74734 | 3.238 | 1.7917 | 0 | 0 | 0 | 3.7726e-05 |  | 2.6164e-07 | 0 | 2.6164e-07 | 1.3082e-07 | 0 | 1.3082e-07 | 3.364e-07 | 0 | 3.364e-07 | [16 empty] | 7.3.1.3 Ignition probability mapping showing the probability of ignition along the electric lines and equipmentWLDFRAggregatedAggregated | WLDFR | HFTD - Distribution - Tier 3 - 1QU CoRE ¦ 5QU LoRE | Red Flag Warning - Large Fires | Aggregated | Aggregated | 2051 | 3.7726e-05 | 0 | 88.4245 | 0.0033359 | 2051 | Mitigation | 0.08575 | 30 | 0 | esc | 0 | 0 | 0 | 0 | 0.0015435 | 5.823e-08
[79 empty] | WLDFR | HFTD - Distribution - Tier 3 - 1QU CoRE ¦ 5QU LoRE | Red Flag Warning - Large Fires | 2030 | 4.529e-08 | 2.2645e-08 | 5.823e-08 | 5.777 | 0.74734 | 3.238 | 1.7917 | 0 | 0 | 0 | 3.7726e-05 |  | 2.6164e-07 | 0 | 2.6164e-07 | 1.3082e-07 | 0 | 1.3082e-07 | 3.364e-07 | 0 | 3.364e-07 | [16 empty] | 7.3.1.3 Ignition probability mapping showing the probability of ignition along the electric lines and equipmentWLDFRAggregatedAggregated | WLDFR | HFTD - Distribution - Tier 3 - 1QU CoRE ¦ 5QU LoRE | Red Flag Warning - Small Fires | Aggregated | Aggregated | 2021 | 0.00041228 | 0 | 88.4245 | 0.036455 | 2021 | Mitigation | 0.08575 | 30 | 0 | esc | 0.0012005 | 4.9494e-07 | 0.00060025 | 2.4747e-07 | 0 | 0
[79 empty] | WLDFR | HFTD - Distribution - Tier 3 - 1QU CoRE ¦ 5QU LoRE | Red Flag Warning - Large Fires | 2031 | 4.529e-08 | 2.2645e-08 | 5.823e-08 | 5.777 | 0.74734 | 3.238 | 1.7917 | 0 | 0 | 0 | 3.7726e-05 |  | 2.6164e-07 | 0 | 2.6164e-07 | 1.3082e-07 | 0 | 1.3082e-07 | 3.364e-07 | 0 | 3.364e-07 | [16 empty] | 7.3.1.3 Ignition probability mapping showing the probability of ignition along the electric lines and equipmentWLDFRAggregatedAggregated | WLDFR | HFTD - Distribution - Tier 3 - 1QU CoRE ¦ 5QU LoRE | Red Flag Warning - Small Fires | Aggregated | Aggregated | 2022 | 0.00041228 | 0 | 88.4245 | 0.036455 | 2022 | Mitigation | 0.08575 | 30 | 0 | esc | 0.0012005 | 4.9494e-07 | 0.00060025 | 2.4747e-07 | 0.0015435 | 6.3635e-07
[79 empty] | WLDFR | HFTD - Distribution - Tier 3 - 1QU CoRE ¦ 5QU LoRE | Red Flag Warning - Large Fires | 2032 | 4.529e-08 | 2.2645e-08 | 5.823e-08 | 5.777 | 0.74734 | 3.238 | 1.7917 | 0 | 0 | 0 | 3.7726e-05 |  | 2.6164e-07 | 0 | 2.6164e-07 | 1.3082e-07 | 0 | 1.3082e-07 | 3.364e-07 | 0 | 3.364e-07 | [16 empty] | 7.3.1.3 Ignition probability mapping showing the probability of ignition along the electric lines and equipmentWLDFRAggregatedAggregated | WLDFR | HFTD - Distribution - Tier 3 - 1QU CoRE ¦ 5QU LoRE | Red Flag Warning - Small Fires | Aggregated | Aggregated | 2023 | 0.00041228 | 0 | 88.4245 | 0.036455 | 2023 | Mitigation | 0.08575 | 30 | 0 | esc | 0.0012005 | 4.9494e-07 | 0.00060025 | 2.4747e-07 | 0.0015435 | 6.3635e-07
[79 empty] | WLDFR | HFTD - Distribution - Tier 3 - 1QU CoRE ¦ 5QU LoRE | Red Flag Warning - Large Fires | 2033 | 4.529e-08 | 2.2645e-08 | 5.823e-08 | 6.1205 | 0.77885 | 3.4265 | 1.9151 | 0 | 0 | 0 | 3.7726e-05 |  | 2.772e-07 | 0 | 2.772e-07 | 1.386e-07 | 0 | 1.386e-07 | 3.564e-07 | 0 | 3.564e-07 | [16 empty] | 7.3.1.3 Ignition probability mapping showing the probability of ignition along the electric lines and equipmentWLDFRAggregatedAggregated | WLDFR | HFTD - Distribution - Tier 3 - 1QU CoRE ¦ 5QU LoRE | Red Flag Warning - Small Fires | Aggregated | Aggregated | 2024 | 0.00041228 | 0 | 88.4245 | 0.036455 | 2024 | Mitigation | 0.08575 | 30 | 0 | esc | 0.0012005 | 4.9494e-07 | 0.00060025 | 2.4747e-07 | 0.0015435 | 6.3635e-07
[79 empty] | WLDFR | HFTD - Distribution - Tier 3 - 1QU CoRE ¦ 5QU LoRE | Red Flag Warning - Large Fires | 2034 | 4.529e-08 | 2.2645e-08 | 5.823e-08 | 6.1205 | 0.77885 | 3.4265 | 1.9151 | 0 | 0 | 0 | 3.7726e-05 |  | 2.772e-07 | 0 | 2.772e-07 | 1.386e-07 | 0 | 1.386e-07 | 3.564e-07 | 0 | 3.564e-07 | [16 empty] | 7.3.1.3 Ignition probability mapping showing the probability of ignition along the electric lines and equipmentWLDFRAggregatedAggregated | WLDFR | HFTD - Distribution - Tier 3 - 1QU CoRE ¦ 5QU LoRE | Red Flag Warning - Small Fires | Aggregated | Aggregated | 2025 | 0.00041228 | 0 | 88.4245 | 0.036455 | 2025 | Mitigation | 0.08575 | 30 | 0 | esc | 0.0012005 | 4.9494e-07 | 0.00060025 | 2.4747e-07 | 0.0015435 | 6.3635e-07
[79 empty] | WLDFR | HFTD - Distribution - Tier 3 - 1QU CoRE ¦ 5QU LoRE | Red Flag Warning - Large Fires | 2035 | 4.529e-08 | 2.2645e-08 | 5.823e-08 | 6.1205 | 0.77885 | 3.4265 | 1.9151 | 0 | 0 | 0 | 3.7726e-05 |  | 2.772e-07 | 0 | 2.772e-07 | 1.386e-07 | 0 | 1.386e-07 | 3.564e-07 | 0 | 3.564e-07 | [16 empty] | 7.3.1.3 Ignition probability mapping showing the probability of ignition along the electric lines and equipmentWLDFRAggregatedAggregated | WLDFR | HFTD - Distribution - Tier 3 - 1QU CoRE ¦ 5QU LoRE | Red Flag Warning - Small Fires | Aggregated | Aggregated | 2026 | 0.00041228 | 0 | 88.4245 | 0.036455 | 2026 | Mitigation | 0.08575 | 30 | 0 | esc | 0.0012005 | 4.9494e-07 | 0.00060025 | 2.4747e-07 | 0.0015435 | 6.3635e-07
[79 empty] | WLDFR | HFTD - Distribution - Tier 3 - 1QU CoRE ¦ 5QU LoRE | Red Flag Warning - Large Fires | 2036 | 4.529e-08 | 2.2645e-08 | 5.823e-08 | 6.1205 | 0.77885 | 3.4265 | 1.9151 | 0 | 0 | 0 | 3.7726e-05 |  | 2.772e-07 | 0 | 2.772e-07 | 1.386e-07 | 0 | 1.386e-07 | 3.564e-07 | 0 | 3.564e-07 | [16 empty] | 7.3.1.3 Ignition probability mapping showing the probability of ignition along the electric lines and equipmentWLDFRAggregatedAggregated | WLDFR | HFTD - Distribution - Tier 3 - 1QU CoRE ¦ 5QU LoRE | Red Flag Warning - Small Fires | Aggregated | Aggregated | 2027 | 0.00041228 | 0 | 88.4245 | 0.036455 | 2027 | Mitigation | 0.08575 | 30 | 0 | esc | 0.0012005 | 4.9494e-07 | 0.00060025 | 2.4747e-07 | 0.0015435 | 6.3635e-07
[79 empty] | WLDFR | HFTD - Distribution - Tier 3 - 1QU CoRE ¦ 5QU LoRE | Red Flag Warning - Large Fires | 2037 | 4.529e-08 | 2.2645e-08 | 5.823e-08 | 6.1205 | 0.77885 | 3.4265 | 1.9151 | 0 | 0 | 0 | 3.7726e-05 |  | 2.772e-07 | 0 | 2.772e-07 | 1.386e-07 | 0 | 1.386e-07 | 3.564e-07 | 0 | 3.564e-07 | [16 empty] | 7.3.1.3 Ignition probability mapping showing the probability of ignition along the electric lines and equipmentWLDFRAggregatedAggregated | WLDFR | HFTD - Distribution - Tier 3 - 1QU CoRE ¦ 5QU LoRE | Red Flag Warning - Small Fires | Aggregated | Aggregated | 2028 | 0.00041228 | 0 | 88.4245 | 0.036455 | 2028 | Mitigation | 0.08575 | 30 | 0 | esc | 0.0012005 | 4.9494e-07 | 0.00060025 | 2.4747e-07 | 0.0015435 | 6.3635e-07
[79 empty] | WLDFR | HFTD - Distribution - Tier 3 - 1QU CoRE ¦ 5QU LoRE | Red Flag Warning - Large Fires | 2038 | 4.529e-08 | 2.2645e-08 | 5.823e-08 | 6.5028 | 0.81304 | 3.6355 | 2.0543 | 0 | 0 | 0 | 3.7726e-05 |  | 2.9451e-07 | 0 | 2.9451e-07 | 1.4726e-07 | 0 | 1.4726e-07 | 3.7866e-07 | 0 | 3.7866e-07 | [16 empty] | 7.3.1.3 Ignition probability mapping showing the probability of ignition along the electric lines and equipmentWLDFRAggregatedAggregated | WLDFR | HFTD - Distribution - Tier 3 - 1QU CoRE ¦ 5QU LoRE | Red Flag Warning - Small Fires | Aggregated | Aggregated | 2029 | 0.00041228 | 0 | 88.4245 | 0.036455 | 2029 | Mitigation | 0.08575 | 30 | 0 | esc | 0.0012005 | 4.9494e-07 | 0.00060025 | 2.4747e-07 | 0.0015435 | 6.3635e-07
[79 empty] | WLDFR | HFTD - Distribution - Tier 3 - 1QU CoRE ¦ 5QU LoRE | Red Flag Warning - Large Fires | 2039 | 4.529e-08 | 2.2645e-08 | 5.823e-08 | 6.5028 | 0.81304 | 3.6355 | 2.0543 | 0 | 0 | 0 | 3.7726e-05 |  | 2.9451e-07 | 0 | 2.9451e-07 | 1.4726e-07 | 0 | 1.4726e-07 | 3.7866e-07 | 0 | 3.7866e-07 | [16 empty] | 7.3.1.3 Ignition probability mapping showing the probability of ignition along the electric lines and equipmentWLDFRAggregatedAggregated | WLDFR | HFTD - Distribution - Tier 3 - 1QU CoRE ¦ 5QU LoRE | Red Flag Warning - Small Fires | Aggregated | Aggregated | 2030 | 0.00041228 | 0 | 88.4245 | 0.036455 | 2030 | Mitigation | 0.08575 | 30 | 0 | esc | 0.0012005 | 4.9494e-07 | 0.00060025 | 2.4747e-07 | 0.0015435 | 6.3635e-07
[79 empty] | WLDFR | HFTD - Distribution - Tier 3 - 1QU CoRE ¦ 5QU LoRE | Red Flag Warning - Large Fires | 2040 | 4.529e-08 | 2.2645e-08 | 5.823e-08 | 6.5028 | 0.81304 | 3.6355 | 2.0543 | 0 | 0 | 0 | 3.7726e-05 |  | 2.9451e-07 | 0 | 2.9451e-07 | 1.4726e-07 | 0 | 1.4726e-07 | 3.7866e-07 | 0 | 3.7866e-07 | [16 empty] | 7.3.1.3 Ignition probability mapping showing the probability of ignition along the electric lines and equipmentWLDFRAggregatedAggregated | WLDFR | HFTD - Distribution - Tier 3 - 1QU CoRE ¦ 5QU LoRE | Red Flag Warning - Small Fires | Aggregated | Aggregated | 2031 | 0.00041228 | 0 | 88.4245 | 0.036455 | 2031 | Mitigation | 0.08575 | 30 | 0 | esc | 0.0012005 | 4.9494e-07 | 0.00060025 | 2.4747e-07 | 0.0015435 | 6.3635e-07
[79 empty] | WLDFR | HFTD - Distribution - Tier 3 - 1QU CoRE ¦ 5QU LoRE | Red Flag Warning - Large Fires | 2041 | 4.529e-08 | 2.2645e-08 | 5.823e-08 | 6.5028 | 0.81304 | 3.6355 | 2.0543 | 0 | 0 | 0 | 3.7726e-05 |  | 2.9451e-07 | 0 | 2.9451e-07 | 1.4726e-07 | 0 | 1.4726e-07 | 3.7866e-07 | 0 | 3.7866e-07 | [16 empty] | 7.3.1.3 Ignition probability mapping showing the probability of ignition along the electric lines and equipmentWLDFRAggregatedAggregated | WLDFR | HFTD - Distribution - Tier 3 - 1QU CoRE ¦ 5QU LoRE | Red Flag Warning - Small Fires | Aggregated | Aggregated | 2032 | 0.00041228 | 0 | 88.4245 | 0.036455 | 2032 | Mitigation | 0.08575 | 30 | 0 | esc | 0.0012005 | 4.9494e-07 | 0.00060025 | 2.4747e-07 | 0.0015435 | 6.3635e-07
[79 empty] | WLDFR | HFTD - Distribution - Tier 3 - 1QU CoRE ¦ 5QU LoRE | Red Flag Warning - Large Fires | 2042 | 4.529e-08 | 2.2645e-08 | 5.823e-08 | 6.5028 | 0.81304 | 3.6355 | 2.0543 | 0 | 0 | 0 | 3.7726e-05 |  | 2.9451e-07 | 0 | 2.9451e-07 | 1.4726e-07 | 0 | 1.4726e-07 | 3.7866e-07 | 0 | 3.7866e-07 | [16 empty] | 7.3.1.3 Ignition probability mapping showing the probability of ignition along the electric lines and equipmentWLDFRAggregatedAggregated | WLDFR | HFTD - Distribution - Tier 3 - 1QU CoRE ¦ 5QU LoRE | Red Flag Warning - Small Fires | Aggregated | Aggregated | 2033 | 0.00041228 | 0 | 88.4245 | 0.036455 | 2033 | Mitigation | 0.08575 | 30 | 0 | esc | 0.0012005 | 4.9494e-07 | 0.00060025 | 2.4747e-07 | 0.0015435 | 6.3635e-07
[79 empty] | WLDFR | HFTD - Distribution - Tier 3 - 1QU CoRE ¦ 5QU LoRE | Red Flag Warning - Large Fires | 2043 | 4.529e-08 | 2.2645e-08 | 5.823e-08 | 6.9209 | 0.84944 | 3.8632 | 2.2083 | 0 | 0 | 0 | 3.7726e-05 |  | 3.1345e-07 | 0 | 3.1345e-07 | 1.5673e-07 | 0 | 1.5673e-07 | 4.0301e-07 | 0 | 4.0301e-07 | [16 empty] | 7.3.1.3 Ignition probability mapping showing the probability of ignition along the electric lines and equipmentWLDFRAggregatedAggregated | WLDFR | HFTD - Distribution - Tier 3 - 1QU CoRE ¦ 5QU LoRE | Red Flag Warning - Small Fires | Aggregated | Aggregated | 2034 | 0.00041228 | 0 | 88.4245 | 0.036455 | 2034 | Mitigation | 0.08575 | 30 | 0 | esc | 0.0012005 | 4.9494e-07 | 0.00060025 | 2.4747e-07 | 0.0015435 | 6.3635e-07
[79 empty] | WLDFR | HFTD - Distribution - Tier 3 - 1QU CoRE ¦ 5QU LoRE | Red Flag Warning - Large Fires | 2044 | 4.529e-08 | 2.2645e-08 | 5.823e-08 | 6.9209 | 0.84944 | 3.8632 | 2.2083 | 0 | 0 | 0 | 3.7726e-05 |  | 3.1345e-07 | 0 | 3.1345e-07 | 1.5673e-07 | 0 | 1.5673e-07 | 4.0301e-07 | 0 | 4.0301e-07 | [16 empty] | 7.3.1.3 Ignition probability mapping showing the probability of ignition along the electric lines and equipmentWLDFRAggregatedAggregated | WLDFR | HFTD - Distribution - Tier 3 - 1QU CoRE ¦ 5QU LoRE | Red Flag Warning - Small Fires | Aggregated | Aggregated | 2035 | 0.00041228 | 0 | 88.4245 | 0.036455 | 2035 | Mitigation | 0.08575 | 30 | 0 | esc | 0.0012005 | 4.9494e-07 | 0.00060025 | 2.4747e-07 | 0.0015435 | 6.3635e-07
[79 empty] | WLDFR | HFTD - Distribution - Tier 3 - 1QU CoRE ¦ 5QU LoRE | Red Flag Warning - Large Fires | 2045 | 4.529e-08 | 2.2645e-08 | 5.823e-08 | 6.9209 | 0.84944 | 3.8632 | 2.2083 | 0 | 0 | 0 | 3.7726e-05 |  | 3.1345e-07 | 0 | 3.1345e-07 | 1.5673e-07 | 0 | 1.5673e-07 | 4.0301e-07 | 0 | 4.0301e-07 | [16 empty] | 7.3.1.3 Ignition probability mapping showing the probability of ignition along the electric lines and equipmentWLDFRAggregatedAggregated | WLDFR | HFTD - Distribution - Tier 3 - 1QU CoRE ¦ 5QU LoRE | Red Flag Warning - Small Fires | Aggregated | Aggregated | 2036 | 0.00041228 | 0 | 88.4245 | 0.036455 | 2036 | Mitigation | 0.08575 | 30 | 0 | esc | 0.0012005 | 4.9494e-07 | 0.00060025 | 2.4747e-07 | 0.0015435 | 6.3635e-07
[79 empty] | WLDFR | HFTD - Distribution - Tier 3 - 1QU CoRE ¦ 5QU LoRE | Red Flag Warning - Large Fires | 2046 | 4.529e-08 | 2.2645e-08 | 5.823e-08 | 6.9209 | 0.84944 | 3.8632 | 2.2083 | 0 | 0 | 0 | 3.7726e-05 |  | 3.1345e-07 | 0 | 3.1345e-07 | 1.5673e-07 | 0 | 1.5673e-07 | 4.0301e-07 | 0 | 4.0301e-07 | [16 empty] | 7.3.1.3 Ignition probability mapping showing the probability of ignition along the electric lines and equipmentWLDFRAggregatedAggregated | WLDFR | HFTD - Distribution - Tier 3 - 1QU CoRE ¦ 5QU LoRE | Red Flag Warning - Small Fires | Aggregated | Aggregated | 2037 | 0.00041228 | 0 | 88.4245 | 0.036455 | 2037 | Mitigation | 0.08575 | 30 | 0 | esc | 0.0012005 | 4.9494e-07 | 0.00060025 | 2.4747e-07 | 0.0015435 | 6.3635e-07
[79 empty] | WLDFR | HFTD - Distribution - Tier 3 - 1QU CoRE ¦ 5QU LoRE | Red Flag Warning - Large Fires | 2047 | 4.529e-08 | 2.2645e-08 | 5.823e-08 | 6.9209 | 0.84944 | 3.8632 | 2.2083 | 0 | 0 | 0 | 3.7726e-05 |  | 3.1345e-07 | 0 | 3.1345e-07 | 1.5673e-07 | 0 | 1.5673e-07 | 4.0301e-07 | 0 | 4.0301e-07 | [16 empty] | 7.3.1.3 Ignition probability mapping showing the probability of ignition along the electric lines and equipmentWLDFRAggregatedAggregated | WLDFR | HFTD - Distribution - Tier 3 - 1QU CoRE ¦ 5QU LoRE | Red Flag Warning - Small Fires | Aggregated | Aggregated | 2038 | 0.00041228 | 0 | 88.4245 | 0.036455 | 2038 | Mitigation | 0.08575 | 30 | 0 | esc | 0.0012005 | 4.9494e-07 | 0.00060025 | 2.4747e-07 | 0.0015435 | 6.3635e-07
[79 empty] | WLDFR | HFTD - Distribution - Tier 3 - 1QU CoRE ¦ 5QU LoRE | Red Flag Warning - Large Fires | 2048 | 4.529e-08 | 2.2645e-08 | 5.823e-08 | 7.3713 | 0.88759 | 4.1075 | 2.3763 | 0 | 0 | 0 | 3.7726e-05 |  | 3.3385e-07 | 0 | 3.3385e-07 | 1.6693e-07 | 0 | 1.6693e-07 | 4.2924e-07 | 0 | 4.2924e-07 | [16 empty] | 7.3.1.3 Ignition probability mapping showing the probability of ignition along the electric lines and equipmentWLDFRAggregatedAggregated | WLDFR | HFTD - Distribution - Tier 3 - 1QU CoRE ¦ 5QU LoRE | Red Flag Warning - Small Fires | Aggregated | Aggregated | 2039 | 0.00041228 | 0 | 88.4245 | 0.036455 | 2039 | Mitigation | 0.08575 | 30 | 0 | esc | 0.0012005 | 4.9494e-07 | 0.00060025 | 2.4747e-07 | 0.0015435 | 6.3635e-07
[79 empty] | WLDFR | HFTD - Distribution - Tier 3 - 1QU CoRE ¦ 5QU LoRE | Red Flag Warning - Large Fires | 2049 | 4.529e-08 | 2.2645e-08 | 5.823e-08 | 7.3713 | 0.88759 | 4.1075 | 2.3763 | 0 | 0 | 0 | 3.7726e-05 |  | 3.3385e-07 | 0 | 3.3385e-07 | 1.6693e-07 | 0 | 1.6693e-07 | 4.2924e-07 | 0 | 4.2924e-07 | [16 empty] | 7.3.1.3 Ignition probability mapping showing the probability of ignition along the electric lines and equipmentWLDFRAggregatedAggregated | WLDFR | HFTD - Distribution - Tier 3 - 1QU CoRE ¦ 5QU LoRE | Red Flag Warning - Small Fires | Aggregated | Aggregated | 2040 | 0.00041228 | 0 | 88.4245 | 0.036455 | 2040 | Mitigation | 0.08575 | 30 | 0 | esc | 0.0012005 | 4.9494e-07 | 0.00060025 | 2.4747e-07 | 0.0015435 | 6.3635e-07
[79 empty] | WLDFR | HFTD - Distribution - Tier 3 - 1QU CoRE ¦ 5QU LoRE | Red Flag Warning - Large Fires | 2050 | 0 | 2.2645e-08 | 5.823e-08 | 7.3713 | 0.88759 | 4.1075 | 2.3763 | 0 | 0 | 0 | 3.7726e-05 |  | 0 | 0 | 0 | 1.6693e-07 | 0 | 1.6693e-07 | 4.2924e-07 | 0 | 4.2924e-07 | [16 empty] | 7.3.1.3 Ignition probability mapping showing the probability of ignition along the electric lines and equipmentWLDFRAggregatedAggregated | WLDFR | HFTD - Distribution - Tier 3 - 1QU CoRE ¦ 5QU LoRE | Red Flag Warning - Small Fires | Aggregated | Aggregated | 2041 | 0.00041228 | 0 | 88.4245 | 0.036455 | 2041 | Mitigation | 0.08575 | 30 | 0 | esc | 0.0012005 | 4.9494e-07 | 0.00060025 | 2.4747e-07 | 0.0015435 | 6.3635e-07
[79 empty] | WLDFR | HFTD - Distribution - Tier 3 - 1QU CoRE ¦ 5QU LoRE | Red Flag Warning - Large Fires | 2051 | 0 | 0 | 5.823e-08 | 7.3713 | 0.88759 | 4.1075 | 2.3763 | 0 | 0 | 0 | 3.7726e-05 |  | 0 | 0 | 0 | 0 | 0 | 0 | 4.2924e-07 | 0 | 4.2924e-07 | [16 empty] | 7.3.1.3 Ignition probability mapping showing the probability of ignition along the electric lines and equipmentWLDFRAggregatedAggregated | WLDFR | HFTD - Distribution - Tier 3 - 1QU CoRE ¦ 5QU LoRE | Red Flag Warning - Small Fires | Aggregated | Aggregated | 2042 | 0.00041228 | 0 | 88.4245 | 0.036455 | 2042 | Mitigation | 0.08575 | 30 | 0 | esc | 0.0012005 | 4.9494e-07 | 0.00060025 | 2.4747e-07 | 0.0015435 | 6.3635e-07
[79 empty] | WLDFR | HFTD - Distribution - Tier 3 - 1QU CoRE ¦ 5QU LoRE | Red Flag Warning - Small Fires | 2020 | 4.9494e-07 | 0 | 0 | 0.077901 | 0.036425 | 0.0015809 | 0.039895 | 0 | 0 | 0 | 0.00041228 |  | 3.8556e-08 | 0 | 3.8556e-08 | 0 | 0 | 0 | 0 | 0 | 0 | [16 empty] | 7.3.1.3 Ignition probability mapping showing the probability of ignition along the electric lines and equipmentWLDFRAggregatedAggregated | WLDFR | HFTD - Distribution - Tier 3 - 1QU CoRE ¦ 5QU LoRE | Red Flag Warning - Small Fires | Aggregated | Aggregated | 2043 | 0.00041228 | 0 | 88.4245 | 0.036455 | 2043 | Mitigation | 0.08575 | 30 | 0 | esc | 0.0012005 | 4.9494e-07 | 0.00060025 | 2.4747e-07 | 0.0015435 | 6.3635e-07
[79 empty] | WLDFR | HFTD - Distribution - Tier 3 - 1QU CoRE ¦ 5QU LoRE | Red Flag Warning - Small Fires | 2021 | 4.9494e-07 | 2.4747e-07 | 0 | 0.077901 | 0.036425 | 0.0015809 | 0.039895 | 0 | 0 | 0 | 0.00041228 |  | 3.8556e-08 | 0 | 3.8556e-08 | 1.9278e-08 | 0 | 1.9278e-08 | 0 | 0 | 0 | [16 empty] | 7.3.1.3 Ignition probability mapping showing the probability of ignition along the electric lines and equipmentWLDFRAggregatedAggregated | WLDFR | HFTD - Distribution - Tier 3 - 1QU CoRE ¦ 5QU LoRE | Red Flag Warning - Small Fires | Aggregated | Aggregated | 2044 | 0.00041228 | 0 | 88.4245 | 0.036455 | 2044 | Mitigation | 0.08575 | 30 | 0 | esc | 0.0012005 | 4.9494e-07 | 0.00060025 | 2.4747e-07 | 0.0015435 | 6.3635e-07
[79 empty] | WLDFR | HFTD - Distribution - Tier 3 - 1QU CoRE ¦ 5QU LoRE | Red Flag Warning - Small Fires | 2022 | 4.9494e-07 | 2.4747e-07 | 6.3635e-07 | 0.077901 | 0.036425 | 0.0015809 | 0.039895 | 0 | 0 | 0 | 0.00041228 |  | 3.8556e-08 | 0 | 3.8556e-08 | 1.9278e-08 | 0 | 1.9278e-08 | 4.9572e-08 | 0 | 4.9572e-08 | [16 empty] | 7.3.1.3 Ignition probability mapping showing the probability of ignition along the electric lines and equipmentWLDFRAggregatedAggregated | WLDFR | HFTD - Distribution - Tier 3 - 1QU CoRE ¦ 5QU LoRE | Red Flag Warning - Small Fires | Aggregated | Aggregated | 2045 | 0.00041228 | 0 | 88.4245 | 0.036455 | 2045 | Mitigation | 0.08575 | 30 | 0 | esc | 0.0012005 | 4.9494e-07 | 0.00060025 | 2.4747e-07 | 0.0015435 | 6.3635e-07
[79 empty] | WLDFR | HFTD - Distribution - Tier 3 - 1QU CoRE ¦ 5QU LoRE | Red Flag Warning - Small Fires | 2023 | 4.9494e-07 | 2.4747e-07 | 6.3635e-07 | 0.080408 | 0.03759 | 0.0016314 | 0.041187 | 0 | 0 | 0 | 0.00041228 |  | 3.9797e-08 | 0 | 3.9797e-08 | 1.9899e-08 | 0 | 1.9899e-08 | 5.1168e-08 | 0 | 5.1168e-08 | [16 empty] | 7.3.1.3 Ignition probability mapping showing the probability of ignition along the electric lines and equipmentWLDFRAggregatedAggregated | WLDFR | HFTD - Distribution - Tier 3 - 1QU CoRE ¦ 5QU LoRE | Red Flag Warning - Small Fires | Aggregated | Aggregated | 2046 | 0.00041228 | 0 | 88.4245 | 0.036455 | 2046 | Mitigation | 0.08575 | 30 | 0 | esc | 0.0012005 | 4.9494e-07 | 0.00060025 | 2.4747e-07 | 0.0015435 | 6.3635e-07
[79 empty] | WLDFR | HFTD - Distribution - Tier 3 - 1QU CoRE ¦ 5QU LoRE | Red Flag Warning - Small Fires | 2024 | 4.9494e-07 | 2.4747e-07 | 6.3635e-07 | 0.080408 | 0.03759 | 0.0016314 | 0.041187 | 0 | 0 | 0 | 0.00041228 |  | 3.9797e-08 | 0 | 3.9797e-08 | 1.9899e-08 | 0 | 1.9899e-08 | 5.1168e-08 | 0 | 5.1168e-08 | [16 empty] | 7.3.1.3 Ignition probability mapping showing the probability of ignition along the electric lines and equipmentWLDFRAggregatedAggregated | WLDFR | HFTD - Distribution - Tier 3 - 1QU CoRE ¦ 5QU LoRE | Red Flag Warning - Small Fires | Aggregated | Aggregated | 2047 | 0.00041228 | 0 | 88.4245 | 0.036455 | 2047 | Mitigation | 0.08575 | 30 | 0 | esc | 0.0012005 | 4.9494e-07 | 0.00060025 | 2.4747e-07 | 0.0015435 | 6.3635e-07
[79 empty] | WLDFR | HFTD - Distribution - Tier 3 - 1QU CoRE ¦ 5QU LoRE | Red Flag Warning - Small Fires | 2025 | 4.9494e-07 | 2.4747e-07 | 6.3635e-07 | 0.080408 | 0.03759 | 0.0016314 | 0.041187 | 0 | 0 | 0 | 0.00041228 |  | 3.9797e-08 | 0 | 3.9797e-08 | 1.9899e-08 | 0 | 1.9899e-08 | 5.1168e-08 | 0 | 5.1168e-08 | [16 empty] | 7.3.1.3 Ignition probability mapping showing the probability of ignition along the electric lines and equipmentWLDFRAggregatedAggregated | WLDFR | HFTD - Distribution - Tier 3 - 1QU CoRE ¦ 5QU LoRE | Red Flag Warning - Small Fires | Aggregated | Aggregated | 2048 | 0.00041228 | 0 | 88.4245 | 0.036455 | 2048 | Mitigation | 0.08575 | 30 | 0 | esc | 0.0012005 | 4.9494e-07 | 0.00060025 | 2.4747e-07 | 0.0015435 | 6.3635e-07
[79 empty] | WLDFR | HFTD - Distribution - Tier 3 - 1QU CoRE ¦ 5QU LoRE | Red Flag Warning - Small Fires | 2026 | 4.9494e-07 | 2.4747e-07 | 6.3635e-07 | 0.080408 | 0.03759 | 0.0016314 | 0.041187 | 0 | 0 | 0 | 0.00041228 |  | 3.9797e-08 | 0 | 3.9797e-08 | 1.9899e-08 | 0 | 1.9899e-08 | 5.1168e-08 | 0 | 5.1168e-08 | [16 empty] | 7.3.1.3 Ignition probability mapping showing the probability of ignition along the electric lines and equipmentWLDFRAggregatedAggregated | WLDFR | HFTD - Distribution - Tier 3 - 1QU CoRE ¦ 5QU LoRE | Red Flag Warning - Small Fires | Aggregated | Aggregated | 2049 | 0.00041228 | 0 | 88.4245 | 0.036455 | 2049 | Mitigation | 0.08575 | 30 | 0 | esc | 0.0012005 | 4.9494e-07 | 0.00060025 | 2.4747e-07 | 0.0015435 | 6.3635e-07
[79 empty] | WLDFR | HFTD - Distribution - Tier 3 - 1QU CoRE ¦ 5QU LoRE | Red Flag Warning - Small Fires | 2027 | 4.9494e-07 | 2.4747e-07 | 6.3635e-07 | 0.080408 | 0.03759 | 0.0016314 | 0.041187 | 0 | 0 | 0 | 0.00041228 |  | 3.9797e-08 | 0 | 3.9797e-08 | 1.9899e-08 | 0 | 1.9899e-08 | 5.1168e-08 | 0 | 5.1168e-08 | [16 empty] | 7.3.1.3 Ignition probability mapping showing the probability of ignition along the electric lines and equipmentWLDFRAggregatedAggregated | WLDFR | HFTD - Distribution - Tier 3 - 1QU CoRE ¦ 5QU LoRE | Red Flag Warning - Small Fires | Aggregated | Aggregated | 2050 | 0.00041228 | 0 | 88.4245 | 0.036455 | 2050 | Mitigation | 0.08575 | 30 | 0 | esc | 0 | 0 | 0.00060025 | 2.4747e-07 | 0.0015435 | 6.3635e-07
[79 empty] | WLDFR | HFTD - Distribution - Tier 3 - 1QU CoRE ¦ 5QU LoRE | Red Flag Warning - Small Fires | 2028 | 4.9494e-07 | 2.4747e-07 | 6.3635e-07 | 0.083606 | 0.039055 | 0.001695 | 0.042856 | 0 | 0 | 0 | 0.00041228 |  | 4.138e-08 | 0 | 4.138e-08 | 2.069e-08 | 0 | 2.069e-08 | 5.3203e-08 | 0 | 5.3203e-08 | [16 empty] | 7.3.1.3 Ignition probability mapping showing the probability of ignition along the electric lines and equipmentWLDFRAggregatedAggregated | WLDFR | HFTD - Distribution - Tier 3 - 1QU CoRE ¦ 5QU LoRE | Red Flag Warning - Small Fires | Aggregated | Aggregated | 2051 | 0.00041228 | 0 | 88.4245 | 0.036455 | 2051 | Mitigation | 0.08575 | 30 | 0 | esc | 0 | 0 | 0 | 0 | 0.0015435 | 6.3635e-07
[79 empty] | WLDFR | HFTD - Distribution - Tier 3 - 1QU CoRE ¦ 5QU LoRE | Red Flag Warning - Small Fires | 2029 | 4.9494e-07 | 2.4747e-07 | 6.3635e-07 | 0.083606 | 0.039055 | 0.001695 | 0.042856 | 0 | 0 | 0 | 0.00041228 |  | 4.138e-08 | 0 | 4.138e-08 | 2.069e-08 | 0 | 2.069e-08 | 5.3203e-08 | 0 | 5.3203e-08 | [16 empty] | 7.3.1.3 Ignition probability mapping showing the probability of ignition along the electric lines and equipmentWLDFRAggregatedAggregated | WLDFR | HFTD - Distribution - Tier 3 - 1QU CoRE ¦ 5QU LoRE | Seismic - Non-Red Flag Warning - Catastrophic Fires | Aggregated | Aggregated | 2021 | 5.4954e-10 | 0 | 88.4245 | 4.8593e-08 | 2021 | Mitigation | 0.08575 | 30 | 0 | esc | 0.0012005 | 6.5973e-13 | 0.00060025 | 3.2986e-13 | 0 | 0
[79 empty] | WLDFR | HFTD - Distribution - Tier 3 - 1QU CoRE ¦ 5QU LoRE | Red Flag Warning - Small Fires | 2030 | 4.9494e-07 | 2.4747e-07 | 6.3635e-07 | 0.083606 | 0.039055 | 0.001695 | 0.042856 | 0 | 0 | 0 | 0.00041228 |  | 4.138e-08 | 0 | 4.138e-08 | 2.069e-08 | 0 | 2.069e-08 | 5.3203e-08 | 0 | 5.3203e-08 | [16 empty] | 7.3.1.3 Ignition probability mapping showing the probability of ignition along the electric lines and equipmentWLDFRAggregatedAggregated | WLDFR | HFTD - Distribution - Tier 3 - 1QU CoRE ¦ 5QU LoRE | Seismic - Non-Red Flag Warning - Catastrophic Fires | Aggregated | Aggregated | 2022 | 5.4954e-10 | 0 | 88.4245 | 4.8593e-08 | 2022 | Mitigation | 0.08575 | 30 | 0 | esc | 0.0012005 | 6.5973e-13 | 0.00060025 | 3.2986e-13 | 0.0015435 | 8.4822e-13
[79 empty] | WLDFR | HFTD - Distribution - Tier 3 - 1QU CoRE ¦ 5QU LoRE | Red Flag Warning - Small Fires | 2031 | 4.9494e-07 | 2.4747e-07 | 6.3635e-07 | 0.083606 | 0.039055 | 0.001695 | 0.042856 | 0 | 0 | 0 | 0.00041228 |  | 4.138e-08 | 0 | 4.138e-08 | 2.069e-08 | 0 | 2.069e-08 | 5.3203e-08 | 0 | 5.3203e-08 | [16 empty] | 7.3.1.3 Ignition probability mapping showing the probability of ignition along the electric lines and equipmentWLDFRAggregatedAggregated | WLDFR | HFTD - Distribution - Tier 3 - 1QU CoRE ¦ 5QU LoRE | Seismic - Non-Red Flag Warning - Catastrophic Fires | Aggregated | Aggregated | 2023 | 5.4954e-10 | 0 | 88.4245 | 4.8593e-08 | 2023 | Mitigation | 0.08575 | 30 | 0 | esc | 0.0012005 | 6.5973e-13 | 0.00060025 | 3.2986e-13 | 0.0015435 | 8.4822e-13
[79 empty] | WLDFR | HFTD - Distribution - Tier 3 - 1QU CoRE ¦ 5QU LoRE | Red Flag Warning - Small Fires | 2032 | 4.9494e-07 | 2.4747e-07 | 6.3635e-07 | 0.083606 | 0.039055 | 0.001695 | 0.042856 | 0 | 0 | 0 | 0.00041228 |  | 4.138e-08 | 0 | 4.138e-08 | 2.069e-08 | 0 | 2.069e-08 | 5.3203e-08 | 0 | 5.3203e-08 | [16 empty] | 7.3.1.3 Ignition probability mapping showing the probability of ignition along the electric lines and equipmentWLDFRAggregatedAggregated | WLDFR | HFTD - Distribution - Tier 3 - 1QU CoRE ¦ 5QU LoRE | Seismic - Non-Red Flag Warning - Catastrophic Fires | Aggregated | Aggregated | 2024 | 5.4954e-10 | 0 | 88.4245 | 4.8593e-08 | 2024 | Mitigation | 0.08575 | 30 | 0 | esc | 0.0012005 | 6.5973e-13 | 0.00060025 | 3.2986e-13 | 0.0015435 | 8.4822e-13
[79 empty] | WLDFR | HFTD - Distribution - Tier 3 - 1QU CoRE ¦ 5QU LoRE | Red Flag Warning - Small Fires | 2033 | 4.9494e-07 | 2.4747e-07 | 6.3635e-07 | 0.087211 | 0.040679 | 0.0017655 | 0.044766 | 0 | 0 | 0 | 0.00041228 |  | 4.3164e-08 | 0 | 4.3164e-08 | 2.1582e-08 | 0 | 2.1582e-08 | 5.5497e-08 | 0 | 5.5497e-08 | [16 empty] | 7.3.1.3 Ignition probability mapping showing the probability of ignition along the electric lines and equipmentWLDFRAggregatedAggregated | WLDFR | HFTD - Distribution - Tier 3 - 1QU CoRE ¦ 5QU LoRE | Seismic - Non-Red Flag Warning - Catastrophic Fires | Aggregated | Aggregated | 2025 | 5.4954e-10 | 0 | 88.4245 | 4.8593e-08 | 2025 | Mitigation | 0.08575 | 30 | 0 | esc | 0.0012005 | 6.5973e-13 | 0.00060025 | 3.2986e-13 | 0.0015435 | 8.4822e-13
[79 empty] | WLDFR | HFTD - Distribution - Tier 3 - 1QU CoRE ¦ 5QU LoRE | Red Flag Warning - Small Fires | 2034 | 4.9494e-07 | 2.4747e-07 | 6.3635e-07 | 0.087211 | 0.040679 | 0.0017655 | 0.044766 | 0 | 0 | 0 | 0.00041228 |  | 4.3164e-08 | 0 | 4.3164e-08 | 2.1582e-08 | 0 | 2.1582e-08 | 5.5497e-08 | 0 | 5.5497e-08 | [16 empty] | 7.3.1.3 Ignition probability mapping showing the probability of ignition along the electric lines and equipmentWLDFRAggregatedAggregated | WLDFR | HFTD - Distribution - Tier 3 - 1QU CoRE ¦ 5QU LoRE | Seismic - Non-Red Flag Warning - Catastrophic Fires | Aggregated | Aggregated | 2026 | 5.4954e-10 | 0 | 88.4245 | 4.8593e-08 | 2026 | Mitigation | 0.08575 | 30 | 0 | esc | 0.0012005 | 6.5973e-13 | 0.00060025 | 3.2986e-13 | 0.0015435 | 8.4822e-13
[79 empty] | WLDFR | HFTD - Distribution - Tier 3 - 1QU CoRE ¦ 5QU LoRE | Red Flag Warning - Small Fires | 2035 | 4.9494e-07 | 2.4747e-07 | 6.3635e-07 | 0.087211 | 0.040679 | 0.0017655 | 0.044766 | 0 | 0 | 0 | 0.00041228 |  | 4.3164e-08 | 0 | 4.3164e-08 | 2.1582e-08 | 0 | 2.1582e-08 | 5.5497e-08 | 0 | 5.5497e-08 | [16 empty] | 7.3.1.3 Ignition probability mapping showing the probability of ignition along the electric lines and equipmentWLDFRAggregatedAggregated | WLDFR | HFTD - Distribution - Tier 3 - 1QU CoRE ¦ 5QU LoRE | Seismic - Non-Red Flag Warning - Catastrophic Fires | Aggregated | Aggregated | 2027 | 5.4954e-10 | 0 | 88.4245 | 4.8593e-08 | 2027 | Mitigation | 0.08575 | 30 | 0 | esc | 0.0012005 | 6.5973e-13 | 0.00060025 | 3.2986e-13 | 0.0015435 | 8.4822e-13
[79 empty] | WLDFR | HFTD - Distribution - Tier 3 - 1QU CoRE ¦ 5QU LoRE | Red Flag Warning - Small Fires | 2036 | 4.9494e-07 | 2.4747e-07 | 6.3635e-07 | 0.087211 | 0.040679 | 0.0017655 | 0.044766 | 0 | 0 | 0 | 0.00041228 |  | 4.3164e-08 | 0 | 4.3164e-08 | 2.1582e-08 | 0 | 2.1582e-08 | 5.5497e-08 | 0 | 5.5497e-08 | [16 empty] | 7.3.1.3 Ignition probability mapping showing the probability of ignition along the electric lines and equipmentWLDFRAggregatedAggregated | WLDFR | HFTD - Distribution - Tier 3 - 1QU CoRE ¦ 5QU LoRE | Seismic - Non-Red Flag Warning - Catastrophic Fires | Aggregated | Aggregated | 2028 | 5.4954e-10 | 0 | 88.4245 | 4.8593e-08 | 2028 | Mitigation | 0.08575 | 30 | 0 | esc | 0.0012005 | 6.5973e-13 | 0.00060025 | 3.2986e-13 | 0.0015435 | 8.4822e-13
[79 empty] | WLDFR | HFTD - Distribution - Tier 3 - 1QU CoRE ¦ 5QU LoRE | Red Flag Warning - Small Fires | 2037 | 4.9494e-07 | 2.4747e-07 | 6.3635e-07 | 0.087211 | 0.040679 | 0.0017655 | 0.044766 | 0 | 0 | 0 | 0.00041228 |  | 4.3164e-08 | 0 | 4.3164e-08 | 2.1582e-08 | 0 | 2.1582e-08 | 5.5497e-08 | 0 | 5.5497e-08 | [16 empty] | 7.3.1.3 Ignition probability mapping showing the probability of ignition along the electric lines and equipmentWLDFRAggregatedAggregated | WLDFR | HFTD - Distribution - Tier 3 - 1QU CoRE ¦ 5QU LoRE | Seismic - Non-Red Flag Warning - Catastrophic Fires | Aggregated | Aggregated | 2029 | 5.4954e-10 | 0 | 88.4245 | 4.8593e-08 | 2029 | Mitigation | 0.08575 | 30 | 0 | esc | 0.0012005 | 6.5973e-13 | 0.00060025 | 3.2986e-13 | 0.0015435 | 8.4822e-13
[79 empty] | WLDFR | HFTD - Distribution - Tier 3 - 1QU CoRE ¦ 5QU LoRE | Red Flag Warning - Small Fires | 2038 | 4.9494e-07 | 2.4747e-07 | 6.3635e-07 | 0.091184 | 0.042438 | 0.0018418 | 0.046905 | 0 | 0 | 0 | 0.00041228 |  | 4.513e-08 | 0 | 4.513e-08 | 2.2565e-08 | 0 | 2.2565e-08 | 5.8025e-08 | 0 | 5.8025e-08 | [16 empty] | 7.3.1.3 Ignition probability mapping showing the probability of ignition along the electric lines and equipmentWLDFRAggregatedAggregated | WLDFR | HFTD - Distribution - Tier 3 - 1QU CoRE ¦ 5QU LoRE | Seismic - Non-Red Flag Warning - Catastrophic Fires | Aggregated | Aggregated | 2030 | 5.4954e-10 | 0 | 88.4245 | 4.8593e-08 | 2030 | Mitigation | 0.08575 | 30 | 0 | esc | 0.0012005 | 6.5973e-13 | 0.00060025 | 3.2986e-13 | 0.0015435 | 8.4822e-13
[79 empty] | WLDFR | HFTD - Distribution - Tier 3 - 1QU CoRE ¦ 5QU LoRE | Red Flag Warning - Small Fires | 2039 | 4.9494e-07 | 2.4747e-07 | 6.3635e-07 | 0.091184 | 0.042438 | 0.0018418 | 0.046905 | 0 | 0 | 0 | 0.00041228 |  | 4.513e-08 | 0 | 4.513e-08 | 2.2565e-08 | 0 | 2.2565e-08 | 5.8025e-08 | 0 | 5.8025e-08 | [16 empty] | 7.3.1.3 Ignition probability mapping showing the probability of ignition along the electric lines and equipmentWLDFRAggregatedAggregated | WLDFR | HFTD - Distribution - Tier 3 - 1QU CoRE ¦ 5QU LoRE | Seismic - Non-Red Flag Warning - Catastrophic Fires | Aggregated | Aggregated | 2031 | 5.4954e-10 | 0 | 88.4245 | 4.8593e-08 | 2031 | Mitigation | 0.08575 | 30 | 0 | esc | 0.0012005 | 6.5973e-13 | 0.00060025 | 3.2986e-13 | 0.0015435 | 8.4822e-13
[79 empty] | WLDFR | HFTD - Distribution - Tier 3 - 1QU CoRE ¦ 5QU LoRE | Red Flag Warning - Small Fires | 2040 | 4.9494e-07 | 2.4747e-07 | 6.3635e-07 | 0.091184 | 0.042438 | 0.0018418 | 0.046905 | 0 | 0 | 0 | 0.00041228 |  | 4.513e-08 | 0 | 4.513e-08 | 2.2565e-08 | 0 | 2.2565e-08 | 5.8025e-08 | 0 | 5.8025e-08 | [16 empty] | 7.3.1.3 Ignition probability mapping showing the probability of ignition along the electric lines and equipmentWLDFRAggregatedAggregated | WLDFR | HFTD - Distribution - Tier 3 - 1QU CoRE ¦ 5QU LoRE | Seismic - Non-Red Flag Warning - Catastrophic Fires | Aggregated | Aggregated | 2032 | 5.4954e-10 | 0 | 88.4245 | 4.8593e-08 | 2032 | Mitigation | 0.08575 | 30 | 0 | esc | 0.0012005 | 6.5973e-13 | 0.00060025 | 3.2986e-13 | 0.0015435 | 8.4822e-13
[79 empty] | WLDFR | HFTD - Distribution - Tier 3 - 1QU CoRE ¦ 5QU LoRE | Red Flag Warning - Small Fires | 2041 | 4.9494e-07 | 2.4747e-07 | 6.3635e-07 | 0.091184 | 0.042438 | 0.0018418 | 0.046905 | 0 | 0 | 0 | 0.00041228 |  | 4.513e-08 | 0 | 4.513e-08 | 2.2565e-08 | 0 | 2.2565e-08 | 5.8025e-08 | 0 | 5.8025e-08 | [16 empty] | 7.3.1.3 Ignition probability mapping showing the probability of ignition along the electric lines and equipmentWLDFRAggregatedAggregated | WLDFR | HFTD - Distribution - Tier 3 - 1QU CoRE ¦ 5QU LoRE | Seismic - Non-Red Flag Warning - Catastrophic Fires | Aggregated | Aggregated | 2033 | 5.4954e-10 | 0 | 88.4245 | 4.8593e-08 | 2033 | Mitigation | 0.08575 | 30 | 0 | esc | 0.0012005 | 6.5973e-13 | 0.00060025 | 3.2986e-13 | 0.0015435 | 8.4822e-13
[79 empty] | WLDFR | HFTD - Distribution - Tier 3 - 1QU CoRE ¦ 5QU LoRE | Red Flag Warning - Small Fires | 2042 | 4.9494e-07 | 2.4747e-07 | 6.3635e-07 | 0.091184 | 0.042438 | 0.0018418 | 0.046905 | 0 | 0 | 0 | 0.00041228 |  | 4.513e-08 | 0 | 4.513e-08 | 2.2565e-08 | 0 | 2.2565e-08 | 5.8025e-08 | 0 | 5.8025e-08 | [16 empty] | 7.3.1.3 Ignition probability mapping showing the probability of ignition along the electric lines and equipmentWLDFRAggregatedAggregated | WLDFR | HFTD - Distribution - Tier 3 - 1QU CoRE ¦ 5QU LoRE | Seismic - Non-Red Flag Warning - Catastrophic Fires | Aggregated | Aggregated | 2034 | 5.4954e-10 | 0 | 88.4245 | 4.8593e-08 | 2034 | Mitigation | 0.08575 | 30 | 0 | esc | 0.0012005 | 6.5973e-13 | 0.00060025 | 3.2986e-13 | 0.0015435 | 8.4822e-13
[79 empty] | WLDFR | HFTD - Distribution - Tier 3 - 1QU CoRE ¦ 5QU LoRE | Red Flag Warning - Small Fires | 2043 | 4.9494e-07 | 2.4747e-07 | 6.3635e-07 | 0.095486 | 0.044306 | 0.0019228 | 0.049257 | 0 | 0 | 0 | 0.00041228 |  | 4.7259e-08 | 0 | 4.7259e-08 | 2.363e-08 | 0 | 2.363e-08 | 6.0762e-08 | 0 | 6.0762e-08 | [16 empty] | 7.3.1.3 Ignition probability mapping showing the probability of ignition along the electric lines and equipmentWLDFRAggregatedAggregated | WLDFR | HFTD - Distribution - Tier 3 - 1QU CoRE ¦ 5QU LoRE | Seismic - Non-Red Flag Warning - Catastrophic Fires | Aggregated | Aggregated | 2035 | 5.4954e-10 | 0 | 88.4245 | 4.8593e-08 | 2035 | Mitigation | 0.08575 | 30 | 0 | esc | 0.0012005 | 6.5973e-13 | 0.00060025 | 3.2986e-13 | 0.0015435 | 8.4822e-13
[79 empty] | WLDFR | HFTD - Distribution - Tier 3 - 1QU CoRE ¦ 5QU LoRE | Red Flag Warning - Small Fires | 2044 | 4.9494e-07 | 2.4747e-07 | 6.3635e-07 | 0.095486 | 0.044306 | 0.0019228 | 0.049257 | 0 | 0 | 0 | 0.00041228 |  | 4.7259e-08 | 0 | 4.7259e-08 | 2.363e-08 | 0 | 2.363e-08 | 6.0762e-08 | 0 | 6.0762e-08 | [16 empty] | 7.3.1.3 Ignition probability mapping showing the probability of ignition along the electric lines and equipmentWLDFRAggregatedAggregated | WLDFR | HFTD - Distribution - Tier 3 - 1QU CoRE ¦ 5QU LoRE | Seismic - Non-Red Flag Warning - Catastrophic Fires | Aggregated | Aggregated | 2036 | 5.4954e-10 | 0 | 88.4245 | 4.8593e-08 | 2036 | Mitigation | 0.08575 | 30 | 0 | esc | 0.0012005 | 6.5973e-13 | 0.00060025 | 3.2986e-13 | 0.0015435 | 8.4822e-13
[79 empty] | WLDFR | HFTD - Distribution - Tier 3 - 1QU CoRE ¦ 5QU LoRE | Red Flag Warning - Small Fires | 2045 | 4.9494e-07 | 2.4747e-07 | 6.3635e-07 | 0.095486 | 0.044306 | 0.0019228 | 0.049257 | 0 | 0 | 0 | 0.00041228 |  | 4.7259e-08 | 0 | 4.7259e-08 | 2.363e-08 | 0 | 2.363e-08 | 6.0762e-08 | 0 | 6.0762e-08 | [16 empty] | 7.3.1.3 Ignition probability mapping showing the probability of ignition along the electric lines and equipmentWLDFRAggregatedAggregated | WLDFR | HFTD - Distribution - Tier 3 - 1QU CoRE ¦ 5QU LoRE | Seismic - Non-Red Flag Warning - Catastrophic Fires | Aggregated | Aggregated | 2037 | 5.4954e-10 | 0 | 88.4245 | 4.8593e-08 | 2037 | Mitigation | 0.08575 | 30 | 0 | esc | 0.0012005 | 6.5973e-13 | 0.00060025 | 3.2986e-13 | 0.0015435 | 8.4822e-13
[79 empty] | WLDFR | HFTD - Distribution - Tier 3 - 1QU CoRE ¦ 5QU LoRE | Red Flag Warning - Small Fires | 2046 | 4.9494e-07 | 2.4747e-07 | 6.3635e-07 | 0.095486 | 0.044306 | 0.0019228 | 0.049257 | 0 | 0 | 0 | 0.00041228 |  | 4.7259e-08 | 0 | 4.7259e-08 | 2.363e-08 | 0 | 2.363e-08 | 6.0762e-08 | 0 | 6.0762e-08 | [16 empty] | 7.3.1.3 Ignition probability mapping showing the probability of ignition along the electric lines and equipmentWLDFRAggregatedAggregated | WLDFR | HFTD - Distribution - Tier 3 - 1QU CoRE ¦ 5QU LoRE | Seismic - Non-Red Flag Warning - Catastrophic Fires | Aggregated | Aggregated | 2038 | 5.4954e-10 | 0 | 88.4245 | 4.8593e-08 | 2038 | Mitigation | 0.08575 | 30 | 0 | esc | 0.0012005 | 6.5973e-13 | 0.00060025 | 3.2986e-13 | 0.0015435 | 8.4822e-13
[79 empty] | WLDFR | HFTD - Distribution - Tier 3 - 1QU CoRE ¦ 5QU LoRE | Red Flag Warning - Small Fires | 2047 | 4.9494e-07 | 2.4747e-07 | 6.3635e-07 | 0.095486 | 0.044306 | 0.0019228 | 0.049257 | 0 | 0 | 0 | 0.00041228 |  | 4.7259e-08 | 0 | 4.7259e-08 | 2.363e-08 | 0 | 2.363e-08 | 6.0762e-08 | 0 | 6.0762e-08 | [16 empty] | 7.3.1.3 Ignition probability mapping showing the probability of ignition along the electric lines and equipmentWLDFRAggregatedAggregated | WLDFR | HFTD - Distribution - Tier 3 - 1QU CoRE ¦ 5QU LoRE | Seismic - Non-Red Flag Warning - Catastrophic Fires | Aggregated | Aggregated | 2039 | 5.4954e-10 | 0 | 88.4245 | 4.8593e-08 | 2039 | Mitigation | 0.08575 | 30 | 0 | esc | 0.0012005 | 6.5973e-13 | 0.00060025 | 3.2986e-13 | 0.0015435 | 8.4822e-13
[79 empty] | WLDFR | HFTD - Distribution - Tier 3 - 1QU CoRE ¦ 5QU LoRE | Red Flag Warning - Small Fires | 2048 | 4.9494e-07 | 2.4747e-07 | 6.3635e-07 | 0.10007 | 0.04626 | 0.0020076 | 0.051804 | 0 | 0 | 0 | 0.00041228 |  | 4.9529e-08 | 0 | 4.9529e-08 | 2.4765e-08 | 0 | 2.4765e-08 | 6.368e-08 | 0 | 6.368e-08 | [16 empty] | 7.3.1.3 Ignition probability mapping showing the probability of ignition along the electric lines and equipmentWLDFRAggregatedAggregated | WLDFR | HFTD - Distribution - Tier 3 - 1QU CoRE ¦ 5QU LoRE | Seismic - Non-Red Flag Warning - Catastrophic Fires | Aggregated | Aggregated | 2040 | 5.4954e-10 | 0 | 88.4245 | 4.8593e-08 | 2040 | Mitigation | 0.08575 | 30 | 0 | esc | 0.0012005 | 6.5973e-13 | 0.00060025 | 3.2986e-13 | 0.0015435 | 8.4822e-13
[79 empty] | WLDFR | HFTD - Distribution - Tier 3 - 1QU CoRE ¦ 5QU LoRE | Red Flag Warning - Small Fires | 2049 | 4.9494e-07 | 2.4747e-07 | 6.3635e-07 | 0.10007 | 0.04626 | 0.0020076 | 0.051804 | 0 | 0 | 0 | 0.00041228 |  | 4.9529e-08 | 0 | 4.9529e-08 | 2.4765e-08 | 0 | 2.4765e-08 | 6.368e-08 | 0 | 6.368e-08 | [16 empty] | 7.3.1.3 Ignition probability mapping showing the probability of ignition along the electric lines and equipmentWLDFRAggregatedAggregated | WLDFR | HFTD - Distribution - Tier 3 - 1QU CoRE ¦ 5QU LoRE | Seismic - Non-Red Flag Warning - Catastrophic Fires | Aggregated | Aggregated | 2041 | 5.4954e-10 | 0 | 88.4245 | 4.8593e-08 | 2041 | Mitigation | 0.08575 | 30 | 0 | esc | 0.0012005 | 6.5973e-13 | 0.00060025 | 3.2986e-13 | 0.0015435 | 8.4822e-13
[79 empty] | WLDFR | HFTD - Distribution - Tier 3 - 1QU CoRE ¦ 5QU LoRE | Red Flag Warning - Small Fires | 2050 | 0 | 2.4747e-07 | 6.3635e-07 | 0.10007 | 0.04626 | 0.0020076 | 0.051804 | 0 | 0 | 0 | 0.00041228 |  | 0 | 0 | 0 | 2.4765e-08 | 0 | 2.4765e-08 | 6.368e-08 | 0 | 6.368e-08 | [16 empty] | 7.3.1.3 Ignition probability mapping showing the probability of ignition along the electric lines and equipmentWLDFRAggregatedAggregated | WLDFR | HFTD - Distribution - Tier 3 - 1QU CoRE ¦ 5QU LoRE | Seismic - Non-Red Flag Warning - Catastrophic Fires | Aggregated | Aggregated | 2042 | 5.4954e-10 | 0 | 88.4245 | 4.8593e-08 | 2042 | Mitigation | 0.08575 | 30 | 0 | esc | 0.0012005 | 6.5973e-13 | 0.00060025 | 3.2986e-13 | 0.0015435 | 8.4822e-13
[79 empty] | WLDFR | HFTD - Distribution - Tier 3 - 1QU CoRE ¦ 5QU LoRE | Red Flag Warning - Small Fires | 2051 | 0 | 0 | 6.3635e-07 | 0.10007 | 0.04626 | 0.0020076 | 0.051804 | 0 | 0 | 0 | 0.00041228 |  | 0 | 0 | 0 | 0 | 0 | 0 | 6.368e-08 | 0 | 6.368e-08 | [16 empty] | 7.3.1.3 Ignition probability mapping showing the probability of ignition along the electric lines and equipmentWLDFRAggregatedAggregated | WLDFR | HFTD - Distribution - Tier 3 - 1QU CoRE ¦ 5QU LoRE | Seismic - Non-Red Flag Warning - Catastrophic Fires | Aggregated | Aggregated | 2043 | 5.4954e-10 | 0 | 88.4245 | 4.8593e-08 | 2043 | Mitigation | 0.08575 | 30 | 0 | esc | 0.0012005 | 6.5973e-13 | 0.00060025 | 3.2986e-13 | 0.0015435 | 8.4822e-13
[79 empty] | WLDFR | HFTD - Distribution - Tier 3 - 1QU CoRE ¦ 5QU LoRE | Seismic - Non-Red Flag Warning - Catastrophic Fires | 2020 | 6.5973e-13 | 0 | 0 | 21083.8428 | 409.2237 | 13469.0878 | 7205.5313 | 0 | 0 | 0 | 5.4954e-10 |  | 1.391e-08 | 0 | 1.391e-08 | 0 | 0 | 0 | 0 | 0 | 0 | [16 empty] | 7.3.1.3 Ignition probability mapping showing the probability of ignition along the electric lines and equipmentWLDFRAggregatedAggregated | WLDFR | HFTD - Distribution - Tier 3 - 1QU CoRE ¦ 5QU LoRE | Seismic - Non-Red Flag Warning - Catastrophic Fires | Aggregated | Aggregated | 2044 | 5.4954e-10 | 0 | 88.4245 | 4.8593e-08 | 2044 | Mitigation | 0.08575 | 30 | 0 | esc | 0.0012005 | 6.5973e-13 | 0.00060025 | 3.2986e-13 | 0.0015435 | 8.4822e-13
[79 empty] | WLDFR | HFTD - Distribution - Tier 3 - 1QU CoRE ¦ 5QU LoRE | Seismic - Non-Red Flag Warning - Catastrophic Fires | 2021 | 6.5973e-13 | 3.2986e-13 | 0 | 21083.8428 | 409.2237 | 13469.0878 | 7205.5313 | 0 | 0 | 0 | 5.4954e-10 |  | 1.391e-08 | 0 | 1.391e-08 | 6.9548e-09 | 0 | 6.9548e-09 | 0 | 0 | 0 | [16 empty] | 7.3.1.3 Ignition probability mapping showing the probability of ignition along the electric lines and equipmentWLDFRAggregatedAggregated | WLDFR | HFTD - Distribution - Tier 3 - 1QU CoRE ¦ 5QU LoRE | Seismic - Non-Red Flag Warning - Catastrophic Fires | Aggregated | Aggregated | 2045 | 5.4954e-10 | 0 | 88.4245 | 4.8593e-08 | 2045 | Mitigation | 0.08575 | 30 | 0 | esc | 0.0012005 | 6.5973e-13 | 0.00060025 | 3.2986e-13 | 0.0015435 | 8.4822e-13
[79 empty] | WLDFR | HFTD - Distribution - Tier 3 - 1QU CoRE ¦ 5QU LoRE | Seismic - Non-Red Flag Warning - Catastrophic Fires | 2022 | 6.5973e-13 | 3.2986e-13 | 8.4822e-13 | 21083.8428 | 409.2237 | 13469.0878 | 7205.5313 | 0 | 0 | 0 | 5.4954e-10 |  | 1.391e-08 | 0 | 1.391e-08 | 6.9548e-09 | 0 | 6.9548e-09 | 1.7884e-08 | 0 | 1.7884e-08 | [16 empty] | 7.3.1.3 Ignition probability mapping showing the probability of ignition along the electric lines and equipmentWLDFRAggregatedAggregated | WLDFR | HFTD - Distribution - Tier 3 - 1QU CoRE ¦ 5QU LoRE | Seismic - Non-Red Flag Warning - Catastrophic Fires | Aggregated | Aggregated | 2046 | 5.4954e-10 | 0 | 88.4245 | 4.8593e-08 | 2046 | Mitigation | 0.08575 | 30 | 0 | esc | 0.0012005 | 6.5973e-13 | 0.00060025 | 3.2986e-13 | 0.0015435 | 8.4822e-13
[79 empty] | WLDFR | HFTD - Distribution - Tier 3 - 1QU CoRE ¦ 5QU LoRE | Seismic - Non-Red Flag Warning - Catastrophic Fires | 2023 | 6.5973e-13 | 3.2986e-13 | 8.4822e-13 | 21835.9781 | 428.6023 | 13939.561 | 7467.8148 | 0 | 0 | 0 | 5.4954e-10 |  | 1.4406e-08 | 0 | 1.4406e-08 | 7.2029e-09 | 0 | 7.2029e-09 | 1.8522e-08 | 0 | 1.8522e-08 | [16 empty] | 7.3.1.3 Ignition probability mapping showing the probability of ignition along the electric lines and equipmentWLDFRAggregatedAggregated | WLDFR | HFTD - Distribution - Tier 3 - 1QU CoRE ¦ 5QU LoRE | Seismic - Non-Red Flag Warning - Catastrophic Fires | Aggregated | Aggregated | 2047 | 5.4954e-10 | 0 | 88.4245 | 4.8593e-08 | 2047 | Mitigation | 0.08575 | 30 | 0 | esc | 0.0012005 | 6.5973e-13 | 0.00060025 | 3.2986e-13 | 0.0015435 | 8.4822e-13
[79 empty] | WLDFR | HFTD - Distribution - Tier 3 - 1QU CoRE ¦ 5QU LoRE | Seismic - Non-Red Flag Warning - Catastrophic Fires | 2024 | 6.5973e-13 | 3.2986e-13 | 8.4822e-13 | 21835.9781 | 428.6023 | 13939.561 | 7467.8148 | 0 | 0 | 0 | 5.4954e-10 |  | 1.4406e-08 | 0 | 1.4406e-08 | 7.2029e-09 | 0 | 7.2029e-09 | 1.8522e-08 | 0 | 1.8522e-08 | [16 empty] | 7.3.1.3 Ignition probability mapping showing the probability of ignition along the electric lines and equipmentWLDFRAggregatedAggregated | WLDFR | HFTD - Distribution - Tier 3 - 1QU CoRE ¦ 5QU LoRE | Seismic - Non-Red Flag Warning - Catastrophic Fires | Aggregated | Aggregated | 2048 | 5.4954e-10 | 0 | 88.4245 | 4.8593e-08 | 2048 | Mitigation | 0.08575 | 30 | 0 | esc | 0.0012005 | 6.5973e-13 | 0.00060025 | 3.2986e-13 | 0.0015435 | 8.4822e-13
[79 empty] | WLDFR | HFTD - Distribution - Tier 3 - 1QU CoRE ¦ 5QU LoRE | Seismic - Non-Red Flag Warning - Catastrophic Fires | 2025 | 6.5973e-13 | 3.2986e-13 | 8.4822e-13 | 21835.9781 | 428.6023 | 13939.561 | 7467.8148 | 0 | 0 | 0 | 5.4954e-10 |  | 1.4406e-08 | 0 | 1.4406e-08 | 7.2029e-09 | 0 | 7.2029e-09 | 1.8522e-08 | 0 | 1.8522e-08 | [16 empty] | 7.3.1.3 Ignition probability mapping showing the probability of ignition along the electric lines and equipmentWLDFRAggregatedAggregated | WLDFR | HFTD - Distribution - Tier 3 - 1QU CoRE ¦ 5QU LoRE | Seismic - Non-Red Flag Warning - Catastrophic Fires | Aggregated | Aggregated | 2049 | 5.4954e-10 | 0 | 88.4245 | 4.8593e-08 | 2049 | Mitigation | 0.08575 | 30 | 0 | esc | 0.0012005 | 6.5973e-13 | 0.00060025 | 3.2986e-13 | 0.0015435 | 8.4822e-13
[79 empty] | WLDFR | HFTD - Distribution - Tier 3 - 1QU CoRE ¦ 5QU LoRE | Seismic - Non-Red Flag Warning - Catastrophic Fires | 2026 | 6.5973e-13 | 3.2986e-13 | 8.4822e-13 | 21835.9781 | 428.6023 | 13939.561 | 7467.8148 | 0 | 0 | 0 | 5.4954e-10 |  | 1.4406e-08 | 0 | 1.4406e-08 | 7.2029e-09 | 0 | 7.2029e-09 | 1.8522e-08 | 0 | 1.8522e-08 | [16 empty] | 7.3.1.3 Ignition probability mapping showing the probability of ignition along the electric lines and equipmentWLDFRAggregatedAggregated | WLDFR | HFTD - Distribution - Tier 3 - 1QU CoRE ¦ 5QU LoRE | Seismic - Non-Red Flag Warning - Catastrophic Fires | Aggregated | Aggregated | 2050 | 5.4954e-10 | 0 | 88.4245 | 4.8593e-08 | 2050 | Mitigation | 0.08575 | 30 | 0 | esc | 0 | 0 | 0.00060025 | 3.2986e-13 | 0.0015435 | 8.4822e-13
[79 empty] | WLDFR | HFTD - Distribution - Tier 3 - 1QU CoRE ¦ 5QU LoRE | Seismic - Non-Red Flag Warning - Catastrophic Fires | 2027 | 6.5973e-13 | 3.2986e-13 | 8.4822e-13 | 21835.9781 | 428.6023 | 13939.561 | 7467.8148 | 0 | 0 | 0 | 5.4954e-10 |  | 1.4406e-08 | 0 | 1.4406e-08 | 7.2029e-09 | 0 | 7.2029e-09 | 1.8522e-08 | 0 | 1.8522e-08 | [16 empty] | 7.3.1.3 Ignition probability mapping showing the probability of ignition along the electric lines and equipmentWLDFRAggregatedAggregated | WLDFR | HFTD - Distribution - Tier 3 - 1QU CoRE ¦ 5QU LoRE | Seismic - Non-Red Flag Warning - Catastrophic Fires | Aggregated | Aggregated | 2051 | 5.4954e-10 | 0 | 88.4245 | 4.8593e-08 | 2051 | Mitigation | 0.08575 | 30 | 0 | esc | 0 | 0 | 0 | 0 | 0.0015435 | 8.4822e-13
[79 empty] | WLDFR | HFTD - Distribution - Tier 3 - 1QU CoRE ¦ 5QU LoRE | Seismic - Non-Red Flag Warning - Catastrophic Fires | 2028 | 6.5973e-13 | 3.2986e-13 | 8.4822e-13 | 22783.187 | 453.261 | 14531.3357 | 7798.5904 | 0 | 0 | 0 | 5.4954e-10 |  | 1.5031e-08 | 0 | 1.5031e-08 | 7.5153e-09 | 0 | 7.5153e-09 | 1.9325e-08 | 0 | 1.9325e-08 | [16 empty] | 7.3.1.3 Ignition probability mapping showing the probability of ignition along the electric lines and equipmentWLDFRAggregatedAggregated | WLDFR | HFTD - Distribution - Tier 3 - 1QU CoRE ¦ 5QU LoRE | Seismic - Red Flag Warning - Catastrophic Fires | Aggregated | Aggregated | 2021 | 2.3701e-08 | 0 | 88.4245 | 2.0958e-06 | 2021 | Mitigation | 0.08575 | 30 | 0 | esc | 0.0012005 | 2.8453e-11 | 0.00060025 | 1.4227e-11 | 0 | 0
[79 empty] | WLDFR | HFTD - Distribution - Tier 3 - 1QU CoRE ¦ 5QU LoRE | Seismic - Non-Red Flag Warning - Catastrophic Fires | 2029 | 6.5973e-13 | 3.2986e-13 | 8.4822e-13 | 22783.187 | 453.261 | 14531.3357 | 7798.5904 | 0 | 0 | 0 | 5.4954e-10 |  | 1.5031e-08 | 0 | 1.5031e-08 | 7.5153e-09 | 0 | 7.5153e-09 | 1.9325e-08 | 0 | 1.9325e-08 | [16 empty] | 7.3.1.3 Ignition probability mapping showing the probability of ignition along the electric lines and equipmentWLDFRAggregatedAggregated | WLDFR | HFTD - Distribution - Tier 3 - 1QU CoRE ¦ 5QU LoRE | Seismic - Red Flag Warning - Catastrophic Fires | Aggregated | Aggregated | 2022 | 2.3701e-08 | 0 | 88.4245 | 2.0958e-06 | 2022 | Mitigation | 0.08575 | 30 | 0 | esc | 0.0012005 | 2.8453e-11 | 0.00060025 | 1.4227e-11 | 0.0015435 | 3.6583e-11
[79 empty] | WLDFR | HFTD - Distribution - Tier 3 - 1QU CoRE ¦ 5QU LoRE | Seismic - Non-Red Flag Warning - Catastrophic Fires | 2030 | 6.5973e-13 | 3.2986e-13 | 8.4822e-13 | 22783.187 | 453.261 | 14531.3357 | 7798.5904 | 0 | 0 | 0 | 5.4954e-10 |  | 1.5031e-08 | 0 | 1.5031e-08 | 7.5153e-09 | 0 | 7.5153e-09 | 1.9325e-08 | 0 | 1.9325e-08 | [16 empty] | 7.3.1.3 Ignition probability mapping showing the probability of ignition along the electric lines and equipmentWLDFRAggregatedAggregated | WLDFR | HFTD - Distribution - Tier 3 - 1QU CoRE ¦ 5QU LoRE | Seismic - Red Flag Warning - Catastrophic Fires | Aggregated | Aggregated | 2023 | 2.3701e-08 | 0 | 88.4245 | 2.0958e-06 | 2023 | Mitigation | 0.08575 | 30 | 0 | esc | 0.0012005 | 2.8453e-11 | 0.00060025 | 1.4227e-11 | 0.0015435 | 3.6583e-11
[79 empty] | WLDFR | HFTD - Distribution - Tier 3 - 1QU CoRE ¦ 5QU LoRE | Seismic - Non-Red Flag Warning - Catastrophic Fires | 2031 | 6.5973e-13 | 3.2986e-13 | 8.4822e-13 | 22783.187 | 453.261 | 14531.3357 | 7798.5904 | 0 | 0 | 0 | 5.4954e-10 |  | 1.5031e-08 | 0 | 1.5031e-08 | 7.5153e-09 | 0 | 7.5153e-09 | 1.9325e-08 | 0 | 1.9325e-08 | [16 empty] | 7.3.1.3 Ignition probability mapping showing the probability of ignition along the electric lines and equipmentWLDFRAggregatedAggregated | WLDFR | HFTD - Distribution - Tier 3 - 1QU CoRE ¦ 5QU LoRE | Seismic - Red Flag Warning - Catastrophic Fires | Aggregated | Aggregated | 2024 | 2.3701e-08 | 0 | 88.4245 | 2.0958e-06 | 2024 | Mitigation | 0.08575 | 30 | 0 | esc | 0.0012005 | 2.8453e-11 | 0.00060025 | 1.4227e-11 | 0.0015435 | 3.6583e-11
[79 empty] | WLDFR | HFTD - Distribution - Tier 3 - 1QU CoRE ¦ 5QU LoRE | Seismic - Non-Red Flag Warning - Catastrophic Fires | 2032 | 6.5973e-13 | 3.2986e-13 | 8.4822e-13 | 22783.187 | 453.261 | 14531.3357 | 7798.5904 | 0 | 0 | 0 | 5.4954e-10 |  | 1.5031e-08 | 0 | 1.5031e-08 | 7.5153e-09 | 0 | 7.5153e-09 | 1.9325e-08 | 0 | 1.9325e-08 | [16 empty] | 7.3.1.3 Ignition probability mapping showing the probability of ignition along the electric lines and equipmentWLDFRAggregatedAggregated | WLDFR | HFTD - Distribution - Tier 3 - 1QU CoRE ¦ 5QU LoRE | Seismic - Red Flag Warning - Catastrophic Fires | Aggregated | Aggregated | 2025 | 2.3701e-08 | 0 | 88.4245 | 2.0958e-06 | 2025 | Mitigation | 0.08575 | 30 | 0 | esc | 0.0012005 | 2.8453e-11 | 0.00060025 | 1.4227e-11 | 0.0015435 | 3.6583e-11
[79 empty] | WLDFR | HFTD - Distribution - Tier 3 - 1QU CoRE ¦ 5QU LoRE | Seismic - Non-Red Flag Warning - Catastrophic Fires | 2033 | 6.5973e-13 | 3.2986e-13 | 8.4822e-13 | 23835.2641 | 480.9649 | 15187.7294 | 8166.5698 | 0 | 0 | 0 | 5.4954e-10 |  | 1.5725e-08 | 0 | 1.5725e-08 | 7.8624e-09 | 0 | 7.8624e-09 | 2.0218e-08 | 0 | 2.0218e-08 | [16 empty] | 7.3.1.3 Ignition probability mapping showing the probability of ignition along the electric lines and equipmentWLDFRAggregatedAggregated | WLDFR | HFTD - Distribution - Tier 3 - 1QU CoRE ¦ 5QU LoRE | Seismic - Red Flag Warning - Catastrophic Fires | Aggregated | Aggregated | 2026 | 2.3701e-08 | 0 | 88.4245 | 2.0958e-06 | 2026 | Mitigation | 0.08575 | 30 | 0 | esc | 0.0012005 | 2.8453e-11 | 0.00060025 | 1.4227e-11 | 0.0015435 | 3.6583e-11
[79 empty] | WLDFR | HFTD - Distribution - Tier 3 - 1QU CoRE ¦ 5QU LoRE | Seismic - Non-Red Flag Warning - Catastrophic Fires | 2034 | 6.5973e-13 | 3.2986e-13 | 8.4822e-13 | 23835.2641 | 480.9649 | 15187.7294 | 8166.5698 | 0 | 0 | 0 | 5.4954e-10 |  | 1.5725e-08 | 0 | 1.5725e-08 | 7.8624e-09 | 0 | 7.8624e-09 | 2.0218e-08 | 0 | 2.0218e-08 | [16 empty] | 7.3.1.3 Ignition probability mapping showing the probability of ignition along the electric lines and equipmentWLDFRAggregatedAggregated | WLDFR | HFTD - Distribution - Tier 3 - 1QU CoRE ¦ 5QU LoRE | Seismic - Red Flag Warning - Catastrophic Fires | Aggregated | Aggregated | 2027 | 2.3701e-08 | 0 | 88.4245 | 2.0958e-06 | 2027 | Mitigation | 0.08575 | 30 | 0 | esc | 0.0012005 | 2.8453e-11 | 0.00060025 | 1.4227e-11 | 0.0015435 | 3.6583e-11
[79 empty] | WLDFR | HFTD - Distribution - Tier 3 - 1QU CoRE ¦ 5QU LoRE | Seismic - Non-Red Flag Warning - Catastrophic Fires | 2035 | 6.5973e-13 | 3.2986e-13 | 8.4822e-13 | 23835.2641 | 480.9649 | 15187.7294 | 8166.5698 | 0 | 0 | 0 | 5.4954e-10 |  | 1.5725e-08 | 0 | 1.5725e-08 | 7.8624e-09 | 0 | 7.8624e-09 | 2.0218e-08 | 0 | 2.0218e-08 | [16 empty] | 7.3.1.3 Ignition probability mapping showing the probability of ignition along the electric lines and equipmentWLDFRAggregatedAggregated | WLDFR | HFTD - Distribution - Tier 3 - 1QU CoRE ¦ 5QU LoRE | Seismic - Red Flag Warning - Catastrophic Fires | Aggregated | Aggregated | 2028 | 2.3701e-08 | 0 | 88.4245 | 2.0958e-06 | 2028 | Mitigation | 0.08575 | 30 | 0 | esc | 0.0012005 | 2.8453e-11 | 0.00060025 | 1.4227e-11 | 0.0015435 | 3.6583e-11
[79 empty] | WLDFR | HFTD - Distribution - Tier 3 - 1QU CoRE ¦ 5QU LoRE | Seismic - Non-Red Flag Warning - Catastrophic Fires | 2036 | 6.5973e-13 | 3.2986e-13 | 8.4822e-13 | 23835.2641 | 480.9649 | 15187.7294 | 8166.5698 | 0 | 0 | 0 | 5.4954e-10 |  | 1.5725e-08 | 0 | 1.5725e-08 | 7.8624e-09 | 0 | 7.8624e-09 | 2.0218e-08 | 0 | 2.0218e-08 | [16 empty] | 7.3.1.3 Ignition probability mapping showing the probability of ignition along the electric lines and equipmentWLDFRAggregatedAggregated | WLDFR | HFTD - Distribution - Tier 3 - 1QU CoRE ¦ 5QU LoRE | Seismic - Red Flag Warning - Catastrophic Fires | Aggregated | Aggregated | 2029 | 2.3701e-08 | 0 | 88.4245 | 2.0958e-06 | 2029 | Mitigation | 0.08575 | 30 | 0 | esc | 0.0012005 | 2.8453e-11 | 0.00060025 | 1.4227e-11 | 0.0015435 | 3.6583e-11
[79 empty] | WLDFR | HFTD - Distribution - Tier 3 - 1QU CoRE ¦ 5QU LoRE | Seismic - Non-Red Flag Warning - Catastrophic Fires | 2037 | 6.5973e-13 | 3.2986e-13 | 8.4822e-13 | 23835.2641 | 480.9649 | 15187.7294 | 8166.5698 | 0 | 0 | 0 | 5.4954e-10 |  | 1.5725e-08 | 0 | 1.5725e-08 | 7.8624e-09 | 0 | 7.8624e-09 | 2.0218e-08 | 0 | 2.0218e-08 | [16 empty] | 7.3.1.3 Ignition probability mapping showing the probability of ignition along the electric lines and equipmentWLDFRAggregatedAggregated | WLDFR | HFTD - Distribution - Tier 3 - 1QU CoRE ¦ 5QU LoRE | Seismic - Red Flag Warning - Catastrophic Fires | Aggregated | Aggregated | 2030 | 2.3701e-08 | 0 | 88.4245 | 2.0958e-06 | 2030 | Mitigation | 0.08575 | 30 | 0 | esc | 0.0012005 | 2.8453e-11 | 0.00060025 | 1.4227e-11 | 0.0015435 | 3.6583e-11
[79 empty] | WLDFR | HFTD - Distribution - Tier 3 - 1QU CoRE ¦ 5QU LoRE | Seismic - Non-Red Flag Warning - Catastrophic Fires | 2038 | 6.5973e-13 | 3.2986e-13 | 8.4822e-13 | 24976.6418 | 511.3745 | 15898.8237 | 8566.4437 | 0 | 0 | 0 | 5.4954e-10 |  | 1.6478e-08 | 0 | 1.6478e-08 | 8.2389e-09 | 0 | 8.2389e-09 | 2.1186e-08 | 0 | 2.1186e-08 | [16 empty] | 7.3.1.3 Ignition probability mapping showing the probability of ignition along the electric lines and equipmentWLDFRAggregatedAggregated | WLDFR | HFTD - Distribution - Tier 3 - 1QU CoRE ¦ 5QU LoRE | Seismic - Red Flag Warning - Catastrophic Fires | Aggregated | Aggregated | 2031 | 2.3701e-08 | 0 | 88.4245 | 2.0958e-06 | 2031 | Mitigation | 0.08575 | 30 | 0 | esc | 0.0012005 | 2.8453e-11 | 0.00060025 | 1.4227e-11 | 0.0015435 | 3.6583e-11
[79 empty] | WLDFR | HFTD - Distribution - Tier 3 - 1QU CoRE ¦ 5QU LoRE | Seismic - Non-Red Flag Warning - Catastrophic Fires | 2039 | 6.5973e-13 | 3.2986e-13 | 8.4822e-13 | 24976.6418 | 511.3745 | 15898.8237 | 8566.4437 | 0 | 0 | 0 | 5.4954e-10 |  | 1.6478e-08 | 0 | 1.6478e-08 | 8.2389e-09 | 0 | 8.2389e-09 | 2.1186e-08 | 0 | 2.1186e-08 | [16 empty] | 7.3.1.3 Ignition probability mapping showing the probability of ignition along the electric lines and equipmentWLDFRAggregatedAggregated | WLDFR | HFTD - Distribution - Tier 3 - 1QU CoRE ¦ 5QU LoRE | Seismic - Red Flag Warning - Catastrophic Fires | Aggregated | Aggregated | 2032 | 2.3701e-08 | 0 | 88.4245 | 2.0958e-06 | 2032 | Mitigation | 0.08575 | 30 | 0 | esc | 0.0012005 | 2.8453e-11 | 0.00060025 | 1.4227e-11 | 0.0015435 | 3.6583e-11
[79 empty] | WLDFR | HFTD - Distribution - Tier 3 - 1QU CoRE ¦ 5QU LoRE | Seismic - Non-Red Flag Warning - Catastrophic Fires | 2040 | 6.5973e-13 | 3.2986e-13 | 8.4822e-13 | 24976.6418 | 511.3745 | 15898.8237 | 8566.4437 | 0 | 0 | 0 | 5.4954e-10 |  | 1.6478e-08 | 0 | 1.6478e-08 | 8.2389e-09 | 0 | 8.2389e-09 | 2.1186e-08 | 0 | 2.1186e-08 | [16 empty] | 7.3.1.3 Ignition probability mapping showing the probability of ignition along the electric lines and equipmentWLDFRAggregatedAggregated | WLDFR | HFTD - Distribution - Tier 3 - 1QU CoRE ¦ 5QU LoRE | Seismic - Red Flag Warning - Catastrophic Fires | Aggregated | Aggregated | 2033 | 2.3701e-08 | 0 | 88.4245 | 2.0958e-06 | 2033 | Mitigation | 0.08575 | 30 | 0 | esc | 0.0012005 | 2.8453e-11 | 0.00060025 | 1.4227e-11 | 0.0015435 | 3.6583e-11
[79 empty] | WLDFR | HFTD - Distribution - Tier 3 - 1QU CoRE ¦ 5QU LoRE | Seismic - Non-Red Flag Warning - Catastrophic Fires | 2041 | 6.5973e-13 | 3.2986e-13 | 8.4822e-13 | 24976.6418 | 511.3745 | 15898.8237 | 8566.4437 | 0 | 0 | 0 | 5.4954e-10 |  | 1.6478e-08 | 0 | 1.6478e-08 | 8.2389e-09 | 0 | 8.2389e-09 | 2.1186e-08 | 0 | 2.1186e-08 | [16 empty] | 7.3.1.3 Ignition probability mapping showing the probability of ignition along the electric lines and equipmentWLDFRAggregatedAggregated | WLDFR | HFTD - Distribution - Tier 3 - 1QU CoRE ¦ 5QU LoRE | Seismic - Red Flag Warning - Catastrophic Fires | Aggregated | Aggregated | 2034 | 2.3701e-08 | 0 | 88.4245 | 2.0958e-06 | 2034 | Mitigation | 0.08575 | 30 | 0 | esc | 0.0012005 | 2.8453e-11 | 0.00060025 | 1.4227e-11 | 0.0015435 | 3.6583e-11
[79 empty] | WLDFR | HFTD - Distribution - Tier 3 - 1QU CoRE ¦ 5QU LoRE | Seismic - Non-Red Flag Warning - Catastrophic Fires | 2042 | 6.5973e-13 | 3.2986e-13 | 8.4822e-13 | 24976.6418 | 511.3745 | 15898.8237 | 8566.4437 | 0 | 0 | 0 | 5.4954e-10 |  | 1.6478e-08 | 0 | 1.6478e-08 | 8.2389e-09 | 0 | 8.2389e-09 | 2.1186e-08 | 0 | 2.1186e-08 | [16 empty] | 7.3.1.3 Ignition probability mapping showing the probability of ignition along the electric lines and equipmentWLDFRAggregatedAggregated | WLDFR | HFTD - Distribution - Tier 3 - 1QU CoRE ¦ 5QU LoRE | Seismic - Red Flag Warning - Catastrophic Fires | Aggregated | Aggregated | 2035 | 2.3701e-08 | 0 | 88.4245 | 2.0958e-06 | 2035 | Mitigation | 0.08575 | 30 | 0 | esc | 0.0012005 | 2.8453e-11 | 0.00060025 | 1.4227e-11 | 0.0015435 | 3.6583e-11
[79 empty] | WLDFR | HFTD - Distribution - Tier 3 - 1QU CoRE ¦ 5QU LoRE | Seismic - Non-Red Flag Warning - Catastrophic Fires | 2043 | 6.5973e-13 | 3.2986e-13 | 8.4822e-13 | 26191.7278 | 544.1291 | 16654.7414 | 8992.8573 | 0 | 0 | 0 | 5.4954e-10 |  | 1.7279e-08 | 0 | 1.7279e-08 | 8.6397e-09 | 0 | 8.6397e-09 | 2.2216e-08 | 0 | 2.2216e-08 | [16 empty] | 7.3.1.3 Ignition probability mapping showing the probability of ignition along the electric lines and equipmentWLDFRAggregatedAggregated | WLDFR | HFTD - Distribution - Tier 3 - 1QU CoRE ¦ 5QU LoRE | Seismic - Red Flag Warning - Catastrophic Fires | Aggregated | Aggregated | 2036 | 2.3701e-08 | 0 | 88.4245 | 2.0958e-06 | 2036 | Mitigation | 0.08575 | 30 | 0 | esc | 0.0012005 | 2.8453e-11 | 0.00060025 | 1.4227e-11 | 0.0015435 | 3.6583e-11
[79 empty] | WLDFR | HFTD - Distribution - Tier 3 - 1QU CoRE ¦ 5QU LoRE | Seismic - Non-Red Flag Warning - Catastrophic Fires | 2044 | 6.5973e-13 | 3.2986e-13 | 8.4822e-13 | 26191.7278 | 544.1291 | 16654.7414 | 8992.8573 | 0 | 0 | 0 | 5.4954e-10 |  | 1.7279e-08 | 0 | 1.7279e-08 | 8.6397e-09 | 0 | 8.6397e-09 | 2.2216e-08 | 0 | 2.2216e-08 | [16 empty] | 7.3.1.3 Ignition probability mapping showing the probability of ignition along the electric lines and equipmentWLDFRAggregatedAggregated | WLDFR | HFTD - Distribution - Tier 3 - 1QU CoRE ¦ 5QU LoRE | Seismic - Red Flag Warning - Catastrophic Fires | Aggregated | Aggregated | 2037 | 2.3701e-08 | 0 | 88.4245 | 2.0958e-06 | 2037 | Mitigation | 0.08575 | 30 | 0 | esc | 0.0012005 | 2.8453e-11 | 0.00060025 | 1.4227e-11 | 0.0015435 | 3.6583e-11
[79 empty] | WLDFR | HFTD - Distribution - Tier 3 - 1QU CoRE ¦ 5QU LoRE | Seismic - Non-Red Flag Warning - Catastrophic Fires | 2045 | 6.5973e-13 | 3.2986e-13 | 8.4822e-13 | 26191.7278 | 544.1291 | 16654.7414 | 8992.8573 | 0 | 0 | 0 | 5.4954e-10 |  | 1.7279e-08 | 0 | 1.7279e-08 | 8.6397e-09 | 0 | 8.6397e-09 | 2.2216e-08 | 0 | 2.2216e-08 | [16 empty] | 7.3.1.3 Ignition probability mapping showing the probability of ignition along the electric lines and equipmentWLDFRAggregatedAggregated | WLDFR | HFTD - Distribution - Tier 3 - 1QU CoRE ¦ 5QU LoRE | Seismic - Red Flag Warning - Catastrophic Fires | Aggregated | Aggregated | 2038 | 2.3701e-08 | 0 | 88.4245 | 2.0958e-06 | 2038 | Mitigation | 0.08575 | 30 | 0 | esc | 0.0012005 | 2.8453e-11 | 0.00060025 | 1.4227e-11 | 0.0015435 | 3.6583e-11
[79 empty] | WLDFR | HFTD - Distribution - Tier 3 - 1QU CoRE ¦ 5QU LoRE | Seismic - Non-Red Flag Warning - Catastrophic Fires | 2046 | 6.5973e-13 | 3.2986e-13 | 8.4822e-13 | 26191.7278 | 544.1291 | 16654.7414 | 8992.8573 | 0 | 0 | 0 | 5.4954e-10 |  | 1.7279e-08 | 0 | 1.7279e-08 | 8.6397e-09 | 0 | 8.6397e-09 | 2.2216e-08 | 0 | 2.2216e-08 | [16 empty] | 7.3.1.3 Ignition probability mapping showing the probability of ignition along the electric lines and equipmentWLDFRAggregatedAggregated | WLDFR | HFTD - Distribution - Tier 3 - 1QU CoRE ¦ 5QU LoRE | Seismic - Red Flag Warning - Catastrophic Fires | Aggregated | Aggregated | 2039 | 2.3701e-08 | 0 | 88.4245 | 2.0958e-06 | 2039 | Mitigation | 0.08575 | 30 | 0 | esc | 0.0012005 | 2.8453e-11 | 0.00060025 | 1.4227e-11 | 0.0015435 | 3.6583e-11
[79 empty] | WLDFR | HFTD - Distribution - Tier 3 - 1QU CoRE ¦ 5QU LoRE | Seismic - Non-Red Flag Warning - Catastrophic Fires | 2047 | 6.5973e-13 | 3.2986e-13 | 8.4822e-13 | 26191.7278 | 544.1291 | 16654.7414 | 8992.8573 | 0 | 0 | 0 | 5.4954e-10 |  | 1.7279e-08 | 0 | 1.7279e-08 | 8.6397e-09 | 0 | 8.6397e-09 | 2.2216e-08 | 0 | 2.2216e-08 | [16 empty] | 7.3.1.3 Ignition probability mapping showing the probability of ignition along the electric lines and equipmentWLDFRAggregatedAggregated | WLDFR | HFTD - Distribution - Tier 3 - 1QU CoRE ¦ 5QU LoRE | Seismic - Red Flag Warning - Catastrophic Fires | Aggregated | Aggregated | 2040 | 2.3701e-08 | 0 | 88.4245 | 2.0958e-06 | 2040 | Mitigation | 0.08575 | 30 | 0 | esc | 0.0012005 | 2.8453e-11 | 0.00060025 | 1.4227e-11 | 0.0015435 | 3.6583e-11
[79 empty] | WLDFR | HFTD - Distribution - Tier 3 - 1QU CoRE ¦ 5QU LoRE | Seismic - Non-Red Flag Warning - Catastrophic Fires | 2048 | 6.5973e-13 | 3.2986e-13 | 8.4822e-13 | 27464.7227 | 578.8407 | 17445.538 | 9440.3441 | 0 | 0 | 0 | 5.4954e-10 |  | 1.8119e-08 | 0 | 1.8119e-08 | 9.0596e-09 | 0 | 9.0596e-09 | 2.3296e-08 | 0 | 2.3296e-08 | [16 empty] | 7.3.1.3 Ignition probability mapping showing the probability of ignition along the electric lines and equipmentWLDFRAggregatedAggregated | WLDFR | HFTD - Distribution - Tier 3 - 1QU CoRE ¦ 5QU LoRE | Seismic - Red Flag Warning - Catastrophic Fires | Aggregated | Aggregated | 2041 | 2.3701e-08 | 0 | 88.4245 | 2.0958e-06 | 2041 | Mitigation | 0.08575 | 30 | 0 | esc | 0.0012005 | 2.8453e-11 | 0.00060025 | 1.4227e-11 | 0.0015435 | 3.6583e-11
[79 empty] | WLDFR | HFTD - Distribution - Tier 3 - 1QU CoRE ¦ 5QU LoRE | Seismic - Non-Red Flag Warning - Catastrophic Fires | 2049 | 6.5973e-13 | 3.2986e-13 | 8.4822e-13 | 27464.7227 | 578.8407 | 17445.538 | 9440.3441 | 0 | 0 | 0 | 5.4954e-10 |  | 1.8119e-08 | 0 | 1.8119e-08 | 9.0596e-09 | 0 | 9.0596e-09 | 2.3296e-08 | 0 | 2.3296e-08 | [16 empty] | 7.3.1.3 Ignition probability mapping showing the probability of ignition along the electric lines and equipmentWLDFRAggregatedAggregated | WLDFR | HFTD - Distribution - Tier 3 - 1QU CoRE ¦ 5QU LoRE | Seismic - Red Flag Warning - Catastrophic Fires | Aggregated | Aggregated | 2042 | 2.3701e-08 | 0 | 88.4245 | 2.0958e-06 | 2042 | Mitigation | 0.08575 | 30 | 0 | esc | 0.0012005 | 2.8453e-11 | 0.00060025 | 1.4227e-11 | 0.0015435 | 3.6583e-11
[79 empty] | WLDFR | HFTD - Distribution - Tier 3 - 1QU CoRE ¦ 5QU LoRE | Seismic - Non-Red Flag Warning - Catastrophic Fires | 2050 | 0 | 3.2986e-13 | 8.4822e-13 | 27464.7227 | 578.8407 | 17445.538 | 9440.3441 | 0 | 0 | 0 | 5.4954e-10 |  | 0 | 0 | 0 | 9.0596e-09 | 0 | 9.0596e-09 | 2.3296e-08 | 0 | 2.3296e-08 | [16 empty] | 7.3.1.3 Ignition probability mapping showing the probability of ignition along the electric lines and equipmentWLDFRAggregatedAggregated | WLDFR | HFTD - Distribution - Tier 3 - 1QU CoRE ¦ 5QU LoRE | Seismic - Red Flag Warning - Catastrophic Fires | Aggregated | Aggregated | 2043 | 2.3701e-08 | 0 | 88.4245 | 2.0958e-06 | 2043 | Mitigation | 0.08575 | 30 | 0 | esc | 0.0012005 | 2.8453e-11 | 0.00060025 | 1.4227e-11 | 0.0015435 | 3.6583e-11
[79 empty] | WLDFR | HFTD - Distribution - Tier 3 - 1QU CoRE ¦ 5QU LoRE | Seismic - Non-Red Flag Warning - Catastrophic Fires | 2051 | 0 | 0 | 8.4822e-13 | 27464.7227 | 578.8407 | 17445.538 | 9440.3441 | 0 | 0 | 0 | 5.4954e-10 |  | 0 | 0 | 0 | 0 | 0 | 0 | 2.3296e-08 | 0 | 2.3296e-08 | [16 empty] | 7.3.1.3 Ignition probability mapping showing the probability of ignition along the electric lines and equipmentWLDFRAggregatedAggregated | WLDFR | HFTD - Distribution - Tier 3 - 1QU CoRE ¦ 5QU LoRE | Seismic - Red Flag Warning - Catastrophic Fires | Aggregated | Aggregated | 2044 | 2.3701e-08 | 0 | 88.4245 | 2.0958e-06 | 2044 | Mitigation | 0.08575 | 30 | 0 | esc | 0.0012005 | 2.8453e-11 | 0.00060025 | 1.4227e-11 | 0.0015435 | 3.6583e-11
[79 empty] | WLDFR | HFTD - Distribution - Tier 3 - 1QU CoRE ¦ 5QU LoRE | Seismic - Red Flag Warning - Catastrophic Fires | 2020 | 2.8453e-11 | 0 | 0 | 21083.8428 | 409.2237 | 13469.0878 | 7205.5313 | 0 | 0 | 0 | 2.3701e-08 |  | 5.999e-07 | 0 | 5.999e-07 | 0 | 0 | 0 | 0 | 0 | 0 | [16 empty] | 7.3.1.3 Ignition probability mapping showing the probability of ignition along the electric lines and equipmentWLDFRAggregatedAggregated | WLDFR | HFTD - Distribution - Tier 3 - 1QU CoRE ¦ 5QU LoRE | Seismic - Red Flag Warning - Catastrophic Fires | Aggregated | Aggregated | 2045 | 2.3701e-08 | 0 | 88.4245 | 2.0958e-06 | 2045 | Mitigation | 0.08575 | 30 | 0 | esc | 0.0012005 | 2.8453e-11 | 0.00060025 | 1.4227e-11 | 0.0015435 | 3.6583e-11
[79 empty] | WLDFR | HFTD - Distribution - Tier 3 - 1QU CoRE ¦ 5QU LoRE | Seismic - Red Flag Warning - Catastrophic Fires | 2021 | 2.8453e-11 | 1.4227e-11 | 0 | 21083.8428 | 409.2237 | 13469.0878 | 7205.5313 | 0 | 0 | 0 | 2.3701e-08 |  | 5.999e-07 | 0 | 5.999e-07 | 2.9995e-07 | 0 | 2.9995e-07 | 0 | 0 | 0 | [16 empty] | 7.3.1.3 Ignition probability mapping showing the probability of ignition along the electric lines and equipmentWLDFRAggregatedAggregated | WLDFR | HFTD - Distribution - Tier 3 - 1QU CoRE ¦ 5QU LoRE | Seismic - Red Flag Warning - Catastrophic Fires | Aggregated | Aggregated | 2046 | 2.3701e-08 | 0 | 88.4245 | 2.0958e-06 | 2046 | Mitigation | 0.08575 | 30 | 0 | esc | 0.0012005 | 2.8453e-11 | 0.00060025 | 1.4227e-11 | 0.0015435 | 3.6583e-11
[79 empty] | WLDFR | HFTD - Distribution - Tier 3 - 1QU CoRE ¦ 5QU LoRE | Seismic - Red Flag Warning - Catastrophic Fires | 2022 | 2.8453e-11 | 1.4227e-11 | 3.6583e-11 | 21083.8428 | 409.2237 | 13469.0878 | 7205.5313 | 0 | 0 | 0 | 2.3701e-08 |  | 5.999e-07 | 0 | 5.999e-07 | 2.9995e-07 | 0 | 2.9995e-07 | 7.713e-07 | 0 | 7.713e-07 | [16 empty] | 7.3.1.3 Ignition probability mapping showing the probability of ignition along the electric lines and equipmentWLDFRAggregatedAggregated | WLDFR | HFTD - Distribution - Tier 3 - 1QU CoRE ¦ 5QU LoRE | Seismic - Red Flag Warning - Catastrophic Fires | Aggregated | Aggregated | 2047 | 2.3701e-08 | 0 | 88.4245 | 2.0958e-06 | 2047 | Mitigation | 0.08575 | 30 | 0 | esc | 0.0012005 | 2.8453e-11 | 0.00060025 | 1.4227e-11 | 0.0015435 | 3.6583e-11
[79 empty] | WLDFR | HFTD - Distribution - Tier 3 - 1QU CoRE ¦ 5QU LoRE | Seismic - Red Flag Warning - Catastrophic Fires | 2023 | 2.8453e-11 | 1.4227e-11 | 3.6583e-11 | 21835.9781 | 428.6023 | 13939.561 | 7467.8148 | 0 | 0 | 0 | 2.3701e-08 |  | 6.213e-07 | 0 | 6.213e-07 | 3.1065e-07 | 0 | 3.1065e-07 | 7.9882e-07 | 0 | 7.9882e-07 | [16 empty] | 7.3.1.3 Ignition probability mapping showing the probability of ignition along the electric lines and equipmentWLDFRAggregatedAggregated | WLDFR | HFTD - Distribution - Tier 3 - 1QU CoRE ¦ 5QU LoRE | Seismic - Red Flag Warning - Catastrophic Fires | Aggregated | Aggregated | 2048 | 2.3701e-08 | 0 | 88.4245 | 2.0958e-06 | 2048 | Mitigation | 0.08575 | 30 | 0 | esc | 0.0012005 | 2.8453e-11 | 0.00060025 | 1.4227e-11 | 0.0015435 | 3.6583e-11
[79 empty] | WLDFR | HFTD - Distribution - Tier 3 - 1QU CoRE ¦ 5QU LoRE | Seismic - Red Flag Warning - Catastrophic Fires | 2024 | 2.8453e-11 | 1.4227e-11 | 3.6583e-11 | 21835.9781 | 428.6023 | 13939.561 | 7467.8148 | 0 | 0 | 0 | 2.3701e-08 |  | 6.213e-07 | 0 | 6.213e-07 | 3.1065e-07 | 0 | 3.1065e-07 | 7.9882e-07 | 0 | 7.9882e-07 | [16 empty] | 7.3.1.3 Ignition probability mapping showing the probability of ignition along the electric lines and equipmentWLDFRAggregatedAggregated | WLDFR | HFTD - Distribution - Tier 3 - 1QU CoRE ¦ 5QU LoRE | Seismic - Red Flag Warning - Catastrophic Fires | Aggregated | Aggregated | 2049 | 2.3701e-08 | 0 | 88.4245 | 2.0958e-06 | 2049 | Mitigation | 0.08575 | 30 | 0 | esc | 0.0012005 | 2.8453e-11 | 0.00060025 | 1.4227e-11 | 0.0015435 | 3.6583e-11
[79 empty] | WLDFR | HFTD - Distribution - Tier 3 - 1QU CoRE ¦ 5QU LoRE | Seismic - Red Flag Warning - Catastrophic Fires | 2025 | 2.8453e-11 | 1.4227e-11 | 3.6583e-11 | 21835.9781 | 428.6023 | 13939.561 | 7467.8148 | 0 | 0 | 0 | 2.3701e-08 |  | 6.213e-07 | 0 | 6.213e-07 | 3.1065e-07 | 0 | 3.1065e-07 | 7.9882e-07 | 0 | 7.9882e-07 | [16 empty] | 7.3.1.3 Ignition probability mapping showing the probability of ignition along the electric lines and equipmentWLDFRAggregatedAggregated | WLDFR | HFTD - Distribution - Tier 3 - 1QU CoRE ¦ 5QU LoRE | Seismic - Red Flag Warning - Catastrophic Fires | Aggregated | Aggregated | 2050 | 2.3701e-08 | 0 | 88.4245 | 2.0958e-06 | 2050 | Mitigation | 0.08575 | 30 | 0 | esc | 0 | 0 | 0.00060025 | 1.4227e-11 | 0.0015435 | 3.6583e-11
[79 empty] | WLDFR | HFTD - Distribution - Tier 3 - 1QU CoRE ¦ 5QU LoRE | Seismic - Red Flag Warning - Catastrophic Fires | 2026 | 2.8453e-11 | 1.4227e-11 | 3.6583e-11 | 21835.9781 | 428.6023 | 13939.561 | 7467.8148 | 0 | 0 | 0 | 2.3701e-08 |  | 6.213e-07 | 0 | 6.213e-07 | 3.1065e-07 | 0 | 3.1065e-07 | 7.9882e-07 | 0 | 7.9882e-07 | [16 empty] | 7.3.1.3 Ignition probability mapping showing the probability of ignition along the electric lines and equipmentWLDFRAggregatedAggregated | WLDFR | HFTD - Distribution - Tier 3 - 1QU CoRE ¦ 5QU LoRE | Seismic - Red Flag Warning - Catastrophic Fires | Aggregated | Aggregated | 2051 | 2.3701e-08 | 0 | 88.4245 | 2.0958e-06 | 2051 | Mitigation | 0.08575 | 30 | 0 | esc | 0 | 0 | 0 | 0 | 0.0015435 | 3.6583e-11
[79 empty] | WLDFR | HFTD - Distribution - Tier 3 - 1QU CoRE ¦ 5QU LoRE | Seismic - Red Flag Warning - Catastrophic Fires | 2027 | 2.8453e-11 | 1.4227e-11 | 3.6583e-11 | 21835.9781 | 428.6023 | 13939.561 | 7467.8148 | 0 | 0 | 0 | 2.3701e-08 |  | 6.213e-07 | 0 | 6.213e-07 | 3.1065e-07 | 0 | 3.1065e-07 | 7.9882e-07 | 0 | 7.9882e-07 | [16 empty] | 7.3.1.3 Ignition probability mapping showing the probability of ignition along the electric lines and equipmentWLDFRAggregatedAggregated | WLDFR | HFTD - Distribution - Tier 3 - 2QU CoRE ¦ 1QU LoRE | Non-Red Flag Warning - Catastrophic Fires | Aggregated | Aggregated | 2021 | 4.4513e-06 | 0 | 226.4749 | 0.0010081 | 2021 | Mitigation | 0.08575 | 30 | 0 | esc | 0.0012005 | 5.3438e-09 | 0.00060025 | 2.6719e-09 | 0 | 0
[79 empty] | WLDFR | HFTD - Distribution - Tier 3 - 1QU CoRE ¦ 5QU LoRE | Seismic - Red Flag Warning - Catastrophic Fires | 2028 | 2.8453e-11 | 1.4227e-11 | 3.6583e-11 | 22783.187 | 453.261 | 14531.3357 | 7798.5904 | 0 | 0 | 0 | 2.3701e-08 |  | 6.4825e-07 | 0 | 6.4825e-07 | 3.2413e-07 | 0 | 3.2413e-07 | 8.3347e-07 | 0 | 8.3347e-07 | [16 empty] | 7.3.1.3 Ignition probability mapping showing the probability of ignition along the electric lines and equipmentWLDFRAggregatedAggregated | WLDFR | HFTD - Distribution - Tier 3 - 2QU CoRE ¦ 1QU LoRE | Non-Red Flag Warning - Catastrophic Fires | Aggregated | Aggregated | 2022 | 4.4513e-06 | 0 | 226.4749 | 0.0010081 | 2022 | Mitigation | 0.08575 | 30 | 0 | esc | 0.0012005 | 5.3438e-09 | 0.00060025 | 2.6719e-09 | 0.0015435 | 6.8706e-09
[79 empty] | WLDFR | HFTD - Distribution - Tier 3 - 1QU CoRE ¦ 5QU LoRE | Seismic - Red Flag Warning - Catastrophic Fires | 2029 | 2.8453e-11 | 1.4227e-11 | 3.6583e-11 | 22783.187 | 453.261 | 14531.3357 | 7798.5904 | 0 | 0 | 0 | 2.3701e-08 |  | 6.4825e-07 | 0 | 6.4825e-07 | 3.2413e-07 | 0 | 3.2413e-07 | 8.3347e-07 | 0 | 8.3347e-07 | [16 empty] | 7.3.1.3 Ignition probability mapping showing the probability of ignition along the electric lines and equipmentWLDFRAggregatedAggregated | WLDFR | HFTD - Distribution - Tier 3 - 2QU CoRE ¦ 1QU LoRE | Non-Red Flag Warning - Catastrophic Fires | Aggregated | Aggregated | 2023 | 4.4513e-06 | 0 | 226.4749 | 0.0010081 | 2023 | Mitigation | 0.08575 | 30 | 0 | esc | 0.0012005 | 5.3438e-09 | 0.00060025 | 2.6719e-09 | 0.0015435 | 6.8706e-09
[79 empty] | WLDFR | HFTD - Distribution - Tier 3 - 1QU CoRE ¦ 5QU LoRE | Seismic - Red Flag Warning - Catastrophic Fires | 2030 | 2.8453e-11 | 1.4227e-11 | 3.6583e-11 | 22783.187 | 453.261 | 14531.3357 | 7798.5904 | 0 | 0 | 0 | 2.3701e-08 |  | 6.4825e-07 | 0 | 6.4825e-07 | 3.2413e-07 | 0 | 3.2413e-07 | 8.3347e-07 | 0 | 8.3347e-07 | [16 empty] | 7.3.1.3 Ignition probability mapping showing the probability of ignition along the electric lines and equipmentWLDFRAggregatedAggregated | WLDFR | HFTD - Distribution - Tier 3 - 2QU CoRE ¦ 1QU LoRE | Non-Red Flag Warning - Catastrophic Fires | Aggregated | Aggregated | 2024 | 4.4513e-06 | 0 | 226.4749 | 0.0010081 | 2024 | Mitigation | 0.08575 | 30 | 0 | esc | 0.0012005 | 5.3438e-09 | 0.00060025 | 2.6719e-09 | 0.0015435 | 6.8706e-09
[79 empty] | WLDFR | HFTD - Distribution - Tier 3 - 1QU CoRE ¦ 5QU LoRE | Seismic - Red Flag Warning - Catastrophic Fires | 2031 | 2.8453e-11 | 1.4227e-11 | 3.6583e-11 | 22783.187 | 453.261 | 14531.3357 | 7798.5904 | 0 | 0 | 0 | 2.3701e-08 |  | 6.4825e-07 | 0 | 6.4825e-07 | 3.2413e-07 | 0 | 3.2413e-07 | 8.3347e-07 | 0 | 8.3347e-07 | [16 empty] | 7.3.1.3 Ignition probability mapping showing the probability of ignition along the electric lines and equipmentWLDFRAggregatedAggregated | WLDFR | HFTD - Distribution - Tier 3 - 2QU CoRE ¦ 1QU LoRE | Non-Red Flag Warning - Catastrophic Fires | Aggregated | Aggregated | 2025 | 4.4513e-06 | 0 | 226.4749 | 0.0010081 | 2025 | Mitigation | 0.08575 | 30 | 0 | esc | 0.0012005 | 5.3438e-09 | 0.00060025 | 2.6719e-09 | 0.0015435 | 6.8706e-09
[79 empty] | WLDFR | HFTD - Distribution - Tier 3 - 1QU CoRE ¦ 5QU LoRE | Seismic - Red Flag Warning - Catastrophic Fires | 2032 | 2.8453e-11 | 1.4227e-11 | 3.6583e-11 | 22783.187 | 453.261 | 14531.3357 | 7798.5904 | 0 | 0 | 0 | 2.3701e-08 |  | 6.4825e-07 | 0 | 6.4825e-07 | 3.2413e-07 | 0 | 3.2413e-07 | 8.3347e-07 | 0 | 8.3347e-07 | [16 empty] | 7.3.1.3 Ignition probability mapping showing the probability of ignition along the electric lines and equipmentWLDFRAggregatedAggregated | WLDFR | HFTD - Distribution - Tier 3 - 2QU CoRE ¦ 1QU LoRE | Non-Red Flag Warning - Catastrophic Fires | Aggregated | Aggregated | 2026 | 4.4513e-06 | 0 | 226.4749 | 0.0010081 | 2026 | Mitigation | 0.08575 | 30 | 0 | esc | 0.0012005 | 5.3438e-09 | 0.00060025 | 2.6719e-09 | 0.0015435 | 6.8706e-09
[79 empty] | WLDFR | HFTD - Distribution - Tier 3 - 1QU CoRE ¦ 5QU LoRE | Seismic - Red Flag Warning - Catastrophic Fires | 2033 | 2.8453e-11 | 1.4227e-11 | 3.6583e-11 | 23835.2641 | 480.9649 | 15187.7294 | 8166.5698 | 0 | 0 | 0 | 2.3701e-08 |  | 6.7819e-07 | 0 | 6.7819e-07 | 3.3909e-07 | 0 | 3.3909e-07 | 8.7196e-07 | 0 | 8.7196e-07 | [16 empty] | 7.3.1.3 Ignition probability mapping showing the probability of ignition along the electric lines and equipmentWLDFRAggregatedAggregated | WLDFR | HFTD - Distribution - Tier 3 - 2QU CoRE ¦ 1QU LoRE | Non-Red Flag Warning - Catastrophic Fires | Aggregated | Aggregated | 2027 | 4.4513e-06 | 0 | 226.4749 | 0.0010081 | 2027 | Mitigation | 0.08575 | 30 | 0 | esc | 0.0012005 | 5.3438e-09 | 0.00060025 | 2.6719e-09 | 0.0015435 | 6.8706e-09
[79 empty] | WLDFR | HFTD - Distribution - Tier 3 - 1QU CoRE ¦ 5QU LoRE | Seismic - Red Flag Warning - Catastrophic Fires | 2034 | 2.8453e-11 | 1.4227e-11 | 3.6583e-11 | 23835.2641 | 480.9649 | 15187.7294 | 8166.5698 | 0 | 0 | 0 | 2.3701e-08 |  | 6.7819e-07 | 0 | 6.7819e-07 | 3.3909e-07 | 0 | 3.3909e-07 | 8.7196e-07 | 0 | 8.7196e-07 | [16 empty] | 7.3.1.3 Ignition probability mapping showing the probability of ignition along the electric lines and equipmentWLDFRAggregatedAggregated | WLDFR | HFTD - Distribution - Tier 3 - 2QU CoRE ¦ 1QU LoRE | Non-Red Flag Warning - Catastrophic Fires | Aggregated | Aggregated | 2028 | 4.4513e-06 | 0 | 226.4749 | 0.0010081 | 2028 | Mitigation | 0.08575 | 30 | 0 | esc | 0.0012005 | 5.3438e-09 | 0.00060025 | 2.6719e-09 | 0.0015435 | 6.8706e-09
[79 empty] | WLDFR | HFTD - Distribution - Tier 3 - 1QU CoRE ¦ 5QU LoRE | Seismic - Red Flag Warning - Catastrophic Fires | 2035 | 2.8453e-11 | 1.4227e-11 | 3.6583e-11 | 23835.2641 | 480.9649 | 15187.7294 | 8166.5698 | 0 | 0 | 0 | 2.3701e-08 |  | 6.7819e-07 | 0 | 6.7819e-07 | 3.3909e-07 | 0 | 3.3909e-07 | 8.7196e-07 | 0 | 8.7196e-07 | [16 empty] | 7.3.1.3 Ignition probability mapping showing the probability of ignition along the electric lines and equipmentWLDFRAggregatedAggregated | WLDFR | HFTD - Distribution - Tier 3 - 2QU CoRE ¦ 1QU LoRE | Non-Red Flag Warning - Catastrophic Fires | Aggregated | Aggregated | 2029 | 4.4513e-06 | 0 | 226.4749 | 0.0010081 | 2029 | Mitigation | 0.08575 | 30 | 0 | esc | 0.0012005 | 5.3438e-09 | 0.00060025 | 2.6719e-09 | 0.0015435 | 6.8706e-09
[79 empty] | WLDFR | HFTD - Distribution - Tier 3 - 1QU CoRE ¦ 5QU LoRE | Seismic - Red Flag Warning - Catastrophic Fires | 2036 | 2.8453e-11 | 1.4227e-11 | 3.6583e-11 | 23835.2641 | 480.9649 | 15187.7294 | 8166.5698 | 0 | 0 | 0 | 2.3701e-08 |  | 6.7819e-07 | 0 | 6.7819e-07 | 3.3909e-07 | 0 | 3.3909e-07 | 8.7196e-07 | 0 | 8.7196e-07 | [16 empty] | 7.3.1.3 Ignition probability mapping showing the probability of ignition along the electric lines and equipmentWLDFRAggregatedAggregated | WLDFR | HFTD - Distribution - Tier 3 - 2QU CoRE ¦ 1QU LoRE | Non-Red Flag Warning - Catastrophic Fires | Aggregated | Aggregated | 2030 | 4.4513e-06 | 0 | 226.4749 | 0.0010081 | 2030 | Mitigation | 0.08575 | 30 | 0 | esc | 0.0012005 | 5.3438e-09 | 0.00060025 | 2.6719e-09 | 0.0015435 | 6.8706e-09
[79 empty] | WLDFR | HFTD - Distribution - Tier 3 - 1QU CoRE ¦ 5QU LoRE | Seismic - Red Flag Warning - Catastrophic Fires | 2037 | 2.8453e-11 | 1.4227e-11 | 3.6583e-11 | 23835.2641 | 480.9649 | 15187.7294 | 8166.5698 | 0 | 0 | 0 | 2.3701e-08 |  | 6.7819e-07 | 0 | 6.7819e-07 | 3.3909e-07 | 0 | 3.3909e-07 | 8.7196e-07 | 0 | 8.7196e-07 | [16 empty] | 7.3.1.3 Ignition probability mapping showing the probability of ignition along the electric lines and equipmentWLDFRAggregatedAggregated | WLDFR | HFTD - Distribution - Tier 3 - 2QU CoRE ¦ 1QU LoRE | Non-Red Flag Warning - Catastrophic Fires | Aggregated | Aggregated | 2031 | 4.4513e-06 | 0 | 226.4749 | 0.0010081 | 2031 | Mitigation | 0.08575 | 30 | 0 | esc | 0.0012005 | 5.3438e-09 | 0.00060025 | 2.6719e-09 | 0.0015435 | 6.8706e-09
[79 empty] | WLDFR | HFTD - Distribution - Tier 3 - 1QU CoRE ¦ 5QU LoRE | Seismic - Red Flag Warning - Catastrophic Fires | 2038 | 2.8453e-11 | 1.4227e-11 | 3.6583e-11 | 24976.6418 | 511.3745 | 15898.8237 | 8566.4437 | 0 | 0 | 0 | 2.3701e-08 |  | 7.1067e-07 | 0 | 7.1067e-07 | 3.5533e-07 | 0 | 3.5533e-07 | 9.1371e-07 | 0 | 9.1371e-07 | [16 empty] | 7.3.1.3 Ignition probability mapping showing the probability of ignition along the electric lines and equipmentWLDFRAggregatedAggregated | WLDFR | HFTD - Distribution - Tier 3 - 2QU CoRE ¦ 1QU LoRE | Non-Red Flag Warning - Catastrophic Fires | Aggregated | Aggregated | 2032 | 4.4513e-06 | 0 | 226.4749 | 0.0010081 | 2032 | Mitigation | 0.08575 | 30 | 0 | esc | 0.0012005 | 5.3438e-09 | 0.00060025 | 2.6719e-09 | 0.0015435 | 6.8706e-09
[79 empty] | WLDFR | HFTD - Distribution - Tier 3 - 1QU CoRE ¦ 5QU LoRE | Seismic - Red Flag Warning - Catastrophic Fires | 2039 | 2.8453e-11 | 1.4227e-11 | 3.6583e-11 | 24976.6418 | 511.3745 | 15898.8237 | 8566.4437 | 0 | 0 | 0 | 2.3701e-08 |  | 7.1067e-07 | 0 | 7.1067e-07 | 3.5533e-07 | 0 | 3.5533e-07 | 9.1371e-07 | 0 | 9.1371e-07 | [16 empty] | 7.3.1.3 Ignition probability mapping showing the probability of ignition along the electric lines and equipmentWLDFRAggregatedAggregated | WLDFR | HFTD - Distribution - Tier 3 - 2QU CoRE ¦ 1QU LoRE | Non-Red Flag Warning - Catastrophic Fires | Aggregated | Aggregated | 2033 | 4.4513e-06 | 0 | 226.4749 | 0.0010081 | 2033 | Mitigation | 0.08575 | 30 | 0 | esc | 0.0012005 | 5.3438e-09 | 0.00060025 | 2.6719e-09 | 0.0015435 | 6.8706e-09
[79 empty] | WLDFR | HFTD - Distribution - Tier 3 - 1QU CoRE ¦ 5QU LoRE | Seismic - Red Flag Warning - Catastrophic Fires | 2040 | 2.8453e-11 | 1.4227e-11 | 3.6583e-11 | 24976.6418 | 511.3745 | 15898.8237 | 8566.4437 | 0 | 0 | 0 | 2.3701e-08 |  | 7.1067e-07 | 0 | 7.1067e-07 | 3.5533e-07 | 0 | 3.5533e-07 | 9.1371e-07 | 0 | 9.1371e-07 | [16 empty] | 7.3.1.3 Ignition probability mapping showing the probability of ignition along the electric lines and equipmentWLDFRAggregatedAggregated | WLDFR | HFTD - Distribution - Tier 3 - 2QU CoRE ¦ 1QU LoRE | Non-Red Flag Warning - Catastrophic Fires | Aggregated | Aggregated | 2034 | 4.4513e-06 | 0 | 226.4749 | 0.0010081 | 2034 | Mitigation | 0.08575 | 30 | 0 | esc | 0.0012005 | 5.3438e-09 | 0.00060025 | 2.6719e-09 | 0.0015435 | 6.8706e-09
[79 empty] | WLDFR | HFTD - Distribution - Tier 3 - 1QU CoRE ¦ 5QU LoRE | Seismic - Red Flag Warning - Catastrophic Fires | 2041 | 2.8453e-11 | 1.4227e-11 | 3.6583e-11 | 24976.6418 | 511.3745 | 15898.8237 | 8566.4437 | 0 | 0 | 0 | 2.3701e-08 |  | 7.1067e-07 | 0 | 7.1067e-07 | 3.5533e-07 | 0 | 3.5533e-07 | 9.1371e-07 | 0 | 9.1371e-07 | [16 empty] | 7.3.1.3 Ignition probability mapping showing the probability of ignition along the electric lines and equipmentWLDFRAggregatedAggregated | WLDFR | HFTD - Distribution - Tier 3 - 2QU CoRE ¦ 1QU LoRE | Non-Red Flag Warning - Catastrophic Fires | Aggregated | Aggregated | 2035 | 4.4513e-06 | 0 | 226.4749 | 0.0010081 | 2035 | Mitigation | 0.08575 | 30 | 0 | esc | 0.0012005 | 5.3438e-09 | 0.00060025 | 2.6719e-09 | 0.0015435 | 6.8706e-09
[79 empty] | WLDFR | HFTD - Distribution - Tier 3 - 1QU CoRE ¦ 5QU LoRE | Seismic - Red Flag Warning - Catastrophic Fires | 2042 | 2.8453e-11 | 1.4227e-11 | 3.6583e-11 | 24976.6418 | 511.3745 | 15898.8237 | 8566.4437 | 0 | 0 | 0 | 2.3701e-08 |  | 7.1067e-07 | 0 | 7.1067e-07 | 3.5533e-07 | 0 | 3.5533e-07 | 9.1371e-07 | 0 | 9.1371e-07 | [16 empty] | 7.3.1.3 Ignition probability mapping showing the probability of ignition along the electric lines and equipmentWLDFRAggregatedAggregated | WLDFR | HFTD - Distribution - Tier 3 - 2QU CoRE ¦ 1QU LoRE | Non-Red Flag Warning - Catastrophic Fires | Aggregated | Aggregated | 2036 | 4.4513e-06 | 0 | 226.4749 | 0.0010081 | 2036 | Mitigation | 0.08575 | 30 | 0 | esc | 0.0012005 | 5.3438e-09 | 0.00060025 | 2.6719e-09 | 0.0015435 | 6.8706e-09
[79 empty] | WLDFR | HFTD - Distribution - Tier 3 - 1QU CoRE ¦ 5QU LoRE | Seismic - Red Flag Warning - Catastrophic Fires | 2043 | 2.8453e-11 | 1.4227e-11 | 3.6583e-11 | 26191.7278 | 544.1291 | 16654.7414 | 8992.8573 | 0 | 0 | 0 | 2.3701e-08 |  | 7.4524e-07 | 0 | 7.4524e-07 | 3.7262e-07 | 0 | 3.7262e-07 | 9.5816e-07 | 0 | 9.5816e-07 | [16 empty] | 7.3.1.3 Ignition probability mapping showing the probability of ignition along the electric lines and equipmentWLDFRAggregatedAggregated | WLDFR | HFTD - Distribution - Tier 3 - 2QU CoRE ¦ 1QU LoRE | Non-Red Flag Warning - Catastrophic Fires | Aggregated | Aggregated | 2037 | 4.4513e-06 | 0 | 226.4749 | 0.0010081 | 2037 | Mitigation | 0.08575 | 30 | 0 | esc | 0.0012005 | 5.3438e-09 | 0.00060025 | 2.6719e-09 | 0.0015435 | 6.8706e-09
[79 empty] | WLDFR | HFTD - Distribution - Tier 3 - 1QU CoRE ¦ 5QU LoRE | Seismic - Red Flag Warning - Catastrophic Fires | 2044 | 2.8453e-11 | 1.4227e-11 | 3.6583e-11 | 26191.7278 | 544.1291 | 16654.7414 | 8992.8573 | 0 | 0 | 0 | 2.3701e-08 |  | 7.4524e-07 | 0 | 7.4524e-07 | 3.7262e-07 | 0 | 3.7262e-07 | 9.5816e-07 | 0 | 9.5816e-07 | [16 empty] | 7.3.1.3 Ignition probability mapping showing the probability of ignition along the electric lines and equipmentWLDFRAggregatedAggregated | WLDFR | HFTD - Distribution - Tier 3 - 2QU CoRE ¦ 1QU LoRE | Non-Red Flag Warning - Catastrophic Fires | Aggregated | Aggregated | 2038 | 4.4513e-06 | 0 | 226.4749 | 0.0010081 | 2038 | Mitigation | 0.08575 | 30 | 0 | esc | 0.0012005 | 5.3438e-09 | 0.00060025 | 2.6719e-09 | 0.0015435 | 6.8706e-09
[79 empty] | WLDFR | HFTD - Distribution - Tier 3 - 1QU CoRE ¦ 5QU LoRE | Seismic - Red Flag Warning - Catastrophic Fires | 2045 | 2.8453e-11 | 1.4227e-11 | 3.6583e-11 | 26191.7278 | 544.1291 | 16654.7414 | 8992.8573 | 0 | 0 | 0 | 2.3701e-08 |  | 7.4524e-07 | 0 | 7.4524e-07 | 3.7262e-07 | 0 | 3.7262e-07 | 9.5816e-07 | 0 | 9.5816e-07 | [16 empty] | 7.3.1.3 Ignition probability mapping showing the probability of ignition along the electric lines and equipmentWLDFRAggregatedAggregated | WLDFR | HFTD - Distribution - Tier 3 - 2QU CoRE ¦ 1QU LoRE | Non-Red Flag Warning - Catastrophic Fires | Aggregated | Aggregated | 2039 | 4.4513e-06 | 0 | 226.4749 | 0.0010081 | 2039 | Mitigation | 0.08575 | 30 | 0 | esc | 0.0012005 | 5.3438e-09 | 0.00060025 | 2.6719e-09 | 0.0015435 | 6.8706e-09
[79 empty] | WLDFR | HFTD - Distribution - Tier 3 - 1QU CoRE ¦ 5QU LoRE | Seismic - Red Flag Warning - Catastrophic Fires | 2046 | 2.8453e-11 | 1.4227e-11 | 3.6583e-11 | 26191.7278 | 544.1291 | 16654.7414 | 8992.8573 | 0 | 0 | 0 | 2.3701e-08 |  | 7.4524e-07 | 0 | 7.4524e-07 | 3.7262e-07 | 0 | 3.7262e-07 | 9.5816e-07 | 0 | 9.5816e-07 | [16 empty] | 7.3.1.3 Ignition probability mapping showing the probability of ignition along the electric lines and equipmentWLDFRAggregatedAggregated | WLDFR | HFTD - Distribution - Tier 3 - 2QU CoRE ¦ 1QU LoRE | Non-Red Flag Warning - Catastrophic Fires | Aggregated | Aggregated | 2040 | 4.4513e-06 | 0 | 226.4749 | 0.0010081 | 2040 | Mitigation | 0.08575 | 30 | 0 | esc | 0.0012005 | 5.3438e-09 | 0.00060025 | 2.6719e-09 | 0.0015435 | 6.8706e-09
[79 empty] | WLDFR | HFTD - Distribution - Tier 3 - 1QU CoRE ¦ 5QU LoRE | Seismic - Red Flag Warning - Catastrophic Fires | 2047 | 2.8453e-11 | 1.4227e-11 | 3.6583e-11 | 26191.7278 | 544.1291 | 16654.7414 | 8992.8573 | 0 | 0 | 0 | 2.3701e-08 |  | 7.4524e-07 | 0 | 7.4524e-07 | 3.7262e-07 | 0 | 3.7262e-07 | 9.5816e-07 | 0 | 9.5816e-07 | [16 empty] | 7.3.1.3 Ignition probability mapping showing the probability of ignition along the electric lines and equipmentWLDFRAggregatedAggregated | WLDFR | HFTD - Distribution - Tier 3 - 2QU CoRE ¦ 1QU LoRE | Non-Red Flag Warning - Catastrophic Fires | Aggregated | Aggregated | 2041 | 4.4513e-06 | 0 | 226.4749 | 0.0010081 | 2041 | Mitigation | 0.08575 | 30 | 0 | esc | 0.0012005 | 5.3438e-09 | 0.00060025 | 2.6719e-09 | 0.0015435 | 6.8706e-09
[79 empty] | WLDFR | HFTD - Distribution - Tier 3 - 1QU CoRE ¦ 5QU LoRE | Seismic - Red Flag Warning - Catastrophic Fires | 2048 | 2.8453e-11 | 1.4227e-11 | 3.6583e-11 | 27464.7227 | 578.8407 | 17445.538 | 9440.3441 | 0 | 0 | 0 | 2.3701e-08 |  | 7.8146e-07 | 0 | 7.8146e-07 | 3.9073e-07 | 0 | 3.9073e-07 | 1.0047e-06 | 0 | 1.0047e-06 | [16 empty] | 7.3.1.3 Ignition probability mapping showing the probability of ignition along the electric lines and equipmentWLDFRAggregatedAggregated | WLDFR | HFTD - Distribution - Tier 3 - 2QU CoRE ¦ 1QU LoRE | Non-Red Flag Warning - Catastrophic Fires | Aggregated | Aggregated | 2042 | 4.4513e-06 | 0 | 226.4749 | 0.0010081 | 2042 | Mitigation | 0.08575 | 30 | 0 | esc | 0.0012005 | 5.3438e-09 | 0.00060025 | 2.6719e-09 | 0.0015435 | 6.8706e-09
[79 empty] | WLDFR | HFTD - Distribution - Tier 3 - 1QU CoRE ¦ 5QU LoRE | Seismic - Red Flag Warning - Catastrophic Fires | 2049 | 2.8453e-11 | 1.4227e-11 | 3.6583e-11 | 27464.7227 | 578.8407 | 17445.538 | 9440.3441 | 0 | 0 | 0 | 2.3701e-08 |  | 7.8146e-07 | 0 | 7.8146e-07 | 3.9073e-07 | 0 | 3.9073e-07 | 1.0047e-06 | 0 | 1.0047e-06 | [16 empty] | 7.3.1.3 Ignition probability mapping showing the probability of ignition along the electric lines and equipmentWLDFRAggregatedAggregated | WLDFR | HFTD - Distribution - Tier 3 - 2QU CoRE ¦ 1QU LoRE | Non-Red Flag Warning - Catastrophic Fires | Aggregated | Aggregated | 2043 | 4.4513e-06 | 0 | 226.4749 | 0.0010081 | 2043 | Mitigation | 0.08575 | 30 | 0 | esc | 0.0012005 | 5.3438e-09 | 0.00060025 | 2.6719e-09 | 0.0015435 | 6.8706e-09
[79 empty] | WLDFR | HFTD - Distribution - Tier 3 - 1QU CoRE ¦ 5QU LoRE | Seismic - Red Flag Warning - Catastrophic Fires | 2050 | 0 | 1.4227e-11 | 3.6583e-11 | 27464.7227 | 578.8407 | 17445.538 | 9440.3441 | 0 | 0 | 0 | 2.3701e-08 |  | 0 | 0 | 0 | 3.9073e-07 | 0 | 3.9073e-07 | 1.0047e-06 | 0 | 1.0047e-06 | [16 empty] | 7.3.1.3 Ignition probability mapping showing the probability of ignition along the electric lines and equipmentWLDFRAggregatedAggregated | WLDFR | HFTD - Distribution - Tier 3 - 2QU CoRE ¦ 1QU LoRE | Non-Red Flag Warning - Catastrophic Fires | Aggregated | Aggregated | 2044 | 4.4513e-06 | 0 | 226.4749 | 0.0010081 | 2044 | Mitigation | 0.08575 | 30 | 0 | esc | 0.0012005 | 5.3438e-09 | 0.00060025 | 2.6719e-09 | 0.0015435 | 6.8706e-09
[79 empty] | WLDFR | HFTD - Distribution - Tier 3 - 1QU CoRE ¦ 5QU LoRE | Seismic - Red Flag Warning - Catastrophic Fires | 2051 | 0 | 0 | 3.6583e-11 | 27464.7227 | 578.8407 | 17445.538 | 9440.3441 | 0 | 0 | 0 | 2.3701e-08 |  | 0 | 0 | 0 | 0 | 0 | 0 | 1.0047e-06 | 0 | 1.0047e-06 | [16 empty] | 7.3.1.3 Ignition probability mapping showing the probability of ignition along the electric lines and equipmentWLDFRAggregatedAggregated | WLDFR | HFTD - Distribution - Tier 3 - 2QU CoRE ¦ 1QU LoRE | Non-Red Flag Warning - Catastrophic Fires | Aggregated | Aggregated | 2045 | 4.4513e-06 | 0 | 226.4749 | 0.0010081 | 2045 | Mitigation | 0.08575 | 30 | 0 | esc | 0.0012005 | 5.3438e-09 | 0.00060025 | 2.6719e-09 | 0.0015435 | 6.8706e-09
[79 empty] | WLDFR | HFTD - Distribution - Tier 3 - 2QU CoRE ¦ 1QU LoRE | Non-Red Flag Warning - Catastrophic Fires | 2020 | 5.3438e-09 | 0 | 0 | 14146.1306 | 222.2294 | 8585.7228 | 5338.1784 | 0 | 0 | 0 | 4.4513e-06 |  | 7.5594e-05 | 0 | 7.5594e-05 | 0 | 0 | 0 | 0 | 0 | 0 | [16 empty] | 7.3.1.3 Ignition probability mapping showing the probability of ignition along the electric lines and equipmentWLDFRAggregatedAggregated | WLDFR | HFTD - Distribution - Tier 3 - 2QU CoRE ¦ 1QU LoRE | Non-Red Flag Warning - Catastrophic Fires | Aggregated | Aggregated | 2046 | 4.4513e-06 | 0 | 226.4749 | 0.0010081 | 2046 | Mitigation | 0.08575 | 30 | 0 | esc | 0.0012005 | 5.3438e-09 | 0.00060025 | 2.6719e-09 | 0.0015435 | 6.8706e-09
[79 empty] | WLDFR | HFTD - Distribution - Tier 3 - 2QU CoRE ¦ 1QU LoRE | Non-Red Flag Warning - Catastrophic Fires | 2021 | 5.3438e-09 | 2.6719e-09 | 0 | 14146.1306 | 222.2294 | 8585.7228 | 5338.1784 | 0 | 0 | 0 | 4.4513e-06 |  | 7.5594e-05 | 0 | 7.5594e-05 | 3.7797e-05 | 0 | 3.7797e-05 | 0 | 0 | 0 | [16 empty] | 7.3.1.3 Ignition probability mapping showing the probability of ignition along the electric lines and equipmentWLDFRAggregatedAggregated | WLDFR | HFTD - Distribution - Tier 3 - 2QU CoRE ¦ 1QU LoRE | Non-Red Flag Warning - Catastrophic Fires | Aggregated | Aggregated | 2047 | 4.4513e-06 | 0 | 226.4749 | 0.0010081 | 2047 | Mitigation | 0.08575 | 30 | 0 | esc | 0.0012005 | 5.3438e-09 | 0.00060025 | 2.6719e-09 | 0.0015435 | 6.8706e-09
[79 empty] | WLDFR | HFTD - Distribution - Tier 3 - 2QU CoRE ¦ 1QU LoRE | Non-Red Flag Warning - Catastrophic Fires | 2022 | 5.3438e-09 | 2.6719e-09 | 6.8706e-09 | 14146.1306 | 222.2294 | 8585.7228 | 5338.1784 | 0 | 0 | 0 | 4.4513e-06 |  | 7.5594e-05 | 0 | 7.5594e-05 | 3.7797e-05 | 0 | 3.7797e-05 | 9.7192e-05 | 0 | 9.7192e-05 | [16 empty] | 7.3.1.3 Ignition probability mapping showing the probability of ignition along the electric lines and equipmentWLDFRAggregatedAggregated | WLDFR | HFTD - Distribution - Tier 3 - 2QU CoRE ¦ 1QU LoRE | Non-Red Flag Warning - Catastrophic Fires | Aggregated | Aggregated | 2048 | 4.4513e-06 | 0 | 226.4749 | 0.0010081 | 2048 | Mitigation | 0.08575 | 30 | 0 | esc | 0.0012005 | 5.3438e-09 | 0.00060025 | 2.6719e-09 | 0.0015435 | 6.8706e-09
[79 empty] | WLDFR | HFTD - Distribution - Tier 3 - 2QU CoRE ¦ 1QU LoRE | Non-Red Flag Warning - Catastrophic Fires | 2023 | 5.3438e-09 | 2.6719e-09 | 6.8706e-09 | 14664.6376 | 233.2301 | 8896.516 | 5534.8915 | 0 | 0 | 0 | 4.4513e-06 |  | 7.8365e-05 | 0 | 7.8365e-05 | 3.9182e-05 | 0 | 3.9182e-05 | 0.00010075 | 0 | 0.00010075 | [16 empty] | 7.3.1.3 Ignition probability mapping showing the probability of ignition along the electric lines and equipmentWLDFRAggregatedAggregated | WLDFR | HFTD - Distribution - Tier 3 - 2QU CoRE ¦ 1QU LoRE | Non-Red Flag Warning - Catastrophic Fires | Aggregated | Aggregated | 2049 | 4.4513e-06 | 0 | 226.4749 | 0.0010081 | 2049 | Mitigation | 0.08575 | 30 | 0 | esc | 0.0012005 | 5.3438e-09 | 0.00060025 | 2.6719e-09 | 0.0015435 | 6.8706e-09
[79 empty] | WLDFR | HFTD - Distribution - Tier 3 - 2QU CoRE ¦ 1QU LoRE | Non-Red Flag Warning - Catastrophic Fires | 2024 | 5.3438e-09 | 2.6719e-09 | 6.8706e-09 | 14664.6376 | 233.2301 | 8896.516 | 5534.8915 | 0 | 0 | 0 | 4.4513e-06 |  | 7.8365e-05 | 0 | 7.8365e-05 | 3.9182e-05 | 0 | 3.9182e-05 | 0.00010075 | 0 | 0.00010075 | [16 empty] | 7.3.1.3 Ignition probability mapping showing the probability of ignition along the electric lines and equipmentWLDFRAggregatedAggregated | WLDFR | HFTD - Distribution - Tier 3 - 2QU CoRE ¦ 1QU LoRE | Non-Red Flag Warning - Catastrophic Fires | Aggregated | Aggregated | 2050 | 4.4513e-06 | 0 | 226.4749 | 0.0010081 | 2050 | Mitigation | 0.08575 | 30 | 0 | esc | 0 | 0 | 0.00060025 | 2.6719e-09 | 0.0015435 | 6.8706e-09
[79 empty] | WLDFR | HFTD - Distribution - Tier 3 - 2QU CoRE ¦ 1QU LoRE | Non-Red Flag Warning - Catastrophic Fires | 2025 | 5.3438e-09 | 2.6719e-09 | 6.8706e-09 | 14664.6376 | 233.2301 | 8896.516 | 5534.8915 | 0 | 0 | 0 | 4.4513e-06 |  | 7.8365e-05 | 0 | 7.8365e-05 | 3.9182e-05 | 0 | 3.9182e-05 | 0.00010075 | 0 | 0.00010075 | [16 empty] | 7.3.1.3 Ignition probability mapping showing the probability of ignition along the electric lines and equipmentWLDFRAggregatedAggregated | WLDFR | HFTD - Distribution - Tier 3 - 2QU CoRE ¦ 1QU LoRE | Non-Red Flag Warning - Catastrophic Fires | Aggregated | Aggregated | 2051 | 4.4513e-06 | 0 | 226.4749 | 0.0010081 | 2051 | Mitigation | 0.08575 | 30 | 0 | esc | 0 | 0 | 0 | 0 | 0.0015435 | 6.8706e-09
[79 empty] | WLDFR | HFTD - Distribution - Tier 3 - 2QU CoRE ¦ 1QU LoRE | Non-Red Flag Warning - Catastrophic Fires | 2026 | 5.3438e-09 | 2.6719e-09 | 6.8706e-09 | 14664.6376 | 233.2301 | 8896.516 | 5534.8915 | 0 | 0 | 0 | 4.4513e-06 |  | 7.8365e-05 | 0 | 7.8365e-05 | 3.9182e-05 | 0 | 3.9182e-05 | 0.00010075 | 0 | 0.00010075 | [16 empty] | 7.3.1.3 Ignition probability mapping showing the probability of ignition along the electric lines and equipmentWLDFRAggregatedAggregated | WLDFR | HFTD - Distribution - Tier 3 - 2QU CoRE ¦ 1QU LoRE | Non-Red Flag Warning - Destructive Fires | Aggregated | Aggregated | 2021 | 5.3068e-06 | 0 | 226.4749 | 0.0012019 | 2021 | Mitigation | 0.08575 | 30 | 0 | esc | 0.0012005 | 6.3708e-09 | 0.00060025 | 3.1854e-09 | 0 | 0
[79 empty] | WLDFR | HFTD - Distribution - Tier 3 - 2QU CoRE ¦ 1QU LoRE | Non-Red Flag Warning - Catastrophic Fires | 2027 | 5.3438e-09 | 2.6719e-09 | 6.8706e-09 | 14664.6376 | 233.2301 | 8896.516 | 5534.8915 | 0 | 0 | 0 | 4.4513e-06 |  | 7.8365e-05 | 0 | 7.8365e-05 | 3.9182e-05 | 0 | 3.9182e-05 | 0.00010075 | 0 | 0.00010075 | [16 empty] | 7.3.1.3 Ignition probability mapping showing the probability of ignition along the electric lines and equipmentWLDFRAggregatedAggregated | WLDFR | HFTD - Distribution - Tier 3 - 2QU CoRE ¦ 1QU LoRE | Non-Red Flag Warning - Destructive Fires | Aggregated | Aggregated | 2022 | 5.3068e-06 | 0 | 226.4749 | 0.0012019 | 2022 | Mitigation | 0.08575 | 30 | 0 | esc | 0.0012005 | 6.3708e-09 | 0.00060025 | 3.1854e-09 | 0.0015435 | 8.191e-09
[79 empty] | WLDFR | HFTD - Distribution - Tier 3 - 2QU CoRE ¦ 1QU LoRE | Non-Red Flag Warning - Catastrophic Fires | 2028 | 5.3438e-09 | 2.6719e-09 | 6.8706e-09 | 15317.9909 | 247.273 | 9287.6491 | 5783.0689 | 0 | 0 | 0 | 4.4513e-06 |  | 8.1856e-05 | 0 | 8.1856e-05 | 4.0928e-05 | 0 | 4.0928e-05 | 0.00010524 | 0 | 0.00010524 | [16 empty] | 7.3.1.3 Ignition probability mapping showing the probability of ignition along the electric lines and equipmentWLDFRAggregatedAggregated | WLDFR | HFTD - Distribution - Tier 3 - 2QU CoRE ¦ 1QU LoRE | Non-Red Flag Warning - Destructive Fires | Aggregated | Aggregated | 2023 | 5.3068e-06 | 0 | 226.4749 | 0.0012019 | 2023 | Mitigation | 0.08575 | 30 | 0 | esc | 0.0012005 | 6.3708e-09 | 0.00060025 | 3.1854e-09 | 0.0015435 | 8.191e-09
[79 empty] | WLDFR | HFTD - Distribution - Tier 3 - 2QU CoRE ¦ 1QU LoRE | Non-Red Flag Warning - Catastrophic Fires | 2029 | 5.3438e-09 | 2.6719e-09 | 6.8706e-09 | 15317.9909 | 247.273 | 9287.6491 | 5783.0689 | 0 | 0 | 0 | 4.4513e-06 |  | 8.1856e-05 | 0 | 8.1856e-05 | 4.0928e-05 | 0 | 4.0928e-05 | 0.00010524 | 0 | 0.00010524 | [16 empty] | 7.3.1.3 Ignition probability mapping showing the probability of ignition along the electric lines and equipmentWLDFRAggregatedAggregated | WLDFR | HFTD - Distribution - Tier 3 - 2QU CoRE ¦ 1QU LoRE | Non-Red Flag Warning - Destructive Fires | Aggregated | Aggregated | 2024 | 5.3068e-06 | 0 | 226.4749 | 0.0012019 | 2024 | Mitigation | 0.08575 | 30 | 0 | esc | 0.0012005 | 6.3708e-09 | 0.00060025 | 3.1854e-09 | 0.0015435 | 8.191e-09
[79 empty] | WLDFR | HFTD - Distribution - Tier 3 - 2QU CoRE ¦ 1QU LoRE | Non-Red Flag Warning - Catastrophic Fires | 2030 | 5.3438e-09 | 2.6719e-09 | 6.8706e-09 | 15317.9909 | 247.273 | 9287.6491 | 5783.0689 | 0 | 0 | 0 | 4.4513e-06 |  | 8.1856e-05 | 0 | 8.1856e-05 | 4.0928e-05 | 0 | 4.0928e-05 | 0.00010524 | 0 | 0.00010524 | [16 empty] | 7.3.1.3 Ignition probability mapping showing the probability of ignition along the electric lines and equipmentWLDFRAggregatedAggregated | WLDFR | HFTD - Distribution - Tier 3 - 2QU CoRE ¦ 1QU LoRE | Non-Red Flag Warning - Destructive Fires | Aggregated | Aggregated | 2025 | 5.3068e-06 | 0 | 226.4749 | 0.0012019 | 2025 | Mitigation | 0.08575 | 30 | 0 | esc | 0.0012005 | 6.3708e-09 | 0.00060025 | 3.1854e-09 | 0.0015435 | 8.191e-09
[79 empty] | WLDFR | HFTD - Distribution - Tier 3 - 2QU CoRE ¦ 1QU LoRE | Non-Red Flag Warning - Catastrophic Fires | 2031 | 5.3438e-09 | 2.6719e-09 | 6.8706e-09 | 15317.9909 | 247.273 | 9287.6491 | 5783.0689 | 0 | 0 | 0 | 4.4513e-06 |  | 8.1856e-05 | 0 | 8.1856e-05 | 4.0928e-05 | 0 | 4.0928e-05 | 0.00010524 | 0 | 0.00010524 | [16 empty] | 7.3.1.3 Ignition probability mapping showing the probability of ignition along the electric lines and equipmentWLDFRAggregatedAggregated | WLDFR | HFTD - Distribution - Tier 3 - 2QU CoRE ¦ 1QU LoRE | Non-Red Flag Warning - Destructive Fires | Aggregated | Aggregated | 2026 | 5.3068e-06 | 0 | 226.4749 | 0.0012019 | 2026 | Mitigation | 0.08575 | 30 | 0 | esc | 0.0012005 | 6.3708e-09 | 0.00060025 | 3.1854e-09 | 0.0015435 | 8.191e-09
[79 empty] | WLDFR | HFTD - Distribution - Tier 3 - 2QU CoRE ¦ 1QU LoRE | Non-Red Flag Warning - Catastrophic Fires | 2032 | 5.3438e-09 | 2.6719e-09 | 6.8706e-09 | 15317.9909 | 247.273 | 9287.6491 | 5783.0689 | 0 | 0 | 0 | 4.4513e-06 |  | 8.1856e-05 | 0 | 8.1856e-05 | 4.0928e-05 | 0 | 4.0928e-05 | 0.00010524 | 0 | 0.00010524 | [16 empty] | 7.3.1.3 Ignition probability mapping showing the probability of ignition along the electric lines and equipmentWLDFRAggregatedAggregated | WLDFR | HFTD - Distribution - Tier 3 - 2QU CoRE ¦ 1QU LoRE | Non-Red Flag Warning - Destructive Fires | Aggregated | Aggregated | 2027 | 5.3068e-06 | 0 | 226.4749 | 0.0012019 | 2027 | Mitigation | 0.08575 | 30 | 0 | esc | 0.0012005 | 6.3708e-09 | 0.00060025 | 3.1854e-09 | 0.0015435 | 8.191e-09
[79 empty] | WLDFR | HFTD - Distribution - Tier 3 - 2QU CoRE ¦ 1QU LoRE | Non-Red Flag Warning - Catastrophic Fires | 2033 | 5.3438e-09 | 2.6719e-09 | 6.8706e-09 | 16044.1264 | 263.1074 | 9721.74 | 6059.2791 | 0 | 0 | 0 | 4.4513e-06 |  | 8.5737e-05 | 0 | 8.5737e-05 | 4.2868e-05 | 0 | 4.2868e-05 | 0.00011023 | 0 | 0.00011023 | [16 empty] | 7.3.1.3 Ignition probability mapping showing the probability of ignition along the electric lines and equipmentWLDFRAggregatedAggregated | WLDFR | HFTD - Distribution - Tier 3 - 2QU CoRE ¦ 1QU LoRE | Non-Red Flag Warning - Destructive Fires | Aggregated | Aggregated | 2028 | 5.3068e-06 | 0 | 226.4749 | 0.0012019 | 2028 | Mitigation | 0.08575 | 30 | 0 | esc | 0.0012005 | 6.3708e-09 | 0.00060025 | 3.1854e-09 | 0.0015435 | 8.191e-09
[79 empty] | WLDFR | HFTD - Distribution - Tier 3 - 2QU CoRE ¦ 1QU LoRE | Non-Red Flag Warning - Catastrophic Fires | 2034 | 5.3438e-09 | 2.6719e-09 | 6.8706e-09 | 16044.1264 | 263.1074 | 9721.74 | 6059.2791 | 0 | 0 | 0 | 4.4513e-06 |  | 8.5737e-05 | 0 | 8.5737e-05 | 4.2868e-05 | 0 | 4.2868e-05 | 0.00011023 | 0 | 0.00011023 | [16 empty] | 7.3.1.3 Ignition probability mapping showing the probability of ignition along the electric lines and equipmentWLDFRAggregatedAggregated | WLDFR | HFTD - Distribution - Tier 3 - 2QU CoRE ¦ 1QU LoRE | Non-Red Flag Warning - Destructive Fires | Aggregated | Aggregated | 2029 | 5.3068e-06 | 0 | 226.4749 | 0.0012019 | 2029 | Mitigation | 0.08575 | 30 | 0 | esc | 0.0012005 | 6.3708e-09 | 0.00060025 | 3.1854e-09 | 0.0015435 | 8.191e-09
[79 empty] | WLDFR | HFTD - Distribution - Tier 3 - 2QU CoRE ¦ 1QU LoRE | Non-Red Flag Warning - Catastrophic Fires | 2035 | 5.3438e-09 | 2.6719e-09 | 6.8706e-09 | 16044.1264 | 263.1074 | 9721.74 | 6059.2791 | 0 | 0 | 0 | 4.4513e-06 |  | 8.5737e-05 | 0 | 8.5737e-05 | 4.2868e-05 | 0 | 4.2868e-05 | 0.00011023 | 0 | 0.00011023 | [16 empty] | 7.3.1.3 Ignition probability mapping showing the probability of ignition along the electric lines and equipmentWLDFRAggregatedAggregated | WLDFR | HFTD - Distribution - Tier 3 - 2QU CoRE ¦ 1QU LoRE | Non-Red Flag Warning - Destructive Fires | Aggregated | Aggregated | 2030 | 5.3068e-06 | 0 | 226.4749 | 0.0012019 | 2030 | Mitigation | 0.08575 | 30 | 0 | esc | 0.0012005 | 6.3708e-09 | 0.00060025 | 3.1854e-09 | 0.0015435 | 8.191e-09
[79 empty] | WLDFR | HFTD - Distribution - Tier 3 - 2QU CoRE ¦ 1QU LoRE | Non-Red Flag Warning - Catastrophic Fires | 2036 | 5.3438e-09 | 2.6719e-09 | 6.8706e-09 | 16044.1264 | 263.1074 | 9721.74 | 6059.2791 | 0 | 0 | 0 | 4.4513e-06 |  | 8.5737e-05 | 0 | 8.5737e-05 | 4.2868e-05 | 0 | 4.2868e-05 | 0.00011023 | 0 | 0.00011023 | [16 empty] | 7.3.1.3 Ignition probability mapping showing the probability of ignition along the electric lines and equipmentWLDFRAggregatedAggregated | WLDFR | HFTD - Distribution - Tier 3 - 2QU CoRE ¦ 1QU LoRE | Non-Red Flag Warning - Destructive Fires | Aggregated | Aggregated | 2031 | 5.3068e-06 | 0 | 226.4749 | 0.0012019 | 2031 | Mitigation | 0.08575 | 30 | 0 | esc | 0.0012005 | 6.3708e-09 | 0.00060025 | 3.1854e-09 | 0.0015435 | 8.191e-09
[79 empty] | WLDFR | HFTD - Distribution - Tier 3 - 2QU CoRE ¦ 1QU LoRE | Non-Red Flag Warning - Catastrophic Fires | 2037 | 5.3438e-09 | 2.6719e-09 | 6.8706e-09 | 16044.1264 | 263.1074 | 9721.74 | 6059.2791 | 0 | 0 | 0 | 4.4513e-06 |  | 8.5737e-05 | 0 | 8.5737e-05 | 4.2868e-05 | 0 | 4.2868e-05 | 0.00011023 | 0 | 0.00011023 | [16 empty] | 7.3.1.3 Ignition probability mapping showing the probability of ignition along the electric lines and equipmentWLDFRAggregatedAggregated | WLDFR | HFTD - Distribution - Tier 3 - 2QU CoRE ¦ 1QU LoRE | Non-Red Flag Warning - Destructive Fires | Aggregated | Aggregated | 2032 | 5.3068e-06 | 0 | 226.4749 | 0.0012019 | 2032 | Mitigation | 0.08575 | 30 | 0 | esc | 0.0012005 | 6.3708e-09 | 0.00060025 | 3.1854e-09 | 0.0015435 | 8.191e-09
[79 empty] | WLDFR | HFTD - Distribution - Tier 3 - 2QU CoRE ¦ 1QU LoRE | Non-Red Flag Warning - Catastrophic Fires | 2038 | 5.3438e-09 | 2.6719e-09 | 6.8706e-09 | 16832.3912 | 280.5544 | 10192.2718 | 6359.5651 | 0 | 0 | 0 | 4.4513e-06 |  | 8.9949e-05 | 0 | 8.9949e-05 | 4.4974e-05 | 0 | 4.4974e-05 | 0.00011565 | 0 | 0.00011565 | [16 empty] | 7.3.1.3 Ignition probability mapping showing the probability of ignition along the electric lines and equipmentWLDFRAggregatedAggregated | WLDFR | HFTD - Distribution - Tier 3 - 2QU CoRE ¦ 1QU LoRE | Non-Red Flag Warning - Destructive Fires | Aggregated | Aggregated | 2033 | 5.3068e-06 | 0 | 226.4749 | 0.0012019 | 2033 | Mitigation | 0.08575 | 30 | 0 | esc | 0.0012005 | 6.3708e-09 | 0.00060025 | 3.1854e-09 | 0.0015435 | 8.191e-09
[79 empty] | WLDFR | HFTD - Distribution - Tier 3 - 2QU CoRE ¦ 1QU LoRE | Non-Red Flag Warning - Catastrophic Fires | 2039 | 5.3438e-09 | 2.6719e-09 | 6.8706e-09 | 16832.3912 | 280.5544 | 10192.2718 | 6359.5651 | 0 | 0 | 0 | 4.4513e-06 |  | 8.9949e-05 | 0 | 8.9949e-05 | 4.4974e-05 | 0 | 4.4974e-05 | 0.00011565 | 0 | 0.00011565 | [16 empty] | 7.3.1.3 Ignition probability mapping showing the probability of ignition along the electric lines and equipmentWLDFRAggregatedAggregated | WLDFR | HFTD - Distribution - Tier 3 - 2QU CoRE ¦ 1QU LoRE | Non-Red Flag Warning - Destructive Fires | Aggregated | Aggregated | 2034 | 5.3068e-06 | 0 | 226.4749 | 0.0012019 | 2034 | Mitigation | 0.08575 | 30 | 0 | esc | 0.0012005 | 6.3708e-09 | 0.00060025 | 3.1854e-09 | 0.0015435 | 8.191e-09
[79 empty] | WLDFR | HFTD - Distribution - Tier 3 - 2QU CoRE ¦ 1QU LoRE | Non-Red Flag Warning - Catastrophic Fires | 2040 | 5.3438e-09 | 2.6719e-09 | 6.8706e-09 | 16832.3912 | 280.5544 | 10192.2718 | 6359.5651 | 0 | 0 | 0 | 4.4513e-06 |  | 8.9949e-05 | 0 | 8.9949e-05 | 4.4974e-05 | 0 | 4.4974e-05 | 0.00011565 | 0 | 0.00011565 | [16 empty] | 7.3.1.3 Ignition probability mapping showing the probability of ignition along the electric lines and equipmentWLDFRAggregatedAggregated | WLDFR | HFTD - Distribution - Tier 3 - 2QU CoRE ¦ 1QU LoRE | Non-Red Flag Warning - Destructive Fires | Aggregated | Aggregated | 2035 | 5.3068e-06 | 0 | 226.4749 | 0.0012019 | 2035 | Mitigation | 0.08575 | 30 | 0 | esc | 0.0012005 | 6.3708e-09 | 0.00060025 | 3.1854e-09 | 0.0015435 | 8.191e-09
[79 empty] | WLDFR | HFTD - Distribution - Tier 3 - 2QU CoRE ¦ 1QU LoRE | Non-Red Flag Warning - Catastrophic Fires | 2041 | 5.3438e-09 | 2.6719e-09 | 6.8706e-09 | 16832.3912 | 280.5544 | 10192.2718 | 6359.5651 | 0 | 0 | 0 | 4.4513e-06 |  | 8.9949e-05 | 0 | 8.9949e-05 | 4.4974e-05 | 0 | 4.4974e-05 | 0.00011565 | 0 | 0.00011565 | [16 empty] | 7.3.1.3 Ignition probability mapping showing the probability of ignition along the electric lines and equipmentWLDFRAggregatedAggregated | WLDFR | HFTD - Distribution - Tier 3 - 2QU CoRE ¦ 1QU LoRE | Non-Red Flag Warning - Destructive Fires | Aggregated | Aggregated | 2036 | 5.3068e-06 | 0 | 226.4749 | 0.0012019 | 2036 | Mitigation | 0.08575 | 30 | 0 | esc | 0.0012005 | 6.3708e-09 | 0.00060025 | 3.1854e-09 | 0.0015435 | 8.191e-09
[79 empty] | WLDFR | HFTD - Distribution - Tier 3 - 2QU CoRE ¦ 1QU LoRE | Non-Red Flag Warning - Catastrophic Fires | 2042 | 5.3438e-09 | 2.6719e-09 | 6.8706e-09 | 16832.3912 | 280.5544 | 10192.2718 | 6359.5651 | 0 | 0 | 0 | 4.4513e-06 |  | 8.9949e-05 | 0 | 8.9949e-05 | 4.4974e-05 | 0 | 4.4974e-05 | 0.00011565 | 0 | 0.00011565 | [16 empty] | 7.3.1.3 Ignition probability mapping showing the probability of ignition along the electric lines and equipmentWLDFRAggregatedAggregated | WLDFR | HFTD - Distribution - Tier 3 - 2QU CoRE ¦ 1QU LoRE | Non-Red Flag Warning - Destructive Fires | Aggregated | Aggregated | 2037 | 5.3068e-06 | 0 | 226.4749 | 0.0012019 | 2037 | Mitigation | 0.08575 | 30 | 0 | esc | 0.0012005 | 6.3708e-09 | 0.00060025 | 3.1854e-09 | 0.0015435 | 8.191e-09
[79 empty] | WLDFR | HFTD - Distribution - Tier 3 - 2QU CoRE ¦ 1QU LoRE | Non-Red Flag Warning - Catastrophic Fires | 2043 | 5.3438e-09 | 2.6719e-09 | 6.8706e-09 | 17672.0852 | 299.42 | 10692.7362 | 6679.929 | 0 | 0 | 0 | 4.4513e-06 |  | 9.4436e-05 | 0 | 9.4436e-05 | 4.7218e-05 | 0 | 4.7218e-05 | 0.00012142 | 0 | 0.00012142 | [16 empty] | 7.3.1.3 Ignition probability mapping showing the probability of ignition along the electric lines and equipmentWLDFRAggregatedAggregated | WLDFR | HFTD - Distribution - Tier 3 - 2QU CoRE ¦ 1QU LoRE | Non-Red Flag Warning - Destructive Fires | Aggregated | Aggregated | 2038 | 5.3068e-06 | 0 | 226.4749 | 0.0012019 | 2038 | Mitigation | 0.08575 | 30 | 0 | esc | 0.0012005 | 6.3708e-09 | 0.00060025 | 3.1854e-09 | 0.0015435 | 8.191e-09
[79 empty] | WLDFR | HFTD - Distribution - Tier 3 - 2QU CoRE ¦ 1QU LoRE | Non-Red Flag Warning - Catastrophic Fires | 2044 | 5.3438e-09 | 2.6719e-09 | 6.8706e-09 | 17672.0852 | 299.42 | 10692.7362 | 6679.929 | 0 | 0 | 0 | 4.4513e-06 |  | 9.4436e-05 | 0 | 9.4436e-05 | 4.7218e-05 | 0 | 4.7218e-05 | 0.00012142 | 0 | 0.00012142 | [16 empty] | 7.3.1.3 Ignition probability mapping showing the probability of ignition along the electric lines and equipmentWLDFRAggregatedAggregated | WLDFR | HFTD - Distribution - Tier 3 - 2QU CoRE ¦ 1QU LoRE | Non-Red Flag Warning - Destructive Fires | Aggregated | Aggregated | 2039 | 5.3068e-06 | 0 | 226.4749 | 0.0012019 | 2039 | Mitigation | 0.08575 | 30 | 0 | esc | 0.0012005 | 6.3708e-09 | 0.00060025 | 3.1854e-09 | 0.0015435 | 8.191e-09
[79 empty] | WLDFR | HFTD - Distribution - Tier 3 - 2QU CoRE ¦ 1QU LoRE | Non-Red Flag Warning - Catastrophic Fires | 2045 | 5.3438e-09 | 2.6719e-09 | 6.8706e-09 | 17672.0852 | 299.42 | 10692.7362 | 6679.929 | 0 | 0 | 0 | 4.4513e-06 |  | 9.4436e-05 | 0 | 9.4436e-05 | 4.7218e-05 | 0 | 4.7218e-05 | 0.00012142 | 0 | 0.00012142 | [16 empty] | 7.3.1.3 Ignition probability mapping showing the probability of ignition along the electric lines and equipmentWLDFRAggregatedAggregated | WLDFR | HFTD - Distribution - Tier 3 - 2QU CoRE ¦ 1QU LoRE | Non-Red Flag Warning - Destructive Fires | Aggregated | Aggregated | 2040 | 5.3068e-06 | 0 | 226.4749 | 0.0012019 | 2040 | Mitigation | 0.08575 | 30 | 0 | esc | 0.0012005 | 6.3708e-09 | 0.00060025 | 3.1854e-09 | 0.0015435 | 8.191e-09
[79 empty] | WLDFR | HFTD - Distribution - Tier 3 - 2QU CoRE ¦ 1QU LoRE | Non-Red Flag Warning - Catastrophic Fires | 2046 | 5.3438e-09 | 2.6719e-09 | 6.8706e-09 | 17672.0852 | 299.42 | 10692.7362 | 6679.929 | 0 | 0 | 0 | 4.4513e-06 |  | 9.4436e-05 | 0 | 9.4436e-05 | 4.7218e-05 | 0 | 4.7218e-05 | 0.00012142 | 0 | 0.00012142 | [16 empty] | 7.3.1.3 Ignition probability mapping showing the probability of ignition along the electric lines and equipmentWLDFRAggregatedAggregated | WLDFR | HFTD - Distribution - Tier 3 - 2QU CoRE ¦ 1QU LoRE | Non-Red Flag Warning - Destructive Fires | Aggregated | Aggregated | 2041 | 5.3068e-06 | 0 | 226.4749 | 0.0012019 | 2041 | Mitigation | 0.08575 | 30 | 0 | esc | 0.0012005 | 6.3708e-09 | 0.00060025 | 3.1854e-09 | 0.0015435 | 8.191e-09
[79 empty] | WLDFR | HFTD - Distribution - Tier 3 - 2QU CoRE ¦ 1QU LoRE | Non-Red Flag Warning - Catastrophic Fires | 2047 | 5.3438e-09 | 2.6719e-09 | 6.8706e-09 | 17672.0852 | 299.42 | 10692.7362 | 6679.929 | 0 | 0 | 0 | 4.4513e-06 |  | 9.4436e-05 | 0 | 9.4436e-05 | 4.7218e-05 | 0 | 4.7218e-05 | 0.00012142 | 0 | 0.00012142 | [16 empty] | 7.3.1.3 Ignition probability mapping showing the probability of ignition along the electric lines and equipmentWLDFRAggregatedAggregated | WLDFR | HFTD - Distribution - Tier 3 - 2QU CoRE ¦ 1QU LoRE | Non-Red Flag Warning - Destructive Fires | Aggregated | Aggregated | 2042 | 5.3068e-06 | 0 | 226.4749 | 0.0012019 | 2042 | Mitigation | 0.08575 | 30 | 0 | esc | 0.0012005 | 6.3708e-09 | 0.00060025 | 3.1854e-09 | 0.0015435 | 8.191e-09
[79 empty] | WLDFR | HFTD - Distribution - Tier 3 - 2QU CoRE ¦ 1QU LoRE | Non-Red Flag Warning - Catastrophic Fires | 2048 | 5.3438e-09 | 2.6719e-09 | 6.8706e-09 | 18552.3348 | 319.4911 | 11216.5626 | 7016.281 | 0 | 0 | 0 | 4.4513e-06 |  | 9.914e-05 | 0 | 9.914e-05 | 4.957e-05 | 0 | 4.957e-05 | 0.00012747 | 0 | 0.00012747 | [16 empty] | 7.3.1.3 Ignition probability mapping showing the probability of ignition along the electric lines and equipmentWLDFRAggregatedAggregated | WLDFR | HFTD - Distribution - Tier 3 - 2QU CoRE ¦ 1QU LoRE | Non-Red Flag Warning - Destructive Fires | Aggregated | Aggregated | 2043 | 5.3068e-06 | 0 | 226.4749 | 0.0012019 | 2043 | Mitigation | 0.08575 | 30 | 0 | esc | 0.0012005 | 6.3708e-09 | 0.00060025 | 3.1854e-09 | 0.0015435 | 8.191e-09
[79 empty] | WLDFR | HFTD - Distribution - Tier 3 - 2QU CoRE ¦ 1QU LoRE | Non-Red Flag Warning - Catastrophic Fires | 2049 | 5.3438e-09 | 2.6719e-09 | 6.8706e-09 | 18552.3348 | 319.4911 | 11216.5626 | 7016.281 | 0 | 0 | 0 | 4.4513e-06 |  | 9.914e-05 | 0 | 9.914e-05 | 4.957e-05 | 0 | 4.957e-05 | 0.00012747 | 0 | 0.00012747 | [16 empty] | 7.3.1.3 Ignition probability mapping showing the probability of ignition along the electric lines and equipmentWLDFRAggregatedAggregated | WLDFR | HFTD - Distribution - Tier 3 - 2QU CoRE ¦ 1QU LoRE | Non-Red Flag Warning - Destructive Fires | Aggregated | Aggregated | 2044 | 5.3068e-06 | 0 | 226.4749 | 0.0012019 | 2044 | Mitigation | 0.08575 | 30 | 0 | esc | 0.0012005 | 6.3708e-09 | 0.00060025 | 3.1854e-09 | 0.0015435 | 8.191e-09
[79 empty] | WLDFR | HFTD - Distribution - Tier 3 - 2QU CoRE ¦ 1QU LoRE | Non-Red Flag Warning - Catastrophic Fires | 2050 | 0 | 2.6719e-09 | 6.8706e-09 | 18552.3348 | 319.4911 | 11216.5626 | 7016.281 | 0 | 0 | 0 | 4.4513e-06 |  | 0 | 0 | 0 | 4.957e-05 | 0 | 4.957e-05 | 0.00012747 | 0 | 0.00012747 | [16 empty] | 7.3.1.3 Ignition probability mapping showing the probability of ignition along the electric lines and equipmentWLDFRAggregatedAggregated | WLDFR | HFTD - Distribution - Tier 3 - 2QU CoRE ¦ 1QU LoRE | Non-Red Flag Warning - Destructive Fires | Aggregated | Aggregated | 2045 | 5.3068e-06 | 0 | 226.4749 | 0.0012019 | 2045 | Mitigation | 0.08575 | 30 | 0 | esc | 0.0012005 | 6.3708e-09 | 0.00060025 | 3.1854e-09 | 0.0015435 | 8.191e-09
[79 empty] | WLDFR | HFTD - Distribution - Tier 3 - 2QU CoRE ¦ 1QU LoRE | Non-Red Flag Warning - Catastrophic Fires | 2051 | 0 | 0 | 6.8706e-09 | 18552.3348 | 319.4911 | 11216.5626 | 7016.281 | 0 | 0 | 0 | 4.4513e-06 |  | 0 | 0 | 0 | 0 | 0 | 0 | 0.00012747 | 0 | 0.00012747 | [16 empty] | 7.3.1.3 Ignition probability mapping showing the probability of ignition along the electric lines and equipmentWLDFRAggregatedAggregated | WLDFR | HFTD - Distribution - Tier 3 - 2QU CoRE ¦ 1QU LoRE | Non-Red Flag Warning - Destructive Fires | Aggregated | Aggregated | 2046 | 5.3068e-06 | 0 | 226.4749 | 0.0012019 | 2046 | Mitigation | 0.08575 | 30 | 0 | esc | 0.0012005 | 6.3708e-09 | 0.00060025 | 3.1854e-09 | 0.0015435 | 8.191e-09
[79 empty] | WLDFR | HFTD - Distribution - Tier 3 - 2QU CoRE ¦ 1QU LoRE | Non-Red Flag Warning - Destructive Fires | 2020 | 6.3708e-09 | 0 | 0 | 8807.9522 | 222.2294 | 8585.7228 | 0 | 0 | 0 | 0 | 5.3068e-06 |  | 5.6114e-05 | 0 | 5.6114e-05 | 0 | 0 | 0 | 0 | 0 | 0 | [16 empty] | 7.3.1.3 Ignition probability mapping showing the probability of ignition along the electric lines and equipmentWLDFRAggregatedAggregated | WLDFR | HFTD - Distribution - Tier 3 - 2QU CoRE ¦ 1QU LoRE | Non-Red Flag Warning - Destructive Fires | Aggregated | Aggregated | 2047 | 5.3068e-06 | 0 | 226.4749 | 0.0012019 | 2047 | Mitigation | 0.08575 | 30 | 0 | esc | 0.0012005 | 6.3708e-09 | 0.00060025 | 3.1854e-09 | 0.0015435 | 8.191e-09
[79 empty] | WLDFR | HFTD - Distribution - Tier 3 - 2QU CoRE ¦ 1QU LoRE | Non-Red Flag Warning - Destructive Fires | 2021 | 6.3708e-09 | 3.1854e-09 | 0 | 8807.9522 | 222.2294 | 8585.7228 | 0 | 0 | 0 | 0 | 5.3068e-06 |  | 5.6114e-05 | 0 | 5.6114e-05 | 2.8057e-05 | 0 | 2.8057e-05 | 0 | 0 | 0 | [16 empty] | 7.3.1.3 Ignition probability mapping showing the probability of ignition along the electric lines and equipmentWLDFRAggregatedAggregated | WLDFR | HFTD - Distribution - Tier 3 - 2QU CoRE ¦ 1QU LoRE | Non-Red Flag Warning - Destructive Fires | Aggregated | Aggregated | 2048 | 5.3068e-06 | 0 | 226.4749 | 0.0012019 | 2048 | Mitigation | 0.08575 | 30 | 0 | esc | 0.0012005 | 6.3708e-09 | 0.00060025 | 3.1854e-09 | 0.0015435 | 8.191e-09
[79 empty] | WLDFR | HFTD - Distribution - Tier 3 - 2QU CoRE ¦ 1QU LoRE | Non-Red Flag Warning - Destructive Fires | 2022 | 6.3708e-09 | 3.1854e-09 | 8.191e-09 | 8807.9522 | 222.2294 | 8585.7228 | 0 | 0 | 0 | 0 | 5.3068e-06 |  | 5.6114e-05 | 0 | 5.6114e-05 | 2.8057e-05 | 0 | 2.8057e-05 | 7.2146e-05 | 0 | 7.2146e-05 | [16 empty] | 7.3.1.3 Ignition probability mapping showing the probability of ignition along the electric lines and equipmentWLDFRAggregatedAggregated | WLDFR | HFTD - Distribution - Tier 3 - 2QU CoRE ¦ 1QU LoRE | Non-Red Flag Warning - Destructive Fires | Aggregated | Aggregated | 2049 | 5.3068e-06 | 0 | 226.4749 | 0.0012019 | 2049 | Mitigation | 0.08575 | 30 | 0 | esc | 0.0012005 | 6.3708e-09 | 0.00060025 | 3.1854e-09 | 0.0015435 | 8.191e-09
[79 empty] | WLDFR | HFTD - Distribution - Tier 3 - 2QU CoRE ¦ 1QU LoRE | Non-Red Flag Warning - Destructive Fires | 2023 | 6.3708e-09 | 3.1854e-09 | 8.191e-09 | 9129.7461 | 233.2301 | 8896.516 | 0 | 0 | 0 | 0 | 5.3068e-06 |  | 5.8164e-05 | 0 | 5.8164e-05 | 2.9082e-05 | 0 | 2.9082e-05 | 7.4782e-05 | 0 | 7.4782e-05 | [16 empty] | 7.3.1.3 Ignition probability mapping showing the probability of ignition along the electric lines and equipmentWLDFRAggregatedAggregated | WLDFR | HFTD - Distribution - Tier 3 - 2QU CoRE ¦ 1QU LoRE | Non-Red Flag Warning - Destructive Fires | Aggregated | Aggregated | 2050 | 5.3068e-06 | 0 | 226.4749 | 0.0012019 | 2050 | Mitigation | 0.08575 | 30 | 0 | esc | 0 | 0 | 0.00060025 | 3.1854e-09 | 0.0015435 | 8.191e-09
[79 empty] | WLDFR | HFTD - Distribution - Tier 3 - 2QU CoRE ¦ 1QU LoRE | Non-Red Flag Warning - Destructive Fires | 2024 | 6.3708e-09 | 3.1854e-09 | 8.191e-09 | 9129.7461 | 233.2301 | 8896.516 | 0 | 0 | 0 | 0 | 5.3068e-06 |  | 5.8164e-05 | 0 | 5.8164e-05 | 2.9082e-05 | 0 | 2.9082e-05 | 7.4782e-05 | 0 | 7.4782e-05 | [16 empty] | 7.3.1.3 Ignition probability mapping showing the probability of ignition along the electric lines and equipmentWLDFRAggregatedAggregated | WLDFR | HFTD - Distribution - Tier 3 - 2QU CoRE ¦ 1QU LoRE | Non-Red Flag Warning - Destructive Fires | Aggregated | Aggregated | 2051 | 5.3068e-06 | 0 | 226.4749 | 0.0012019 | 2051 | Mitigation | 0.08575 | 30 | 0 | esc | 0 | 0 | 0 | 0 | 0.0015435 | 8.191e-09
[79 empty] | WLDFR | HFTD - Distribution - Tier 3 - 2QU CoRE ¦ 1QU LoRE | Non-Red Flag Warning - Destructive Fires | 2025 | 6.3708e-09 | 3.1854e-09 | 8.191e-09 | 9129.7461 | 233.2301 | 8896.516 | 0 | 0 | 0 | 0 | 5.3068e-06 |  | 5.8164e-05 | 0 | 5.8164e-05 | 2.9082e-05 | 0 | 2.9082e-05 | 7.4782e-05 | 0 | 7.4782e-05 | [16 empty] | 7.3.1.3 Ignition probability mapping showing the probability of ignition along the electric lines and equipmentWLDFRAggregatedAggregated | WLDFR | HFTD - Distribution - Tier 3 - 2QU CoRE ¦ 1QU LoRE | Non-Red Flag Warning - Large Fires | Aggregated | Aggregated | 2021 | 4.1814e-05 | 0 | 226.4749 | 0.0094697 | 2021 | Mitigation | 0.08575 | 30 | 0 | esc | 0.0012005 | 5.0197e-08 | 0.00060025 | 2.5099e-08 | 0 | 0
[79 empty] | WLDFR | HFTD - Distribution - Tier 3 - 2QU CoRE ¦ 1QU LoRE | Non-Red Flag Warning - Destructive Fires | 2026 | 6.3708e-09 | 3.1854e-09 | 8.191e-09 | 9129.7461 | 233.2301 | 8896.516 | 0 | 0 | 0 | 0 | 5.3068e-06 |  | 5.8164e-05 | 0 | 5.8164e-05 | 2.9082e-05 | 0 | 2.9082e-05 | 7.4782e-05 | 0 | 7.4782e-05 | [16 empty] | 7.3.1.3 Ignition probability mapping showing the probability of ignition along the electric lines and equipmentWLDFRAggregatedAggregated | WLDFR | HFTD - Distribution - Tier 3 - 2QU CoRE ¦ 1QU LoRE | Non-Red Flag Warning - Large Fires | Aggregated | Aggregated | 2022 | 4.1814e-05 | 0 | 226.4749 | 0.0094697 | 2022 | Mitigation | 0.08575 | 30 | 0 | esc | 0.0012005 | 5.0197e-08 | 0.00060025 | 2.5099e-08 | 0.0015435 | 6.4539e-08
[79 empty] | WLDFR | HFTD - Distribution - Tier 3 - 2QU CoRE ¦ 1QU LoRE | Non-Red Flag Warning - Destructive Fires | 2027 | 6.3708e-09 | 3.1854e-09 | 8.191e-09 | 9129.7461 | 233.2301 | 8896.516 | 0 | 0 | 0 | 0 | 5.3068e-06 |  | 5.8164e-05 | 0 | 5.8164e-05 | 2.9082e-05 | 0 | 2.9082e-05 | 7.4782e-05 | 0 | 7.4782e-05 | [16 empty] | 7.3.1.3 Ignition probability mapping showing the probability of ignition along the electric lines and equipmentWLDFRAggregatedAggregated | WLDFR | HFTD - Distribution - Tier 3 - 2QU CoRE ¦ 1QU LoRE | Non-Red Flag Warning - Large Fires | Aggregated | Aggregated | 2023 | 4.1814e-05 | 0 | 226.4749 | 0.0094697 | 2023 | Mitigation | 0.08575 | 30 | 0 | esc | 0.0012005 | 5.0197e-08 | 0.00060025 | 2.5099e-08 | 0.0015435 | 6.4539e-08
[79 empty] | WLDFR | HFTD - Distribution - Tier 3 - 2QU CoRE ¦ 1QU LoRE | Non-Red Flag Warning - Destructive Fires | 2028 | 6.3708e-09 | 3.1854e-09 | 8.191e-09 | 9534.9221 | 247.273 | 9287.6491 | 0 | 0 | 0 | 0 | 5.3068e-06 |  | 6.0745e-05 | 0 | 6.0745e-05 | 3.0372e-05 | 0 | 3.0372e-05 | 7.8101e-05 | 0 | 7.8101e-05 | [16 empty] | 7.3.1.3 Ignition probability mapping showing the probability of ignition along the electric lines and equipmentWLDFRAggregatedAggregated | WLDFR | HFTD - Distribution - Tier 3 - 2QU CoRE ¦ 1QU LoRE | Non-Red Flag Warning - Large Fires | Aggregated | Aggregated | 2024 | 4.1814e-05 | 0 | 226.4749 | 0.0094697 | 2024 | Mitigation | 0.08575 | 30 | 0 | esc | 0.0012005 | 5.0197e-08 | 0.00060025 | 2.5099e-08 | 0.0015435 | 6.4539e-08
[79 empty] | WLDFR | HFTD - Distribution - Tier 3 - 2QU CoRE ¦ 1QU LoRE | Non-Red Flag Warning - Destructive Fires | 2029 | 6.3708e-09 | 3.1854e-09 | 8.191e-09 | 9534.9221 | 247.273 | 9287.6491 | 0 | 0 | 0 | 0 | 5.3068e-06 |  | 6.0745e-05 | 0 | 6.0745e-05 | 3.0372e-05 | 0 | 3.0372e-05 | 7.8101e-05 | 0 | 7.8101e-05 | [16 empty] | 7.3.1.3 Ignition probability mapping showing the probability of ignition along the electric lines and equipmentWLDFRAggregatedAggregated | WLDFR | HFTD - Distribution - Tier 3 - 2QU CoRE ¦ 1QU LoRE | Non-Red Flag Warning - Large Fires | Aggregated | Aggregated | 2025 | 4.1814e-05 | 0 | 226.4749 | 0.0094697 | 2025 | Mitigation | 0.08575 | 30 | 0 | esc | 0.0012005 | 5.0197e-08 | 0.00060025 | 2.5099e-08 | 0.0015435 | 6.4539e-08
[79 empty] | WLDFR | HFTD - Distribution - Tier 3 - 2QU CoRE ¦ 1QU LoRE | Non-Red Flag Warning - Destructive Fires | 2030 | 6.3708e-09 | 3.1854e-09 | 8.191e-09 | 9534.9221 | 247.273 | 9287.6491 | 0 | 0 | 0 | 0 | 5.3068e-06 |  | 6.0745e-05 | 0 | 6.0745e-05 | 3.0372e-05 | 0 | 3.0372e-05 | 7.8101e-05 | 0 | 7.8101e-05 | [16 empty] | 7.3.1.3 Ignition probability mapping showing the probability of ignition along the electric lines and equipmentWLDFRAggregatedAggregated | WLDFR | HFTD - Distribution - Tier 3 - 2QU CoRE ¦ 1QU LoRE | Non-Red Flag Warning - Large Fires | Aggregated | Aggregated | 2026 | 4.1814e-05 | 0 | 226.4749 | 0.0094697 | 2026 | Mitigation | 0.08575 | 30 | 0 | esc | 0.0012005 | 5.0197e-08 | 0.00060025 | 2.5099e-08 | 0.0015435 | 6.4539e-08
[79 empty] | WLDFR | HFTD - Distribution - Tier 3 - 2QU CoRE ¦ 1QU LoRE | Non-Red Flag Warning - Destructive Fires | 2031 | 6.3708e-09 | 3.1854e-09 | 8.191e-09 | 9534.9221 | 247.273 | 9287.6491 | 0 | 0 | 0 | 0 | 5.3068e-06 |  | 6.0745e-05 | 0 | 6.0745e-05 | 3.0372e-05 | 0 | 3.0372e-05 | 7.8101e-05 | 0 | 7.8101e-05 | [16 empty] | 7.3.1.3 Ignition probability mapping showing the probability of ignition along the electric lines and equipmentWLDFRAggregatedAggregated | WLDFR | HFTD - Distribution - Tier 3 - 2QU CoRE ¦ 1QU LoRE | Non-Red Flag Warning - Large Fires | Aggregated | Aggregated | 2027 | 4.1814e-05 | 0 | 226.4749 | 0.0094697 | 2027 | Mitigation | 0.08575 | 30 | 0 | esc | 0.0012005 | 5.0197e-08 | 0.00060025 | 2.5099e-08 | 0.0015435 | 6.4539e-08
[79 empty] | WLDFR | HFTD - Distribution - Tier 3 - 2QU CoRE ¦ 1QU LoRE | Non-Red Flag Warning - Destructive Fires | 2032 | 6.3708e-09 | 3.1854e-09 | 8.191e-09 | 9534.9221 | 247.273 | 9287.6491 | 0 | 0 | 0 | 0 | 5.3068e-06 |  | 6.0745e-05 | 0 | 6.0745e-05 | 3.0372e-05 | 0 | 3.0372e-05 | 7.8101e-05 | 0 | 7.8101e-05 | [16 empty] | 7.3.1.3 Ignition probability mapping showing the probability of ignition along the electric lines and equipmentWLDFRAggregatedAggregated | WLDFR | HFTD - Distribution - Tier 3 - 2QU CoRE ¦ 1QU LoRE | Non-Red Flag Warning - Large Fires | Aggregated | Aggregated | 2028 | 4.1814e-05 | 0 | 226.4749 | 0.0094697 | 2028 | Mitigation | 0.08575 | 30 | 0 | esc | 0.0012005 | 5.0197e-08 | 0.00060025 | 2.5099e-08 | 0.0015435 | 6.4539e-08
[79 empty] | WLDFR | HFTD - Distribution - Tier 3 - 2QU CoRE ¦ 1QU LoRE | Non-Red Flag Warning - Destructive Fires | 2033 | 6.3708e-09 | 3.1854e-09 | 8.191e-09 | 9984.8474 | 263.1074 | 9721.74 | 0 | 0 | 0 | 0 | 5.3068e-06 |  | 6.3611e-05 | 0 | 6.3611e-05 | 3.1806e-05 | 0 | 3.1806e-05 | 8.1786e-05 | 0 | 8.1786e-05 | [16 empty] | 7.3.1.3 Ignition probability mapping showing the probability of ignition along the electric lines and equipmentWLDFRAggregatedAggregated | WLDFR | HFTD - Distribution - Tier 3 - 2QU CoRE ¦ 1QU LoRE | Non-Red Flag Warning - Large Fires | Aggregated | Aggregated | 2029 | 4.1814e-05 | 0 | 226.4749 | 0.0094697 | 2029 | Mitigation | 0.08575 | 30 | 0 | esc | 0.0012005 | 5.0197e-08 | 0.00060025 | 2.5099e-08 | 0.0015435 | 6.4539e-08
[79 empty] | WLDFR | HFTD - Distribution - Tier 3 - 2QU CoRE ¦ 1QU LoRE | Non-Red Flag Warning - Destructive Fires | 2034 | 6.3708e-09 | 3.1854e-09 | 8.191e-09 | 9984.8474 | 263.1074 | 9721.74 | 0 | 0 | 0 | 0 | 5.3068e-06 |  | 6.3611e-05 | 0 | 6.3611e-05 | 3.1806e-05 | 0 | 3.1806e-05 | 8.1786e-05 | 0 | 8.1786e-05 | [16 empty] | 7.3.1.3 Ignition probability mapping showing the probability of ignition along the electric lines and equipmentWLDFRAggregatedAggregated | WLDFR | HFTD - Distribution - Tier 3 - 2QU CoRE ¦ 1QU LoRE | Non-Red Flag Warning - Large Fires | Aggregated | Aggregated | 2030 | 4.1814e-05 | 0 | 226.4749 | 0.0094697 | 2030 | Mitigation | 0.08575 | 30 | 0 | esc | 0.0012005 | 5.0197e-08 | 0.00060025 | 2.5099e-08 | 0.0015435 | 6.4539e-08
[79 empty] | WLDFR | HFTD - Distribution - Tier 3 - 2QU CoRE ¦ 1QU LoRE | Non-Red Flag Warning - Destructive Fires | 2035 | 6.3708e-09 | 3.1854e-09 | 8.191e-09 | 9984.8474 | 263.1074 | 9721.74 | 0 | 0 | 0 | 0 | 5.3068e-06 |  | 6.3611e-05 | 0 | 6.3611e-05 | 3.1806e-05 | 0 | 3.1806e-05 | 8.1786e-05 | 0 | 8.1786e-05 | [16 empty] | 7.3.1.3 Ignition probability mapping showing the probability of ignition along the electric lines and equipmentWLDFRAggregatedAggregated | WLDFR | HFTD - Distribution - Tier 3 - 2QU CoRE ¦ 1QU LoRE | Non-Red Flag Warning - Large Fires | Aggregated | Aggregated | 2031 | 4.1814e-05 | 0 | 226.4749 | 0.0094697 | 2031 | Mitigation | 0.08575 | 30 | 0 | esc | 0.0012005 | 5.0197e-08 | 0.00060025 | 2.5099e-08 | 0.0015435 | 6.4539e-08
[79 empty] | WLDFR | HFTD - Distribution - Tier 3 - 2QU CoRE ¦ 1QU LoRE | Non-Red Flag Warning - Destructive Fires | 2036 | 6.3708e-09 | 3.1854e-09 | 8.191e-09 | 9984.8474 | 263.1074 | 9721.74 | 0 | 0 | 0 | 0 | 5.3068e-06 |  | 6.3611e-05 | 0 | 6.3611e-05 | 3.1806e-05 | 0 | 3.1806e-05 | 8.1786e-05 | 0 | 8.1786e-05 | [16 empty] | 7.3.1.3 Ignition probability mapping showing the probability of ignition along the electric lines and equipmentWLDFRAggregatedAggregated | WLDFR | HFTD - Distribution - Tier 3 - 2QU CoRE ¦ 1QU LoRE | Non-Red Flag Warning - Large Fires | Aggregated | Aggregated | 2032 | 4.1814e-05 | 0 | 226.4749 | 0.0094697 | 2032 | Mitigation | 0.08575 | 30 | 0 | esc | 0.0012005 | 5.0197e-08 | 0.00060025 | 2.5099e-08 | 0.0015435 | 6.4539e-08
[79 empty] | WLDFR | HFTD - Distribution - Tier 3 - 2QU CoRE ¦ 1QU LoRE | Non-Red Flag Warning - Destructive Fires | 2037 | 6.3708e-09 | 3.1854e-09 | 8.191e-09 | 9984.8474 | 263.1074 | 9721.74 | 0 | 0 | 0 | 0 | 5.3068e-06 |  | 6.3611e-05 | 0 | 6.3611e-05 | 3.1806e-05 | 0 | 3.1806e-05 | 8.1786e-05 | 0 | 8.1786e-05 | [16 empty] | 7.3.1.3 Ignition probability mapping showing the probability of ignition along the electric lines and equipmentWLDFRAggregatedAggregated | WLDFR | HFTD - Distribution - Tier 3 - 2QU CoRE ¦ 1QU LoRE | Non-Red Flag Warning - Large Fires | Aggregated | Aggregated | 2033 | 4.1814e-05 | 0 | 226.4749 | 0.0094697 | 2033 | Mitigation | 0.08575 | 30 | 0 | esc | 0.0012005 | 5.0197e-08 | 0.00060025 | 2.5099e-08 | 0.0015435 | 6.4539e-08
[79 empty] | WLDFR | HFTD - Distribution - Tier 3 - 2QU CoRE ¦ 1QU LoRE | Non-Red Flag Warning - Destructive Fires | 2038 | 6.3708e-09 | 3.1854e-09 | 8.191e-09 | 10472.8261 | 280.5544 | 10192.2718 | 0 | 0 | 0 | 0 | 5.3068e-06 |  | 6.672e-05 | 0 | 6.672e-05 | 3.336e-05 | 0 | 3.336e-05 | 8.5783e-05 | 0 | 8.5783e-05 | [16 empty] | 7.3.1.3 Ignition probability mapping showing the probability of ignition along the electric lines and equipmentWLDFRAggregatedAggregated | WLDFR | HFTD - Distribution - Tier 3 - 2QU CoRE ¦ 1QU LoRE | Non-Red Flag Warning - Large Fires | Aggregated | Aggregated | 2034 | 4.1814e-05 | 0 | 226.4749 | 0.0094697 | 2034 | Mitigation | 0.08575 | 30 | 0 | esc | 0.0012005 | 5.0197e-08 | 0.00060025 | 2.5099e-08 | 0.0015435 | 6.4539e-08
[79 empty] | WLDFR | HFTD - Distribution - Tier 3 - 2QU CoRE ¦ 1QU LoRE | Non-Red Flag Warning - Destructive Fires | 2039 | 6.3708e-09 | 3.1854e-09 | 8.191e-09 | 10472.8261 | 280.5544 | 10192.2718 | 0 | 0 | 0 | 0 | 5.3068e-06 |  | 6.672e-05 | 0 | 6.672e-05 | 3.336e-05 | 0 | 3.336e-05 | 8.5783e-05 | 0 | 8.5783e-05 | [16 empty] | 7.3.1.3 Ignition probability mapping showing the probability of ignition along the electric lines and equipmentWLDFRAggregatedAggregated | WLDFR | HFTD - Distribution - Tier 3 - 2QU CoRE ¦ 1QU LoRE | Non-Red Flag Warning - Large Fires | Aggregated | Aggregated | 2035 | 4.1814e-05 | 0 | 226.4749 | 0.0094697 | 2035 | Mitigation | 0.08575 | 30 | 0 | esc | 0.0012005 | 5.0197e-08 | 0.00060025 | 2.5099e-08 | 0.0015435 | 6.4539e-08
[79 empty] | WLDFR | HFTD - Distribution - Tier 3 - 2QU CoRE ¦ 1QU LoRE | Non-Red Flag Warning - Destructive Fires | 2040 | 6.3708e-09 | 3.1854e-09 | 8.191e-09 | 10472.8261 | 280.5544 | 10192.2718 | 0 | 0 | 0 | 0 | 5.3068e-06 |  | 6.672e-05 | 0 | 6.672e-05 | 3.336e-05 | 0 | 3.336e-05 | 8.5783e-05 | 0 | 8.5783e-05 | [16 empty] | 7.3.1.3 Ignition probability mapping showing the probability of ignition along the electric lines and equipmentWLDFRAggregatedAggregated | WLDFR | HFTD - Distribution - Tier 3 - 2QU CoRE ¦ 1QU LoRE | Non-Red Flag Warning - Large Fires | Aggregated | Aggregated | 2036 | 4.1814e-05 | 0 | 226.4749 | 0.0094697 | 2036 | Mitigation | 0.08575 | 30 | 0 | esc | 0.0012005 | 5.0197e-08 | 0.00060025 | 2.5099e-08 | 0.0015435 | 6.4539e-08
[79 empty] | WLDFR | HFTD - Distribution - Tier 3 - 2QU CoRE ¦ 1QU LoRE | Non-Red Flag Warning - Destructive Fires | 2041 | 6.3708e-09 | 3.1854e-09 | 8.191e-09 | 10472.8261 | 280.5544 | 10192.2718 | 0 | 0 | 0 | 0 | 5.3068e-06 |  | 6.672e-05 | 0 | 6.672e-05 | 3.336e-05 | 0 | 3.336e-05 | 8.5783e-05 | 0 | 8.5783e-05 | [16 empty] | 7.3.1.3 Ignition probability mapping showing the probability of ignition along the electric lines and equipmentWLDFRAggregatedAggregated | WLDFR | HFTD - Distribution - Tier 3 - 2QU CoRE ¦ 1QU LoRE | Non-Red Flag Warning - Large Fires | Aggregated | Aggregated | 2037 | 4.1814e-05 | 0 | 226.4749 | 0.0094697 | 2037 | Mitigation | 0.08575 | 30 | 0 | esc | 0.0012005 | 5.0197e-08 | 0.00060025 | 2.5099e-08 | 0.0015435 | 6.4539e-08
[79 empty] | WLDFR | HFTD - Distribution - Tier 3 - 2QU CoRE ¦ 1QU LoRE | Non-Red Flag Warning - Destructive Fires | 2042 | 6.3708e-09 | 3.1854e-09 | 8.191e-09 | 10472.8261 | 280.5544 | 10192.2718 | 0 | 0 | 0 | 0 | 5.3068e-06 |  | 6.672e-05 | 0 | 6.672e-05 | 3.336e-05 | 0 | 3.336e-05 | 8.5783e-05 | 0 | 8.5783e-05 | [16 empty] | 7.3.1.3 Ignition probability mapping showing the probability of ignition along the electric lines and equipmentWLDFRAggregatedAggregated | WLDFR | HFTD - Distribution - Tier 3 - 2QU CoRE ¦ 1QU LoRE | Non-Red Flag Warning - Large Fires | Aggregated | Aggregated | 2038 | 4.1814e-05 | 0 | 226.4749 | 0.0094697 | 2038 | Mitigation | 0.08575 | 30 | 0 | esc | 0.0012005 | 5.0197e-08 | 0.00060025 | 2.5099e-08 | 0.0015435 | 6.4539e-08
[79 empty] | WLDFR | HFTD - Distribution - Tier 3 - 2QU CoRE ¦ 1QU LoRE | Non-Red Flag Warning - Destructive Fires | 2043 | 6.3708e-09 | 3.1854e-09 | 8.191e-09 | 10992.1562 | 299.42 | 10692.7362 | 0 | 0 | 0 | 0 | 5.3068e-06 |  | 7.0029e-05 | 0 | 7.0029e-05 | 3.5014e-05 | 0 | 3.5014e-05 | 9.0037e-05 | 0 | 9.0037e-05 | [16 empty] | 7.3.1.3 Ignition probability mapping showing the probability of ignition along the electric lines and equipmentWLDFRAggregatedAggregated | WLDFR | HFTD - Distribution - Tier 3 - 2QU CoRE ¦ 1QU LoRE | Non-Red Flag Warning - Large Fires | Aggregated | Aggregated | 2039 | 4.1814e-05 | 0 | 226.4749 | 0.0094697 | 2039 | Mitigation | 0.08575 | 30 | 0 | esc | 0.0012005 | 5.0197e-08 | 0.00060025 | 2.5099e-08 | 0.0015435 | 6.4539e-08
[79 empty] | WLDFR | HFTD - Distribution - Tier 3 - 2QU CoRE ¦ 1QU LoRE | Non-Red Flag Warning - Destructive Fires | 2044 | 6.3708e-09 | 3.1854e-09 | 8.191e-09 | 10992.1562 | 299.42 | 10692.7362 | 0 | 0 | 0 | 0 | 5.3068e-06 |  | 7.0029e-05 | 0 | 7.0029e-05 | 3.5014e-05 | 0 | 3.5014e-05 | 9.0037e-05 | 0 | 9.0037e-05 | [16 empty] | 7.3.1.3 Ignition probability mapping showing the probability of ignition along the electric lines and equipmentWLDFRAggregatedAggregated | WLDFR | HFTD - Distribution - Tier 3 - 2QU CoRE ¦ 1QU LoRE | Non-Red Flag Warning - Large Fires | Aggregated | Aggregated | 2040 | 4.1814e-05 | 0 | 226.4749 | 0.0094697 | 2040 | Mitigation | 0.08575 | 30 | 0 | esc | 0.0012005 | 5.0197e-08 | 0.00060025 | 2.5099e-08 | 0.0015435 | 6.4539e-08
[79 empty] | WLDFR | HFTD - Distribution - Tier 3 - 2QU CoRE ¦ 1QU LoRE | Non-Red Flag Warning - Destructive Fires | 2045 | 6.3708e-09 | 3.1854e-09 | 8.191e-09 | 10992.1562 | 299.42 | 10692.7362 | 0 | 0 | 0 | 0 | 5.3068e-06 |  | 7.0029e-05 | 0 | 7.0029e-05 | 3.5014e-05 | 0 | 3.5014e-05 | 9.0037e-05 | 0 | 9.0037e-05 | [16 empty] | 7.3.1.3 Ignition probability mapping showing the probability of ignition along the electric lines and equipmentWLDFRAggregatedAggregated | WLDFR | HFTD - Distribution - Tier 3 - 2QU CoRE ¦ 1QU LoRE | Non-Red Flag Warning - Large Fires | Aggregated | Aggregated | 2041 | 4.1814e-05 | 0 | 226.4749 | 0.0094697 | 2041 | Mitigation | 0.08575 | 30 | 0 | esc | 0.0012005 | 5.0197e-08 | 0.00060025 | 2.5099e-08 | 0.0015435 | 6.4539e-08
[79 empty] | WLDFR | HFTD - Distribution - Tier 3 - 2QU CoRE ¦ 1QU LoRE | Non-Red Flag Warning - Destructive Fires | 2046 | 6.3708e-09 | 3.1854e-09 | 8.191e-09 | 10992.1562 | 299.42 | 10692.7362 | 0 | 0 | 0 | 0 | 5.3068e-06 |  | 7.0029e-05 | 0 | 7.0029e-05 | 3.5014e-05 | 0 | 3.5014e-05 | 9.0037e-05 | 0 | 9.0037e-05 | [16 empty] | 7.3.1.3 Ignition probability mapping showing the probability of ignition along the electric lines and equipmentWLDFRAggregatedAggregated | WLDFR | HFTD - Distribution - Tier 3 - 2QU CoRE ¦ 1QU LoRE | Non-Red Flag Warning - Large Fires | Aggregated | Aggregated | 2042 | 4.1814e-05 | 0 | 226.4749 | 0.0094697 | 2042 | Mitigation | 0.08575 | 30 | 0 | esc | 0.0012005 | 5.0197e-08 | 0.00060025 | 2.5099e-08 | 0.0015435 | 6.4539e-08
[79 empty] | WLDFR | HFTD - Distribution - Tier 3 - 2QU CoRE ¦ 1QU LoRE | Non-Red Flag Warning - Destructive Fires | 2047 | 6.3708e-09 | 3.1854e-09 | 8.191e-09 | 10992.1562 | 299.42 | 10692.7362 | 0 | 0 | 0 | 0 | 5.3068e-06 |  | 7.0029e-05 | 0 | 7.0029e-05 | 3.5014e-05 | 0 | 3.5014e-05 | 9.0037e-05 | 0 | 9.0037e-05 | [16 empty] | 7.3.1.3 Ignition probability mapping showing the probability of ignition along the electric lines and equipmentWLDFRAggregatedAggregated | WLDFR | HFTD - Distribution - Tier 3 - 2QU CoRE ¦ 1QU LoRE | Non-Red Flag Warning - Large Fires | Aggregated | Aggregated | 2043 | 4.1814e-05 | 0 | 226.4749 | 0.0094697 | 2043 | Mitigation | 0.08575 | 30 | 0 | esc | 0.0012005 | 5.0197e-08 | 0.00060025 | 2.5099e-08 | 0.0015435 | 6.4539e-08
[79 empty] | WLDFR | HFTD - Distribution - Tier 3 - 2QU CoRE ¦ 1QU LoRE | Non-Red Flag Warning - Destructive Fires | 2048 | 6.3708e-09 | 3.1854e-09 | 8.191e-09 | 11536.0538 | 319.4911 | 11216.5626 | 0 | 0 | 0 | 0 | 5.3068e-06 |  | 7.3494e-05 | 0 | 7.3494e-05 | 3.6747e-05 | 0 | 3.6747e-05 | 9.4492e-05 | 0 | 9.4492e-05 | [16 empty] | 7.3.1.3 Ignition probability mapping showing the probability of ignition along the electric lines and equipmentWLDFRAggregatedAggregated | WLDFR | HFTD - Distribution - Tier 3 - 2QU CoRE ¦ 1QU LoRE | Non-Red Flag Warning - Large Fires | Aggregated | Aggregated | 2044 | 4.1814e-05 | 0 | 226.4749 | 0.0094697 | 2044 | Mitigation | 0.08575 | 30 | 0 | esc | 0.0012005 | 5.0197e-08 | 0.00060025 | 2.5099e-08 | 0.0015435 | 6.4539e-08
[79 empty] | WLDFR | HFTD - Distribution - Tier 3 - 2QU CoRE ¦ 1QU LoRE | Non-Red Flag Warning - Destructive Fires | 2049 | 6.3708e-09 | 3.1854e-09 | 8.191e-09 | 11536.0538 | 319.4911 | 11216.5626 | 0 | 0 | 0 | 0 | 5.3068e-06 |  | 7.3494e-05 | 0 | 7.3494e-05 | 3.6747e-05 | 0 | 3.6747e-05 | 9.4492e-05 | 0 | 9.4492e-05 | [16 empty] | 7.3.1.3 Ignition probability mapping showing the probability of ignition along the electric lines and equipmentWLDFRAggregatedAggregated | WLDFR | HFTD - Distribution - Tier 3 - 2QU CoRE ¦ 1QU LoRE | Non-Red Flag Warning - Large Fires | Aggregated | Aggregated | 2045 | 4.1814e-05 | 0 | 226.4749 | 0.0094697 | 2045 | Mitigation | 0.08575 | 30 | 0 | esc | 0.0012005 | 5.0197e-08 | 0.00060025 | 2.5099e-08 | 0.0015435 | 6.4539e-08
[79 empty] | WLDFR | HFTD - Distribution - Tier 3 - 2QU CoRE ¦ 1QU LoRE | Non-Red Flag Warning - Destructive Fires | 2050 | 0 | 3.1854e-09 | 8.191e-09 | 11536.0538 | 319.4911 | 11216.5626 | 0 | 0 | 0 | 0 | 5.3068e-06 |  | 0 | 0 | 0 | 3.6747e-05 | 0 | 3.6747e-05 | 9.4492e-05 | 0 | 9.4492e-05 | [16 empty] | 7.3.1.3 Ignition probability mapping showing the probability of ignition along the electric lines and equipmentWLDFRAggregatedAggregated | WLDFR | HFTD - Distribution - Tier 3 - 2QU CoRE ¦ 1QU LoRE | Non-Red Flag Warning - Large Fires | Aggregated | Aggregated | 2046 | 4.1814e-05 | 0 | 226.4749 | 0.0094697 | 2046 | Mitigation | 0.08575 | 30 | 0 | esc | 0.0012005 | 5.0197e-08 | 0.00060025 | 2.5099e-08 | 0.0015435 | 6.4539e-08
[79 empty] | WLDFR | HFTD - Distribution - Tier 3 - 2QU CoRE ¦ 1QU LoRE | Non-Red Flag Warning - Destructive Fires | 2051 | 0 | 0 | 8.191e-09 | 11536.0538 | 319.4911 | 11216.5626 | 0 | 0 | 0 | 0 | 5.3068e-06 |  | 0 | 0 | 0 | 0 | 0 | 0 | 9.4492e-05 | 0 | 9.4492e-05 | [16 empty] | 7.3.1.3 Ignition probability mapping showing the probability of ignition along the electric lines and equipmentWLDFRAggregatedAggregated | WLDFR | HFTD - Distribution - Tier 3 - 2QU CoRE ¦ 1QU LoRE | Non-Red Flag Warning - Large Fires | Aggregated | Aggregated | 2047 | 4.1814e-05 | 0 | 226.4749 | 0.0094697 | 2047 | Mitigation | 0.08575 | 30 | 0 | esc | 0.0012005 | 5.0197e-08 | 0.00060025 | 2.5099e-08 | 0.0015435 | 6.4539e-08
[79 empty] | WLDFR | HFTD - Distribution - Tier 3 - 2QU CoRE ¦ 1QU LoRE | Non-Red Flag Warning - Large Fires | 2020 | 5.0197e-08 | 0 | 0 | 5.2406 | 0.69642 | 2.942 | 1.6022 | 0 | 0 | 0 | 4.1814e-05 |  | 2.6306e-07 | 0 | 2.6306e-07 | 0 | 0 | 0 | 0 | 0 | 0 | [16 empty] | 7.3.1.3 Ignition probability mapping showing the probability of ignition along the electric lines and equipmentWLDFRAggregatedAggregated | WLDFR | HFTD - Distribution - Tier 3 - 2QU CoRE ¦ 1QU LoRE | Non-Red Flag Warning - Large Fires | Aggregated | Aggregated | 2048 | 4.1814e-05 | 0 | 226.4749 | 0.0094697 | 2048 | Mitigation | 0.08575 | 30 | 0 | esc | 0.0012005 | 5.0197e-08 | 0.00060025 | 2.5099e-08 | 0.0015435 | 6.4539e-08
[79 empty] | WLDFR | HFTD - Distribution - Tier 3 - 2QU CoRE ¦ 1QU LoRE | Non-Red Flag Warning - Large Fires | 2021 | 5.0197e-08 | 2.5099e-08 | 0 | 5.2406 | 0.69642 | 2.942 | 1.6022 | 0 | 0 | 0 | 4.1814e-05 |  | 2.6306e-07 | 0 | 2.6306e-07 | 1.3153e-07 | 0 | 1.3153e-07 | 0 | 0 | 0 | [16 empty] | 7.3.1.3 Ignition probability mapping showing the probability of ignition along the electric lines and equipmentWLDFRAggregatedAggregated | WLDFR | HFTD - Distribution - Tier 3 - 2QU CoRE ¦ 1QU LoRE | Non-Red Flag Warning - Large Fires | Aggregated | Aggregated | 2049 | 4.1814e-05 | 0 | 226.4749 | 0.0094697 | 2049 | Mitigation | 0.08575 | 30 | 0 | esc | 0.0012005 | 5.0197e-08 | 0.00060025 | 2.5099e-08 | 0.0015435 | 6.4539e-08
[79 empty] | WLDFR | HFTD - Distribution - Tier 3 - 2QU CoRE ¦ 1QU LoRE | Non-Red Flag Warning - Large Fires | 2022 | 5.0197e-08 | 2.5099e-08 | 6.4539e-08 | 5.2406 | 0.69642 | 2.942 | 1.6022 | 0 | 0 | 0 | 4.1814e-05 |  | 2.6306e-07 | 0 | 2.6306e-07 | 1.3153e-07 | 0 | 1.3153e-07 | 3.3822e-07 | 0 | 3.3822e-07 | [16 empty] | 7.3.1.3 Ignition probability mapping showing the probability of ignition along the electric lines and equipmentWLDFRAggregatedAggregated | WLDFR | HFTD - Distribution - Tier 3 - 2QU CoRE ¦ 1QU LoRE | Non-Red Flag Warning - Large Fires | Aggregated | Aggregated | 2050 | 4.1814e-05 | 0 | 226.4749 | 0.0094697 | 2050 | Mitigation | 0.08575 | 30 | 0 | esc | 0 | 0 | 0.00060025 | 2.5099e-08 | 0.0015435 | 6.4539e-08
[79 empty] | WLDFR | HFTD - Distribution - Tier 3 - 2QU CoRE ¦ 1QU LoRE | Non-Red Flag Warning - Large Fires | 2023 | 5.0197e-08 | 2.5099e-08 | 6.4539e-08 | 5.475 | 0.71896 | 3.0715 | 1.6846 | 0 | 0 | 0 | 4.1814e-05 |  | 2.7483e-07 | 0 | 2.7483e-07 | 1.3742e-07 | 0 | 1.3742e-07 | 3.5336e-07 | 0 | 3.5336e-07 | [16 empty] | 7.3.1.3 Ignition probability mapping showing the probability of ignition along the electric lines and equipmentWLDFRAggregatedAggregated | WLDFR | HFTD - Distribution - Tier 3 - 2QU CoRE ¦ 1QU LoRE | Non-Red Flag Warning - Large Fires | Aggregated | Aggregated | 2051 | 4.1814e-05 | 0 | 226.4749 | 0.0094697 | 2051 | Mitigation | 0.08575 | 30 | 0 | esc | 0 | 0 | 0 | 0 | 0.0015435 | 6.4539e-08
[79 empty] | WLDFR | HFTD - Distribution - Tier 3 - 2QU CoRE ¦ 1QU LoRE | Non-Red Flag Warning - Large Fires | 2024 | 5.0197e-08 | 2.5099e-08 | 6.4539e-08 | 5.475 | 0.71896 | 3.0715 | 1.6846 | 0 | 0 | 0 | 4.1814e-05 |  | 2.7483e-07 | 0 | 2.7483e-07 | 1.3742e-07 | 0 | 1.3742e-07 | 3.5336e-07 | 0 | 3.5336e-07 | [16 empty] | 7.3.1.3 Ignition probability mapping showing the probability of ignition along the electric lines and equipmentWLDFRAggregatedAggregated | WLDFR | HFTD - Distribution - Tier 3 - 2QU CoRE ¦ 1QU LoRE | Non-Red Flag Warning - Small Fires | Aggregated | Aggregated | 2021 | 0.0074452 | 0 | 226.4749 | 1.6861 | 2021 | Mitigation | 0.08575 | 30 | 0 | esc | 0.0012005 | 8.938e-06 | 0.00060025 | 4.469e-06 | 0 | 0
[79 empty] | WLDFR | HFTD - Distribution - Tier 3 - 2QU CoRE ¦ 1QU LoRE | Non-Red Flag Warning - Large Fires | 2025 | 5.0197e-08 | 2.5099e-08 | 6.4539e-08 | 5.475 | 0.71896 | 3.0715 | 1.6846 | 0 | 0 | 0 | 4.1814e-05 |  | 2.7483e-07 | 0 | 2.7483e-07 | 1.3742e-07 | 0 | 1.3742e-07 | 3.5336e-07 | 0 | 3.5336e-07 | [16 empty] | 7.3.1.3 Ignition probability mapping showing the probability of ignition along the electric lines and equipmentWLDFRAggregatedAggregated | WLDFR | HFTD - Distribution - Tier 3 - 2QU CoRE ¦ 1QU LoRE | Non-Red Flag Warning - Small Fires | Aggregated | Aggregated | 2022 | 0.0074452 | 0 | 226.4749 | 1.6861 | 2022 | Mitigation | 0.08575 | 30 | 0 | esc | 0.0012005 | 8.938e-06 | 0.00060025 | 4.469e-06 | 0.0015435 | 1.1492e-05
[79 empty] | WLDFR | HFTD - Distribution - Tier 3 - 2QU CoRE ¦ 1QU LoRE | Non-Red Flag Warning - Large Fires | 2026 | 5.0197e-08 | 2.5099e-08 | 6.4539e-08 | 5.475 | 0.71896 | 3.0715 | 1.6846 | 0 | 0 | 0 | 4.1814e-05 |  | 2.7483e-07 | 0 | 2.7483e-07 | 1.3742e-07 | 0 | 1.3742e-07 | 3.5336e-07 | 0 | 3.5336e-07 | [16 empty] | 7.3.1.3 Ignition probability mapping showing the probability of ignition along the electric lines and equipmentWLDFRAggregatedAggregated | WLDFR | HFTD - Distribution - Tier 3 - 2QU CoRE ¦ 1QU LoRE | Non-Red Flag Warning - Small Fires | Aggregated | Aggregated | 2023 | 0.0074452 | 0 | 226.4749 | 1.6861 | 2023 | Mitigation | 0.08575 | 30 | 0 | esc | 0.0012005 | 8.938e-06 | 0.00060025 | 4.469e-06 | 0.0015435 | 1.1492e-05
[79 empty] | WLDFR | HFTD - Distribution - Tier 3 - 2QU CoRE ¦ 1QU LoRE | Non-Red Flag Warning - Large Fires | 2027 | 5.0197e-08 | 2.5099e-08 | 6.4539e-08 | 5.475 | 0.71896 | 3.0715 | 1.6846 | 0 | 0 | 0 | 4.1814e-05 |  | 2.7483e-07 | 0 | 2.7483e-07 | 1.3742e-07 | 0 | 1.3742e-07 | 3.5336e-07 | 0 | 3.5336e-07 | [16 empty] | 7.3.1.3 Ignition probability mapping showing the probability of ignition along the electric lines and equipmentWLDFRAggregatedAggregated | WLDFR | HFTD - Distribution - Tier 3 - 2QU CoRE ¦ 1QU LoRE | Non-Red Flag Warning - Small Fires | Aggregated | Aggregated | 2024 | 0.0074452 | 0 | 226.4749 | 1.6861 | 2024 | Mitigation | 0.08575 | 30 | 0 | esc | 0.0012005 | 8.938e-06 | 0.00060025 | 4.469e-06 | 0.0015435 | 1.1492e-05
[79 empty] | WLDFR | HFTD - Distribution - Tier 3 - 2QU CoRE ¦ 1QU LoRE | Non-Red Flag Warning - Large Fires | 2028 | 5.0197e-08 | 2.5099e-08 | 6.4539e-08 | 5.777 | 0.74734 | 3.238 | 1.7917 | 0 | 0 | 0 | 4.1814e-05 |  | 2.8999e-07 | 0 | 2.8999e-07 | 1.45e-07 | 0 | 1.45e-07 | 3.7284e-07 | 0 | 3.7284e-07 | [16 empty] | 7.3.1.3 Ignition probability mapping showing the probability of ignition along the electric lines and equipmentWLDFRAggregatedAggregated | WLDFR | HFTD - Distribution - Tier 3 - 2QU CoRE ¦ 1QU LoRE | Non-Red Flag Warning - Small Fires | Aggregated | Aggregated | 2025 | 0.0074452 | 0 | 226.4749 | 1.6861 | 2025 | Mitigation | 0.08575 | 30 | 0 | esc | 0.0012005 | 8.938e-06 | 0.00060025 | 4.469e-06 | 0.0015435 | 1.1492e-05
[79 empty] | WLDFR | HFTD - Distribution - Tier 3 - 2QU CoRE ¦ 1QU LoRE | Non-Red Flag Warning - Large Fires | 2029 | 5.0197e-08 | 2.5099e-08 | 6.4539e-08 | 5.777 | 0.74734 | 3.238 | 1.7917 | 0 | 0 | 0 | 4.1814e-05 |  | 2.8999e-07 | 0 | 2.8999e-07 | 1.45e-07 | 0 | 1.45e-07 | 3.7284e-07 | 0 | 3.7284e-07 | [16 empty] | 7.3.1.3 Ignition probability mapping showing the probability of ignition along the electric lines and equipmentWLDFRAggregatedAggregated | WLDFR | HFTD - Distribution - Tier 3 - 2QU CoRE ¦ 1QU LoRE | Non-Red Flag Warning - Small Fires | Aggregated | Aggregated | 2026 | 0.0074452 | 0 | 226.4749 | 1.6861 | 2026 | Mitigation | 0.08575 | 30 | 0 | esc | 0.0012005 | 8.938e-06 | 0.00060025 | 4.469e-06 | 0.0015435 | 1.1492e-05
[79 empty] | WLDFR | HFTD - Distribution - Tier 3 - 2QU CoRE ¦ 1QU LoRE | Non-Red Flag Warning - Large Fires | 2030 | 5.0197e-08 | 2.5099e-08 | 6.4539e-08 | 5.777 | 0.74734 | 3.238 | 1.7917 | 0 | 0 | 0 | 4.1814e-05 |  | 2.8999e-07 | 0 | 2.8999e-07 | 1.45e-07 | 0 | 1.45e-07 | 3.7284e-07 | 0 | 3.7284e-07 | [16 empty] | 7.3.1.3 Ignition probability mapping showing the probability of ignition along the electric lines and equipmentWLDFRAggregatedAggregated | WLDFR | HFTD - Distribution - Tier 3 - 2QU CoRE ¦ 1QU LoRE | Non-Red Flag Warning - Small Fires | Aggregated | Aggregated | 2027 | 0.0074452 | 0 | 226.4749 | 1.6861 | 2027 | Mitigation | 0.08575 | 30 | 0 | esc | 0.0012005 | 8.938e-06 | 0.00060025 | 4.469e-06 | 0.0015435 | 1.1492e-05
[79 empty] | WLDFR | HFTD - Distribution - Tier 3 - 2QU CoRE ¦ 1QU LoRE | Non-Red Flag Warning - Large Fires | 2031 | 5.0197e-08 | 2.5099e-08 | 6.4539e-08 | 5.777 | 0.74734 | 3.238 | 1.7917 | 0 | 0 | 0 | 4.1814e-05 |  | 2.8999e-07 | 0 | 2.8999e-07 | 1.45e-07 | 0 | 1.45e-07 | 3.7284e-07 | 0 | 3.7284e-07 | [16 empty] | 7.3.1.3 Ignition probability mapping showing the probability of ignition along the electric lines and equipmentWLDFRAggregatedAggregated | WLDFR | HFTD - Distribution - Tier 3 - 2QU CoRE ¦ 1QU LoRE | Non-Red Flag Warning - Small Fires | Aggregated | Aggregated | 2028 | 0.0074452 | 0 | 226.4749 | 1.6861 | 2028 | Mitigation | 0.08575 | 30 | 0 | esc | 0.0012005 | 8.938e-06 | 0.00060025 | 4.469e-06 | 0.0015435 | 1.1492e-05
[79 empty] | WLDFR | HFTD - Distribution - Tier 3 - 2QU CoRE ¦ 1QU LoRE | Non-Red Flag Warning - Large Fires | 2032 | 5.0197e-08 | 2.5099e-08 | 6.4539e-08 | 5.777 | 0.74734 | 3.238 | 1.7917 | 0 | 0 | 0 | 4.1814e-05 |  | 2.8999e-07 | 0 | 2.8999e-07 | 1.45e-07 | 0 | 1.45e-07 | 3.7284e-07 | 0 | 3.7284e-07 | [16 empty] | 7.3.1.3 Ignition probability mapping showing the probability of ignition along the electric lines and equipmentWLDFRAggregatedAggregated | WLDFR | HFTD - Distribution - Tier 3 - 2QU CoRE ¦ 1QU LoRE | Non-Red Flag Warning - Small Fires | Aggregated | Aggregated | 2029 | 0.0074452 | 0 | 226.4749 | 1.6861 | 2029 | Mitigation | 0.08575 | 30 | 0 | esc | 0.0012005 | 8.938e-06 | 0.00060025 | 4.469e-06 | 0.0015435 | 1.1492e-05
[79 empty] | WLDFR | HFTD - Distribution - Tier 3 - 2QU CoRE ¦ 1QU LoRE | Non-Red Flag Warning - Large Fires | 2033 | 5.0197e-08 | 2.5099e-08 | 6.4539e-08 | 6.1205 | 0.77885 | 3.4265 | 1.9151 | 0 | 0 | 0 | 4.1814e-05 |  | 3.0723e-07 | 0 | 3.0723e-07 | 1.5362e-07 | 0 | 1.5362e-07 | 3.9501e-07 | 0 | 3.9501e-07 | [16 empty] | 7.3.1.3 Ignition probability mapping showing the probability of ignition along the electric lines and equipmentWLDFRAggregatedAggregated | WLDFR | HFTD - Distribution - Tier 3 - 2QU CoRE ¦ 1QU LoRE | Non-Red Flag Warning - Small Fires | Aggregated | Aggregated | 2030 | 0.0074452 | 0 | 226.4749 | 1.6861 | 2030 | Mitigation | 0.08575 | 30 | 0 | esc | 0.0012005 | 8.938e-06 | 0.00060025 | 4.469e-06 | 0.0015435 | 1.1492e-05
[79 empty] | WLDFR | HFTD - Distribution - Tier 3 - 2QU CoRE ¦ 1QU LoRE | Non-Red Flag Warning - Large Fires | 2034 | 5.0197e-08 | 2.5099e-08 | 6.4539e-08 | 6.1205 | 0.77885 | 3.4265 | 1.9151 | 0 | 0 | 0 | 4.1814e-05 |  | 3.0723e-07 | 0 | 3.0723e-07 | 1.5362e-07 | 0 | 1.5362e-07 | 3.9501e-07 | 0 | 3.9501e-07 | [16 empty] | 7.3.1.3 Ignition probability mapping showing the probability of ignition along the electric lines and equipmentWLDFRAggregatedAggregated | WLDFR | HFTD - Distribution - Tier 3 - 2QU CoRE ¦ 1QU LoRE | Non-Red Flag Warning - Small Fires | Aggregated | Aggregated | 2031 | 0.0074452 | 0 | 226.4749 | 1.6861 | 2031 | Mitigation | 0.08575 | 30 | 0 | esc | 0.0012005 | 8.938e-06 | 0.00060025 | 4.469e-06 | 0.0015435 | 1.1492e-05
[79 empty] | WLDFR | HFTD - Distribution - Tier 3 - 2QU CoRE ¦ 1QU LoRE | Non-Red Flag Warning - Large Fires | 2035 | 5.0197e-08 | 2.5099e-08 | 6.4539e-08 | 6.1205 | 0.77885 | 3.4265 | 1.9151 | 0 | 0 | 0 | 4.1814e-05 |  | 3.0723e-07 | 0 | 3.0723e-07 | 1.5362e-07 | 0 | 1.5362e-07 | 3.9501e-07 | 0 | 3.9501e-07 | [16 empty] | 7.3.1.3 Ignition probability mapping showing the probability of ignition along the electric lines and equipmentWLDFRAggregatedAggregated | WLDFR | HFTD - Distribution - Tier 3 - 2QU CoRE ¦ 1QU LoRE | Non-Red Flag Warning - Small Fires | Aggregated | Aggregated | 2032 | 0.0074452 | 0 | 226.4749 | 1.6861 | 2032 | Mitigation | 0.08575 | 30 | 0 | esc | 0.0012005 | 8.938e-06 | 0.00060025 | 4.469e-06 | 0.0015435 | 1.1492e-05
[79 empty] | WLDFR | HFTD - Distribution - Tier 3 - 2QU CoRE ¦ 1QU LoRE | Non-Red Flag Warning - Large Fires | 2036 | 5.0197e-08 | 2.5099e-08 | 6.4539e-08 | 6.1205 | 0.77885 | 3.4265 | 1.9151 | 0 | 0 | 0 | 4.1814e-05 |  | 3.0723e-07 | 0 | 3.0723e-07 | 1.5362e-07 | 0 | 1.5362e-07 | 3.9501e-07 | 0 | 3.9501e-07 | [16 empty] | 7.3.1.3 Ignition probability mapping showing the probability of ignition along the electric lines and equipmentWLDFRAggregatedAggregated | WLDFR | HFTD - Distribution - Tier 3 - 2QU CoRE ¦ 1QU LoRE | Non-Red Flag Warning - Small Fires | Aggregated | Aggregated | 2033 | 0.0074452 | 0 | 226.4749 | 1.6861 | 2033 | Mitigation | 0.08575 | 30 | 0 | esc | 0.0012005 | 8.938e-06 | 0.00060025 | 4.469e-06 | 0.0015435 | 1.1492e-05
[79 empty] | WLDFR | HFTD - Distribution - Tier 3 - 2QU CoRE ¦ 1QU LoRE | Non-Red Flag Warning - Large Fires | 2037 | 5.0197e-08 | 2.5099e-08 | 6.4539e-08 | 6.1205 | 0.77885 | 3.4265 | 1.9151 | 0 | 0 | 0 | 4.1814e-05 |  | 3.0723e-07 | 0 | 3.0723e-07 | 1.5362e-07 | 0 | 1.5362e-07 | 3.9501e-07 | 0 | 3.9501e-07 | [16 empty] | 7.3.1.3 Ignition probability mapping showing the probability of ignition along the electric lines and equipmentWLDFRAggregatedAggregated | WLDFR | HFTD - Distribution - Tier 3 - 2QU CoRE ¦ 1QU LoRE | Non-Red Flag Warning - Small Fires | Aggregated | Aggregated | 2034 | 0.0074452 | 0 | 226.4749 | 1.6861 | 2034 | Mitigation | 0.08575 | 30 | 0 | esc | 0.0012005 | 8.938e-06 | 0.00060025 | 4.469e-06 | 0.0015435 | 1.1492e-05
[79 empty] | WLDFR | HFTD - Distribution - Tier 3 - 2QU CoRE ¦ 1QU LoRE | Non-Red Flag Warning - Large Fires | 2038 | 5.0197e-08 | 2.5099e-08 | 6.4539e-08 | 6.5028 | 0.81304 | 3.6355 | 2.0543 | 0 | 0 | 0 | 4.1814e-05 |  | 3.2642e-07 | 0 | 3.2642e-07 | 1.6321e-07 | 0 | 1.6321e-07 | 4.1969e-07 | 0 | 4.1969e-07 | [16 empty] | 7.3.1.3 Ignition probability mapping showing the probability of ignition along the electric lines and equipmentWLDFRAggregatedAggregated | WLDFR | HFTD - Distribution - Tier 3 - 2QU CoRE ¦ 1QU LoRE | Non-Red Flag Warning - Small Fires | Aggregated | Aggregated | 2035 | 0.0074452 | 0 | 226.4749 | 1.6861 | 2035 | Mitigation | 0.08575 | 30 | 0 | esc | 0.0012005 | 8.938e-06 | 0.00060025 | 4.469e-06 | 0.0015435 | 1.1492e-05
[79 empty] | WLDFR | HFTD - Distribution - Tier 3 - 2QU CoRE ¦ 1QU LoRE | Non-Red Flag Warning - Large Fires | 2039 | 5.0197e-08 | 2.5099e-08 | 6.4539e-08 | 6.5028 | 0.81304 | 3.6355 | 2.0543 | 0 | 0 | 0 | 4.1814e-05 |  | 3.2642e-07 | 0 | 3.2642e-07 | 1.6321e-07 | 0 | 1.6321e-07 | 4.1969e-07 | 0 | 4.1969e-07 | [16 empty] | 7.3.1.3 Ignition probability mapping showing the probability of ignition along the electric lines and equipmentWLDFRAggregatedAggregated | WLDFR | HFTD - Distribution - Tier 3 - 2QU CoRE ¦ 1QU LoRE | Non-Red Flag Warning - Small Fires | Aggregated | Aggregated | 2036 | 0.0074452 | 0 | 226.4749 | 1.6861 | 2036 | Mitigation | 0.08575 | 30 | 0 | esc | 0.0012005 | 8.938e-06 | 0.00060025 | 4.469e-06 | 0.0015435 | 1.1492e-05
[79 empty] | WLDFR | HFTD - Distribution - Tier 3 - 2QU CoRE ¦ 1QU LoRE | Non-Red Flag Warning - Large Fires | 2040 | 5.0197e-08 | 2.5099e-08 | 6.4539e-08 | 6.5028 | 0.81304 | 3.6355 | 2.0543 | 0 | 0 | 0 | 4.1814e-05 |  | 3.2642e-07 | 0 | 3.2642e-07 | 1.6321e-07 | 0 | 1.6321e-07 | 4.1969e-07 | 0 | 4.1969e-07 | [16 empty] | 7.3.1.3 Ignition probability mapping showing the probability of ignition along the electric lines and equipmentWLDFRAggregatedAggregated | WLDFR | HFTD - Distribution - Tier 3 - 2QU CoRE ¦ 1QU LoRE | Non-Red Flag Warning - Small Fires | Aggregated | Aggregated | 2037 | 0.0074452 | 0 | 226.4749 | 1.6861 | 2037 | Mitigation | 0.08575 | 30 | 0 | esc | 0.0012005 | 8.938e-06 | 0.00060025 | 4.469e-06 | 0.0015435 | 1.1492e-05
[79 empty] | WLDFR | HFTD - Distribution - Tier 3 - 2QU CoRE ¦ 1QU LoRE | Non-Red Flag Warning - Large Fires | 2041 | 5.0197e-08 | 2.5099e-08 | 6.4539e-08 | 6.5028 | 0.81304 | 3.6355 | 2.0543 | 0 | 0 | 0 | 4.1814e-05 |  | 3.2642e-07 | 0 | 3.2642e-07 | 1.6321e-07 | 0 | 1.6321e-07 | 4.1969e-07 | 0 | 4.1969e-07 | [16 empty] | 7.3.1.3 Ignition probability mapping showing the probability of ignition along the electric lines and equipmentWLDFRAggregatedAggregated | WLDFR | HFTD - Distribution - Tier 3 - 2QU CoRE ¦ 1QU LoRE | Non-Red Flag Warning - Small Fires | Aggregated | Aggregated | 2038 | 0.0074452 | 0 | 226.4749 | 1.6861 | 2038 | Mitigation | 0.08575 | 30 | 0 | esc | 0.0012005 | 8.938e-06 | 0.00060025 | 4.469e-06 | 0.0015435 | 1.1492e-05
[79 empty] | WLDFR | HFTD - Distribution - Tier 3 - 2QU CoRE ¦ 1QU LoRE | Non-Red Flag Warning - Large Fires | 2042 | 5.0197e-08 | 2.5099e-08 | 6.4539e-08 | 6.5028 | 0.81304 | 3.6355 | 2.0543 | 0 | 0 | 0 | 4.1814e-05 |  | 3.2642e-07 | 0 | 3.2642e-07 | 1.6321e-07 | 0 | 1.6321e-07 | 4.1969e-07 | 0 | 4.1969e-07 | [16 empty] | 7.3.1.3 Ignition probability mapping showing the probability of ignition along the electric lines and equipmentWLDFRAggregatedAggregated | WLDFR | HFTD - Distribution - Tier 3 - 2QU CoRE ¦ 1QU LoRE | Non-Red Flag Warning - Small Fires | Aggregated | Aggregated | 2039 | 0.0074452 | 0 | 226.4749 | 1.6861 | 2039 | Mitigation | 0.08575 | 30 | 0 | esc | 0.0012005 | 8.938e-06 | 0.00060025 | 4.469e-06 | 0.0015435 | 1.1492e-05
[79 empty] | WLDFR | HFTD - Distribution - Tier 3 - 2QU CoRE ¦ 1QU LoRE | Non-Red Flag Warning - Large Fires | 2043 | 5.0197e-08 | 2.5099e-08 | 6.4539e-08 | 6.9209 | 0.84944 | 3.8632 | 2.2083 | 0 | 0 | 0 | 4.1814e-05 |  | 3.4741e-07 | 0 | 3.4741e-07 | 1.7371e-07 | 0 | 1.7371e-07 | 4.4667e-07 | 0 | 4.4667e-07 | [16 empty] | 7.3.1.3 Ignition probability mapping showing the probability of ignition along the electric lines and equipmentWLDFRAggregatedAggregated | WLDFR | HFTD - Distribution - Tier 3 - 2QU CoRE ¦ 1QU LoRE | Non-Red Flag Warning - Small Fires | Aggregated | Aggregated | 2040 | 0.0074452 | 0 | 226.4749 | 1.6861 | 2040 | Mitigation | 0.08575 | 30 | 0 | esc | 0.0012005 | 8.938e-06 | 0.00060025 | 4.469e-06 | 0.0015435 | 1.1492e-05
[79 empty] | WLDFR | HFTD - Distribution - Tier 3 - 2QU CoRE ¦ 1QU LoRE | Non-Red Flag Warning - Large Fires | 2044 | 5.0197e-08 | 2.5099e-08 | 6.4539e-08 | 6.9209 | 0.84944 | 3.8632 | 2.2083 | 0 | 0 | 0 | 4.1814e-05 |  | 3.4741e-07 | 0 | 3.4741e-07 | 1.7371e-07 | 0 | 1.7371e-07 | 4.4667e-07 | 0 | 4.4667e-07 | [16 empty] | 7.3.1.3 Ignition probability mapping showing the probability of ignition along the electric lines and equipmentWLDFRAggregatedAggregated | WLDFR | HFTD - Distribution - Tier 3 - 2QU CoRE ¦ 1QU LoRE | Non-Red Flag Warning - Small Fires | Aggregated | Aggregated | 2041 | 0.0074452 | 0 | 226.4749 | 1.6861 | 2041 | Mitigation | 0.08575 | 30 | 0 | esc | 0.0012005 | 8.938e-06 | 0.00060025 | 4.469e-06 | 0.0015435 | 1.1492e-05
[79 empty] | WLDFR | HFTD - Distribution - Tier 3 - 2QU CoRE ¦ 1QU LoRE | Non-Red Flag Warning - Large Fires | 2045 | 5.0197e-08 | 2.5099e-08 | 6.4539e-08 | 6.9209 | 0.84944 | 3.8632 | 2.2083 | 0 | 0 | 0 | 4.1814e-05 |  | 3.4741e-07 | 0 | 3.4741e-07 | 1.7371e-07 | 0 | 1.7371e-07 | 4.4667e-07 | 0 | 4.4667e-07 | [16 empty] | 7.3.1.3 Ignition probability mapping showing the probability of ignition along the electric lines and equipmentWLDFRAggregatedAggregated | WLDFR | HFTD - Distribution - Tier 3 - 2QU CoRE ¦ 1QU LoRE | Non-Red Flag Warning - Small Fires | Aggregated | Aggregated | 2042 | 0.0074452 | 0 | 226.4749 | 1.6861 | 2042 | Mitigation | 0.08575 | 30 | 0 | esc | 0.0012005 | 8.938e-06 | 0.00060025 | 4.469e-06 | 0.0015435 | 1.1492e-05
[79 empty] | WLDFR | HFTD - Distribution - Tier 3 - 2QU CoRE ¦ 1QU LoRE | Non-Red Flag Warning - Large Fires | 2046 | 5.0197e-08 | 2.5099e-08 | 6.4539e-08 | 6.9209 | 0.84944 | 3.8632 | 2.2083 | 0 | 0 | 0 | 4.1814e-05 |  | 3.4741e-07 | 0 | 3.4741e-07 | 1.7371e-07 | 0 | 1.7371e-07 | 4.4667e-07 | 0 | 4.4667e-07 | [16 empty] | 7.3.1.3 Ignition probability mapping showing the probability of ignition along the electric lines and equipmentWLDFRAggregatedAggregated | WLDFR | HFTD - Distribution - Tier 3 - 2QU CoRE ¦ 1QU LoRE | Non-Red Flag Warning - Small Fires | Aggregated | Aggregated | 2043 | 0.0074452 | 0 | 226.4749 | 1.6861 | 2043 | Mitigation | 0.08575 | 30 | 0 | esc | 0.0012005 | 8.938e-06 | 0.00060025 | 4.469e-06 | 0.0015435 | 1.1492e-05
[79 empty] | WLDFR | HFTD - Distribution - Tier 3 - 2QU CoRE ¦ 1QU LoRE | Non-Red Flag Warning - Large Fires | 2047 | 5.0197e-08 | 2.5099e-08 | 6.4539e-08 | 6.9209 | 0.84944 | 3.8632 | 2.2083 | 0 | 0 | 0 | 4.1814e-05 |  | 3.4741e-07 | 0 | 3.4741e-07 | 1.7371e-07 | 0 | 1.7371e-07 | 4.4667e-07 | 0 | 4.4667e-07 | [16 empty] | 7.3.1.3 Ignition probability mapping showing the probability of ignition along the electric lines and equipmentWLDFRAggregatedAggregated | WLDFR | HFTD - Distribution - Tier 3 - 2QU CoRE ¦ 1QU LoRE | Non-Red Flag Warning - Small Fires | Aggregated | Aggregated | 2044 | 0.0074452 | 0 | 226.4749 | 1.6861 | 2044 | Mitigation | 0.08575 | 30 | 0 | esc | 0.0012005 | 8.938e-06 | 0.00060025 | 4.469e-06 | 0.0015435 | 1.1492e-05
[79 empty] | WLDFR | HFTD - Distribution - Tier 3 - 2QU CoRE ¦ 1QU LoRE | Non-Red Flag Warning - Large Fires | 2048 | 5.0197e-08 | 2.5099e-08 | 6.4539e-08 | 7.3713 | 0.88759 | 4.1075 | 2.3763 | 0 | 0 | 0 | 4.1814e-05 |  | 3.7002e-07 | 0 | 3.7002e-07 | 1.8501e-07 | 0 | 1.8501e-07 | 4.7574e-07 | 0 | 4.7574e-07 | [16 empty] | 7.3.1.3 Ignition probability mapping showing the probability of ignition along the electric lines and equipmentWLDFRAggregatedAggregated | WLDFR | HFTD - Distribution - Tier 3 - 2QU CoRE ¦ 1QU LoRE | Non-Red Flag Warning - Small Fires | Aggregated | Aggregated | 2045 | 0.0074452 | 0 | 226.4749 | 1.6861 | 2045 | Mitigation | 0.08575 | 30 | 0 | esc | 0.0012005 | 8.938e-06 | 0.00060025 | 4.469e-06 | 0.0015435 | 1.1492e-05
[79 empty] | WLDFR | HFTD - Distribution - Tier 3 - 2QU CoRE ¦ 1QU LoRE | Non-Red Flag Warning - Large Fires | 2049 | 5.0197e-08 | 2.5099e-08 | 6.4539e-08 | 7.3713 | 0.88759 | 4.1075 | 2.3763 | 0 | 0 | 0 | 4.1814e-05 |  | 3.7002e-07 | 0 | 3.7002e-07 | 1.8501e-07 | 0 | 1.8501e-07 | 4.7574e-07 | 0 | 4.7574e-07 | [16 empty] | 7.3.1.3 Ignition probability mapping showing the probability of ignition along the electric lines and equipmentWLDFRAggregatedAggregated | WLDFR | HFTD - Distribution - Tier 3 - 2QU CoRE ¦ 1QU LoRE | Non-Red Flag Warning - Small Fires | Aggregated | Aggregated | 2046 | 0.0074452 | 0 | 226.4749 | 1.6861 | 2046 | Mitigation | 0.08575 | 30 | 0 | esc | 0.0012005 | 8.938e-06 | 0.00060025 | 4.469e-06 | 0.0015435 | 1.1492e-05
[79 empty] | WLDFR | HFTD - Distribution - Tier 3 - 2QU CoRE ¦ 1QU LoRE | Non-Red Flag Warning - Large Fires | 2050 | 0 | 2.5099e-08 | 6.4539e-08 | 7.3713 | 0.88759 | 4.1075 | 2.3763 | 0 | 0 | 0 | 4.1814e-05 |  | 0 | 0 | 0 | 1.8501e-07 | 0 | 1.8501e-07 | 4.7574e-07 | 0 | 4.7574e-07 | [16 empty] | 7.3.1.3 Ignition probability mapping showing the probability of ignition along the electric lines and equipmentWLDFRAggregatedAggregated | WLDFR | HFTD - Distribution - Tier 3 - 2QU CoRE ¦ 1QU LoRE | Non-Red Flag Warning - Small Fires | Aggregated | Aggregated | 2047 | 0.0074452 | 0 | 226.4749 | 1.6861 | 2047 | Mitigation | 0.08575 | 30 | 0 | esc | 0.0012005 | 8.938e-06 | 0.00060025 | 4.469e-06 | 0.0015435 | 1.1492e-05
[79 empty] | WLDFR | HFTD - Distribution - Tier 3 - 2QU CoRE ¦ 1QU LoRE | Non-Red Flag Warning - Large Fires | 2051 | 0 | 0 | 6.4539e-08 | 7.3713 | 0.88759 | 4.1075 | 2.3763 | 0 | 0 | 0 | 4.1814e-05 |  | 0 | 0 | 0 | 0 | 0 | 0 | 4.7574e-07 | 0 | 4.7574e-07 | [16 empty] | 7.3.1.3 Ignition probability mapping showing the probability of ignition along the electric lines and equipmentWLDFRAggregatedAggregated | WLDFR | HFTD - Distribution - Tier 3 - 2QU CoRE ¦ 1QU LoRE | Non-Red Flag Warning - Small Fires | Aggregated | Aggregated | 2048 | 0.0074452 | 0 | 226.4749 | 1.6861 | 2048 | Mitigation | 0.08575 | 30 | 0 | esc | 0.0012005 | 8.938e-06 | 0.00060025 | 4.469e-06 | 0.0015435 | 1.1492e-05
[79 empty] | WLDFR | HFTD - Distribution - Tier 3 - 2QU CoRE ¦ 1QU LoRE | Non-Red Flag Warning - Small Fires | 2020 | 8.938e-06 | 0 | 0 | 0.077901 | 0.036425 | 0.0015809 | 0.039895 | 0 | 0 | 0 | 0.0074452 |  | 6.9627e-07 | 0 | 6.9627e-07 | 0 | 0 | 0 | 0 | 0 | 0 | [16 empty] | 7.3.1.3 Ignition probability mapping showing the probability of ignition along the electric lines and equipmentWLDFRAggregatedAggregated | WLDFR | HFTD - Distribution - Tier 3 - 2QU CoRE ¦ 1QU LoRE | Non-Red Flag Warning - Small Fires | Aggregated | Aggregated | 2049 | 0.0074452 | 0 | 226.4749 | 1.6861 | 2049 | Mitigation | 0.08575 | 30 | 0 | esc | 0.0012005 | 8.938e-06 | 0.00060025 | 4.469e-06 | 0.0015435 | 1.1492e-05
[79 empty] | WLDFR | HFTD - Distribution - Tier 3 - 2QU CoRE ¦ 1QU LoRE | Non-Red Flag Warning - Small Fires | 2021 | 8.938e-06 | 4.469e-06 | 0 | 0.077901 | 0.036425 | 0.0015809 | 0.039895 | 0 | 0 | 0 | 0.0074452 |  | 6.9627e-07 | 0 | 6.9627e-07 | 3.4814e-07 | 0 | 3.4814e-07 | 0 | 0 | 0 | [16 empty] | 7.3.1.3 Ignition probability mapping showing the probability of ignition along the electric lines and equipmentWLDFRAggregatedAggregated | WLDFR | HFTD - Distribution - Tier 3 - 2QU CoRE ¦ 1QU LoRE | Non-Red Flag Warning - Small Fires | Aggregated | Aggregated | 2050 | 0.0074452 | 0 | 226.4749 | 1.6861 | 2050 | Mitigation | 0.08575 | 30 | 0 | esc | 0 | 0 | 0.00060025 | 4.469e-06 | 0.0015435 | 1.1492e-05
[79 empty] | WLDFR | HFTD - Distribution - Tier 3 - 2QU CoRE ¦ 1QU LoRE | Non-Red Flag Warning - Small Fires | 2022 | 8.938e-06 | 4.469e-06 | 1.1492e-05 | 0.077901 | 0.036425 | 0.0015809 | 0.039895 | 0 | 0 | 0 | 0.0074452 |  | 6.9627e-07 | 0 | 6.9627e-07 | 3.4814e-07 | 0 | 3.4814e-07 | 8.9521e-07 | 0 | 8.9521e-07 | [16 empty] | 7.3.1.3 Ignition probability mapping showing the probability of ignition along the electric lines and equipmentWLDFRAggregatedAggregated | WLDFR | HFTD - Distribution - Tier 3 - 2QU CoRE ¦ 1QU LoRE | Non-Red Flag Warning - Small Fires | Aggregated | Aggregated | 2051 | 0.0074452 | 0 | 226.4749 | 1.6861 | 2051 | Mitigation | 0.08575 | 30 | 0 | esc | 0 | 0 | 0 | 0 | 0.0015435 | 1.1492e-05
[79 empty] | WLDFR | HFTD - Distribution - Tier 3 - 2QU CoRE ¦ 1QU LoRE | Non-Red Flag Warning - Small Fires | 2023 | 8.938e-06 | 4.469e-06 | 1.1492e-05 | 0.080408 | 0.03759 | 0.0016314 | 0.041187 | 0 | 0 | 0 | 0.0074452 |  | 7.1869e-07 | 0 | 7.1869e-07 | 3.5934e-07 | 0 | 3.5934e-07 | 9.2402e-07 | 0 | 9.2402e-07 | [16 empty] | 7.3.1.3 Ignition probability mapping showing the probability of ignition along the electric lines and equipmentWLDFRAggregatedAggregated | WLDFR | HFTD - Distribution - Tier 3 - 2QU CoRE ¦ 1QU LoRE | Red Flag Warning - Catastrophic Fires | Aggregated | Aggregated | 2021 | 0.0001221 | 0 | 226.4749 | 0.027651 | 2021 | Mitigation | 0.08575 | 30 | 0 | esc | 0.0012005 | 1.4658e-07 | 0.00060025 | 7.3288e-08 | 0 | 0
[79 empty] | WLDFR | HFTD - Distribution - Tier 3 - 2QU CoRE ¦ 1QU LoRE | Non-Red Flag Warning - Small Fires | 2024 | 8.938e-06 | 4.469e-06 | 1.1492e-05 | 0.080408 | 0.03759 | 0.0016314 | 0.041187 | 0 | 0 | 0 | 0.0074452 |  | 7.1869e-07 | 0 | 7.1869e-07 | 3.5934e-07 | 0 | 3.5934e-07 | 9.2402e-07 | 0 | 9.2402e-07 | [16 empty] | 7.3.1.3 Ignition probability mapping showing the probability of ignition along the electric lines and equipmentWLDFRAggregatedAggregated | WLDFR | HFTD - Distribution - Tier 3 - 2QU CoRE ¦ 1QU LoRE | Red Flag Warning - Catastrophic Fires | Aggregated | Aggregated | 2022 | 0.0001221 | 0 | 226.4749 | 0.027651 | 2022 | Mitigation | 0.08575 | 30 | 0 | esc | 0.0012005 | 1.4658e-07 | 0.00060025 | 7.3288e-08 | 0.0015435 | 1.8845e-07
[79 empty] | WLDFR | HFTD - Distribution - Tier 3 - 2QU CoRE ¦ 1QU LoRE | Non-Red Flag Warning - Small Fires | 2025 | 8.938e-06 | 4.469e-06 | 1.1492e-05 | 0.080408 | 0.03759 | 0.0016314 | 0.041187 | 0 | 0 | 0 | 0.0074452 |  | 7.1869e-07 | 0 | 7.1869e-07 | 3.5934e-07 | 0 | 3.5934e-07 | 9.2402e-07 | 0 | 9.2402e-07 | [16 empty] | 7.3.1.3 Ignition probability mapping showing the probability of ignition along the electric lines and equipmentWLDFRAggregatedAggregated | WLDFR | HFTD - Distribution - Tier 3 - 2QU CoRE ¦ 1QU LoRE | Red Flag Warning - Catastrophic Fires | Aggregated | Aggregated | 2023 | 0.0001221 | 0 | 226.4749 | 0.027651 | 2023 | Mitigation | 0.08575 | 30 | 0 | esc | 0.0012005 | 1.4658e-07 | 0.00060025 | 7.3288e-08 | 0.0015435 | 1.8845e-07
[79 empty] | WLDFR | HFTD - Distribution - Tier 3 - 2QU CoRE ¦ 1QU LoRE | Non-Red Flag Warning - Small Fires | 2026 | 8.938e-06 | 4.469e-06 | 1.1492e-05 | 0.080408 | 0.03759 | 0.0016314 | 0.041187 | 0 | 0 | 0 | 0.0074452 |  | 7.1869e-07 | 0 | 7.1869e-07 | 3.5934e-07 | 0 | 3.5934e-07 | 9.2402e-07 | 0 | 9.2402e-07 | [16 empty] | 7.3.1.3 Ignition probability mapping showing the probability of ignition along the electric lines and equipmentWLDFRAggregatedAggregated | WLDFR | HFTD - Distribution - Tier 3 - 2QU CoRE ¦ 1QU LoRE | Red Flag Warning - Catastrophic Fires | Aggregated | Aggregated | 2024 | 0.0001221 | 0 | 226.4749 | 0.027651 | 2024 | Mitigation | 0.08575 | 30 | 0 | esc | 0.0012005 | 1.4658e-07 | 0.00060025 | 7.3288e-08 | 0.0015435 | 1.8845e-07
[79 empty] | WLDFR | HFTD - Distribution - Tier 3 - 2QU CoRE ¦ 1QU LoRE | Non-Red Flag Warning - Small Fires | 2027 | 8.938e-06 | 4.469e-06 | 1.1492e-05 | 0.080408 | 0.03759 | 0.0016314 | 0.041187 | 0 | 0 | 0 | 0.0074452 |  | 7.1869e-07 | 0 | 7.1869e-07 | 3.5934e-07 | 0 | 3.5934e-07 | 9.2402e-07 | 0 | 9.2402e-07 | [16 empty] | 7.3.1.3 Ignition probability mapping showing the probability of ignition along the electric lines and equipmentWLDFRAggregatedAggregated | WLDFR | HFTD - Distribution - Tier 3 - 2QU CoRE ¦ 1QU LoRE | Red Flag Warning - Catastrophic Fires | Aggregated | Aggregated | 2025 | 0.0001221 | 0 | 226.4749 | 0.027651 | 2025 | Mitigation | 0.08575 | 30 | 0 | esc | 0.0012005 | 1.4658e-07 | 0.00060025 | 7.3288e-08 | 0.0015435 | 1.8845e-07
[79 empty] | WLDFR | HFTD - Distribution - Tier 3 - 2QU CoRE ¦ 1QU LoRE | Non-Red Flag Warning - Small Fires | 2028 | 8.938e-06 | 4.469e-06 | 1.1492e-05 | 0.083606 | 0.039055 | 0.001695 | 0.042856 | 0 | 0 | 0 | 0.0074452 |  | 7.4727e-07 | 0 | 7.4727e-07 | 3.7363e-07 | 0 | 3.7363e-07 | 9.6078e-07 | 0 | 9.6078e-07 | [16 empty] | 7.3.1.3 Ignition probability mapping showing the probability of ignition along the electric lines and equipmentWLDFRAggregatedAggregated | WLDFR | HFTD - Distribution - Tier 3 - 2QU CoRE ¦ 1QU LoRE | Red Flag Warning - Catastrophic Fires | Aggregated | Aggregated | 2026 | 0.0001221 | 0 | 226.4749 | 0.027651 | 2026 | Mitigation | 0.08575 | 30 | 0 | esc | 0.0012005 | 1.4658e-07 | 0.00060025 | 7.3288e-08 | 0.0015435 | 1.8845e-07
[79 empty] | WLDFR | HFTD - Distribution - Tier 3 - 2QU CoRE ¦ 1QU LoRE | Non-Red Flag Warning - Small Fires | 2029 | 8.938e-06 | 4.469e-06 | 1.1492e-05 | 0.083606 | 0.039055 | 0.001695 | 0.042856 | 0 | 0 | 0 | 0.0074452 |  | 7.4727e-07 | 0 | 7.4727e-07 | 3.7363e-07 | 0 | 3.7363e-07 | 9.6078e-07 | 0 | 9.6078e-07 | [16 empty] | 7.3.1.3 Ignition probability mapping showing the probability of ignition along the electric lines and equipmentWLDFRAggregatedAggregated | WLDFR | HFTD - Distribution - Tier 3 - 2QU CoRE ¦ 1QU LoRE | Red Flag Warning - Catastrophic Fires | Aggregated | Aggregated | 2027 | 0.0001221 | 0 | 226.4749 | 0.027651 | 2027 | Mitigation | 0.08575 | 30 | 0 | esc | 0.0012005 | 1.4658e-07 | 0.00060025 | 7.3288e-08 | 0.0015435 | 1.8845e-07
[79 empty] | WLDFR | HFTD - Distribution - Tier 3 - 2QU CoRE ¦ 1QU LoRE | Non-Red Flag Warning - Small Fires | 2030 | 8.938e-06 | 4.469e-06 | 1.1492e-05 | 0.083606 | 0.039055 | 0.001695 | 0.042856 | 0 | 0 | 0 | 0.0074452 |  | 7.4727e-07 | 0 | 7.4727e-07 | 3.7363e-07 | 0 | 3.7363e-07 | 9.6078e-07 | 0 | 9.6078e-07 | [16 empty] | 7.3.1.3 Ignition probability mapping showing the probability of ignition along the electric lines and equipmentWLDFRAggregatedAggregated | WLDFR | HFTD - Distribution - Tier 3 - 2QU CoRE ¦ 1QU LoRE | Red Flag Warning - Catastrophic Fires | Aggregated | Aggregated | 2028 | 0.0001221 | 0 | 226.4749 | 0.027651 | 2028 | Mitigation | 0.08575 | 30 | 0 | esc | 0.0012005 | 1.4658e-07 | 0.00060025 | 7.3288e-08 | 0.0015435 | 1.8845e-07
[79 empty] | WLDFR | HFTD - Distribution - Tier 3 - 2QU CoRE ¦ 1QU LoRE | Non-Red Flag Warning - Small Fires | 2031 | 8.938e-06 | 4.469e-06 | 1.1492e-05 | 0.083606 | 0.039055 | 0.001695 | 0.042856 | 0 | 0 | 0 | 0.0074452 |  | 7.4727e-07 | 0 | 7.4727e-07 | 3.7363e-07 | 0 | 3.7363e-07 | 9.6078e-07 | 0 | 9.6078e-07 | [16 empty] | 7.3.1.3 Ignition probability mapping showing the probability of ignition along the electric lines and equipmentWLDFRAggregatedAggregated | WLDFR | HFTD - Distribution - Tier 3 - 2QU CoRE ¦ 1QU LoRE | Red Flag Warning - Catastrophic Fires | Aggregated | Aggregated | 2029 | 0.0001221 | 0 | 226.4749 | 0.027651 | 2029 | Mitigation | 0.08575 | 30 | 0 | esc | 0.0012005 | 1.4658e-07 | 0.00060025 | 7.3288e-08 | 0.0015435 | 1.8845e-07
[79 empty] | WLDFR | HFTD - Distribution - Tier 3 - 2QU CoRE ¦ 1QU LoRE | Non-Red Flag Warning - Small Fires | 2032 | 8.938e-06 | 4.469e-06 | 1.1492e-05 | 0.083606 | 0.039055 | 0.001695 | 0.042856 | 0 | 0 | 0 | 0.0074452 |  | 7.4727e-07 | 0 | 7.4727e-07 | 3.7363e-07 | 0 | 3.7363e-07 | 9.6078e-07 | 0 | 9.6078e-07 | [16 empty] | 7.3.1.3 Ignition probability mapping showing the probability of ignition along the electric lines and equipmentWLDFRAggregatedAggregated | WLDFR | HFTD - Distribution - Tier 3 - 2QU CoRE ¦ 1QU LoRE | Red Flag Warning - Catastrophic Fires | Aggregated | Aggregated | 2030 | 0.0001221 | 0 | 226.4749 | 0.027651 | 2030 | Mitigation | 0.08575 | 30 | 0 | esc | 0.0012005 | 1.4658e-07 | 0.00060025 | 7.3288e-08 | 0.0015435 | 1.8845e-07
[79 empty] | WLDFR | HFTD - Distribution - Tier 3 - 2QU CoRE ¦ 1QU LoRE | Non-Red Flag Warning - Small Fires | 2033 | 8.938e-06 | 4.469e-06 | 1.1492e-05 | 0.087211 | 0.040679 | 0.0017655 | 0.044766 | 0 | 0 | 0 | 0.0074452 |  | 7.7949e-07 | 0 | 7.7949e-07 | 3.8974e-07 | 0 | 3.8974e-07 | 1.0022e-06 | 0 | 1.0022e-06 | [16 empty] | 7.3.1.3 Ignition probability mapping showing the probability of ignition along the electric lines and equipmentWLDFRAggregatedAggregated | WLDFR | HFTD - Distribution - Tier 3 - 2QU CoRE ¦ 1QU LoRE | Red Flag Warning - Catastrophic Fires | Aggregated | Aggregated | 2031 | 0.0001221 | 0 | 226.4749 | 0.027651 | 2031 | Mitigation | 0.08575 | 30 | 0 | esc | 0.0012005 | 1.4658e-07 | 0.00060025 | 7.3288e-08 | 0.0015435 | 1.8845e-07
[79 empty] | WLDFR | HFTD - Distribution - Tier 3 - 2QU CoRE ¦ 1QU LoRE | Non-Red Flag Warning - Small Fires | 2034 | 8.938e-06 | 4.469e-06 | 1.1492e-05 | 0.087211 | 0.040679 | 0.0017655 | 0.044766 | 0 | 0 | 0 | 0.0074452 |  | 7.7949e-07 | 0 | 7.7949e-07 | 3.8974e-07 | 0 | 3.8974e-07 | 1.0022e-06 | 0 | 1.0022e-06 | [16 empty] | 7.3.1.3 Ignition probability mapping showing the probability of ignition along the electric lines and equipmentWLDFRAggregatedAggregated | WLDFR | HFTD - Distribution - Tier 3 - 2QU CoRE ¦ 1QU LoRE | Red Flag Warning - Catastrophic Fires | Aggregated | Aggregated | 2032 | 0.0001221 | 0 | 226.4749 | 0.027651 | 2032 | Mitigation | 0.08575 | 30 | 0 | esc | 0.0012005 | 1.4658e-07 | 0.00060025 | 7.3288e-08 | 0.0015435 | 1.8845e-07
[79 empty] | WLDFR | HFTD - Distribution - Tier 3 - 2QU CoRE ¦ 1QU LoRE | Non-Red Flag Warning - Small Fires | 2035 | 8.938e-06 | 4.469e-06 | 1.1492e-05 | 0.087211 | 0.040679 | 0.0017655 | 0.044766 | 0 | 0 | 0 | 0.0074452 |  | 7.7949e-07 | 0 | 7.7949e-07 | 3.8974e-07 | 0 | 3.8974e-07 | 1.0022e-06 | 0 | 1.0022e-06 | [16 empty] | 7.3.1.3 Ignition probability mapping showing the probability of ignition along the electric lines and equipmentWLDFRAggregatedAggregated | WLDFR | HFTD - Distribution - Tier 3 - 2QU CoRE ¦ 1QU LoRE | Red Flag Warning - Catastrophic Fires | Aggregated | Aggregated | 2033 | 0.0001221 | 0 | 226.4749 | 0.027651 | 2033 | Mitigation | 0.08575 | 30 | 0 | esc | 0.0012005 | 1.4658e-07 | 0.00060025 | 7.3288e-08 | 0.0015435 | 1.8845e-07
[79 empty] | WLDFR | HFTD - Distribution - Tier 3 - 2QU CoRE ¦ 1QU LoRE | Non-Red Flag Warning - Small Fires | 2036 | 8.938e-06 | 4.469e-06 | 1.1492e-05 | 0.087211 | 0.040679 | 0.0017655 | 0.044766 | 0 | 0 | 0 | 0.0074452 |  | 7.7949e-07 | 0 | 7.7949e-07 | 3.8974e-07 | 0 | 3.8974e-07 | 1.0022e-06 | 0 | 1.0022e-06 | [16 empty] | 7.3.1.3 Ignition probability mapping showing the probability of ignition along the electric lines and equipmentWLDFRAggregatedAggregated | WLDFR | HFTD - Distribution - Tier 3 - 2QU CoRE ¦ 1QU LoRE | Red Flag Warning - Catastrophic Fires | Aggregated | Aggregated | 2034 | 0.0001221 | 0 | 226.4749 | 0.027651 | 2034 | Mitigation | 0.08575 | 30 | 0 | esc | 0.0012005 | 1.4658e-07 | 0.00060025 | 7.3288e-08 | 0.0015435 | 1.8845e-07
[79 empty] | WLDFR | HFTD - Distribution - Tier 3 - 2QU CoRE ¦ 1QU LoRE | Non-Red Flag Warning - Small Fires | 2037 | 8.938e-06 | 4.469e-06 | 1.1492e-05 | 0.087211 | 0.040679 | 0.0017655 | 0.044766 | 0 | 0 | 0 | 0.0074452 |  | 7.7949e-07 | 0 | 7.7949e-07 | 3.8974e-07 | 0 | 3.8974e-07 | 1.0022e-06 | 0 | 1.0022e-06 | [16 empty] | 7.3.1.3 Ignition probability mapping showing the probability of ignition along the electric lines and equipmentWLDFRAggregatedAggregated | WLDFR | HFTD - Distribution - Tier 3 - 2QU CoRE ¦ 1QU LoRE | Red Flag Warning - Catastrophic Fires | Aggregated | Aggregated | 2035 | 0.0001221 | 0 | 226.4749 | 0.027651 | 2035 | Mitigation | 0.08575 | 30 | 0 | esc | 0.0012005 | 1.4658e-07 | 0.00060025 | 7.3288e-08 | 0.0015435 | 1.8845e-07
[79 empty] | WLDFR | HFTD - Distribution - Tier 3 - 2QU CoRE ¦ 1QU LoRE | Non-Red Flag Warning - Small Fires | 2038 | 8.938e-06 | 4.469e-06 | 1.1492e-05 | 0.091184 | 0.042438 | 0.0018418 | 0.046905 | 0 | 0 | 0 | 0.0074452 |  | 8.15e-07 | 0 | 8.15e-07 | 4.075e-07 | 0 | 4.075e-07 | 1.0479e-06 | 0 | 1.0479e-06 | [16 empty] | 7.3.1.3 Ignition probability mapping showing the probability of ignition along the electric lines and equipmentWLDFRAggregatedAggregated | WLDFR | HFTD - Distribution - Tier 3 - 2QU CoRE ¦ 1QU LoRE | Red Flag Warning - Catastrophic Fires | Aggregated | Aggregated | 2036 | 0.0001221 | 0 | 226.4749 | 0.027651 | 2036 | Mitigation | 0.08575 | 30 | 0 | esc | 0.0012005 | 1.4658e-07 | 0.00060025 | 7.3288e-08 | 0.0015435 | 1.8845e-07
[79 empty] | WLDFR | HFTD - Distribution - Tier 3 - 2QU CoRE ¦ 1QU LoRE | Non-Red Flag Warning - Small Fires | 2039 | 8.938e-06 | 4.469e-06 | 1.1492e-05 | 0.091184 | 0.042438 | 0.0018418 | 0.046905 | 0 | 0 | 0 | 0.0074452 |  | 8.15e-07 | 0 | 8.15e-07 | 4.075e-07 | 0 | 4.075e-07 | 1.0479e-06 | 0 | 1.0479e-06 | [16 empty] | 7.3.1.3 Ignition probability mapping showing the probability of ignition along the electric lines and equipmentWLDFRAggregatedAggregated | WLDFR | HFTD - Distribution - Tier 3 - 2QU CoRE ¦ 1QU LoRE | Red Flag Warning - Catastrophic Fires | Aggregated | Aggregated | 2037 | 0.0001221 | 0 | 226.4749 | 0.027651 | 2037 | Mitigation | 0.08575 | 30 | 0 | esc | 0.0012005 | 1.4658e-07 | 0.00060025 | 7.3288e-08 | 0.0015435 | 1.8845e-07
[79 empty] | WLDFR | HFTD - Distribution - Tier 3 - 2QU CoRE ¦ 1QU LoRE | Non-Red Flag Warning - Small Fires | 2040 | 8.938e-06 | 4.469e-06 | 1.1492e-05 | 0.091184 | 0.042438 | 0.0018418 | 0.046905 | 0 | 0 | 0 | 0.0074452 |  | 8.15e-07 | 0 | 8.15e-07 | 4.075e-07 | 0 | 4.075e-07 | 1.0479e-06 | 0 | 1.0479e-06 | [16 empty] | 7.3.1.3 Ignition probability mapping showing the probability of ignition along the electric lines and equipmentWLDFRAggregatedAggregated | WLDFR | HFTD - Distribution - Tier 3 - 2QU CoRE ¦ 1QU LoRE | Red Flag Warning - Catastrophic Fires | Aggregated | Aggregated | 2038 | 0.0001221 | 0 | 226.4749 | 0.027651 | 2038 | Mitigation | 0.08575 | 30 | 0 | esc | 0.0012005 | 1.4658e-07 | 0.00060025 | 7.3288e-08 | 0.0015435 | 1.8845e-07
[79 empty] | WLDFR | HFTD - Distribution - Tier 3 - 2QU CoRE ¦ 1QU LoRE | Non-Red Flag Warning - Small Fires | 2041 | 8.938e-06 | 4.469e-06 | 1.1492e-05 | 0.091184 | 0.042438 | 0.0018418 | 0.046905 | 0 | 0 | 0 | 0.0074452 |  | 8.15e-07 | 0 | 8.15e-07 | 4.075e-07 | 0 | 4.075e-07 | 1.0479e-06 | 0 | 1.0479e-06 | [16 empty] | 7.3.1.3 Ignition probability mapping showing the probability of ignition along the electric lines and equipmentWLDFRAggregatedAggregated | WLDFR | HFTD - Distribution - Tier 3 - 2QU CoRE ¦ 1QU LoRE | Red Flag Warning - Catastrophic Fires | Aggregated | Aggregated | 2039 | 0.0001221 | 0 | 226.4749 | 0.027651 | 2039 | Mitigation | 0.08575 | 30 | 0 | esc | 0.0012005 | 1.4658e-07 | 0.00060025 | 7.3288e-08 | 0.0015435 | 1.8845e-07
[79 empty] | WLDFR | HFTD - Distribution - Tier 3 - 2QU CoRE ¦ 1QU LoRE | Non-Red Flag Warning - Small Fires | 2042 | 8.938e-06 | 4.469e-06 | 1.1492e-05 | 0.091184 | 0.042438 | 0.0018418 | 0.046905 | 0 | 0 | 0 | 0.0074452 |  | 8.15e-07 | 0 | 8.15e-07 | 4.075e-07 | 0 | 4.075e-07 | 1.0479e-06 | 0 | 1.0479e-06 | [16 empty] | 7.3.1.3 Ignition probability mapping showing the probability of ignition along the electric lines and equipmentWLDFRAggregatedAggregated | WLDFR | HFTD - Distribution - Tier 3 - 2QU CoRE ¦ 1QU LoRE | Red Flag Warning - Catastrophic Fires | Aggregated | Aggregated | 2040 | 0.0001221 | 0 | 226.4749 | 0.027651 | 2040 | Mitigation | 0.08575 | 30 | 0 | esc | 0.0012005 | 1.4658e-07 | 0.00060025 | 7.3288e-08 | 0.0015435 | 1.8845e-07
[79 empty] | WLDFR | HFTD - Distribution - Tier 3 - 2QU CoRE ¦ 1QU LoRE | Non-Red Flag Warning - Small Fires | 2043 | 8.938e-06 | 4.469e-06 | 1.1492e-05 | 0.095486 | 0.044306 | 0.0019228 | 0.049257 | 0 | 0 | 0 | 0.0074452 |  | 8.5345e-07 | 0 | 8.5345e-07 | 4.2672e-07 | 0 | 4.2672e-07 | 1.0973e-06 | 0 | 1.0973e-06 | [16 empty] | 7.3.1.3 Ignition probability mapping showing the probability of ignition along the electric lines and equipmentWLDFRAggregatedAggregated | WLDFR | HFTD - Distribution - Tier 3 - 2QU CoRE ¦ 1QU LoRE | Red Flag Warning - Catastrophic Fires | Aggregated | Aggregated | 2041 | 0.0001221 | 0 | 226.4749 | 0.027651 | 2041 | Mitigation | 0.08575 | 30 | 0 | esc | 0.0012005 | 1.4658e-07 | 0.00060025 | 7.3288e-08 | 0.0015435 | 1.8845e-07
[79 empty] | WLDFR | HFTD - Distribution - Tier 3 - 2QU CoRE ¦ 1QU LoRE | Non-Red Flag Warning - Small Fires | 2044 | 8.938e-06 | 4.469e-06 | 1.1492e-05 | 0.095486 | 0.044306 | 0.0019228 | 0.049257 | 0 | 0 | 0 | 0.0074452 |  | 8.5345e-07 | 0 | 8.5345e-07 | 4.2672e-07 | 0 | 4.2672e-07 | 1.0973e-06 | 0 | 1.0973e-06 | [16 empty] | 7.3.1.3 Ignition probability mapping showing the probability of ignition along the electric lines and equipmentWLDFRAggregatedAggregated | WLDFR | HFTD - Distribution - Tier 3 - 2QU CoRE ¦ 1QU LoRE | Red Flag Warning - Catastrophic Fires | Aggregated | Aggregated | 2042 | 0.0001221 | 0 | 226.4749 | 0.027651 | 2042 | Mitigation | 0.08575 | 30 | 0 | esc | 0.0012005 | 1.4658e-07 | 0.00060025 | 7.3288e-08 | 0.0015435 | 1.8845e-07
[79 empty] | WLDFR | HFTD - Distribution - Tier 3 - 2QU CoRE ¦ 1QU LoRE | Non-Red Flag Warning - Small Fires | 2045 | 8.938e-06 | 4.469e-06 | 1.1492e-05 | 0.095486 | 0.044306 | 0.0019228 | 0.049257 | 0 | 0 | 0 | 0.0074452 |  | 8.5345e-07 | 0 | 8.5345e-07 | 4.2672e-07 | 0 | 4.2672e-07 | 1.0973e-06 | 0 | 1.0973e-06 | [16 empty] | 7.3.1.3 Ignition probability mapping showing the probability of ignition along the electric lines and equipmentWLDFRAggregatedAggregated | WLDFR | HFTD - Distribution - Tier 3 - 2QU CoRE ¦ 1QU LoRE | Red Flag Warning - Catastrophic Fires | Aggregated | Aggregated | 2043 | 0.0001221 | 0 | 226.4749 | 0.027651 | 2043 | Mitigation | 0.08575 | 30 | 0 | esc | 0.0012005 | 1.4658e-07 | 0.00060025 | 7.3288e-08 | 0.0015435 | 1.8845e-07
[79 empty] | WLDFR | HFTD - Distribution - Tier 3 - 2QU CoRE ¦ 1QU LoRE | Non-Red Flag Warning - Small Fires | 2046 | 8.938e-06 | 4.469e-06 | 1.1492e-05 | 0.095486 | 0.044306 | 0.0019228 | 0.049257 | 0 | 0 | 0 | 0.0074452 |  | 8.5345e-07 | 0 | 8.5345e-07 | 4.2672e-07 | 0 | 4.2672e-07 | 1.0973e-06 | 0 | 1.0973e-06 | [16 empty] | 7.3.1.3 Ignition probability mapping showing the probability of ignition along the electric lines and equipmentWLDFRAggregatedAggregated | WLDFR | HFTD - Distribution - Tier 3 - 2QU CoRE ¦ 1QU LoRE | Red Flag Warning - Catastrophic Fires | Aggregated | Aggregated | 2044 | 0.0001221 | 0 | 226.4749 | 0.027651 | 2044 | Mitigation | 0.08575 | 30 | 0 | esc | 0.0012005 | 1.4658e-07 | 0.00060025 | 7.3288e-08 | 0.0015435 | 1.8845e-07
[79 empty] | WLDFR | HFTD - Distribution - Tier 3 - 2QU CoRE ¦ 1QU LoRE | Non-Red Flag Warning - Small Fires | 2047 | 8.938e-06 | 4.469e-06 | 1.1492e-05 | 0.095486 | 0.044306 | 0.0019228 | 0.049257 | 0 | 0 | 0 | 0.0074452 |  | 8.5345e-07 | 0 | 8.5345e-07 | 4.2672e-07 | 0 | 4.2672e-07 | 1.0973e-06 | 0 | 1.0973e-06 | [16 empty] | 7.3.1.3 Ignition probability mapping showing the probability of ignition along the electric lines and equipmentWLDFRAggregatedAggregated | WLDFR | HFTD - Distribution - Tier 3 - 2QU CoRE ¦ 1QU LoRE | Red Flag Warning - Catastrophic Fires | Aggregated | Aggregated | 2045 | 0.0001221 | 0 | 226.4749 | 0.027651 | 2045 | Mitigation | 0.08575 | 30 | 0 | esc | 0.0012005 | 1.4658e-07 | 0.00060025 | 7.3288e-08 | 0.0015435 | 1.8845e-07
[79 empty] | WLDFR | HFTD - Distribution - Tier 3 - 2QU CoRE ¦ 1QU LoRE | Non-Red Flag Warning - Small Fires | 2048 | 8.938e-06 | 4.469e-06 | 1.1492e-05 | 0.10007 | 0.04626 | 0.0020076 | 0.051804 | 0 | 0 | 0 | 0.0074452 |  | 8.9444e-07 | 0 | 8.9444e-07 | 4.4722e-07 | 0 | 4.4722e-07 | 1.15e-06 | 0 | 1.15e-06 | [16 empty] | 7.3.1.3 Ignition probability mapping showing the probability of ignition along the electric lines and equipmentWLDFRAggregatedAggregated | WLDFR | HFTD - Distribution - Tier 3 - 2QU CoRE ¦ 1QU LoRE | Red Flag Warning - Catastrophic Fires | Aggregated | Aggregated | 2046 | 0.0001221 | 0 | 226.4749 | 0.027651 | 2046 | Mitigation | 0.08575 | 30 | 0 | esc | 0.0012005 | 1.4658e-07 | 0.00060025 | 7.3288e-08 | 0.0015435 | 1.8845e-07
[79 empty] | WLDFR | HFTD - Distribution - Tier 3 - 2QU CoRE ¦ 1QU LoRE | Non-Red Flag Warning - Small Fires | 2049 | 8.938e-06 | 4.469e-06 | 1.1492e-05 | 0.10007 | 0.04626 | 0.0020076 | 0.051804 | 0 | 0 | 0 | 0.0074452 |  | 8.9444e-07 | 0 | 8.9444e-07 | 4.4722e-07 | 0 | 4.4722e-07 | 1.15e-06 | 0 | 1.15e-06 | [16 empty] | 7.3.1.3 Ignition probability mapping showing the probability of ignition along the electric lines and equipmentWLDFRAggregatedAggregated | WLDFR | HFTD - Distribution - Tier 3 - 2QU CoRE ¦ 1QU LoRE | Red Flag Warning - Catastrophic Fires | Aggregated | Aggregated | 2047 | 0.0001221 | 0 | 226.4749 | 0.027651 | 2047 | Mitigation | 0.08575 | 30 | 0 | esc | 0.0012005 | 1.4658e-07 | 0.00060025 | 7.3288e-08 | 0.0015435 | 1.8845e-07
[79 empty] | WLDFR | HFTD - Distribution - Tier 3 - 2QU CoRE ¦ 1QU LoRE | Non-Red Flag Warning - Small Fires | 2050 | 0 | 4.469e-06 | 1.1492e-05 | 0.10007 | 0.04626 | 0.0020076 | 0.051804 | 0 | 0 | 0 | 0.0074452 |  | 0 | 0 | 0 | 4.4722e-07 | 0 | 4.4722e-07 | 1.15e-06 | 0 | 1.15e-06 | [16 empty] | 7.3.1.3 Ignition probability mapping showing the probability of ignition along the electric lines and equipmentWLDFRAggregatedAggregated | WLDFR | HFTD - Distribution - Tier 3 - 2QU CoRE ¦ 1QU LoRE | Red Flag Warning - Catastrophic Fires | Aggregated | Aggregated | 2048 | 0.0001221 | 0 | 226.4749 | 0.027651 | 2048 | Mitigation | 0.08575 | 30 | 0 | esc | 0.0012005 | 1.4658e-07 | 0.00060025 | 7.3288e-08 | 0.0015435 | 1.8845e-07
[79 empty] | WLDFR | HFTD - Distribution - Tier 3 - 2QU CoRE ¦ 1QU LoRE | Non-Red Flag Warning - Small Fires | 2051 | 0 | 0 | 1.1492e-05 | 0.10007 | 0.04626 | 0.0020076 | 0.051804 | 0 | 0 | 0 | 0.0074452 |  | 0 | 0 | 0 | 0 | 0 | 0 | 1.15e-06 | 0 | 1.15e-06 | [16 empty] | 7.3.1.3 Ignition probability mapping showing the probability of ignition along the electric lines and equipmentWLDFRAggregatedAggregated | WLDFR | HFTD - Distribution - Tier 3 - 2QU CoRE ¦ 1QU LoRE | Red Flag Warning - Catastrophic Fires | Aggregated | Aggregated | 2049 | 0.0001221 | 0 | 226.4749 | 0.027651 | 2049 | Mitigation | 0.08575 | 30 | 0 | esc | 0.0012005 | 1.4658e-07 | 0.00060025 | 7.3288e-08 | 0.0015435 | 1.8845e-07
[79 empty] | WLDFR | HFTD - Distribution - Tier 3 - 2QU CoRE ¦ 1QU LoRE | Red Flag Warning - Catastrophic Fires | 2020 | 1.4658e-07 | 0 | 0 | 14146.1306 | 222.2294 | 8585.7228 | 5338.1784 | 0 | 0 | 0 | 0.0001221 |  | 0.0020735 | 0 | 0.0020735 | 0 | 0 | 0 | 0 | 0 | 0 | [16 empty] | 7.3.1.3 Ignition probability mapping showing the probability of ignition along the electric lines and equipmentWLDFRAggregatedAggregated | WLDFR | HFTD - Distribution - Tier 3 - 2QU CoRE ¦ 1QU LoRE | Red Flag Warning - Catastrophic Fires | Aggregated | Aggregated | 2050 | 0.0001221 | 0 | 226.4749 | 0.027651 | 2050 | Mitigation | 0.08575 | 30 | 0 | esc | 0 | 0 | 0.00060025 | 7.3288e-08 | 0.0015435 | 1.8845e-07
[79 empty] | WLDFR | HFTD - Distribution - Tier 3 - 2QU CoRE ¦ 1QU LoRE | Red Flag Warning - Catastrophic Fires | 2021 | 1.4658e-07 | 7.3288e-08 | 0 | 14146.1306 | 222.2294 | 8585.7228 | 5338.1784 | 0 | 0 | 0 | 0.0001221 |  | 0.0020735 | 0 | 0.0020735 | 0.0010367 | 0 | 0.0010367 | 0 | 0 | 0 | [16 empty] | 7.3.1.3 Ignition probability mapping showing the probability of ignition along the electric lines and equipmentWLDFRAggregatedAggregated | WLDFR | HFTD - Distribution - Tier 3 - 2QU CoRE ¦ 1QU LoRE | Red Flag Warning - Catastrophic Fires | Aggregated | Aggregated | 2051 | 0.0001221 | 0 | 226.4749 | 0.027651 | 2051 | Mitigation | 0.08575 | 30 | 0 | esc | 0 | 0 | 0 | 0 | 0.0015435 | 1.8845e-07
[79 empty] | WLDFR | HFTD - Distribution - Tier 3 - 2QU CoRE ¦ 1QU LoRE | Red Flag Warning - Catastrophic Fires | 2022 | 1.4658e-07 | 7.3288e-08 | 1.8845e-07 | 14146.1306 | 222.2294 | 8585.7228 | 5338.1784 | 0 | 0 | 0 | 0.0001221 |  | 0.0020735 | 0 | 0.0020735 | 0.0010367 | 0 | 0.0010367 | 0.0026659 | 0 | 0.0026659 | [16 empty] | 7.3.1.3 Ignition probability mapping showing the probability of ignition along the electric lines and equipmentWLDFRAggregatedAggregated | WLDFR | HFTD - Distribution - Tier 3 - 2QU CoRE ¦ 1QU LoRE | Red Flag Warning - Destructive Fires | Aggregated | Aggregated | 2021 | 1.6477e-05 | 0 | 226.4749 | 0.0037315 | 2021 | Mitigation | 0.08575 | 30 | 0 | esc | 0.0012005 | 1.978e-08 | 0.00060025 | 9.8901e-09 | 0 | 0
[79 empty] | WLDFR | HFTD - Distribution - Tier 3 - 2QU CoRE ¦ 1QU LoRE | Red Flag Warning - Catastrophic Fires | 2023 | 1.4658e-07 | 7.3288e-08 | 1.8845e-07 | 14664.6376 | 233.2301 | 8896.516 | 5534.8915 | 0 | 0 | 0 | 0.0001221 |  | 0.0021495 | 0 | 0.0021495 | 0.0010747 | 0 | 0.0010747 | 0.0027636 | 0 | 0.0027636 | [16 empty] | 7.3.1.3 Ignition probability mapping showing the probability of ignition along the electric lines and equipmentWLDFRAggregatedAggregated | WLDFR | HFTD - Distribution - Tier 3 - 2QU CoRE ¦ 1QU LoRE | Red Flag Warning - Destructive Fires | Aggregated | Aggregated | 2022 | 1.6477e-05 | 0 | 226.4749 | 0.0037315 | 2022 | Mitigation | 0.08575 | 30 | 0 | esc | 0.0012005 | 1.978e-08 | 0.00060025 | 9.8901e-09 | 0.0015435 | 2.5432e-08
[79 empty] | WLDFR | HFTD - Distribution - Tier 3 - 2QU CoRE ¦ 1QU LoRE | Red Flag Warning - Catastrophic Fires | 2024 | 1.4658e-07 | 7.3288e-08 | 1.8845e-07 | 14664.6376 | 233.2301 | 8896.516 | 5534.8915 | 0 | 0 | 0 | 0.0001221 |  | 0.0021495 | 0 | 0.0021495 | 0.0010747 | 0 | 0.0010747 | 0.0027636 | 0 | 0.0027636 | [16 empty] | 7.3.1.3 Ignition probability mapping showing the probability of ignition along the electric lines and equipmentWLDFRAggregatedAggregated | WLDFR | HFTD - Distribution - Tier 3 - 2QU CoRE ¦ 1QU LoRE | Red Flag Warning - Destructive Fires | Aggregated | Aggregated | 2023 | 1.6477e-05 | 0 | 226.4749 | 0.0037315 | 2023 | Mitigation | 0.08575 | 30 | 0 | esc | 0.0012005 | 1.978e-08 | 0.00060025 | 9.8901e-09 | 0.0015435 | 2.5432e-08
[79 empty] | WLDFR | HFTD - Distribution - Tier 3 - 2QU CoRE ¦ 1QU LoRE | Red Flag Warning - Catastrophic Fires | 2025 | 1.4658e-07 | 7.3288e-08 | 1.8845e-07 | 14664.6376 | 233.2301 | 8896.516 | 5534.8915 | 0 | 0 | 0 | 0.0001221 |  | 0.0021495 | 0 | 0.0021495 | 0.0010747 | 0 | 0.0010747 | 0.0027636 | 0 | 0.0027636 | [16 empty] | 7.3.1.3 Ignition probability mapping showing the probability of ignition along the electric lines and equipmentWLDFRAggregatedAggregated | WLDFR | HFTD - Distribution - Tier 3 - 2QU CoRE ¦ 1QU LoRE | Red Flag Warning - Destructive Fires | Aggregated | Aggregated | 2024 | 1.6477e-05 | 0 | 226.4749 | 0.0037315 | 2024 | Mitigation | 0.08575 | 30 | 0 | esc | 0.0012005 | 1.978e-08 | 0.00060025 | 9.8901e-09 | 0.0015435 | 2.5432e-08
[79 empty] | WLDFR | HFTD - Distribution - Tier 3 - 2QU CoRE ¦ 1QU LoRE | Red Flag Warning - Catastrophic Fires | 2026 | 1.4658e-07 | 7.3288e-08 | 1.8845e-07 | 14664.6376 | 233.2301 | 8896.516 | 5534.8915 | 0 | 0 | 0 | 0.0001221 |  | 0.0021495 | 0 | 0.0021495 | 0.0010747 | 0 | 0.0010747 | 0.0027636 | 0 | 0.0027636 | [16 empty] | 7.3.1.3 Ignition probability mapping showing the probability of ignition along the electric lines and equipmentWLDFRAggregatedAggregated | WLDFR | HFTD - Distribution - Tier 3 - 2QU CoRE ¦ 1QU LoRE | Red Flag Warning - Destructive Fires | Aggregated | Aggregated | 2025 | 1.6477e-05 | 0 | 226.4749 | 0.0037315 | 2025 | Mitigation | 0.08575 | 30 | 0 | esc | 0.0012005 | 1.978e-08 | 0.00060025 | 9.8901e-09 | 0.0015435 | 2.5432e-08
[79 empty] | WLDFR | HFTD - Distribution - Tier 3 - 2QU CoRE ¦ 1QU LoRE | Red Flag Warning - Catastrophic Fires | 2027 | 1.4658e-07 | 7.3288e-08 | 1.8845e-07 | 14664.6376 | 233.2301 | 8896.516 | 5534.8915 | 0 | 0 | 0 | 0.0001221 |  | 0.0021495 | 0 | 0.0021495 | 0.0010747 | 0 | 0.0010747 | 0.0027636 | 0 | 0.0027636 | [16 empty] | 7.3.1.3 Ignition probability mapping showing the probability of ignition along the electric lines and equipmentWLDFRAggregatedAggregated | WLDFR | HFTD - Distribution - Tier 3 - 2QU CoRE ¦ 1QU LoRE | Red Flag Warning - Destructive Fires | Aggregated | Aggregated | 2026 | 1.6477e-05 | 0 | 226.4749 | 0.0037315 | 2026 | Mitigation | 0.08575 | 30 | 0 | esc | 0.0012005 | 1.978e-08 | 0.00060025 | 9.8901e-09 | 0.0015435 | 2.5432e-08
[79 empty] | WLDFR | HFTD - Distribution - Tier 3 - 2QU CoRE ¦ 1QU LoRE | Red Flag Warning - Catastrophic Fires | 2028 | 1.4658e-07 | 7.3288e-08 | 1.8845e-07 | 15317.9909 | 247.273 | 9287.6491 | 5783.0689 | 0 | 0 | 0 | 0.0001221 |  | 0.0022452 | 0 | 0.0022452 | 0.0011226 | 0 | 0.0011226 | 0.0028867 | 0 | 0.0028867 | [16 empty] | 7.3.1.3 Ignition probability mapping showing the probability of ignition along the electric lines and equipmentWLDFRAggregatedAggregated | WLDFR | HFTD - Distribution - Tier 3 - 2QU CoRE ¦ 1QU LoRE | Red Flag Warning - Destructive Fires | Aggregated | Aggregated | 2027 | 1.6477e-05 | 0 | 226.4749 | 0.0037315 | 2027 | Mitigation | 0.08575 | 30 | 0 | esc | 0.0012005 | 1.978e-08 | 0.00060025 | 9.8901e-09 | 0.0015435 | 2.5432e-08
[79 empty] | WLDFR | HFTD - Distribution - Tier 3 - 2QU CoRE ¦ 1QU LoRE | Red Flag Warning - Catastrophic Fires | 2029 | 1.4658e-07 | 7.3288e-08 | 1.8845e-07 | 15317.9909 | 247.273 | 9287.6491 | 5783.0689 | 0 | 0 | 0 | 0.0001221 |  | 0.0022452 | 0 | 0.0022452 | 0.0011226 | 0 | 0.0011226 | 0.0028867 | 0 | 0.0028867 | [16 empty] | 7.3.1.3 Ignition probability mapping showing the probability of ignition along the electric lines and equipmentWLDFRAggregatedAggregated | WLDFR | HFTD - Distribution - Tier 3 - 2QU CoRE ¦ 1QU LoRE | Red Flag Warning - Destructive Fires | Aggregated | Aggregated | 2028 | 1.6477e-05 | 0 | 226.4749 | 0.0037315 | 2028 | Mitigation | 0.08575 | 30 | 0 | esc | 0.0012005 | 1.978e-08 | 0.00060025 | 9.8901e-09 | 0.0015435 | 2.5432e-08
[79 empty] | WLDFR | HFTD - Distribution - Tier 3 - 2QU CoRE ¦ 1QU LoRE | Red Flag Warning - Catastrophic Fires | 2030 | 1.4658e-07 | 7.3288e-08 | 1.8845e-07 | 15317.9909 | 247.273 | 9287.6491 | 5783.0689 | 0 | 0 | 0 | 0.0001221 |  | 0.0022452 | 0 | 0.0022452 | 0.0011226 | 0 | 0.0011226 | 0.0028867 | 0 | 0.0028867 | [16 empty] | 7.3.1.3 Ignition probability mapping showing the probability of ignition along the electric lines and equipmentWLDFRAggregatedAggregated | WLDFR | HFTD - Distribution - Tier 3 - 2QU CoRE ¦ 1QU LoRE | Red Flag Warning - Destructive Fires | Aggregated | Aggregated | 2029 | 1.6477e-05 | 0 | 226.4749 | 0.0037315 | 2029 | Mitigation | 0.08575 | 30 | 0 | esc | 0.0012005 | 1.978e-08 | 0.00060025 | 9.8901e-09 | 0.0015435 | 2.5432e-08
[79 empty] | WLDFR | HFTD - Distribution - Tier 3 - 2QU CoRE ¦ 1QU LoRE | Red Flag Warning - Catastrophic Fires | 2031 | 1.4658e-07 | 7.3288e-08 | 1.8845e-07 | 15317.9909 | 247.273 | 9287.6491 | 5783.0689 | 0 | 0 | 0 | 0.0001221 |  | 0.0022452 | 0 | 0.0022452 | 0.0011226 | 0 | 0.0011226 | 0.0028867 | 0 | 0.0028867 | [16 empty] | 7.3.1.3 Ignition probability mapping showing the probability of ignition along the electric lines and equipmentWLDFRAggregatedAggregated | WLDFR | HFTD - Distribution - Tier 3 - 2QU CoRE ¦ 1QU LoRE | Red Flag Warning - Destructive Fires | Aggregated | Aggregated | 2030 | 1.6477e-05 | 0 | 226.4749 | 0.0037315 | 2030 | Mitigation | 0.08575 | 30 | 0 | esc | 0.0012005 | 1.978e-08 | 0.00060025 | 9.8901e-09 | 0.0015435 | 2.5432e-08
[79 empty] | WLDFR | HFTD - Distribution - Tier 3 - 2QU CoRE ¦ 1QU LoRE | Red Flag Warning - Catastrophic Fires | 2032 | 1.4658e-07 | 7.3288e-08 | 1.8845e-07 | 15317.9909 | 247.273 | 9287.6491 | 5783.0689 | 0 | 0 | 0 | 0.0001221 |  | 0.0022452 | 0 | 0.0022452 | 0.0011226 | 0 | 0.0011226 | 0.0028867 | 0 | 0.0028867 | [16 empty] | 7.3.1.3 Ignition probability mapping showing the probability of ignition along the electric lines and equipmentWLDFRAggregatedAggregated | WLDFR | HFTD - Distribution - Tier 3 - 2QU CoRE ¦ 1QU LoRE | Red Flag Warning - Destructive Fires | Aggregated | Aggregated | 2031 | 1.6477e-05 | 0 | 226.4749 | 0.0037315 | 2031 | Mitigation | 0.08575 | 30 | 0 | esc | 0.0012005 | 1.978e-08 | 0.00060025 | 9.8901e-09 | 0.0015435 | 2.5432e-08
[79 empty] | WLDFR | HFTD - Distribution - Tier 3 - 2QU CoRE ¦ 1QU LoRE | Red Flag Warning - Catastrophic Fires | 2033 | 1.4658e-07 | 7.3288e-08 | 1.8845e-07 | 16044.1264 | 263.1074 | 9721.74 | 6059.2791 | 0 | 0 | 0 | 0.0001221 |  | 0.0023517 | 0 | 0.0023517 | 0.0011758 | 0 | 0.0011758 | 0.0030236 | 0 | 0.0030236 | [16 empty] | 7.3.1.3 Ignition probability mapping showing the probability of ignition along the electric lines and equipmentWLDFRAggregatedAggregated | WLDFR | HFTD - Distribution - Tier 3 - 2QU CoRE ¦ 1QU LoRE | Red Flag Warning - Destructive Fires | Aggregated | Aggregated | 2032 | 1.6477e-05 | 0 | 226.4749 | 0.0037315 | 2032 | Mitigation | 0.08575 | 30 | 0 | esc | 0.0012005 | 1.978e-08 | 0.00060025 | 9.8901e-09 | 0.0015435 | 2.5432e-08
[79 empty] | WLDFR | HFTD - Distribution - Tier 3 - 2QU CoRE ¦ 1QU LoRE | Red Flag Warning - Catastrophic Fires | 2034 | 1.4658e-07 | 7.3288e-08 | 1.8845e-07 | 16044.1264 | 263.1074 | 9721.74 | 6059.2791 | 0 | 0 | 0 | 0.0001221 |  | 0.0023517 | 0 | 0.0023517 | 0.0011758 | 0 | 0.0011758 | 0.0030236 | 0 | 0.0030236 | [16 empty] | 7.3.1.3 Ignition probability mapping showing the probability of ignition along the electric lines and equipmentWLDFRAggregatedAggregated | WLDFR | HFTD - Distribution - Tier 3 - 2QU CoRE ¦ 1QU LoRE | Red Flag Warning - Destructive Fires | Aggregated | Aggregated | 2033 | 1.6477e-05 | 0 | 226.4749 | 0.0037315 | 2033 | Mitigation | 0.08575 | 30 | 0 | esc | 0.0012005 | 1.978e-08 | 0.00060025 | 9.8901e-09 | 0.0015435 | 2.5432e-08
[79 empty] | WLDFR | HFTD - Distribution - Tier 3 - 2QU CoRE ¦ 1QU LoRE | Red Flag Warning - Catastrophic Fires | 2035 | 1.4658e-07 | 7.3288e-08 | 1.8845e-07 | 16044.1264 | 263.1074 | 9721.74 | 6059.2791 | 0 | 0 | 0 | 0.0001221 |  | 0.0023517 | 0 | 0.0023517 | 0.0011758 | 0 | 0.0011758 | 0.0030236 | 0 | 0.0030236 | [16 empty] | 7.3.1.3 Ignition probability mapping showing the probability of ignition along the electric lines and equipmentWLDFRAggregatedAggregated | WLDFR | HFTD - Distribution - Tier 3 - 2QU CoRE ¦ 1QU LoRE | Red Flag Warning - Destructive Fires | Aggregated | Aggregated | 2034 | 1.6477e-05 | 0 | 226.4749 | 0.0037315 | 2034 | Mitigation | 0.08575 | 30 | 0 | esc | 0.0012005 | 1.978e-08 | 0.00060025 | 9.8901e-09 | 0.0015435 | 2.5432e-08
[79 empty] | WLDFR | HFTD - Distribution - Tier 3 - 2QU CoRE ¦ 1QU LoRE | Red Flag Warning - Catastrophic Fires | 2036 | 1.4658e-07 | 7.3288e-08 | 1.8845e-07 | 16044.1264 | 263.1074 | 9721.74 | 6059.2791 | 0 | 0 | 0 | 0.0001221 |  | 0.0023517 | 0 | 0.0023517 | 0.0011758 | 0 | 0.0011758 | 0.0030236 | 0 | 0.0030236 | [16 empty] | 7.3.1.3 Ignition probability mapping showing the probability of ignition along the electric lines and equipmentWLDFRAggregatedAggregated | WLDFR | HFTD - Distribution - Tier 3 - 2QU CoRE ¦ 1QU LoRE | Red Flag Warning - Destructive Fires | Aggregated | Aggregated | 2035 | 1.6477e-05 | 0 | 226.4749 | 0.0037315 | 2035 | Mitigation | 0.08575 | 30 | 0 | esc | 0.0012005 | 1.978e-08 | 0.00060025 | 9.8901e-09 | 0.0015435 | 2.5432e-08
[79 empty] | WLDFR | HFTD - Distribution - Tier 3 - 2QU CoRE ¦ 1QU LoRE | Red Flag Warning - Catastrophic Fires | 2037 | 1.4658e-07 | 7.3288e-08 | 1.8845e-07 | 16044.1264 | 263.1074 | 9721.74 | 6059.2791 | 0 | 0 | 0 | 0.0001221 |  | 0.0023517 | 0 | 0.0023517 | 0.0011758 | 0 | 0.0011758 | 0.0030236 | 0 | 0.0030236 | [16 empty] | 7.3.1.3 Ignition probability mapping showing the probability of ignition along the electric lines and equipmentWLDFRAggregatedAggregated | WLDFR | HFTD - Distribution - Tier 3 - 2QU CoRE ¦ 1QU LoRE | Red Flag Warning - Destructive Fires | Aggregated | Aggregated | 2036 | 1.6477e-05 | 0 | 226.4749 | 0.0037315 | 2036 | Mitigation | 0.08575 | 30 | 0 | esc | 0.0012005 | 1.978e-08 | 0.00060025 | 9.8901e-09 | 0.0015435 | 2.5432e-08
[79 empty] | WLDFR | HFTD - Distribution - Tier 3 - 2QU CoRE ¦ 1QU LoRE | Red Flag Warning - Catastrophic Fires | 2038 | 1.4658e-07 | 7.3288e-08 | 1.8845e-07 | 16832.3912 | 280.5544 | 10192.2718 | 6359.5651 | 0 | 0 | 0 | 0.0001221 |  | 0.0024672 | 0 | 0.0024672 | 0.0012336 | 0 | 0.0012336 | 0.0031721 | 0 | 0.0031721 | [16 empty] | 7.3.1.3 Ignition probability mapping showing the probability of ignition along the electric lines and equipmentWLDFRAggregatedAggregated | WLDFR | HFTD - Distribution - Tier 3 - 2QU CoRE ¦ 1QU LoRE | Red Flag Warning - Destructive Fires | Aggregated | Aggregated | 2037 | 1.6477e-05 | 0 | 226.4749 | 0.0037315 | 2037 | Mitigation | 0.08575 | 30 | 0 | esc | 0.0012005 | 1.978e-08 | 0.00060025 | 9.8901e-09 | 0.0015435 | 2.5432e-08
[79 empty] | WLDFR | HFTD - Distribution - Tier 3 - 2QU CoRE ¦ 1QU LoRE | Red Flag Warning - Catastrophic Fires | 2039 | 1.4658e-07 | 7.3288e-08 | 1.8845e-07 | 16832.3912 | 280.5544 | 10192.2718 | 6359.5651 | 0 | 0 | 0 | 0.0001221 |  | 0.0024672 | 0 | 0.0024672 | 0.0012336 | 0 | 0.0012336 | 0.0031721 | 0 | 0.0031721 | [16 empty] | 7.3.1.3 Ignition probability mapping showing the probability of ignition along the electric lines and equipmentWLDFRAggregatedAggregated | WLDFR | HFTD - Distribution - Tier 3 - 2QU CoRE ¦ 1QU LoRE | Red Flag Warning - Destructive Fires | Aggregated | Aggregated | 2038 | 1.6477e-05 | 0 | 226.4749 | 0.0037315 | 2038 | Mitigation | 0.08575 | 30 | 0 | esc | 0.0012005 | 1.978e-08 | 0.00060025 | 9.8901e-09 | 0.0015435 | 2.5432e-08
[79 empty] | WLDFR | HFTD - Distribution - Tier 3 - 2QU CoRE ¦ 1QU LoRE | Red Flag Warning - Catastrophic Fires | 2040 | 1.4658e-07 | 7.3288e-08 | 1.8845e-07 | 16832.3912 | 280.5544 | 10192.2718 | 6359.5651 | 0 | 0 | 0 | 0.0001221 |  | 0.0024672 | 0 | 0.0024672 | 0.0012336 | 0 | 0.0012336 | 0.0031721 | 0 | 0.0031721 | [16 empty] | 7.3.1.3 Ignition probability mapping showing the probability of ignition along the electric lines and equipmentWLDFRAggregatedAggregated | WLDFR | HFTD - Distribution - Tier 3 - 2QU CoRE ¦ 1QU LoRE | Red Flag Warning - Destructive Fires | Aggregated | Aggregated | 2039 | 1.6477e-05 | 0 | 226.4749 | 0.0037315 | 2039 | Mitigation | 0.08575 | 30 | 0 | esc | 0.0012005 | 1.978e-08 | 0.00060025 | 9.8901e-09 | 0.0015435 | 2.5432e-08
[79 empty] | WLDFR | HFTD - Distribution - Tier 3 - 2QU CoRE ¦ 1QU LoRE | Red Flag Warning - Catastrophic Fires | 2041 | 1.4658e-07 | 7.3288e-08 | 1.8845e-07 | 16832.3912 | 280.5544 | 10192.2718 | 6359.5651 | 0 | 0 | 0 | 0.0001221 |  | 0.0024672 | 0 | 0.0024672 | 0.0012336 | 0 | 0.0012336 | 0.0031721 | 0 | 0.0031721 | [16 empty] | 7.3.1.3 Ignition probability mapping showing the probability of ignition along the electric lines and equipmentWLDFRAggregatedAggregated | WLDFR | HFTD - Distribution - Tier 3 - 2QU CoRE ¦ 1QU LoRE | Red Flag Warning - Destructive Fires | Aggregated | Aggregated | 2040 | 1.6477e-05 | 0 | 226.4749 | 0.0037315 | 2040 | Mitigation | 0.08575 | 30 | 0 | esc | 0.0012005 | 1.978e-08 | 0.00060025 | 9.8901e-09 | 0.0015435 | 2.5432e-08
[79 empty] | WLDFR | HFTD - Distribution - Tier 3 - 2QU CoRE ¦ 1QU LoRE | Red Flag Warning - Catastrophic Fires | 2042 | 1.4658e-07 | 7.3288e-08 | 1.8845e-07 | 16832.3912 | 280.5544 | 10192.2718 | 6359.5651 | 0 | 0 | 0 | 0.0001221 |  | 0.0024672 | 0 | 0.0024672 | 0.0012336 | 0 | 0.0012336 | 0.0031721 | 0 | 0.0031721 | [16 empty] | 7.3.1.3 Ignition probability mapping showing the probability of ignition along the electric lines and equipmentWLDFRAggregatedAggregated | WLDFR | HFTD - Distribution - Tier 3 - 2QU CoRE ¦ 1QU LoRE | Red Flag Warning - Destructive Fires | Aggregated | Aggregated | 2041 | 1.6477e-05 | 0 | 226.4749 | 0.0037315 | 2041 | Mitigation | 0.08575 | 30 | 0 | esc | 0.0012005 | 1.978e-08 | 0.00060025 | 9.8901e-09 | 0.0015435 | 2.5432e-08
[79 empty] | WLDFR | HFTD - Distribution - Tier 3 - 2QU CoRE ¦ 1QU LoRE | Red Flag Warning - Catastrophic Fires | 2043 | 1.4658e-07 | 7.3288e-08 | 1.8845e-07 | 17672.0852 | 299.42 | 10692.7362 | 6679.929 | 0 | 0 | 0 | 0.0001221 |  | 0.0025903 | 0 | 0.0025903 | 0.0012951 | 0 | 0.0012951 | 0.0033304 | 0 | 0.0033304 | [16 empty] | 7.3.1.3 Ignition probability mapping showing the probability of ignition along the electric lines and equipmentWLDFRAggregatedAggregated | WLDFR | HFTD - Distribution - Tier 3 - 2QU CoRE ¦ 1QU LoRE | Red Flag Warning - Destructive Fires | Aggregated | Aggregated | 2042 | 1.6477e-05 | 0 | 226.4749 | 0.0037315 | 2042 | Mitigation | 0.08575 | 30 | 0 | esc | 0.0012005 | 1.978e-08 | 0.00060025 | 9.8901e-09 | 0.0015435 | 2.5432e-08
[79 empty] | WLDFR | HFTD - Distribution - Tier 3 - 2QU CoRE ¦ 1QU LoRE | Red Flag Warning - Catastrophic Fires | 2044 | 1.4658e-07 | 7.3288e-08 | 1.8845e-07 | 17672.0852 | 299.42 | 10692.7362 | 6679.929 | 0 | 0 | 0 | 0.0001221 |  | 0.0025903 | 0 | 0.0025903 | 0.0012951 | 0 | 0.0012951 | 0.0033304 | 0 | 0.0033304 | [16 empty] | 7.3.1.3 Ignition probability mapping showing the probability of ignition along the electric lines and equipmentWLDFRAggregatedAggregated | WLDFR | HFTD - Distribution - Tier 3 - 2QU CoRE ¦ 1QU LoRE | Red Flag Warning - Destructive Fires | Aggregated | Aggregated | 2043 | 1.6477e-05 | 0 | 226.4749 | 0.0037315 | 2043 | Mitigation | 0.08575 | 30 | 0 | esc | 0.0012005 | 1.978e-08 | 0.00060025 | 9.8901e-09 | 0.0015435 | 2.5432e-08
[79 empty] | WLDFR | HFTD - Distribution - Tier 3 - 2QU CoRE ¦ 1QU LoRE | Red Flag Warning - Catastrophic Fires | 2045 | 1.4658e-07 | 7.3288e-08 | 1.8845e-07 | 17672.0852 | 299.42 | 10692.7362 | 6679.929 | 0 | 0 | 0 | 0.0001221 |  | 0.0025903 | 0 | 0.0025903 | 0.0012951 | 0 | 0.0012951 | 0.0033304 | 0 | 0.0033304 | [16 empty] | 7.3.1.3 Ignition probability mapping showing the probability of ignition along the electric lines and equipmentWLDFRAggregatedAggregated | WLDFR | HFTD - Distribution - Tier 3 - 2QU CoRE ¦ 1QU LoRE | Red Flag Warning - Destructive Fires | Aggregated | Aggregated | 2044 | 1.6477e-05 | 0 | 226.4749 | 0.0037315 | 2044 | Mitigation | 0.08575 | 30 | 0 | esc | 0.0012005 | 1.978e-08 | 0.00060025 | 9.8901e-09 | 0.0015435 | 2.5432e-08
[79 empty] | WLDFR | HFTD - Distribution - Tier 3 - 2QU CoRE ¦ 1QU LoRE | Red Flag Warning - Catastrophic Fires | 2046 | 1.4658e-07 | 7.3288e-08 | 1.8845e-07 | 17672.0852 | 299.42 | 10692.7362 | 6679.929 | 0 | 0 | 0 | 0.0001221 |  | 0.0025903 | 0 | 0.0025903 | 0.0012951 | 0 | 0.0012951 | 0.0033304 | 0 | 0.0033304 | [16 empty] | 7.3.1.3 Ignition probability mapping showing the probability of ignition along the electric lines and equipmentWLDFRAggregatedAggregated | WLDFR | HFTD - Distribution - Tier 3 - 2QU CoRE ¦ 1QU LoRE | Red Flag Warning - Destructive Fires | Aggregated | Aggregated | 2045 | 1.6477e-05 | 0 | 226.4749 | 0.0037315 | 2045 | Mitigation | 0.08575 | 30 | 0 | esc | 0.0012005 | 1.978e-08 | 0.00060025 | 9.8901e-09 | 0.0015435 | 2.5432e-08
[79 empty] | WLDFR | HFTD - Distribution - Tier 3 - 2QU CoRE ¦ 1QU LoRE | Red Flag Warning - Catastrophic Fires | 2047 | 1.4658e-07 | 7.3288e-08 | 1.8845e-07 | 17672.0852 | 299.42 | 10692.7362 | 6679.929 | 0 | 0 | 0 | 0.0001221 |  | 0.0025903 | 0 | 0.0025903 | 0.0012951 | 0 | 0.0012951 | 0.0033304 | 0 | 0.0033304 | [16 empty] | 7.3.1.3 Ignition probability mapping showing the probability of ignition along the electric lines and equipmentWLDFRAggregatedAggregated | WLDFR | HFTD - Distribution - Tier 3 - 2QU CoRE ¦ 1QU LoRE | Red Flag Warning - Destructive Fires | Aggregated | Aggregated | 2046 | 1.6477e-05 | 0 | 226.4749 | 0.0037315 | 2046 | Mitigation | 0.08575 | 30 | 0 | esc | 0.0012005 | 1.978e-08 | 0.00060025 | 9.8901e-09 | 0.0015435 | 2.5432e-08
[79 empty] | WLDFR | HFTD - Distribution - Tier 3 - 2QU CoRE ¦ 1QU LoRE | Red Flag Warning - Catastrophic Fires | 2048 | 1.4658e-07 | 7.3288e-08 | 1.8845e-07 | 18552.3348 | 319.4911 | 11216.5626 | 7016.281 | 0 | 0 | 0 | 0.0001221 |  | 0.0027193 | 0 | 0.0027193 | 0.0013597 | 0 | 0.0013597 | 0.0034963 | 0 | 0.0034963 | [16 empty] | 7.3.1.3 Ignition probability mapping showing the probability of ignition along the electric lines and equipmentWLDFRAggregatedAggregated | WLDFR | HFTD - Distribution - Tier 3 - 2QU CoRE ¦ 1QU LoRE | Red Flag Warning - Destructive Fires | Aggregated | Aggregated | 2047 | 1.6477e-05 | 0 | 226.4749 | 0.0037315 | 2047 | Mitigation | 0.08575 | 30 | 0 | esc | 0.0012005 | 1.978e-08 | 0.00060025 | 9.8901e-09 | 0.0015435 | 2.5432e-08
[79 empty] | WLDFR | HFTD - Distribution - Tier 3 - 2QU CoRE ¦ 1QU LoRE | Red Flag Warning - Catastrophic Fires | 2049 | 1.4658e-07 | 7.3288e-08 | 1.8845e-07 | 18552.3348 | 319.4911 | 11216.5626 | 7016.281 | 0 | 0 | 0 | 0.0001221 |  | 0.0027193 | 0 | 0.0027193 | 0.0013597 | 0 | 0.0013597 | 0.0034963 | 0 | 0.0034963 | [16 empty] | 7.3.1.3 Ignition probability mapping showing the probability of ignition along the electric lines and equipmentWLDFRAggregatedAggregated | WLDFR | HFTD - Distribution - Tier 3 - 2QU CoRE ¦ 1QU LoRE | Red Flag Warning - Destructive Fires | Aggregated | Aggregated | 2048 | 1.6477e-05 | 0 | 226.4749 | 0.0037315 | 2048 | Mitigation | 0.08575 | 30 | 0 | esc | 0.0012005 | 1.978e-08 | 0.00060025 | 9.8901e-09 | 0.0015435 | 2.5432e-08
[79 empty] | WLDFR | HFTD - Distribution - Tier 3 - 2QU CoRE ¦ 1QU LoRE | Red Flag Warning - Catastrophic Fires | 2050 | 0 | 7.3288e-08 | 1.8845e-07 | 18552.3348 | 319.4911 | 11216.5626 | 7016.281 | 0 | 0 | 0 | 0.0001221 |  | 0 | 0 | 0 | 0.0013597 | 0 | 0.0013597 | 0.0034963 | 0 | 0.0034963 | [16 empty] | 7.3.1.3 Ignition probability mapping showing the probability of ignition along the electric lines and equipmentWLDFRAggregatedAggregated | WLDFR | HFTD - Distribution - Tier 3 - 2QU CoRE ¦ 1QU LoRE | Red Flag Warning - Destructive Fires | Aggregated | Aggregated | 2049 | 1.6477e-05 | 0 | 226.4749 | 0.0037315 | 2049 | Mitigation | 0.08575 | 30 | 0 | esc | 0.0012005 | 1.978e-08 | 0.00060025 | 9.8901e-09 | 0.0015435 | 2.5432e-08
[79 empty] | WLDFR | HFTD - Distribution - Tier 3 - 2QU CoRE ¦ 1QU LoRE | Red Flag Warning - Catastrophic Fires | 2051 | 0 | 0 | 1.8845e-07 | 18552.3348 | 319.4911 | 11216.5626 | 7016.281 | 0 | 0 | 0 | 0.0001221 |  | 0 | 0 | 0 | 0 | 0 | 0 | 0.0034963 | 0 | 0.0034963 | [16 empty] | 7.3.1.3 Ignition probability mapping showing the probability of ignition along the electric lines and equipmentWLDFRAggregatedAggregated | WLDFR | HFTD - Distribution - Tier 3 - 2QU CoRE ¦ 1QU LoRE | Red Flag Warning - Destructive Fires | Aggregated | Aggregated | 2050 | 1.6477e-05 | 0 | 226.4749 | 0.0037315 | 2050 | Mitigation | 0.08575 | 30 | 0 | esc | 0 | 0 | 0.00060025 | 9.8901e-09 | 0.0015435 | 2.5432e-08
[79 empty] | WLDFR | HFTD - Distribution - Tier 3 - 2QU CoRE ¦ 1QU LoRE | Red Flag Warning - Destructive Fires | 2020 | 1.978e-08 | 0 | 0 | 8807.9522 | 222.2294 | 8585.7228 | 0 | 0 | 0 | 0 | 1.6477e-05 |  | 0.00017422 | 0 | 0.00017422 | 0 | 0 | 0 | 0 | 0 | 0 | [16 empty] | 7.3.1.3 Ignition probability mapping showing the probability of ignition along the electric lines and equipmentWLDFRAggregatedAggregated | WLDFR | HFTD - Distribution - Tier 3 - 2QU CoRE ¦ 1QU LoRE | Red Flag Warning - Destructive Fires | Aggregated | Aggregated | 2051 | 1.6477e-05 | 0 | 226.4749 | 0.0037315 | 2051 | Mitigation | 0.08575 | 30 | 0 | esc | 0 | 0 | 0 | 0 | 0.0015435 | 2.5432e-08
[79 empty] | WLDFR | HFTD - Distribution - Tier 3 - 2QU CoRE ¦ 1QU LoRE | Red Flag Warning - Destructive Fires | 2021 | 1.978e-08 | 9.8901e-09 | 0 | 8807.9522 | 222.2294 | 8585.7228 | 0 | 0 | 0 | 0 | 1.6477e-05 |  | 0.00017422 | 0 | 0.00017422 | 8.7112e-05 | 0 | 8.7112e-05 | 0 | 0 | 0 | [16 empty] | 7.3.1.3 Ignition probability mapping showing the probability of ignition along the electric lines and equipmentWLDFRAggregatedAggregated | WLDFR | HFTD - Distribution - Tier 3 - 2QU CoRE ¦ 1QU LoRE | Red Flag Warning - Large Fires | Aggregated | Aggregated | 2021 | 8.5047e-05 | 0 | 226.4749 | 0.019261 | 2021 | Mitigation | 0.08575 | 30 | 0 | esc | 0.0012005 | 1.021e-07 | 0.00060025 | 5.105e-08 | 0 | 0
[79 empty] | WLDFR | HFTD - Distribution - Tier 3 - 2QU CoRE ¦ 1QU LoRE | Red Flag Warning - Destructive Fires | 2022 | 1.978e-08 | 9.8901e-09 | 2.5432e-08 | 8807.9522 | 222.2294 | 8585.7228 | 0 | 0 | 0 | 0 | 1.6477e-05 |  | 0.00017422 | 0 | 0.00017422 | 8.7112e-05 | 0 | 8.7112e-05 | 0.000224 | 0 | 0.000224 | [16 empty] | 7.3.1.3 Ignition probability mapping showing the probability of ignition along the electric lines and equipmentWLDFRAggregatedAggregated | WLDFR | HFTD - Distribution - Tier 3 - 2QU CoRE ¦ 1QU LoRE | Red Flag Warning - Large Fires | Aggregated | Aggregated | 2022 | 8.5047e-05 | 0 | 226.4749 | 0.019261 | 2022 | Mitigation | 0.08575 | 30 | 0 | esc | 0.0012005 | 1.021e-07 | 0.00060025 | 5.105e-08 | 0.0015435 | 1.3127e-07
[79 empty] | WLDFR | HFTD - Distribution - Tier 3 - 2QU CoRE ¦ 1QU LoRE | Red Flag Warning - Destructive Fires | 2023 | 1.978e-08 | 9.8901e-09 | 2.5432e-08 | 9129.7461 | 233.2301 | 8896.516 | 0 | 0 | 0 | 0 | 1.6477e-05 |  | 0.00018059 | 0 | 0.00018059 | 9.0294e-05 | 0 | 9.0294e-05 | 0.00023218 | 0 | 0.00023218 | [16 empty] | 7.3.1.3 Ignition probability mapping showing the probability of ignition along the electric lines and equipmentWLDFRAggregatedAggregated | WLDFR | HFTD - Distribution - Tier 3 - 2QU CoRE ¦ 1QU LoRE | Red Flag Warning - Large Fires | Aggregated | Aggregated | 2023 | 8.5047e-05 | 0 | 226.4749 | 0.019261 | 2023 | Mitigation | 0.08575 | 30 | 0 | esc | 0.0012005 | 1.021e-07 | 0.00060025 | 5.105e-08 | 0.0015435 | 1.3127e-07
[79 empty] | WLDFR | HFTD - Distribution - Tier 3 - 2QU CoRE ¦ 1QU LoRE | Red Flag Warning - Destructive Fires | 2024 | 1.978e-08 | 9.8901e-09 | 2.5432e-08 | 9129.7461 | 233.2301 | 8896.516 | 0 | 0 | 0 | 0 | 1.6477e-05 |  | 0.00018059 | 0 | 0.00018059 | 9.0294e-05 | 0 | 9.0294e-05 | 0.00023218 | 0 | 0.00023218 | [16 empty] | 7.3.1.3 Ignition probability mapping showing the probability of ignition along the electric lines and equipmentWLDFRAggregatedAggregated | WLDFR | HFTD - Distribution - Tier 3 - 2QU CoRE ¦ 1QU LoRE | Red Flag Warning - Large Fires | Aggregated | Aggregated | 2024 | 8.5047e-05 | 0 | 226.4749 | 0.019261 | 2024 | Mitigation | 0.08575 | 30 | 0 | esc | 0.0012005 | 1.021e-07 | 0.00060025 | 5.105e-08 | 0.0015435 | 1.3127e-07
[79 empty] | WLDFR | HFTD - Distribution - Tier 3 - 2QU CoRE ¦ 1QU LoRE | Red Flag Warning - Destructive Fires | 2025 | 1.978e-08 | 9.8901e-09 | 2.5432e-08 | 9129.7461 | 233.2301 | 8896.516 | 0 | 0 | 0 | 0 | 1.6477e-05 |  | 0.00018059 | 0 | 0.00018059 | 9.0294e-05 | 0 | 9.0294e-05 | 0.00023218 | 0 | 0.00023218 | [16 empty] | 7.3.1.3 Ignition probability mapping showing the probability of ignition along the electric lines and equipmentWLDFRAggregatedAggregated | WLDFR | HFTD - Distribution - Tier 3 - 2QU CoRE ¦ 1QU LoRE | Red Flag Warning - Large Fires | Aggregated | Aggregated | 2025 | 8.5047e-05 | 0 | 226.4749 | 0.019261 | 2025 | Mitigation | 0.08575 | 30 | 0 | esc | 0.0012005 | 1.021e-07 | 0.00060025 | 5.105e-08 | 0.0015435 | 1.3127e-07
[79 empty] | WLDFR | HFTD - Distribution - Tier 3 - 2QU CoRE ¦ 1QU LoRE | Red Flag Warning - Destructive Fires | 2026 | 1.978e-08 | 9.8901e-09 | 2.5432e-08 | 9129.7461 | 233.2301 | 8896.516 | 0 | 0 | 0 | 0 | 1.6477e-05 |  | 0.00018059 | 0 | 0.00018059 | 9.0294e-05 | 0 | 9.0294e-05 | 0.00023218 | 0 | 0.00023218 | [16 empty] | 7.3.1.3 Ignition probability mapping showing the probability of ignition along the electric lines and equipmentWLDFRAggregatedAggregated | WLDFR | HFTD - Distribution - Tier 3 - 2QU CoRE ¦ 1QU LoRE | Red Flag Warning - Large Fires | Aggregated | Aggregated | 2026 | 8.5047e-05 | 0 | 226.4749 | 0.019261 | 2026 | Mitigation | 0.08575 | 30 | 0 | esc | 0.0012005 | 1.021e-07 | 0.00060025 | 5.105e-08 | 0.0015435 | 1.3127e-07
[79 empty] | WLDFR | HFTD - Distribution - Tier 3 - 2QU CoRE ¦ 1QU LoRE | Red Flag Warning - Destructive Fires | 2027 | 1.978e-08 | 9.8901e-09 | 2.5432e-08 | 9129.7461 | 233.2301 | 8896.516 | 0 | 0 | 0 | 0 | 1.6477e-05 |  | 0.00018059 | 0 | 0.00018059 | 9.0294e-05 | 0 | 9.0294e-05 | 0.00023218 | 0 | 0.00023218 | [16 empty] | 7.3.1.3 Ignition probability mapping showing the probability of ignition along the electric lines and equipmentWLDFRAggregatedAggregated | WLDFR | HFTD - Distribution - Tier 3 - 2QU CoRE ¦ 1QU LoRE | Red Flag Warning - Large Fires | Aggregated | Aggregated | 2027 | 8.5047e-05 | 0 | 226.4749 | 0.019261 | 2027 | Mitigation | 0.08575 | 30 | 0 | esc | 0.0012005 | 1.021e-07 | 0.00060025 | 5.105e-08 | 0.0015435 | 1.3127e-07
[79 empty] | WLDFR | HFTD - Distribution - Tier 3 - 2QU CoRE ¦ 1QU LoRE | Red Flag Warning - Destructive Fires | 2028 | 1.978e-08 | 9.8901e-09 | 2.5432e-08 | 9534.9221 | 247.273 | 9287.6491 | 0 | 0 | 0 | 0 | 1.6477e-05 |  | 0.0001886 | 0 | 0.0001886 | 9.4301e-05 | 0 | 9.4301e-05 | 0.00024249 | 0 | 0.00024249 | [16 empty] | 7.3.1.3 Ignition probability mapping showing the probability of ignition along the electric lines and equipmentWLDFRAggregatedAggregated | WLDFR | HFTD - Distribution - Tier 3 - 2QU CoRE ¦ 1QU LoRE | Red Flag Warning - Large Fires | Aggregated | Aggregated | 2028 | 8.5047e-05 | 0 | 226.4749 | 0.019261 | 2028 | Mitigation | 0.08575 | 30 | 0 | esc | 0.0012005 | 1.021e-07 | 0.00060025 | 5.105e-08 | 0.0015435 | 1.3127e-07
[79 empty] | WLDFR | HFTD - Distribution - Tier 3 - 2QU CoRE ¦ 1QU LoRE | Red Flag Warning - Destructive Fires | 2029 | 1.978e-08 | 9.8901e-09 | 2.5432e-08 | 9534.9221 | 247.273 | 9287.6491 | 0 | 0 | 0 | 0 | 1.6477e-05 |  | 0.0001886 | 0 | 0.0001886 | 9.4301e-05 | 0 | 9.4301e-05 | 0.00024249 | 0 | 0.00024249 | [16 empty] | 7.3.1.3 Ignition probability mapping showing the probability of ignition along the electric lines and equipmentWLDFRAggregatedAggregated | WLDFR | HFTD - Distribution - Tier 3 - 2QU CoRE ¦ 1QU LoRE | Red Flag Warning - Large Fires | Aggregated | Aggregated | 2029 | 8.5047e-05 | 0 | 226.4749 | 0.019261 | 2029 | Mitigation | 0.08575 | 30 | 0 | esc | 0.0012005 | 1.021e-07 | 0.00060025 | 5.105e-08 | 0.0015435 | 1.3127e-07
[79 empty] | WLDFR | HFTD - Distribution - Tier 3 - 2QU CoRE ¦ 1QU LoRE | Red Flag Warning - Destructive Fires | 2030 | 1.978e-08 | 9.8901e-09 | 2.5432e-08 | 9534.9221 | 247.273 | 9287.6491 | 0 | 0 | 0 | 0 | 1.6477e-05 |  | 0.0001886 | 0 | 0.0001886 | 9.4301e-05 | 0 | 9.4301e-05 | 0.00024249 | 0 | 0.00024249 | [16 empty] | 7.3.1.3 Ignition probability mapping showing the probability of ignition along the electric lines and equipmentWLDFRAggregatedAggregated | WLDFR | HFTD - Distribution - Tier 3 - 2QU CoRE ¦ 1QU LoRE | Red Flag Warning - Large Fires | Aggregated | Aggregated | 2030 | 8.5047e-05 | 0 | 226.4749 | 0.019261 | 2030 | Mitigation | 0.08575 | 30 | 0 | esc | 0.0012005 | 1.021e-07 | 0.00060025 | 5.105e-08 | 0.0015435 | 1.3127e-07
[79 empty] | WLDFR | HFTD - Distribution - Tier 3 - 2QU CoRE ¦ 1QU LoRE | Red Flag Warning - Destructive Fires | 2031 | 1.978e-08 | 9.8901e-09 | 2.5432e-08 | 9534.9221 | 247.273 | 9287.6491 | 0 | 0 | 0 | 0 | 1.6477e-05 |  | 0.0001886 | 0 | 0.0001886 | 9.4301e-05 | 0 | 9.4301e-05 | 0.00024249 | 0 | 0.00024249 | [16 empty] | 7.3.1.3 Ignition probability mapping showing the probability of ignition along the electric lines and equipmentWLDFRAggregatedAggregated | WLDFR | HFTD - Distribution - Tier 3 - 2QU CoRE ¦ 1QU LoRE | Red Flag Warning - Large Fires | Aggregated | Aggregated | 2031 | 8.5047e-05 | 0 | 226.4749 | 0.019261 | 2031 | Mitigation | 0.08575 | 30 | 0 | esc | 0.0012005 | 1.021e-07 | 0.00060025 | 5.105e-08 | 0.0015435 | 1.3127e-07
[79 empty] | WLDFR | HFTD - Distribution - Tier 3 - 2QU CoRE ¦ 1QU LoRE | Red Flag Warning - Destructive Fires | 2032 | 1.978e-08 | 9.8901e-09 | 2.5432e-08 | 9534.9221 | 247.273 | 9287.6491 | 0 | 0 | 0 | 0 | 1.6477e-05 |  | 0.0001886 | 0 | 0.0001886 | 9.4301e-05 | 0 | 9.4301e-05 | 0.00024249 | 0 | 0.00024249 | [16 empty] | 7.3.1.3 Ignition probability mapping showing the probability of ignition along the electric lines and equipmentWLDFRAggregatedAggregated | WLDFR | HFTD - Distribution - Tier 3 - 2QU CoRE ¦ 1QU LoRE | Red Flag Warning - Large Fires | Aggregated | Aggregated | 2032 | 8.5047e-05 | 0 | 226.4749 | 0.019261 | 2032 | Mitigation | 0.08575 | 30 | 0 | esc | 0.0012005 | 1.021e-07 | 0.00060025 | 5.105e-08 | 0.0015435 | 1.3127e-07
[79 empty] | WLDFR | HFTD - Distribution - Tier 3 - 2QU CoRE ¦ 1QU LoRE | Red Flag Warning - Destructive Fires | 2033 | 1.978e-08 | 9.8901e-09 | 2.5432e-08 | 9984.8474 | 263.1074 | 9721.74 | 0 | 0 | 0 | 0 | 1.6477e-05 |  | 0.0001975 | 0 | 0.0001975 | 9.8751e-05 | 0 | 9.8751e-05 | 0.00025393 | 0 | 0.00025393 | [16 empty] | 7.3.1.3 Ignition probability mapping showing the probability of ignition along the electric lines and equipmentWLDFRAggregatedAggregated | WLDFR | HFTD - Distribution - Tier 3 - 2QU CoRE ¦ 1QU LoRE | Red Flag Warning - Large Fires | Aggregated | Aggregated | 2033 | 8.5047e-05 | 0 | 226.4749 | 0.019261 | 2033 | Mitigation | 0.08575 | 30 | 0 | esc | 0.0012005 | 1.021e-07 | 0.00060025 | 5.105e-08 | 0.0015435 | 1.3127e-07
[79 empty] | WLDFR | HFTD - Distribution - Tier 3 - 2QU CoRE ¦ 1QU LoRE | Red Flag Warning - Destructive Fires | 2034 | 1.978e-08 | 9.8901e-09 | 2.5432e-08 | 9984.8474 | 263.1074 | 9721.74 | 0 | 0 | 0 | 0 | 1.6477e-05 |  | 0.0001975 | 0 | 0.0001975 | 9.8751e-05 | 0 | 9.8751e-05 | 0.00025393 | 0 | 0.00025393 | [16 empty] | 7.3.1.3 Ignition probability mapping showing the probability of ignition along the electric lines and equipmentWLDFRAggregatedAggregated | WLDFR | HFTD - Distribution - Tier 3 - 2QU CoRE ¦ 1QU LoRE | Red Flag Warning - Large Fires | Aggregated | Aggregated | 2034 | 8.5047e-05 | 0 | 226.4749 | 0.019261 | 2034 | Mitigation | 0.08575 | 30 | 0 | esc | 0.0012005 | 1.021e-07 | 0.00060025 | 5.105e-08 | 0.0015435 | 1.3127e-07
[79 empty] | WLDFR | HFTD - Distribution - Tier 3 - 2QU CoRE ¦ 1QU LoRE | Red Flag Warning - Destructive Fires | 2035 | 1.978e-08 | 9.8901e-09 | 2.5432e-08 | 9984.8474 | 263.1074 | 9721.74 | 0 | 0 | 0 | 0 | 1.6477e-05 |  | 0.0001975 | 0 | 0.0001975 | 9.8751e-05 | 0 | 9.8751e-05 | 0.00025393 | 0 | 0.00025393 | [16 empty] | 7.3.1.3 Ignition probability mapping showing the probability of ignition along the electric lines and equipmentWLDFRAggregatedAggregated | WLDFR | HFTD - Distribution - Tier 3 - 2QU CoRE ¦ 1QU LoRE | Red Flag Warning - Large Fires | Aggregated | Aggregated | 2035 | 8.5047e-05 | 0 | 226.4749 | 0.019261 | 2035 | Mitigation | 0.08575 | 30 | 0 | esc | 0.0012005 | 1.021e-07 | 0.00060025 | 5.105e-08 | 0.0015435 | 1.3127e-07
[79 empty] | WLDFR | HFTD - Distribution - Tier 3 - 2QU CoRE ¦ 1QU LoRE | Red Flag Warning - Destructive Fires | 2036 | 1.978e-08 | 9.8901e-09 | 2.5432e-08 | 9984.8474 | 263.1074 | 9721.74 | 0 | 0 | 0 | 0 | 1.6477e-05 |  | 0.0001975 | 0 | 0.0001975 | 9.8751e-05 | 0 | 9.8751e-05 | 0.00025393 | 0 | 0.00025393 | [16 empty] | 7.3.1.3 Ignition probability mapping showing the probability of ignition along the electric lines and equipmentWLDFRAggregatedAggregated | WLDFR | HFTD - Distribution - Tier 3 - 2QU CoRE ¦ 1QU LoRE | Red Flag Warning - Large Fires | Aggregated | Aggregated | 2036 | 8.5047e-05 | 0 | 226.4749 | 0.019261 | 2036 | Mitigation | 0.08575 | 30 | 0 | esc | 0.0012005 | 1.021e-07 | 0.00060025 | 5.105e-08 | 0.0015435 | 1.3127e-07
[79 empty] | WLDFR | HFTD - Distribution - Tier 3 - 2QU CoRE ¦ 1QU LoRE | Red Flag Warning - Destructive Fires | 2037 | 1.978e-08 | 9.8901e-09 | 2.5432e-08 | 9984.8474 | 263.1074 | 9721.74 | 0 | 0 | 0 | 0 | 1.6477e-05 |  | 0.0001975 | 0 | 0.0001975 | 9.8751e-05 | 0 | 9.8751e-05 | 0.00025393 | 0 | 0.00025393 | [16 empty] | 7.3.1.3 Ignition probability mapping showing the probability of ignition along the electric lines and equipmentWLDFRAggregatedAggregated | WLDFR | HFTD - Distribution - Tier 3 - 2QU CoRE ¦ 1QU LoRE | Red Flag Warning - Large Fires | Aggregated | Aggregated | 2037 | 8.5047e-05 | 0 | 226.4749 | 0.019261 | 2037 | Mitigation | 0.08575 | 30 | 0 | esc | 0.0012005 | 1.021e-07 | 0.00060025 | 5.105e-08 | 0.0015435 | 1.3127e-07
[79 empty] | WLDFR | HFTD - Distribution - Tier 3 - 2QU CoRE ¦ 1QU LoRE | Red Flag Warning - Destructive Fires | 2038 | 1.978e-08 | 9.8901e-09 | 2.5432e-08 | 10472.8261 | 280.5544 | 10192.2718 | 0 | 0 | 0 | 0 | 1.6477e-05 |  | 0.00020715 | 0 | 0.00020715 | 0.00010358 | 0 | 0.00010358 | 0.00026634 | 0 | 0.00026634 | [16 empty] | 7.3.1.3 Ignition probability mapping showing the probability of ignition along the electric lines and equipmentWLDFRAggregatedAggregated | WLDFR | HFTD - Distribution - Tier 3 - 2QU CoRE ¦ 1QU LoRE | Red Flag Warning - Large Fires | Aggregated | Aggregated | 2038 | 8.5047e-05 | 0 | 226.4749 | 0.019261 | 2038 | Mitigation | 0.08575 | 30 | 0 | esc | 0.0012005 | 1.021e-07 | 0.00060025 | 5.105e-08 | 0.0015435 | 1.3127e-07
[79 empty] | WLDFR | HFTD - Distribution - Tier 3 - 2QU CoRE ¦ 1QU LoRE | Red Flag Warning - Destructive Fires | 2039 | 1.978e-08 | 9.8901e-09 | 2.5432e-08 | 10472.8261 | 280.5544 | 10192.2718 | 0 | 0 | 0 | 0 | 1.6477e-05 |  | 0.00020715 | 0 | 0.00020715 | 0.00010358 | 0 | 0.00010358 | 0.00026634 | 0 | 0.00026634 | [16 empty] | 7.3.1.3 Ignition probability mapping showing the probability of ignition along the electric lines and equipmentWLDFRAggregatedAggregated | WLDFR | HFTD - Distribution - Tier 3 - 2QU CoRE ¦ 1QU LoRE | Red Flag Warning - Large Fires | Aggregated | Aggregated | 2039 | 8.5047e-05 | 0 | 226.4749 | 0.019261 | 2039 | Mitigation | 0.08575 | 30 | 0 | esc | 0.0012005 | 1.021e-07 | 0.00060025 | 5.105e-08 | 0.0015435 | 1.3127e-07
[79 empty] | WLDFR | HFTD - Distribution - Tier 3 - 2QU CoRE ¦ 1QU LoRE | Red Flag Warning - Destructive Fires | 2040 | 1.978e-08 | 9.8901e-09 | 2.5432e-08 | 10472.8261 | 280.5544 | 10192.2718 | 0 | 0 | 0 | 0 | 1.6477e-05 |  | 0.00020715 | 0 | 0.00020715 | 0.00010358 | 0 | 0.00010358 | 0.00026634 | 0 | 0.00026634 | [16 empty] | 7.3.1.3 Ignition probability mapping showing the probability of ignition along the electric lines and equipmentWLDFRAggregatedAggregated | WLDFR | HFTD - Distribution - Tier 3 - 2QU CoRE ¦ 1QU LoRE | Red Flag Warning - Large Fires | Aggregated | Aggregated | 2040 | 8.5047e-05 | 0 | 226.4749 | 0.019261 | 2040 | Mitigation | 0.08575 | 30 | 0 | esc | 0.0012005 | 1.021e-07 | 0.00060025 | 5.105e-08 | 0.0015435 | 1.3127e-07
[79 empty] | WLDFR | HFTD - Distribution - Tier 3 - 2QU CoRE ¦ 1QU LoRE | Red Flag Warning - Destructive Fires | 2041 | 1.978e-08 | 9.8901e-09 | 2.5432e-08 | 10472.8261 | 280.5544 | 10192.2718 | 0 | 0 | 0 | 0 | 1.6477e-05 |  | 0.00020715 | 0 | 0.00020715 | 0.00010358 | 0 | 0.00010358 | 0.00026634 | 0 | 0.00026634 | [16 empty] | 7.3.1.3 Ignition probability mapping showing the probability of ignition along the electric lines and equipmentWLDFRAggregatedAggregated | WLDFR | HFTD - Distribution - Tier 3 - 2QU CoRE ¦ 1QU LoRE | Red Flag Warning - Large Fires | Aggregated | Aggregated | 2041 | 8.5047e-05 | 0 | 226.4749 | 0.019261 | 2041 | Mitigation | 0.08575 | 30 | 0 | esc | 0.0012005 | 1.021e-07 | 0.00060025 | 5.105e-08 | 0.0015435 | 1.3127e-07
[79 empty] | WLDFR | HFTD - Distribution - Tier 3 - 2QU CoRE ¦ 1QU LoRE | Red Flag Warning - Destructive Fires | 2042 | 1.978e-08 | 9.8901e-09 | 2.5432e-08 | 10472.8261 | 280.5544 | 10192.2718 | 0 | 0 | 0 | 0 | 1.6477e-05 |  | 0.00020715 | 0 | 0.00020715 | 0.00010358 | 0 | 0.00010358 | 0.00026634 | 0 | 0.00026634 | [16 empty] | 7.3.1.3 Ignition probability mapping showing the probability of ignition along the electric lines and equipmentWLDFRAggregatedAggregated | WLDFR | HFTD - Distribution - Tier 3 - 2QU CoRE ¦ 1QU LoRE | Red Flag Warning - Large Fires | Aggregated | Aggregated | 2042 | 8.5047e-05 | 0 | 226.4749 | 0.019261 | 2042 | Mitigation | 0.08575 | 30 | 0 | esc | 0.0012005 | 1.021e-07 | 0.00060025 | 5.105e-08 | 0.0015435 | 1.3127e-07
[79 empty] | WLDFR | HFTD - Distribution - Tier 3 - 2QU CoRE ¦ 1QU LoRE | Red Flag Warning - Destructive Fires | 2043 | 1.978e-08 | 9.8901e-09 | 2.5432e-08 | 10992.1562 | 299.42 | 10692.7362 | 0 | 0 | 0 | 0 | 1.6477e-05 |  | 0.00021743 | 0 | 0.00021743 | 0.00010871 | 0 | 0.00010871 | 0.00027955 | 0 | 0.00027955 | [16 empty] | 7.3.1.3 Ignition probability mapping showing the probability of ignition along the electric lines and equipmentWLDFRAggregatedAggregated | WLDFR | HFTD - Distribution - Tier 3 - 2QU CoRE ¦ 1QU LoRE | Red Flag Warning - Large Fires | Aggregated | Aggregated | 2043 | 8.5047e-05 | 0 | 226.4749 | 0.019261 | 2043 | Mitigation | 0.08575 | 30 | 0 | esc | 0.0012005 | 1.021e-07 | 0.00060025 | 5.105e-08 | 0.0015435 | 1.3127e-07
[79 empty] | WLDFR | HFTD - Distribution - Tier 3 - 2QU CoRE ¦ 1QU LoRE | Red Flag Warning - Destructive Fires | 2044 | 1.978e-08 | 9.8901e-09 | 2.5432e-08 | 10992.1562 | 299.42 | 10692.7362 | 0 | 0 | 0 | 0 | 1.6477e-05 |  | 0.00021743 | 0 | 0.00021743 | 0.00010871 | 0 | 0.00010871 | 0.00027955 | 0 | 0.00027955 | [16 empty] | 7.3.1.3 Ignition probability mapping showing the probability of ignition along the electric lines and equipmentWLDFRAggregatedAggregated | WLDFR | HFTD - Distribution - Tier 3 - 2QU CoRE ¦ 1QU LoRE | Red Flag Warning - Large Fires | Aggregated | Aggregated | 2044 | 8.5047e-05 | 0 | 226.4749 | 0.019261 | 2044 | Mitigation | 0.08575 | 30 | 0 | esc | 0.0012005 | 1.021e-07 | 0.00060025 | 5.105e-08 | 0.0015435 | 1.3127e-07
[79 empty] | WLDFR | HFTD - Distribution - Tier 3 - 2QU CoRE ¦ 1QU LoRE | Red Flag Warning - Destructive Fires | 2045 | 1.978e-08 | 9.8901e-09 | 2.5432e-08 | 10992.1562 | 299.42 | 10692.7362 | 0 | 0 | 0 | 0 | 1.6477e-05 |  | 0.00021743 | 0 | 0.00021743 | 0.00010871 | 0 | 0.00010871 | 0.00027955 | 0 | 0.00027955 | [16 empty] | 7.3.1.3 Ignition probability mapping showing the probability of ignition along the electric lines and equipmentWLDFRAggregatedAggregated | WLDFR | HFTD - Distribution - Tier 3 - 2QU CoRE ¦ 1QU LoRE | Red Flag Warning - Large Fires | Aggregated | Aggregated | 2045 | 8.5047e-05 | 0 | 226.4749 | 0.019261 | 2045 | Mitigation | 0.08575 | 30 | 0 | esc | 0.0012005 | 1.021e-07 | 0.00060025 | 5.105e-08 | 0.0015435 | 1.3127e-07
[79 empty] | WLDFR | HFTD - Distribution - Tier 3 - 2QU CoRE ¦ 1QU LoRE | Red Flag Warning - Destructive Fires | 2046 | 1.978e-08 | 9.8901e-09 | 2.5432e-08 | 10992.1562 | 299.42 | 10692.7362 | 0 | 0 | 0 | 0 | 1.6477e-05 |  | 0.00021743 | 0 | 0.00021743 | 0.00010871 | 0 | 0.00010871 | 0.00027955 | 0 | 0.00027955 | [16 empty] | 7.3.1.3 Ignition probability mapping showing the probability of ignition along the electric lines and equipmentWLDFRAggregatedAggregated | WLDFR | HFTD - Distribution - Tier 3 - 2QU CoRE ¦ 1QU LoRE | Red Flag Warning - Large Fires | Aggregated | Aggregated | 2046 | 8.5047e-05 | 0 | 226.4749 | 0.019261 | 2046 | Mitigation | 0.08575 | 30 | 0 | esc | 0.0012005 | 1.021e-07 | 0.00060025 | 5.105e-08 | 0.0015435 | 1.3127e-07
[79 empty] | WLDFR | HFTD - Distribution - Tier 3 - 2QU CoRE ¦ 1QU LoRE | Red Flag Warning - Destructive Fires | 2047 | 1.978e-08 | 9.8901e-09 | 2.5432e-08 | 10992.1562 | 299.42 | 10692.7362 | 0 | 0 | 0 | 0 | 1.6477e-05 |  | 0.00021743 | 0 | 0.00021743 | 0.00010871 | 0 | 0.00010871 | 0.00027955 | 0 | 0.00027955 | [16 empty] | 7.3.1.3 Ignition probability mapping showing the probability of ignition along the electric lines and equipmentWLDFRAggregatedAggregated | WLDFR | HFTD - Distribution - Tier 3 - 2QU CoRE ¦ 1QU LoRE | Red Flag Warning - Large Fires | Aggregated | Aggregated | 2047 | 8.5047e-05 | 0 | 226.4749 | 0.019261 | 2047 | Mitigation | 0.08575 | 30 | 0 | esc | 0.0012005 | 1.021e-07 | 0.00060025 | 5.105e-08 | 0.0015435 | 1.3127e-07
[79 empty] | WLDFR | HFTD - Distribution - Tier 3 - 2QU CoRE ¦ 1QU LoRE | Red Flag Warning - Destructive Fires | 2048 | 1.978e-08 | 9.8901e-09 | 2.5432e-08 | 11536.0538 | 319.4911 | 11216.5626 | 0 | 0 | 0 | 0 | 1.6477e-05 |  | 0.00022819 | 0 | 0.00022819 | 0.00011409 | 0 | 0.00011409 | 0.00029338 | 0 | 0.00029338 | [16 empty] | 7.3.1.3 Ignition probability mapping showing the probability of ignition along the electric lines and equipmentWLDFRAggregatedAggregated | WLDFR | HFTD - Distribution - Tier 3 - 2QU CoRE ¦ 1QU LoRE | Red Flag Warning - Large Fires | Aggregated | Aggregated | 2048 | 8.5047e-05 | 0 | 226.4749 | 0.019261 | 2048 | Mitigation | 0.08575 | 30 | 0 | esc | 0.0012005 | 1.021e-07 | 0.00060025 | 5.105e-08 | 0.0015435 | 1.3127e-07
[79 empty] | WLDFR | HFTD - Distribution - Tier 3 - 2QU CoRE ¦ 1QU LoRE | Red Flag Warning - Destructive Fires | 2049 | 1.978e-08 | 9.8901e-09 | 2.5432e-08 | 11536.0538 | 319.4911 | 11216.5626 | 0 | 0 | 0 | 0 | 1.6477e-05 |  | 0.00022819 | 0 | 0.00022819 | 0.00011409 | 0 | 0.00011409 | 0.00029338 | 0 | 0.00029338 | [16 empty] | 7.3.1.3 Ignition probability mapping showing the probability of ignition along the electric lines and equipmentWLDFRAggregatedAggregated | WLDFR | HFTD - Distribution - Tier 3 - 2QU CoRE ¦ 1QU LoRE | Red Flag Warning - Large Fires | Aggregated | Aggregated | 2049 | 8.5047e-05 | 0 | 226.4749 | 0.019261 | 2049 | Mitigation | 0.08575 | 30 | 0 | esc | 0.0012005 | 1.021e-07 | 0.00060025 | 5.105e-08 | 0.0015435 | 1.3127e-07
[79 empty] | WLDFR | HFTD - Distribution - Tier 3 - 2QU CoRE ¦ 1QU LoRE | Red Flag Warning - Destructive Fires | 2050 | 0 | 9.8901e-09 | 2.5432e-08 | 11536.0538 | 319.4911 | 11216.5626 | 0 | 0 | 0 | 0 | 1.6477e-05 |  | 0 | 0 | 0 | 0.00011409 | 0 | 0.00011409 | 0.00029338 | 0 | 0.00029338 | [16 empty] | 7.3.1.3 Ignition probability mapping showing the probability of ignition along the electric lines and equipmentWLDFRAggregatedAggregated | WLDFR | HFTD - Distribution - Tier 3 - 2QU CoRE ¦ 1QU LoRE | Red Flag Warning - Large Fires | Aggregated | Aggregated | 2050 | 8.5047e-05 | 0 | 226.4749 | 0.019261 | 2050 | Mitigation | 0.08575 | 30 | 0 | esc | 0 | 0 | 0.00060025 | 5.105e-08 | 0.0015435 | 1.3127e-07
[79 empty] | WLDFR | HFTD - Distribution - Tier 3 - 2QU CoRE ¦ 1QU LoRE | Red Flag Warning - Destructive Fires | 2051 | 0 | 0 | 2.5432e-08 | 11536.0538 | 319.4911 | 11216.5626 | 0 | 0 | 0 | 0 | 1.6477e-05 |  | 0 | 0 | 0 | 0 | 0 | 0 | 0.00029338 | 0 | 0.00029338 | [16 empty] | 7.3.1.3 Ignition probability mapping showing the probability of ignition along the electric lines and equipmentWLDFRAggregatedAggregated | WLDFR | HFTD - Distribution - Tier 3 - 2QU CoRE ¦ 1QU LoRE | Red Flag Warning - Large Fires | Aggregated | Aggregated | 2051 | 8.5047e-05 | 0 | 226.4749 | 0.019261 | 2051 | Mitigation | 0.08575 | 30 | 0 | esc | 0 | 0 | 0 | 0 | 0.0015435 | 1.3127e-07
[79 empty] | WLDFR | HFTD - Distribution - Tier 3 - 2QU CoRE ¦ 1QU LoRE | Red Flag Warning - Large Fires | 2020 | 1.021e-07 | 0 | 0 | 5.2406 | 0.69642 | 2.942 | 1.6022 | 0 | 0 | 0 | 8.5047e-05 |  | 5.3506e-07 | 0 | 5.3506e-07 | 0 | 0 | 0 | 0 | 0 | 0 | [16 empty] | 7.3.1.3 Ignition probability mapping showing the probability of ignition along the electric lines and equipmentWLDFRAggregatedAggregated | WLDFR | HFTD - Distribution - Tier 3 - 2QU CoRE ¦ 1QU LoRE | Red Flag Warning - Small Fires | Aggregated | Aggregated | 2021 | 0.0011717 | 0 | 226.4749 | 0.26537 | 2021 | Mitigation | 0.08575 | 30 | 0 | esc | 0.0012005 | 1.4067e-06 | 0.00060025 | 7.0333e-07 | 0 | 0
[79 empty] | WLDFR | HFTD - Distribution - Tier 3 - 2QU CoRE ¦ 1QU LoRE | Red Flag Warning - Large Fires | 2021 | 1.021e-07 | 5.105e-08 | 0 | 5.2406 | 0.69642 | 2.942 | 1.6022 | 0 | 0 | 0 | 8.5047e-05 |  | 5.3506e-07 | 0 | 5.3506e-07 | 2.6753e-07 | 0 | 2.6753e-07 | 0 | 0 | 0 | [16 empty] | 7.3.1.3 Ignition probability mapping showing the probability of ignition along the electric lines and equipmentWLDFRAggregatedAggregated | WLDFR | HFTD - Distribution - Tier 3 - 2QU CoRE ¦ 1QU LoRE | Red Flag Warning - Small Fires | Aggregated | Aggregated | 2022 | 0.0011717 | 0 | 226.4749 | 0.26537 | 2022 | Mitigation | 0.08575 | 30 | 0 | esc | 0.0012005 | 1.4067e-06 | 0.00060025 | 7.0333e-07 | 0.0015435 | 1.8086e-06
[79 empty] | WLDFR | HFTD - Distribution - Tier 3 - 2QU CoRE ¦ 1QU LoRE | Red Flag Warning - Large Fires | 2022 | 1.021e-07 | 5.105e-08 | 1.3127e-07 | 5.2406 | 0.69642 | 2.942 | 1.6022 | 0 | 0 | 0 | 8.5047e-05 |  | 5.3506e-07 | 0 | 5.3506e-07 | 2.6753e-07 | 0 | 2.6753e-07 | 6.8793e-07 | 0 | 6.8793e-07 | [16 empty] | 7.3.1.3 Ignition probability mapping showing the probability of ignition along the electric lines and equipmentWLDFRAggregatedAggregated | WLDFR | HFTD - Distribution - Tier 3 - 2QU CoRE ¦ 1QU LoRE | Red Flag Warning - Small Fires | Aggregated | Aggregated | 2023 | 0.0011717 | 0 | 226.4749 | 0.26537 | 2023 | Mitigation | 0.08575 | 30 | 0 | esc | 0.0012005 | 1.4067e-06 | 0.00060025 | 7.0333e-07 | 0.0015435 | 1.8086e-06
[79 empty] | WLDFR | HFTD - Distribution - Tier 3 - 2QU CoRE ¦ 1QU LoRE | Red Flag Warning - Large Fires | 2023 | 1.021e-07 | 5.105e-08 | 1.3127e-07 | 5.475 | 0.71896 | 3.0715 | 1.6846 | 0 | 0 | 0 | 8.5047e-05 |  | 5.59e-07 | 0 | 5.59e-07 | 2.795e-07 | 0 | 2.795e-07 | 7.1871e-07 | 0 | 7.1871e-07 | [16 empty] | 7.3.1.3 Ignition probability mapping showing the probability of ignition along the electric lines and equipmentWLDFRAggregatedAggregated | WLDFR | HFTD - Distribution - Tier 3 - 2QU CoRE ¦ 1QU LoRE | Red Flag Warning - Small Fires | Aggregated | Aggregated | 2024 | 0.0011717 | 0 | 226.4749 | 0.26537 | 2024 | Mitigation | 0.08575 | 30 | 0 | esc | 0.0012005 | 1.4067e-06 | 0.00060025 | 7.0333e-07 | 0.0015435 | 1.8086e-06
[79 empty] | WLDFR | HFTD - Distribution - Tier 3 - 2QU CoRE ¦ 1QU LoRE | Red Flag Warning - Large Fires | 2024 | 1.021e-07 | 5.105e-08 | 1.3127e-07 | 5.475 | 0.71896 | 3.0715 | 1.6846 | 0 | 0 | 0 | 8.5047e-05 |  | 5.59e-07 | 0 | 5.59e-07 | 2.795e-07 | 0 | 2.795e-07 | 7.1871e-07 | 0 | 7.1871e-07 | [16 empty] | 7.3.1.3 Ignition probability mapping showing the probability of ignition along the electric lines and equipmentWLDFRAggregatedAggregated | WLDFR | HFTD - Distribution - Tier 3 - 2QU CoRE ¦ 1QU LoRE | Red Flag Warning - Small Fires | Aggregated | Aggregated | 2025 | 0.0011717 | 0 | 226.4749 | 0.26537 | 2025 | Mitigation | 0.08575 | 30 | 0 | esc | 0.0012005 | 1.4067e-06 | 0.00060025 | 7.0333e-07 | 0.0015435 | 1.8086e-06
[79 empty] | WLDFR | HFTD - Distribution - Tier 3 - 2QU CoRE ¦ 1QU LoRE | Red Flag Warning - Large Fires | 2025 | 1.021e-07 | 5.105e-08 | 1.3127e-07 | 5.475 | 0.71896 | 3.0715 | 1.6846 | 0 | 0 | 0 | 8.5047e-05 |  | 5.59e-07 | 0 | 5.59e-07 | 2.795e-07 | 0 | 2.795e-07 | 7.1871e-07 | 0 | 7.1871e-07 | [16 empty] | 7.3.1.3 Ignition probability mapping showing the probability of ignition along the electric lines and equipmentWLDFRAggregatedAggregated | WLDFR | HFTD - Distribution - Tier 3 - 2QU CoRE ¦ 1QU LoRE | Red Flag Warning - Small Fires | Aggregated | Aggregated | 2026 | 0.0011717 | 0 | 226.4749 | 0.26537 | 2026 | Mitigation | 0.08575 | 30 | 0 | esc | 0.0012005 | 1.4067e-06 | 0.00060025 | 7.0333e-07 | 0.0015435 | 1.8086e-06
[79 empty] | WLDFR | HFTD - Distribution - Tier 3 - 2QU CoRE ¦ 1QU LoRE | Red Flag Warning - Large Fires | 2026 | 1.021e-07 | 5.105e-08 | 1.3127e-07 | 5.475 | 0.71896 | 3.0715 | 1.6846 | 0 | 0 | 0 | 8.5047e-05 |  | 5.59e-07 | 0 | 5.59e-07 | 2.795e-07 | 0 | 2.795e-07 | 7.1871e-07 | 0 | 7.1871e-07 | [16 empty] | 7.3.1.3 Ignition probability mapping showing the probability of ignition along the electric lines and equipmentWLDFRAggregatedAggregated | WLDFR | HFTD - Distribution - Tier 3 - 2QU CoRE ¦ 1QU LoRE | Red Flag Warning - Small Fires | Aggregated | Aggregated | 2027 | 0.0011717 | 0 | 226.4749 | 0.26537 | 2027 | Mitigation | 0.08575 | 30 | 0 | esc | 0.0012005 | 1.4067e-06 | 0.00060025 | 7.0333e-07 | 0.0015435 | 1.8086e-06
[79 empty] | WLDFR | HFTD - Distribution - Tier 3 - 2QU CoRE ¦ 1QU LoRE | Red Flag Warning - Large Fires | 2027 | 1.021e-07 | 5.105e-08 | 1.3127e-07 | 5.475 | 0.71896 | 3.0715 | 1.6846 | 0 | 0 | 0 | 8.5047e-05 |  | 5.59e-07 | 0 | 5.59e-07 | 2.795e-07 | 0 | 2.795e-07 | 7.1871e-07 | 0 | 7.1871e-07 | [16 empty] | 7.3.1.3 Ignition probability mapping showing the probability of ignition along the electric lines and equipmentWLDFRAggregatedAggregated | WLDFR | HFTD - Distribution - Tier 3 - 2QU CoRE ¦ 1QU LoRE | Red Flag Warning - Small Fires | Aggregated | Aggregated | 2028 | 0.0011717 | 0 | 226.4749 | 0.26537 | 2028 | Mitigation | 0.08575 | 30 | 0 | esc | 0.0012005 | 1.4067e-06 | 0.00060025 | 7.0333e-07 | 0.0015435 | 1.8086e-06
[79 empty] | WLDFR | HFTD - Distribution - Tier 3 - 2QU CoRE ¦ 1QU LoRE | Red Flag Warning - Large Fires | 2028 | 1.021e-07 | 5.105e-08 | 1.3127e-07 | 5.777 | 0.74734 | 3.238 | 1.7917 | 0 | 0 | 0 | 8.5047e-05 |  | 5.8983e-07 | 0 | 5.8983e-07 | 2.9491e-07 | 0 | 2.9491e-07 | 7.5835e-07 | 0 | 7.5835e-07 | [16 empty] | 7.3.1.3 Ignition probability mapping showing the probability of ignition along the electric lines and equipmentWLDFRAggregatedAggregated | WLDFR | HFTD - Distribution - Tier 3 - 2QU CoRE ¦ 1QU LoRE | Red Flag Warning - Small Fires | Aggregated | Aggregated | 2029 | 0.0011717 | 0 | 226.4749 | 0.26537 | 2029 | Mitigation | 0.08575 | 30 | 0 | esc | 0.0012005 | 1.4067e-06 | 0.00060025 | 7.0333e-07 | 0.0015435 | 1.8086e-06
[79 empty] | WLDFR | HFTD - Distribution - Tier 3 - 2QU CoRE ¦ 1QU LoRE | Red Flag Warning - Large Fires | 2029 | 1.021e-07 | 5.105e-08 | 1.3127e-07 | 5.777 | 0.74734 | 3.238 | 1.7917 | 0 | 0 | 0 | 8.5047e-05 |  | 5.8983e-07 | 0 | 5.8983e-07 | 2.9491e-07 | 0 | 2.9491e-07 | 7.5835e-07 | 0 | 7.5835e-07 | [16 empty] | 7.3.1.3 Ignition probability mapping showing the probability of ignition along the electric lines and equipmentWLDFRAggregatedAggregated | WLDFR | HFTD - Distribution - Tier 3 - 2QU CoRE ¦ 1QU LoRE | Red Flag Warning - Small Fires | Aggregated | Aggregated | 2030 | 0.0011717 | 0 | 226.4749 | 0.26537 | 2030 | Mitigation | 0.08575 | 30 | 0 | esc | 0.0012005 | 1.4067e-06 | 0.00060025 | 7.0333e-07 | 0.0015435 | 1.8086e-06
[79 empty] | WLDFR | HFTD - Distribution - Tier 3 - 2QU CoRE ¦ 1QU LoRE | Red Flag Warning - Large Fires | 2030 | 1.021e-07 | 5.105e-08 | 1.3127e-07 | 5.777 | 0.74734 | 3.238 | 1.7917 | 0 | 0 | 0 | 8.5047e-05 |  | 5.8983e-07 | 0 | 5.8983e-07 | 2.9491e-07 | 0 | 2.9491e-07 | 7.5835e-07 | 0 | 7.5835e-07 | [16 empty] | 7.3.1.3 Ignition probability mapping showing the probability of ignition along the electric lines and equipmentWLDFRAggregatedAggregated | WLDFR | HFTD - Distribution - Tier 3 - 2QU CoRE ¦ 1QU LoRE | Red Flag Warning - Small Fires | Aggregated | Aggregated | 2031 | 0.0011717 | 0 | 226.4749 | 0.26537 | 2031 | Mitigation | 0.08575 | 30 | 0 | esc | 0.0012005 | 1.4067e-06 | 0.00060025 | 7.0333e-07 | 0.0015435 | 1.8086e-06
[79 empty] | WLDFR | HFTD - Distribution - Tier 3 - 2QU CoRE ¦ 1QU LoRE | Red Flag Warning - Large Fires | 2031 | 1.021e-07 | 5.105e-08 | 1.3127e-07 | 5.777 | 0.74734 | 3.238 | 1.7917 | 0 | 0 | 0 | 8.5047e-05 |  | 5.8983e-07 | 0 | 5.8983e-07 | 2.9491e-07 | 0 | 2.9491e-07 | 7.5835e-07 | 0 | 7.5835e-07 | [16 empty] | 7.3.1.3 Ignition probability mapping showing the probability of ignition along the electric lines and equipmentWLDFRAggregatedAggregated | WLDFR | HFTD - Distribution - Tier 3 - 2QU CoRE ¦ 1QU LoRE | Red Flag Warning - Small Fires | Aggregated | Aggregated | 2032 | 0.0011717 | 0 | 226.4749 | 0.26537 | 2032 | Mitigation | 0.08575 | 30 | 0 | esc | 0.0012005 | 1.4067e-06 | 0.00060025 | 7.0333e-07 | 0.0015435 | 1.8086e-06
[79 empty] | WLDFR | HFTD - Distribution - Tier 3 - 2QU CoRE ¦ 1QU LoRE | Red Flag Warning - Large Fires | 2032 | 1.021e-07 | 5.105e-08 | 1.3127e-07 | 5.777 | 0.74734 | 3.238 | 1.7917 | 0 | 0 | 0 | 8.5047e-05 |  | 5.8983e-07 | 0 | 5.8983e-07 | 2.9491e-07 | 0 | 2.9491e-07 | 7.5835e-07 | 0 | 7.5835e-07 | [16 empty] | 7.3.1.3 Ignition probability mapping showing the probability of ignition along the electric lines and equipmentWLDFRAggregatedAggregated | WLDFR | HFTD - Distribution - Tier 3 - 2QU CoRE ¦ 1QU LoRE | Red Flag Warning - Small Fires | Aggregated | Aggregated | 2033 | 0.0011717 | 0 | 226.4749 | 0.26537 | 2033 | Mitigation | 0.08575 | 30 | 0 | esc | 0.0012005 | 1.4067e-06 | 0.00060025 | 7.0333e-07 | 0.0015435 | 1.8086e-06
[79 empty] | WLDFR | HFTD - Distribution - Tier 3 - 2QU CoRE ¦ 1QU LoRE | Red Flag Warning - Large Fires | 2033 | 1.021e-07 | 5.105e-08 | 1.3127e-07 | 6.1205 | 0.77885 | 3.4265 | 1.9151 | 0 | 0 | 0 | 8.5047e-05 |  | 6.249e-07 | 0 | 6.249e-07 | 3.1245e-07 | 0 | 3.1245e-07 | 8.0344e-07 | 0 | 8.0344e-07 | [16 empty] | 7.3.1.3 Ignition probability mapping showing the probability of ignition along the electric lines and equipmentWLDFRAggregatedAggregated | WLDFR | HFTD - Distribution - Tier 3 - 2QU CoRE ¦ 1QU LoRE | Red Flag Warning - Small Fires | Aggregated | Aggregated | 2034 | 0.0011717 | 0 | 226.4749 | 0.26537 | 2034 | Mitigation | 0.08575 | 30 | 0 | esc | 0.0012005 | 1.4067e-06 | 0.00060025 | 7.0333e-07 | 0.0015435 | 1.8086e-06
[79 empty] | WLDFR | HFTD - Distribution - Tier 3 - 2QU CoRE ¦ 1QU LoRE | Red Flag Warning - Large Fires | 2034 | 1.021e-07 | 5.105e-08 | 1.3127e-07 | 6.1205 | 0.77885 | 3.4265 | 1.9151 | 0 | 0 | 0 | 8.5047e-05 |  | 6.249e-07 | 0 | 6.249e-07 | 3.1245e-07 | 0 | 3.1245e-07 | 8.0344e-07 | 0 | 8.0344e-07 | [16 empty] | 7.3.1.3 Ignition probability mapping showing the probability of ignition along the electric lines and equipmentWLDFRAggregatedAggregated | WLDFR | HFTD - Distribution - Tier 3 - 2QU CoRE ¦ 1QU LoRE | Red Flag Warning - Small Fires | Aggregated | Aggregated | 2035 | 0.0011717 | 0 | 226.4749 | 0.26537 | 2035 | Mitigation | 0.08575 | 30 | 0 | esc | 0.0012005 | 1.4067e-06 | 0.00060025 | 7.0333e-07 | 0.0015435 | 1.8086e-06
[79 empty] | WLDFR | HFTD - Distribution - Tier 3 - 2QU CoRE ¦ 1QU LoRE | Red Flag Warning - Large Fires | 2035 | 1.021e-07 | 5.105e-08 | 1.3127e-07 | 6.1205 | 0.77885 | 3.4265 | 1.9151 | 0 | 0 | 0 | 8.5047e-05 |  | 6.249e-07 | 0 | 6.249e-07 | 3.1245e-07 | 0 | 3.1245e-07 | 8.0344e-07 | 0 | 8.0344e-07 | [16 empty] | 7.3.1.3 Ignition probability mapping showing the probability of ignition along the electric lines and equipmentWLDFRAggregatedAggregated | WLDFR | HFTD - Distribution - Tier 3 - 2QU CoRE ¦ 1QU LoRE | Red Flag Warning - Small Fires | Aggregated | Aggregated | 2036 | 0.0011717 | 0 | 226.4749 | 0.26537 | 2036 | Mitigation | 0.08575 | 30 | 0 | esc | 0.0012005 | 1.4067e-06 | 0.00060025 | 7.0333e-07 | 0.0015435 | 1.8086e-06
[79 empty] | WLDFR | HFTD - Distribution - Tier 3 - 2QU CoRE ¦ 1QU LoRE | Red Flag Warning - Large Fires | 2036 | 1.021e-07 | 5.105e-08 | 1.3127e-07 | 6.1205 | 0.77885 | 3.4265 | 1.9151 | 0 | 0 | 0 | 8.5047e-05 |  | 6.249e-07 | 0 | 6.249e-07 | 3.1245e-07 | 0 | 3.1245e-07 | 8.0344e-07 | 0 | 8.0344e-07 | [16 empty] | 7.3.1.3 Ignition probability mapping showing the probability of ignition along the electric lines and equipmentWLDFRAggregatedAggregated | WLDFR | HFTD - Distribution - Tier 3 - 2QU CoRE ¦ 1QU LoRE | Red Flag Warning - Small Fires | Aggregated | Aggregated | 2037 | 0.0011717 | 0 | 226.4749 | 0.26537 | 2037 | Mitigation | 0.08575 | 30 | 0 | esc | 0.0012005 | 1.4067e-06 | 0.00060025 | 7.0333e-07 | 0.0015435 | 1.8086e-06
[79 empty] | WLDFR | HFTD - Distribution - Tier 3 - 2QU CoRE ¦ 1QU LoRE | Red Flag Warning - Large Fires | 2037 | 1.021e-07 | 5.105e-08 | 1.3127e-07 | 6.1205 | 0.77885 | 3.4265 | 1.9151 | 0 | 0 | 0 | 8.5047e-05 |  | 6.249e-07 | 0 | 6.249e-07 | 3.1245e-07 | 0 | 3.1245e-07 | 8.0344e-07 | 0 | 8.0344e-07 | [16 empty] | 7.3.1.3 Ignition probability mapping showing the probability of ignition along the electric lines and equipmentWLDFRAggregatedAggregated | WLDFR | HFTD - Distribution - Tier 3 - 2QU CoRE ¦ 1QU LoRE | Red Flag Warning - Small Fires | Aggregated | Aggregated | 2038 | 0.0011717 | 0 | 226.4749 | 0.26537 | 2038 | Mitigation | 0.08575 | 30 | 0 | esc | 0.0012005 | 1.4067e-06 | 0.00060025 | 7.0333e-07 | 0.0015435 | 1.8086e-06
[79 empty] | WLDFR | HFTD - Distribution - Tier 3 - 2QU CoRE ¦ 1QU LoRE | Red Flag Warning - Large Fires | 2038 | 1.021e-07 | 5.105e-08 | 1.3127e-07 | 6.5028 | 0.81304 | 3.6355 | 2.0543 | 0 | 0 | 0 | 8.5047e-05 |  | 6.6393e-07 | 0 | 6.6393e-07 | 3.3197e-07 | 0 | 3.3197e-07 | 8.5363e-07 | 0 | 8.5363e-07 | [16 empty] | 7.3.1.3 Ignition probability mapping showing the probability of ignition along the electric lines and equipmentWLDFRAggregatedAggregated | WLDFR | HFTD - Distribution - Tier 3 - 2QU CoRE ¦ 1QU LoRE | Red Flag Warning - Small Fires | Aggregated | Aggregated | 2039 | 0.0011717 | 0 | 226.4749 | 0.26537 | 2039 | Mitigation | 0.08575 | 30 | 0 | esc | 0.0012005 | 1.4067e-06 | 0.00060025 | 7.0333e-07 | 0.0015435 | 1.8086e-06
[79 empty] | WLDFR | HFTD - Distribution - Tier 3 - 2QU CoRE ¦ 1QU LoRE | Red Flag Warning - Large Fires | 2039 | 1.021e-07 | 5.105e-08 | 1.3127e-07 | 6.5028 | 0.81304 | 3.6355 | 2.0543 | 0 | 0 | 0 | 8.5047e-05 |  | 6.6393e-07 | 0 | 6.6393e-07 | 3.3197e-07 | 0 | 3.3197e-07 | 8.5363e-07 | 0 | 8.5363e-07 | [16 empty] | 7.3.1.3 Ignition probability mapping showing the probability of ignition along the electric lines and equipmentWLDFRAggregatedAggregated | WLDFR | HFTD - Distribution - Tier 3 - 2QU CoRE ¦ 1QU LoRE | Red Flag Warning - Small Fires | Aggregated | Aggregated | 2040 | 0.0011717 | 0 | 226.4749 | 0.26537 | 2040 | Mitigation | 0.08575 | 30 | 0 | esc | 0.0012005 | 1.4067e-06 | 0.00060025 | 7.0333e-07 | 0.0015435 | 1.8086e-06
[79 empty] | WLDFR | HFTD - Distribution - Tier 3 - 2QU CoRE ¦ 1QU LoRE | Red Flag Warning - Large Fires | 2040 | 1.021e-07 | 5.105e-08 | 1.3127e-07 | 6.5028 | 0.81304 | 3.6355 | 2.0543 | 0 | 0 | 0 | 8.5047e-05 |  | 6.6393e-07 | 0 | 6.6393e-07 | 3.3197e-07 | 0 | 3.3197e-07 | 8.5363e-07 | 0 | 8.5363e-07 | [16 empty] | 7.3.1.3 Ignition probability mapping showing the probability of ignition along the electric lines and equipmentWLDFRAggregatedAggregated | WLDFR | HFTD - Distribution - Tier 3 - 2QU CoRE ¦ 1QU LoRE | Red Flag Warning - Small Fires | Aggregated | Aggregated | 2041 | 0.0011717 | 0 | 226.4749 | 0.26537 | 2041 | Mitigation | 0.08575 | 30 | 0 | esc | 0.0012005 | 1.4067e-06 | 0.00060025 | 7.0333e-07 | 0.0015435 | 1.8086e-06
[79 empty] | WLDFR | HFTD - Distribution - Tier 3 - 2QU CoRE ¦ 1QU LoRE | Red Flag Warning - Large Fires | 2041 | 1.021e-07 | 5.105e-08 | 1.3127e-07 | 6.5028 | 0.81304 | 3.6355 | 2.0543 | 0 | 0 | 0 | 8.5047e-05 |  | 6.6393e-07 | 0 | 6.6393e-07 | 3.3197e-07 | 0 | 3.3197e-07 | 8.5363e-07 | 0 | 8.5363e-07 | [16 empty] | 7.3.1.3 Ignition probability mapping showing the probability of ignition along the electric lines and equipmentWLDFRAggregatedAggregated | WLDFR | HFTD - Distribution - Tier 3 - 2QU CoRE ¦ 1QU LoRE | Red Flag Warning - Small Fires | Aggregated | Aggregated | 2042 | 0.0011717 | 0 | 226.4749 | 0.26537 | 2042 | Mitigation | 0.08575 | 30 | 0 | esc | 0.0012005 | 1.4067e-06 | 0.00060025 | 7.0333e-07 | 0.0015435 | 1.8086e-06
[79 empty] | WLDFR | HFTD - Distribution - Tier 3 - 2QU CoRE ¦ 1QU LoRE | Red Flag Warning - Large Fires | 2042 | 1.021e-07 | 5.105e-08 | 1.3127e-07 | 6.5028 | 0.81304 | 3.6355 | 2.0543 | 0 | 0 | 0 | 8.5047e-05 |  | 6.6393e-07 | 0 | 6.6393e-07 | 3.3197e-07 | 0 | 3.3197e-07 | 8.5363e-07 | 0 | 8.5363e-07 | [16 empty] | 7.3.1.3 Ignition probability mapping showing the probability of ignition along the electric lines and equipmentWLDFRAggregatedAggregated | WLDFR | HFTD - Distribution - Tier 3 - 2QU CoRE ¦ 1QU LoRE | Red Flag Warning - Small Fires | Aggregated | Aggregated | 2043 | 0.0011717 | 0 | 226.4749 | 0.26537 | 2043 | Mitigation | 0.08575 | 30 | 0 | esc | 0.0012005 | 1.4067e-06 | 0.00060025 | 7.0333e-07 | 0.0015435 | 1.8086e-06
[79 empty] | WLDFR | HFTD - Distribution - Tier 3 - 2QU CoRE ¦ 1QU LoRE | Red Flag Warning - Large Fires | 2043 | 1.021e-07 | 5.105e-08 | 1.3127e-07 | 6.9209 | 0.84944 | 3.8632 | 2.2083 | 0 | 0 | 0 | 8.5047e-05 |  | 7.0662e-07 | 0 | 7.0662e-07 | 3.5331e-07 | 0 | 3.5331e-07 | 9.0851e-07 | 0 | 9.0851e-07 | [16 empty] | 7.3.1.3 Ignition probability mapping showing the probability of ignition along the electric lines and equipmentWLDFRAggregatedAggregated | WLDFR | HFTD - Distribution - Tier 3 - 2QU CoRE ¦ 1QU LoRE | Red Flag Warning - Small Fires | Aggregated | Aggregated | 2044 | 0.0011717 | 0 | 226.4749 | 0.26537 | 2044 | Mitigation | 0.08575 | 30 | 0 | esc | 0.0012005 | 1.4067e-06 | 0.00060025 | 7.0333e-07 | 0.0015435 | 1.8086e-06
[79 empty] | WLDFR | HFTD - Distribution - Tier 3 - 2QU CoRE ¦ 1QU LoRE | Red Flag Warning - Large Fires | 2044 | 1.021e-07 | 5.105e-08 | 1.3127e-07 | 6.9209 | 0.84944 | 3.8632 | 2.2083 | 0 | 0 | 0 | 8.5047e-05 |  | 7.0662e-07 | 0 | 7.0662e-07 | 3.5331e-07 | 0 | 3.5331e-07 | 9.0851e-07 | 0 | 9.0851e-07 | [16 empty] | 7.3.1.3 Ignition probability mapping showing the probability of ignition along the electric lines and equipmentWLDFRAggregatedAggregated | WLDFR | HFTD - Distribution - Tier 3 - 2QU CoRE ¦ 1QU LoRE | Red Flag Warning - Small Fires | Aggregated | Aggregated | 2045 | 0.0011717 | 0 | 226.4749 | 0.26537 | 2045 | Mitigation | 0.08575 | 30 | 0 | esc | 0.0012005 | 1.4067e-06 | 0.00060025 | 7.0333e-07 | 0.0015435 | 1.8086e-06
[79 empty] | WLDFR | HFTD - Distribution - Tier 3 - 2QU CoRE ¦ 1QU LoRE | Red Flag Warning - Large Fires | 2045 | 1.021e-07 | 5.105e-08 | 1.3127e-07 | 6.9209 | 0.84944 | 3.8632 | 2.2083 | 0 | 0 | 0 | 8.5047e-05 |  | 7.0662e-07 | 0 | 7.0662e-07 | 3.5331e-07 | 0 | 3.5331e-07 | 9.0851e-07 | 0 | 9.0851e-07 | [16 empty] | 7.3.1.3 Ignition probability mapping showing the probability of ignition along the electric lines and equipmentWLDFRAggregatedAggregated | WLDFR | HFTD - Distribution - Tier 3 - 2QU CoRE ¦ 1QU LoRE | Red Flag Warning - Small Fires | Aggregated | Aggregated | 2046 | 0.0011717 | 0 | 226.4749 | 0.26537 | 2046 | Mitigation | 0.08575 | 30 | 0 | esc | 0.0012005 | 1.4067e-06 | 0.00060025 | 7.0333e-07 | 0.0015435 | 1.8086e-06
[79 empty] | WLDFR | HFTD - Distribution - Tier 3 - 2QU CoRE ¦ 1QU LoRE | Red Flag Warning - Large Fires | 2046 | 1.021e-07 | 5.105e-08 | 1.3127e-07 | 6.9209 | 0.84944 | 3.8632 | 2.2083 | 0 | 0 | 0 | 8.5047e-05 |  | 7.0662e-07 | 0 | 7.0662e-07 | 3.5331e-07 | 0 | 3.5331e-07 | 9.0851e-07 | 0 | 9.0851e-07 | [16 empty] | 7.3.1.3 Ignition probability mapping showing the probability of ignition along the electric lines and equipmentWLDFRAggregatedAggregated | WLDFR | HFTD - Distribution - Tier 3 - 2QU CoRE ¦ 1QU LoRE | Red Flag Warning - Small Fires | Aggregated | Aggregated | 2047 | 0.0011717 | 0 | 226.4749 | 0.26537 | 2047 | Mitigation | 0.08575 | 30 | 0 | esc | 0.0012005 | 1.4067e-06 | 0.00060025 | 7.0333e-07 | 0.0015435 | 1.8086e-06
[79 empty] | WLDFR | HFTD - Distribution - Tier 3 - 2QU CoRE ¦ 1QU LoRE | Red Flag Warning - Large Fires | 2047 | 1.021e-07 | 5.105e-08 | 1.3127e-07 | 6.9209 | 0.84944 | 3.8632 | 2.2083 | 0 | 0 | 0 | 8.5047e-05 |  | 7.0662e-07 | 0 | 7.0662e-07 | 3.5331e-07 | 0 | 3.5331e-07 | 9.0851e-07 | 0 | 9.0851e-07 | [16 empty] | 7.3.1.3 Ignition probability mapping showing the probability of ignition along the electric lines and equipmentWLDFRAggregatedAggregated | WLDFR | HFTD - Distribution - Tier 3 - 2QU CoRE ¦ 1QU LoRE | Red Flag Warning - Small Fires | Aggregated | Aggregated | 2048 | 0.0011717 | 0 | 226.4749 | 0.26537 | 2048 | Mitigation | 0.08575 | 30 | 0 | esc | 0.0012005 | 1.4067e-06 | 0.00060025 | 7.0333e-07 | 0.0015435 | 1.8086e-06
[79 empty] | WLDFR | HFTD - Distribution - Tier 3 - 2QU CoRE ¦ 1QU LoRE | Red Flag Warning - Large Fires | 2048 | 1.021e-07 | 5.105e-08 | 1.3127e-07 | 7.3713 | 0.88759 | 4.1075 | 2.3763 | 0 | 0 | 0 | 8.5047e-05 |  | 7.5261e-07 | 0 | 7.5261e-07 | 3.763e-07 | 0 | 3.763e-07 | 9.6764e-07 | 0 | 9.6764e-07 | [16 empty] | 7.3.1.3 Ignition probability mapping showing the probability of ignition along the electric lines and equipmentWLDFRAggregatedAggregated | WLDFR | HFTD - Distribution - Tier 3 - 2QU CoRE ¦ 1QU LoRE | Red Flag Warning - Small Fires | Aggregated | Aggregated | 2049 | 0.0011717 | 0 | 226.4749 | 0.26537 | 2049 | Mitigation | 0.08575 | 30 | 0 | esc | 0.0012005 | 1.4067e-06 | 0.00060025 | 7.0333e-07 | 0.0015435 | 1.8086e-06
[79 empty] | WLDFR | HFTD - Distribution - Tier 3 - 2QU CoRE ¦ 1QU LoRE | Red Flag Warning - Large Fires | 2049 | 1.021e-07 | 5.105e-08 | 1.3127e-07 | 7.3713 | 0.88759 | 4.1075 | 2.3763 | 0 | 0 | 0 | 8.5047e-05 |  | 7.5261e-07 | 0 | 7.5261e-07 | 3.763e-07 | 0 | 3.763e-07 | 9.6764e-07 | 0 | 9.6764e-07 | [16 empty] | 7.3.1.3 Ignition probability mapping showing the probability of ignition along the electric lines and equipmentWLDFRAggregatedAggregated | WLDFR | HFTD - Distribution - Tier 3 - 2QU CoRE ¦ 1QU LoRE | Red Flag Warning - Small Fires | Aggregated | Aggregated | 2050 | 0.0011717 | 0 | 226.4749 | 0.26537 | 2050 | Mitigation | 0.08575 | 30 | 0 | esc | 0 | 0 | 0.00060025 | 7.0333e-07 | 0.0015435 | 1.8086e-06
[79 empty] | WLDFR | HFTD - Distribution - Tier 3 - 2QU CoRE ¦ 1QU LoRE | Red Flag Warning - Large Fires | 2050 | 0 | 5.105e-08 | 1.3127e-07 | 7.3713 | 0.88759 | 4.1075 | 2.3763 | 0 | 0 | 0 | 8.5047e-05 |  | 0 | 0 | 0 | 3.763e-07 | 0 | 3.763e-07 | 9.6764e-07 | 0 | 9.6764e-07 | [16 empty] | 7.3.1.3 Ignition probability mapping showing the probability of ignition along the electric lines and equipmentWLDFRAggregatedAggregated | WLDFR | HFTD - Distribution - Tier 3 - 2QU CoRE ¦ 1QU LoRE | Red Flag Warning - Small Fires | Aggregated | Aggregated | 2051 | 0.0011717 | 0 | 226.4749 | 0.26537 | 2051 | Mitigation | 0.08575 | 30 | 0 | esc | 0 | 0 | 0 | 0 | 0.0015435 | 1.8086e-06
[79 empty] | WLDFR | HFTD - Distribution - Tier 3 - 2QU CoRE ¦ 1QU LoRE | Red Flag Warning - Large Fires | 2051 | 0 | 0 | 1.3127e-07 | 7.3713 | 0.88759 | 4.1075 | 2.3763 | 0 | 0 | 0 | 8.5047e-05 |  | 0 | 0 | 0 | 0 | 0 | 0 | 9.6764e-07 | 0 | 9.6764e-07 | [16 empty] | 7.3.1.3 Ignition probability mapping showing the probability of ignition along the electric lines and equipmentWLDFRAggregatedAggregated | WLDFR | HFTD - Distribution - Tier 3 - 2QU CoRE ¦ 1QU LoRE | Seismic - Non-Red Flag Warning - Catastrophic Fires | Aggregated | Aggregated | 2021 | 2.1404e-10 | 0 | 226.4749 | 4.8474e-08 | 2021 | Mitigation | 0.08575 | 30 | 0 | esc | 0.0012005 | 2.5695e-13 | 0.00060025 | 1.2848e-13 | 0 | 0
[79 empty] | WLDFR | HFTD - Distribution - Tier 3 - 2QU CoRE ¦ 1QU LoRE | Red Flag Warning - Small Fires | 2020 | 1.4067e-06 | 0 | 0 | 0.077901 | 0.036425 | 0.0015809 | 0.039895 | 0 | 0 | 0 | 0.0011717 |  | 1.0958e-07 | 0 | 1.0958e-07 | 0 | 0 | 0 | 0 | 0 | 0 | [16 empty] | 7.3.1.3 Ignition probability mapping showing the probability of ignition along the electric lines and equipmentWLDFRAggregatedAggregated | WLDFR | HFTD - Distribution - Tier 3 - 2QU CoRE ¦ 1QU LoRE | Seismic - Non-Red Flag Warning - Catastrophic Fires | Aggregated | Aggregated | 2022 | 2.1404e-10 | 0 | 226.4749 | 4.8474e-08 | 2022 | Mitigation | 0.08575 | 30 | 0 | esc | 0.0012005 | 2.5695e-13 | 0.00060025 | 1.2848e-13 | 0.0015435 | 3.3037e-13
[79 empty] | WLDFR | HFTD - Distribution - Tier 3 - 2QU CoRE ¦ 1QU LoRE | Red Flag Warning - Small Fires | 2021 | 1.4067e-06 | 7.0333e-07 | 0 | 0.077901 | 0.036425 | 0.0015809 | 0.039895 | 0 | 0 | 0 | 0.0011717 |  | 1.0958e-07 | 0 | 1.0958e-07 | 5.479e-08 | 0 | 5.479e-08 | 0 | 0 | 0 | [16 empty] | 7.3.1.3 Ignition probability mapping showing the probability of ignition along the electric lines and equipmentWLDFRAggregatedAggregated | WLDFR | HFTD - Distribution - Tier 3 - 2QU CoRE ¦ 1QU LoRE | Seismic - Non-Red Flag Warning - Catastrophic Fires | Aggregated | Aggregated | 2023 | 2.1404e-10 | 0 | 226.4749 | 4.8474e-08 | 2023 | Mitigation | 0.08575 | 30 | 0 | esc | 0.0012005 | 2.5695e-13 | 0.00060025 | 1.2848e-13 | 0.0015435 | 3.3037e-13
[79 empty] | WLDFR | HFTD - Distribution - Tier 3 - 2QU CoRE ¦ 1QU LoRE | Red Flag Warning - Small Fires | 2022 | 1.4067e-06 | 7.0333e-07 | 1.8086e-06 | 0.077901 | 0.036425 | 0.0015809 | 0.039895 | 0 | 0 | 0 | 0.0011717 |  | 1.0958e-07 | 0 | 1.0958e-07 | 5.479e-08 | 0 | 5.479e-08 | 1.4089e-07 | 0 | 1.4089e-07 | [16 empty] | 7.3.1.3 Ignition probability mapping showing the probability of ignition along the electric lines and equipmentWLDFRAggregatedAggregated | WLDFR | HFTD - Distribution - Tier 3 - 2QU CoRE ¦ 1QU LoRE | Seismic - Non-Red Flag Warning - Catastrophic Fires | Aggregated | Aggregated | 2024 | 2.1404e-10 | 0 | 226.4749 | 4.8474e-08 | 2024 | Mitigation | 0.08575 | 30 | 0 | esc | 0.0012005 | 2.5695e-13 | 0.00060025 | 1.2848e-13 | 0.0015435 | 3.3037e-13
[79 empty] | WLDFR | HFTD - Distribution - Tier 3 - 2QU CoRE ¦ 1QU LoRE | Red Flag Warning - Small Fires | 2023 | 1.4067e-06 | 7.0333e-07 | 1.8086e-06 | 0.080408 | 0.03759 | 0.0016314 | 0.041187 | 0 | 0 | 0 | 0.0011717 |  | 1.1311e-07 | 0 | 1.1311e-07 | 5.6554e-08 | 0 | 5.6554e-08 | 1.4542e-07 | 0 | 1.4542e-07 | [16 empty] | 7.3.1.3 Ignition probability mapping showing the probability of ignition along the electric lines and equipmentWLDFRAggregatedAggregated | WLDFR | HFTD - Distribution - Tier 3 - 2QU CoRE ¦ 1QU LoRE | Seismic - Non-Red Flag Warning - Catastrophic Fires | Aggregated | Aggregated | 2025 | 2.1404e-10 | 0 | 226.4749 | 4.8474e-08 | 2025 | Mitigation | 0.08575 | 30 | 0 | esc | 0.0012005 | 2.5695e-13 | 0.00060025 | 1.2848e-13 | 0.0015435 | 3.3037e-13
[79 empty] | WLDFR | HFTD - Distribution - Tier 3 - 2QU CoRE ¦ 1QU LoRE | Red Flag Warning - Small Fires | 2024 | 1.4067e-06 | 7.0333e-07 | 1.8086e-06 | 0.080408 | 0.03759 | 0.0016314 | 0.041187 | 0 | 0 | 0 | 0.0011717 |  | 1.1311e-07 | 0 | 1.1311e-07 | 5.6554e-08 | 0 | 5.6554e-08 | 1.4542e-07 | 0 | 1.4542e-07 | [16 empty] | 7.3.1.3 Ignition probability mapping showing the probability of ignition along the electric lines and equipmentWLDFRAggregatedAggregated | WLDFR | HFTD - Distribution - Tier 3 - 2QU CoRE ¦ 1QU LoRE | Seismic - Non-Red Flag Warning - Catastrophic Fires | Aggregated | Aggregated | 2026 | 2.1404e-10 | 0 | 226.4749 | 4.8474e-08 | 2026 | Mitigation | 0.08575 | 30 | 0 | esc | 0.0012005 | 2.5695e-13 | 0.00060025 | 1.2848e-13 | 0.0015435 | 3.3037e-13
[79 empty] | WLDFR | HFTD - Distribution - Tier 3 - 2QU CoRE ¦ 1QU LoRE | Red Flag Warning - Small Fires | 2025 | 1.4067e-06 | 7.0333e-07 | 1.8086e-06 | 0.080408 | 0.03759 | 0.0016314 | 0.041187 | 0 | 0 | 0 | 0.0011717 |  | 1.1311e-07 | 0 | 1.1311e-07 | 5.6554e-08 | 0 | 5.6554e-08 | 1.4542e-07 | 0 | 1.4542e-07 | [16 empty] | 7.3.1.3 Ignition probability mapping showing the probability of ignition along the electric lines and equipmentWLDFRAggregatedAggregated | WLDFR | HFTD - Distribution - Tier 3 - 2QU CoRE ¦ 1QU LoRE | Seismic - Non-Red Flag Warning - Catastrophic Fires | Aggregated | Aggregated | 2027 | 2.1404e-10 | 0 | 226.4749 | 4.8474e-08 | 2027 | Mitigation | 0.08575 | 30 | 0 | esc | 0.0012005 | 2.5695e-13 | 0.00060025 | 1.2848e-13 | 0.0015435 | 3.3037e-13
[79 empty] | WLDFR | HFTD - Distribution - Tier 3 - 2QU CoRE ¦ 1QU LoRE | Red Flag Warning - Small Fires | 2026 | 1.4067e-06 | 7.0333e-07 | 1.8086e-06 | 0.080408 | 0.03759 | 0.0016314 | 0.041187 | 0 | 0 | 0 | 0.0011717 |  | 1.1311e-07 | 0 | 1.1311e-07 | 5.6554e-08 | 0 | 5.6554e-08 | 1.4542e-07 | 0 | 1.4542e-07 | [16 empty] | 7.3.1.3 Ignition probability mapping showing the probability of ignition along the electric lines and equipmentWLDFRAggregatedAggregated | WLDFR | HFTD - Distribution - Tier 3 - 2QU CoRE ¦ 1QU LoRE | Seismic - Non-Red Flag Warning - Catastrophic Fires | Aggregated | Aggregated | 2028 | 2.1404e-10 | 0 | 226.4749 | 4.8474e-08 | 2028 | Mitigation | 0.08575 | 30 | 0 | esc | 0.0012005 | 2.5695e-13 | 0.00060025 | 1.2848e-13 | 0.0015435 | 3.3037e-13
[79 empty] | WLDFR | HFTD - Distribution - Tier 3 - 2QU CoRE ¦ 1QU LoRE | Red Flag Warning - Small Fires | 2027 | 1.4067e-06 | 7.0333e-07 | 1.8086e-06 | 0.080408 | 0.03759 | 0.0016314 | 0.041187 | 0 | 0 | 0 | 0.0011717 |  | 1.1311e-07 | 0 | 1.1311e-07 | 5.6554e-08 | 0 | 5.6554e-08 | 1.4542e-07 | 0 | 1.4542e-07 | [16 empty] | 7.3.1.3 Ignition probability mapping showing the probability of ignition along the electric lines and equipmentWLDFRAggregatedAggregated | WLDFR | HFTD - Distribution - Tier 3 - 2QU CoRE ¦ 1QU LoRE | Seismic - Non-Red Flag Warning - Catastrophic Fires | Aggregated | Aggregated | 2029 | 2.1404e-10 | 0 | 226.4749 | 4.8474e-08 | 2029 | Mitigation | 0.08575 | 30 | 0 | esc | 0.0012005 | 2.5695e-13 | 0.00060025 | 1.2848e-13 | 0.0015435 | 3.3037e-13
[79 empty] | WLDFR | HFTD - Distribution - Tier 3 - 2QU CoRE ¦ 1QU LoRE | Red Flag Warning - Small Fires | 2028 | 1.4067e-06 | 7.0333e-07 | 1.8086e-06 | 0.083606 | 0.039055 | 0.001695 | 0.042856 | 0 | 0 | 0 | 0.0011717 |  | 1.1761e-07 | 0 | 1.1761e-07 | 5.8803e-08 | 0 | 5.8803e-08 | 1.5121e-07 | 0 | 1.5121e-07 | [16 empty] | 7.3.1.3 Ignition probability mapping showing the probability of ignition along the electric lines and equipmentWLDFRAggregatedAggregated | WLDFR | HFTD - Distribution - Tier 3 - 2QU CoRE ¦ 1QU LoRE | Seismic - Non-Red Flag Warning - Catastrophic Fires | Aggregated | Aggregated | 2030 | 2.1404e-10 | 0 | 226.4749 | 4.8474e-08 | 2030 | Mitigation | 0.08575 | 30 | 0 | esc | 0.0012005 | 2.5695e-13 | 0.00060025 | 1.2848e-13 | 0.0015435 | 3.3037e-13
[79 empty] | WLDFR | HFTD - Distribution - Tier 3 - 2QU CoRE ¦ 1QU LoRE | Red Flag Warning - Small Fires | 2029 | 1.4067e-06 | 7.0333e-07 | 1.8086e-06 | 0.083606 | 0.039055 | 0.001695 | 0.042856 | 0 | 0 | 0 | 0.0011717 |  | 1.1761e-07 | 0 | 1.1761e-07 | 5.8803e-08 | 0 | 5.8803e-08 | 1.5121e-07 | 0 | 1.5121e-07 | [16 empty] | 7.3.1.3 Ignition probability mapping showing the probability of ignition along the electric lines and equipmentWLDFRAggregatedAggregated | WLDFR | HFTD - Distribution - Tier 3 - 2QU CoRE ¦ 1QU LoRE | Seismic - Non-Red Flag Warning - Catastrophic Fires | Aggregated | Aggregated | 2031 | 2.1404e-10 | 0 | 226.4749 | 4.8474e-08 | 2031 | Mitigation | 0.08575 | 30 | 0 | esc | 0.0012005 | 2.5695e-13 | 0.00060025 | 1.2848e-13 | 0.0015435 | 3.3037e-13
[79 empty] | WLDFR | HFTD - Distribution - Tier 3 - 2QU CoRE ¦ 1QU LoRE | Red Flag Warning - Small Fires | 2030 | 1.4067e-06 | 7.0333e-07 | 1.8086e-06 | 0.083606 | 0.039055 | 0.001695 | 0.042856 | 0 | 0 | 0 | 0.0011717 |  | 1.1761e-07 | 0 | 1.1761e-07 | 5.8803e-08 | 0 | 5.8803e-08 | 1.5121e-07 | 0 | 1.5121e-07 | [16 empty] | 7.3.1.3 Ignition probability mapping showing the probability of ignition along the electric lines and equipmentWLDFRAggregatedAggregated | WLDFR | HFTD - Distribution - Tier 3 - 2QU CoRE ¦ 1QU LoRE | Seismic - Non-Red Flag Warning - Catastrophic Fires | Aggregated | Aggregated | 2032 | 2.1404e-10 | 0 | 226.4749 | 4.8474e-08 | 2032 | Mitigation | 0.08575 | 30 | 0 | esc | 0.0012005 | 2.5695e-13 | 0.00060025 | 1.2848e-13 | 0.0015435 | 3.3037e-13
[79 empty] | WLDFR | HFTD - Distribution - Tier 3 - 2QU CoRE ¦ 1QU LoRE | Red Flag Warning - Small Fires | 2031 | 1.4067e-06 | 7.0333e-07 | 1.8086e-06 | 0.083606 | 0.039055 | 0.001695 | 0.042856 | 0 | 0 | 0 | 0.0011717 |  | 1.1761e-07 | 0 | 1.1761e-07 | 5.8803e-08 | 0 | 5.8803e-08 | 1.5121e-07 | 0 | 1.5121e-07 | [16 empty] | 7.3.1.3 Ignition probability mapping showing the probability of ignition along the electric lines and equipmentWLDFRAggregatedAggregated | WLDFR | HFTD - Distribution - Tier 3 - 2QU CoRE ¦ 1QU LoRE | Seismic - Non-Red Flag Warning - Catastrophic Fires | Aggregated | Aggregated | 2033 | 2.1404e-10 | 0 | 226.4749 | 4.8474e-08 | 2033 | Mitigation | 0.08575 | 30 | 0 | esc | 0.0012005 | 2.5695e-13 | 0.00060025 | 1.2848e-13 | 0.0015435 | 3.3037e-13
[79 empty] | WLDFR | HFTD - Distribution - Tier 3 - 2QU CoRE ¦ 1QU LoRE | Red Flag Warning - Small Fires | 2032 | 1.4067e-06 | 7.0333e-07 | 1.8086e-06 | 0.083606 | 0.039055 | 0.001695 | 0.042856 | 0 | 0 | 0 | 0.0011717 |  | 1.1761e-07 | 0 | 1.1761e-07 | 5.8803e-08 | 0 | 5.8803e-08 | 1.5121e-07 | 0 | 1.5121e-07 | [16 empty] | 7.3.1.3 Ignition probability mapping showing the probability of ignition along the electric lines and equipmentWLDFRAggregatedAggregated | WLDFR | HFTD - Distribution - Tier 3 - 2QU CoRE ¦ 1QU LoRE | Seismic - Non-Red Flag Warning - Catastrophic Fires | Aggregated | Aggregated | 2034 | 2.1404e-10 | 0 | 226.4749 | 4.8474e-08 | 2034 | Mitigation | 0.08575 | 30 | 0 | esc | 0.0012005 | 2.5695e-13 | 0.00060025 | 1.2848e-13 | 0.0015435 | 3.3037e-13
[79 empty] | WLDFR | HFTD - Distribution - Tier 3 - 2QU CoRE ¦ 1QU LoRE | Red Flag Warning - Small Fires | 2033 | 1.4067e-06 | 7.0333e-07 | 1.8086e-06 | 0.087211 | 0.040679 | 0.0017655 | 0.044766 | 0 | 0 | 0 | 0.0011717 |  | 1.2268e-07 | 0 | 1.2268e-07 | 6.1338e-08 | 0 | 6.1338e-08 | 1.5773e-07 | 0 | 1.5773e-07 | [16 empty] | 7.3.1.3 Ignition probability mapping showing the probability of ignition along the electric lines and equipmentWLDFRAggregatedAggregated | WLDFR | HFTD - Distribution - Tier 3 - 2QU CoRE ¦ 1QU LoRE | Seismic - Non-Red Flag Warning - Catastrophic Fires | Aggregated | Aggregated | 2035 | 2.1404e-10 | 0 | 226.4749 | 4.8474e-08 | 2035 | Mitigation | 0.08575 | 30 | 0 | esc | 0.0012005 | 2.5695e-13 | 0.00060025 | 1.2848e-13 | 0.0015435 | 3.3037e-13
[79 empty] | WLDFR | HFTD - Distribution - Tier 3 - 2QU CoRE ¦ 1QU LoRE | Red Flag Warning - Small Fires | 2034 | 1.4067e-06 | 7.0333e-07 | 1.8086e-06 | 0.087211 | 0.040679 | 0.0017655 | 0.044766 | 0 | 0 | 0 | 0.0011717 |  | 1.2268e-07 | 0 | 1.2268e-07 | 6.1338e-08 | 0 | 6.1338e-08 | 1.5773e-07 | 0 | 1.5773e-07 | [16 empty] | 7.3.1.3 Ignition probability mapping showing the probability of ignition along the electric lines and equipmentWLDFRAggregatedAggregated | WLDFR | HFTD - Distribution - Tier 3 - 2QU CoRE ¦ 1QU LoRE | Seismic - Non-Red Flag Warning - Catastrophic Fires | Aggregated | Aggregated | 2036 | 2.1404e-10 | 0 | 226.4749 | 4.8474e-08 | 2036 | Mitigation | 0.08575 | 30 | 0 | esc | 0.0012005 | 2.5695e-13 | 0.00060025 | 1.2848e-13 | 0.0015435 | 3.3037e-13
[79 empty] | WLDFR | HFTD - Distribution - Tier 3 - 2QU CoRE ¦ 1QU LoRE | Red Flag Warning - Small Fires | 2035 | 1.4067e-06 | 7.0333e-07 | 1.8086e-06 | 0.087211 | 0.040679 | 0.0017655 | 0.044766 | 0 | 0 | 0 | 0.0011717 |  | 1.2268e-07 | 0 | 1.2268e-07 | 6.1338e-08 | 0 | 6.1338e-08 | 1.5773e-07 | 0 | 1.5773e-07 | [16 empty] | 7.3.1.3 Ignition probability mapping showing the probability of ignition along the electric lines and equipmentWLDFRAggregatedAggregated | WLDFR | HFTD - Distribution - Tier 3 - 2QU CoRE ¦ 1QU LoRE | Seismic - Non-Red Flag Warning - Catastrophic Fires | Aggregated | Aggregated | 2037 | 2.1404e-10 | 0 | 226.4749 | 4.8474e-08 | 2037 | Mitigation | 0.08575 | 30 | 0 | esc | 0.0012005 | 2.5695e-13 | 0.00060025 | 1.2848e-13 | 0.0015435 | 3.3037e-13
[79 empty] | WLDFR | HFTD - Distribution - Tier 3 - 2QU CoRE ¦ 1QU LoRE | Red Flag Warning - Small Fires | 2036 | 1.4067e-06 | 7.0333e-07 | 1.8086e-06 | 0.087211 | 0.040679 | 0.0017655 | 0.044766 | 0 | 0 | 0 | 0.0011717 |  | 1.2268e-07 | 0 | 1.2268e-07 | 6.1338e-08 | 0 | 6.1338e-08 | 1.5773e-07 | 0 | 1.5773e-07 | [16 empty] | 7.3.1.3 Ignition probability mapping showing the probability of ignition along the electric lines and equipmentWLDFRAggregatedAggregated | WLDFR | HFTD - Distribution - Tier 3 - 2QU CoRE ¦ 1QU LoRE | Seismic - Non-Red Flag Warning - Catastrophic Fires | Aggregated | Aggregated | 2038 | 2.1404e-10 | 0 | 226.4749 | 4.8474e-08 | 2038 | Mitigation | 0.08575 | 30 | 0 | esc | 0.0012005 | 2.5695e-13 | 0.00060025 | 1.2848e-13 | 0.0015435 | 3.3037e-13
[79 empty] | WLDFR | HFTD - Distribution - Tier 3 - 2QU CoRE ¦ 1QU LoRE | Red Flag Warning - Small Fires | 2037 | 1.4067e-06 | 7.0333e-07 | 1.8086e-06 | 0.087211 | 0.040679 | 0.0017655 | 0.044766 | 0 | 0 | 0 | 0.0011717 |  | 1.2268e-07 | 0 | 1.2268e-07 | 6.1338e-08 | 0 | 6.1338e-08 | 1.5773e-07 | 0 | 1.5773e-07 | [16 empty] | 7.3.1.3 Ignition probability mapping showing the probability of ignition along the electric lines and equipmentWLDFRAggregatedAggregated | WLDFR | HFTD - Distribution - Tier 3 - 2QU CoRE ¦ 1QU LoRE | Seismic - Non-Red Flag Warning - Catastrophic Fires | Aggregated | Aggregated | 2039 | 2.1404e-10 | 0 | 226.4749 | 4.8474e-08 | 2039 | Mitigation | 0.08575 | 30 | 0 | esc | 0.0012005 | 2.5695e-13 | 0.00060025 | 1.2848e-13 | 0.0015435 | 3.3037e-13
[79 empty] | WLDFR | HFTD - Distribution - Tier 3 - 2QU CoRE ¦ 1QU LoRE | Red Flag Warning - Small Fires | 2038 | 1.4067e-06 | 7.0333e-07 | 1.8086e-06 | 0.091184 | 0.042438 | 0.0018418 | 0.046905 | 0 | 0 | 0 | 0.0011717 |  | 1.2827e-07 | 0 | 1.2827e-07 | 6.4133e-08 | 0 | 6.4133e-08 | 1.6491e-07 | 0 | 1.6491e-07 | [16 empty] | 7.3.1.3 Ignition probability mapping showing the probability of ignition along the electric lines and equipmentWLDFRAggregatedAggregated | WLDFR | HFTD - Distribution - Tier 3 - 2QU CoRE ¦ 1QU LoRE | Seismic - Non-Red Flag Warning - Catastrophic Fires | Aggregated | Aggregated | 2040 | 2.1404e-10 | 0 | 226.4749 | 4.8474e-08 | 2040 | Mitigation | 0.08575 | 30 | 0 | esc | 0.0012005 | 2.5695e-13 | 0.00060025 | 1.2848e-13 | 0.0015435 | 3.3037e-13
[79 empty] | WLDFR | HFTD - Distribution - Tier 3 - 2QU CoRE ¦ 1QU LoRE | Red Flag Warning - Small Fires | 2039 | 1.4067e-06 | 7.0333e-07 | 1.8086e-06 | 0.091184 | 0.042438 | 0.0018418 | 0.046905 | 0 | 0 | 0 | 0.0011717 |  | 1.2827e-07 | 0 | 1.2827e-07 | 6.4133e-08 | 0 | 6.4133e-08 | 1.6491e-07 | 0 | 1.6491e-07 | [16 empty] | 7.3.1.3 Ignition probability mapping showing the probability of ignition along the electric lines and equipmentWLDFRAggregatedAggregated | WLDFR | HFTD - Distribution - Tier 3 - 2QU CoRE ¦ 1QU LoRE | Seismic - Non-Red Flag Warning - Catastrophic Fires | Aggregated | Aggregated | 2041 | 2.1404e-10 | 0 | 226.4749 | 4.8474e-08 | 2041 | Mitigation | 0.08575 | 30 | 0 | esc | 0.0012005 | 2.5695e-13 | 0.00060025 | 1.2848e-13 | 0.0015435 | 3.3037e-13
[79 empty] | WLDFR | HFTD - Distribution - Tier 3 - 2QU CoRE ¦ 1QU LoRE | Red Flag Warning - Small Fires | 2040 | 1.4067e-06 | 7.0333e-07 | 1.8086e-06 | 0.091184 | 0.042438 | 0.0018418 | 0.046905 | 0 | 0 | 0 | 0.0011717 |  | 1.2827e-07 | 0 | 1.2827e-07 | 6.4133e-08 | 0 | 6.4133e-08 | 1.6491e-07 | 0 | 1.6491e-07 | [16 empty] | 7.3.1.3 Ignition probability mapping showing the probability of ignition along the electric lines and equipmentWLDFRAggregatedAggregated | WLDFR | HFTD - Distribution - Tier 3 - 2QU CoRE ¦ 1QU LoRE | Seismic - Non-Red Flag Warning - Catastrophic Fires | Aggregated | Aggregated | 2042 | 2.1404e-10 | 0 | 226.4749 | 4.8474e-08 | 2042 | Mitigation | 0.08575 | 30 | 0 | esc | 0.0012005 | 2.5695e-13 | 0.00060025 | 1.2848e-13 | 0.0015435 | 3.3037e-13
[79 empty] | WLDFR | HFTD - Distribution - Tier 3 - 2QU CoRE ¦ 1QU LoRE | Red Flag Warning - Small Fires | 2041 | 1.4067e-06 | 7.0333e-07 | 1.8086e-06 | 0.091184 | 0.042438 | 0.0018418 | 0.046905 | 0 | 0 | 0 | 0.0011717 |  | 1.2827e-07 | 0 | 1.2827e-07 | 6.4133e-08 | 0 | 6.4133e-08 | 1.6491e-07 | 0 | 1.6491e-07 | [16 empty] | 7.3.1.3 Ignition probability mapping showing the probability of ignition along the electric lines and equipmentWLDFRAggregatedAggregated | WLDFR | HFTD - Distribution - Tier 3 - 2QU CoRE ¦ 1QU LoRE | Seismic - Non-Red Flag Warning - Catastrophic Fires | Aggregated | Aggregated | 2043 | 2.1404e-10 | 0 | 226.4749 | 4.8474e-08 | 2043 | Mitigation | 0.08575 | 30 | 0 | esc | 0.0012005 | 2.5695e-13 | 0.00060025 | 1.2848e-13 | 0.0015435 | 3.3037e-13
[79 empty] | WLDFR | HFTD - Distribution - Tier 3 - 2QU CoRE ¦ 1QU LoRE | Red Flag Warning - Small Fires | 2042 | 1.4067e-06 | 7.0333e-07 | 1.8086e-06 | 0.091184 | 0.042438 | 0.0018418 | 0.046905 | 0 | 0 | 0 | 0.0011717 |  | 1.2827e-07 | 0 | 1.2827e-07 | 6.4133e-08 | 0 | 6.4133e-08 | 1.6491e-07 | 0 | 1.6491e-07 | [16 empty] | 7.3.1.3 Ignition probability mapping showing the probability of ignition along the electric lines and equipmentWLDFRAggregatedAggregated | WLDFR | HFTD - Distribution - Tier 3 - 2QU CoRE ¦ 1QU LoRE | Seismic - Non-Red Flag Warning - Catastrophic Fires | Aggregated | Aggregated | 2044 | 2.1404e-10 | 0 | 226.4749 | 4.8474e-08 | 2044 | Mitigation | 0.08575 | 30 | 0 | esc | 0.0012005 | 2.5695e-13 | 0.00060025 | 1.2848e-13 | 0.0015435 | 3.3037e-13
[79 empty] | WLDFR | HFTD - Distribution - Tier 3 - 2QU CoRE ¦ 1QU LoRE | Red Flag Warning - Small Fires | 2043 | 1.4067e-06 | 7.0333e-07 | 1.8086e-06 | 0.095486 | 0.044306 | 0.0019228 | 0.049257 | 0 | 0 | 0 | 0.0011717 |  | 1.3432e-07 | 0 | 1.3432e-07 | 6.7158e-08 | 0 | 6.7158e-08 | 1.7269e-07 | 0 | 1.7269e-07 | [16 empty] | 7.3.1.3 Ignition probability mapping showing the probability of ignition along the electric lines and equipmentWLDFRAggregatedAggregated | WLDFR | HFTD - Distribution - Tier 3 - 2QU CoRE ¦ 1QU LoRE | Seismic - Non-Red Flag Warning - Catastrophic Fires | Aggregated | Aggregated | 2045 | 2.1404e-10 | 0 | 226.4749 | 4.8474e-08 | 2045 | Mitigation | 0.08575 | 30 | 0 | esc | 0.0012005 | 2.5695e-13 | 0.00060025 | 1.2848e-13 | 0.0015435 | 3.3037e-13
[79 empty] | WLDFR | HFTD - Distribution - Tier 3 - 2QU CoRE ¦ 1QU LoRE | Red Flag Warning - Small Fires | 2044 | 1.4067e-06 | 7.0333e-07 | 1.8086e-06 | 0.095486 | 0.044306 | 0.0019228 | 0.049257 | 0 | 0 | 0 | 0.0011717 |  | 1.3432e-07 | 0 | 1.3432e-07 | 6.7158e-08 | 0 | 6.7158e-08 | 1.7269e-07 | 0 | 1.7269e-07 | [16 empty] | 7.3.1.3 Ignition probability mapping showing the probability of ignition along the electric lines and equipmentWLDFRAggregatedAggregated | WLDFR | HFTD - Distribution - Tier 3 - 2QU CoRE ¦ 1QU LoRE | Seismic - Non-Red Flag Warning - Catastrophic Fires | Aggregated | Aggregated | 2046 | 2.1404e-10 | 0 | 226.4749 | 4.8474e-08 | 2046 | Mitigation | 0.08575 | 30 | 0 | esc | 0.0012005 | 2.5695e-13 | 0.00060025 | 1.2848e-13 | 0.0015435 | 3.3037e-13
[79 empty] | WLDFR | HFTD - Distribution - Tier 3 - 2QU CoRE ¦ 1QU LoRE | Red Flag Warning - Small Fires | 2045 | 1.4067e-06 | 7.0333e-07 | 1.8086e-06 | 0.095486 | 0.044306 | 0.0019228 | 0.049257 | 0 | 0 | 0 | 0.0011717 |  | 1.3432e-07 | 0 | 1.3432e-07 | 6.7158e-08 | 0 | 6.7158e-08 | 1.7269e-07 | 0 | 1.7269e-07 | [16 empty] | 7.3.1.3 Ignition probability mapping showing the probability of ignition along the electric lines and equipmentWLDFRAggregatedAggregated | WLDFR | HFTD - Distribution - Tier 3 - 2QU CoRE ¦ 1QU LoRE | Seismic - Non-Red Flag Warning - Catastrophic Fires | Aggregated | Aggregated | 2047 | 2.1404e-10 | 0 | 226.4749 | 4.8474e-08 | 2047 | Mitigation | 0.08575 | 30 | 0 | esc | 0.0012005 | 2.5695e-13 | 0.00060025 | 1.2848e-13 | 0.0015435 | 3.3037e-13
[79 empty] | WLDFR | HFTD - Distribution - Tier 3 - 2QU CoRE ¦ 1QU LoRE | Red Flag Warning - Small Fires | 2046 | 1.4067e-06 | 7.0333e-07 | 1.8086e-06 | 0.095486 | 0.044306 | 0.0019228 | 0.049257 | 0 | 0 | 0 | 0.0011717 |  | 1.3432e-07 | 0 | 1.3432e-07 | 6.7158e-08 | 0 | 6.7158e-08 | 1.7269e-07 | 0 | 1.7269e-07 | [16 empty] | 7.3.1.3 Ignition probability mapping showing the probability of ignition along the electric lines and equipmentWLDFRAggregatedAggregated | WLDFR | HFTD - Distribution - Tier 3 - 2QU CoRE ¦ 1QU LoRE | Seismic - Non-Red Flag Warning - Catastrophic Fires | Aggregated | Aggregated | 2048 | 2.1404e-10 | 0 | 226.4749 | 4.8474e-08 | 2048 | Mitigation | 0.08575 | 30 | 0 | esc | 0.0012005 | 2.5695e-13 | 0.00060025 | 1.2848e-13 | 0.0015435 | 3.3037e-13
[79 empty] | WLDFR | HFTD - Distribution - Tier 3 - 2QU CoRE ¦ 1QU LoRE | Red Flag Warning - Small Fires | 2047 | 1.4067e-06 | 7.0333e-07 | 1.8086e-06 | 0.095486 | 0.044306 | 0.0019228 | 0.049257 | 0 | 0 | 0 | 0.0011717 |  | 1.3432e-07 | 0 | 1.3432e-07 | 6.7158e-08 | 0 | 6.7158e-08 | 1.7269e-07 | 0 | 1.7269e-07 | [16 empty] | 7.3.1.3 Ignition probability mapping showing the probability of ignition along the electric lines and equipmentWLDFRAggregatedAggregated | WLDFR | HFTD - Distribution - Tier 3 - 2QU CoRE ¦ 1QU LoRE | Seismic - Non-Red Flag Warning - Catastrophic Fires | Aggregated | Aggregated | 2049 | 2.1404e-10 | 0 | 226.4749 | 4.8474e-08 | 2049 | Mitigation | 0.08575 | 30 | 0 | esc | 0.0012005 | 2.5695e-13 | 0.00060025 | 1.2848e-13 | 0.0015435 | 3.3037e-13
[79 empty] | WLDFR | HFTD - Distribution - Tier 3 - 2QU CoRE ¦ 1QU LoRE | Red Flag Warning - Small Fires | 2048 | 1.4067e-06 | 7.0333e-07 | 1.8086e-06 | 0.10007 | 0.04626 | 0.0020076 | 0.051804 | 0 | 0 | 0 | 0.0011717 |  | 1.4077e-07 | 0 | 1.4077e-07 | 7.0384e-08 | 0 | 7.0384e-08 | 1.8099e-07 | 0 | 1.8099e-07 | [16 empty] | 7.3.1.3 Ignition probability mapping showing the probability of ignition along the electric lines and equipmentWLDFRAggregatedAggregated | WLDFR | HFTD - Distribution - Tier 3 - 2QU CoRE ¦ 1QU LoRE | Seismic - Non-Red Flag Warning - Catastrophic Fires | Aggregated | Aggregated | 2050 | 2.1404e-10 | 0 | 226.4749 | 4.8474e-08 | 2050 | Mitigation | 0.08575 | 30 | 0 | esc | 0 | 0 | 0.00060025 | 1.2848e-13 | 0.0015435 | 3.3037e-13
[79 empty] | WLDFR | HFTD - Distribution - Tier 3 - 2QU CoRE ¦ 1QU LoRE | Red Flag Warning - Small Fires | 2049 | 1.4067e-06 | 7.0333e-07 | 1.8086e-06 | 0.10007 | 0.04626 | 0.0020076 | 0.051804 | 0 | 0 | 0 | 0.0011717 |  | 1.4077e-07 | 0 | 1.4077e-07 | 7.0384e-08 | 0 | 7.0384e-08 | 1.8099e-07 | 0 | 1.8099e-07 | [16 empty] | 7.3.1.3 Ignition probability mapping showing the probability of ignition along the electric lines and equipmentWLDFRAggregatedAggregated | WLDFR | HFTD - Distribution - Tier 3 - 2QU CoRE ¦ 1QU LoRE | Seismic - Non-Red Flag Warning - Catastrophic Fires | Aggregated | Aggregated | 2051 | 2.1404e-10 | 0 | 226.4749 | 4.8474e-08 | 2051 | Mitigation | 0.08575 | 30 | 0 | esc | 0 | 0 | 0 | 0 | 0.0015435 | 3.3037e-13
[79 empty] | WLDFR | HFTD - Distribution - Tier 3 - 2QU CoRE ¦ 1QU LoRE | Red Flag Warning - Small Fires | 2050 | 0 | 7.0333e-07 | 1.8086e-06 | 0.10007 | 0.04626 | 0.0020076 | 0.051804 | 0 | 0 | 0 | 0.0011717 |  | 0 | 0 | 0 | 7.0384e-08 | 0 | 7.0384e-08 | 1.8099e-07 | 0 | 1.8099e-07 | [16 empty] | 7.3.1.3 Ignition probability mapping showing the probability of ignition along the electric lines and equipmentWLDFRAggregatedAggregated | WLDFR | HFTD - Distribution - Tier 3 - 2QU CoRE ¦ 1QU LoRE | Seismic - Red Flag Warning - Catastrophic Fires | Aggregated | Aggregated | 2021 | 9.2311e-09 | 0 | 226.4749 | 2.0906e-06 | 2021 | Mitigation | 0.08575 | 30 | 0 | esc | 0.0012005 | 1.1082e-11 | 0.00060025 | 5.541e-12 | 0 | 0
[79 empty] | WLDFR | HFTD - Distribution - Tier 3 - 2QU CoRE ¦ 1QU LoRE | Red Flag Warning - Small Fires | 2051 | 0 | 0 | 1.8086e-06 | 0.10007 | 0.04626 | 0.0020076 | 0.051804 | 0 | 0 | 0 | 0.0011717 |  | 0 | 0 | 0 | 0 | 0 | 0 | 1.8099e-07 | 0 | 1.8099e-07 | [16 empty] | 7.3.1.3 Ignition probability mapping showing the probability of ignition along the electric lines and equipmentWLDFRAggregatedAggregated | WLDFR | HFTD - Distribution - Tier 3 - 2QU CoRE ¦ 1QU LoRE | Seismic - Red Flag Warning - Catastrophic Fires | Aggregated | Aggregated | 2022 | 9.2311e-09 | 0 | 226.4749 | 2.0906e-06 | 2022 | Mitigation | 0.08575 | 30 | 0 | esc | 0.0012005 | 1.1082e-11 | 0.00060025 | 5.541e-12 | 0.0015435 | 1.4248e-11
[79 empty] | WLDFR | HFTD - Distribution - Tier 3 - 2QU CoRE ¦ 1QU LoRE | Seismic - Non-Red Flag Warning - Catastrophic Fires | 2020 | 2.5695e-13 | 0 | 0 | 21083.8428 | 409.2237 | 13469.0878 | 7205.5313 | 0 | 0 | 0 | 2.1404e-10 |  | 5.4175e-09 | 0 | 5.4175e-09 | 0 | 0 | 0 | 0 | 0 | 0 | [16 empty] | 7.3.1.3 Ignition probability mapping showing the probability of ignition along the electric lines and equipmentWLDFRAggregatedAggregated | WLDFR | HFTD - Distribution - Tier 3 - 2QU CoRE ¦ 1QU LoRE | Seismic - Red Flag Warning - Catastrophic Fires | Aggregated | Aggregated | 2023 | 9.2311e-09 | 0 | 226.4749 | 2.0906e-06 | 2023 | Mitigation | 0.08575 | 30 | 0 | esc | 0.0012005 | 1.1082e-11 | 0.00060025 | 5.541e-12 | 0.0015435 | 1.4248e-11
[79 empty] | WLDFR | HFTD - Distribution - Tier 3 - 2QU CoRE ¦ 1QU LoRE | Seismic - Non-Red Flag Warning - Catastrophic Fires | 2021 | 2.5695e-13 | 1.2848e-13 | 0 | 21083.8428 | 409.2237 | 13469.0878 | 7205.5313 | 0 | 0 | 0 | 2.1404e-10 |  | 5.4175e-09 | 0 | 5.4175e-09 | 2.7088e-09 | 0 | 2.7088e-09 | 0 | 0 | 0 | [16 empty] | 7.3.1.3 Ignition probability mapping showing the probability of ignition along the electric lines and equipmentWLDFRAggregatedAggregated | WLDFR | HFTD - Distribution - Tier 3 - 2QU CoRE ¦ 1QU LoRE | Seismic - Red Flag Warning - Catastrophic Fires | Aggregated | Aggregated | 2024 | 9.2311e-09 | 0 | 226.4749 | 2.0906e-06 | 2024 | Mitigation | 0.08575 | 30 | 0 | esc | 0.0012005 | 1.1082e-11 | 0.00060025 | 5.541e-12 | 0.0015435 | 1.4248e-11
[79 empty] | WLDFR | HFTD - Distribution - Tier 3 - 2QU CoRE ¦ 1QU LoRE | Seismic - Non-Red Flag Warning - Catastrophic Fires | 2022 | 2.5695e-13 | 1.2848e-13 | 3.3037e-13 | 21083.8428 | 409.2237 | 13469.0878 | 7205.5313 | 0 | 0 | 0 | 2.1404e-10 |  | 5.4175e-09 | 0 | 5.4175e-09 | 2.7088e-09 | 0 | 2.7088e-09 | 6.9654e-09 | 0 | 6.9654e-09 | [16 empty] | 7.3.1.3 Ignition probability mapping showing the probability of ignition along the electric lines and equipmentWLDFRAggregatedAggregated | WLDFR | HFTD - Distribution - Tier 3 - 2QU CoRE ¦ 1QU LoRE | Seismic - Red Flag Warning - Catastrophic Fires | Aggregated | Aggregated | 2025 | 9.2311e-09 | 0 | 226.4749 | 2.0906e-06 | 2025 | Mitigation | 0.08575 | 30 | 0 | esc | 0.0012005 | 1.1082e-11 | 0.00060025 | 5.541e-12 | 0.0015435 | 1.4248e-11
[79 empty] | WLDFR | HFTD - Distribution - Tier 3 - 2QU CoRE ¦ 1QU LoRE | Seismic - Non-Red Flag Warning - Catastrophic Fires | 2023 | 2.5695e-13 | 1.2848e-13 | 3.3037e-13 | 21835.9781 | 428.6023 | 13939.561 | 7467.8148 | 0 | 0 | 0 | 2.1404e-10 |  | 5.6108e-09 | 0 | 5.6108e-09 | 2.8054e-09 | 0 | 2.8054e-09 | 7.2139e-09 | 0 | 7.2139e-09 | [16 empty] | 7.3.1.3 Ignition probability mapping showing the probability of ignition along the electric lines and equipmentWLDFRAggregatedAggregated | WLDFR | HFTD - Distribution - Tier 3 - 2QU CoRE ¦ 1QU LoRE | Seismic - Red Flag Warning - Catastrophic Fires | Aggregated | Aggregated | 2026 | 9.2311e-09 | 0 | 226.4749 | 2.0906e-06 | 2026 | Mitigation | 0.08575 | 30 | 0 | esc | 0.0012005 | 1.1082e-11 | 0.00060025 | 5.541e-12 | 0.0015435 | 1.4248e-11
[79 empty] | WLDFR | HFTD - Distribution - Tier 3 - 2QU CoRE ¦ 1QU LoRE | Seismic - Non-Red Flag Warning - Catastrophic Fires | 2024 | 2.5695e-13 | 1.2848e-13 | 3.3037e-13 | 21835.9781 | 428.6023 | 13939.561 | 7467.8148 | 0 | 0 | 0 | 2.1404e-10 |  | 5.6108e-09 | 0 | 5.6108e-09 | 2.8054e-09 | 0 | 2.8054e-09 | 7.2139e-09 | 0 | 7.2139e-09 | [16 empty] | 7.3.1.3 Ignition probability mapping showing the probability of ignition along the electric lines and equipmentWLDFRAggregatedAggregated | WLDFR | HFTD - Distribution - Tier 3 - 2QU CoRE ¦ 1QU LoRE | Seismic - Red Flag Warning - Catastrophic Fires | Aggregated | Aggregated | 2027 | 9.2311e-09 | 0 | 226.4749 | 2.0906e-06 | 2027 | Mitigation | 0.08575 | 30 | 0 | esc | 0.0012005 | 1.1082e-11 | 0.00060025 | 5.541e-12 | 0.0015435 | 1.4248e-11
[79 empty] | WLDFR | HFTD - Distribution - Tier 3 - 2QU CoRE ¦ 1QU LoRE | Seismic - Non-Red Flag Warning - Catastrophic Fires | 2025 | 2.5695e-13 | 1.2848e-13 | 3.3037e-13 | 21835.9781 | 428.6023 | 13939.561 | 7467.8148 | 0 | 0 | 0 | 2.1404e-10 |  | 5.6108e-09 | 0 | 5.6108e-09 | 2.8054e-09 | 0 | 2.8054e-09 | 7.2139e-09 | 0 | 7.2139e-09 | [16 empty] | 7.3.1.3 Ignition probability mapping showing the probability of ignition along the electric lines and equipmentWLDFRAggregatedAggregated | WLDFR | HFTD - Distribution - Tier 3 - 2QU CoRE ¦ 1QU LoRE | Seismic - Red Flag Warning - Catastrophic Fires | Aggregated | Aggregated | 2028 | 9.2311e-09 | 0 | 226.4749 | 2.0906e-06 | 2028 | Mitigation | 0.08575 | 30 | 0 | esc | 0.0012005 | 1.1082e-11 | 0.00060025 | 5.541e-12 | 0.0015435 | 1.4248e-11
[79 empty] | WLDFR | HFTD - Distribution - Tier 3 - 2QU CoRE ¦ 1QU LoRE | Seismic - Non-Red Flag Warning - Catastrophic Fires | 2026 | 2.5695e-13 | 1.2848e-13 | 3.3037e-13 | 21835.9781 | 428.6023 | 13939.561 | 7467.8148 | 0 | 0 | 0 | 2.1404e-10 |  | 5.6108e-09 | 0 | 5.6108e-09 | 2.8054e-09 | 0 | 2.8054e-09 | 7.2139e-09 | 0 | 7.2139e-09 | [16 empty] | 7.3.1.3 Ignition probability mapping showing the probability of ignition along the electric lines and equipmentWLDFRAggregatedAggregated | WLDFR | HFTD - Distribution - Tier 3 - 2QU CoRE ¦ 1QU LoRE | Seismic - Red Flag Warning - Catastrophic Fires | Aggregated | Aggregated | 2029 | 9.2311e-09 | 0 | 226.4749 | 2.0906e-06 | 2029 | Mitigation | 0.08575 | 30 | 0 | esc | 0.0012005 | 1.1082e-11 | 0.00060025 | 5.541e-12 | 0.0015435 | 1.4248e-11
[79 empty] | WLDFR | HFTD - Distribution - Tier 3 - 2QU CoRE ¦ 1QU LoRE | Seismic - Non-Red Flag Warning - Catastrophic Fires | 2027 | 2.5695e-13 | 1.2848e-13 | 3.3037e-13 | 21835.9781 | 428.6023 | 13939.561 | 7467.8148 | 0 | 0 | 0 | 2.1404e-10 |  | 5.6108e-09 | 0 | 5.6108e-09 | 2.8054e-09 | 0 | 2.8054e-09 | 7.2139e-09 | 0 | 7.2139e-09 | [16 empty] | 7.3.1.3 Ignition probability mapping showing the probability of ignition along the electric lines and equipmentWLDFRAggregatedAggregated | WLDFR | HFTD - Distribution - Tier 3 - 2QU CoRE ¦ 1QU LoRE | Seismic - Red Flag Warning - Catastrophic Fires | Aggregated | Aggregated | 2030 | 9.2311e-09 | 0 | 226.4749 | 2.0906e-06 | 2030 | Mitigation | 0.08575 | 30 | 0 | esc | 0.0012005 | 1.1082e-11 | 0.00060025 | 5.541e-12 | 0.0015435 | 1.4248e-11
[79 empty] | WLDFR | HFTD - Distribution - Tier 3 - 2QU CoRE ¦ 1QU LoRE | Seismic - Non-Red Flag Warning - Catastrophic Fires | 2028 | 2.5695e-13 | 1.2848e-13 | 3.3037e-13 | 22783.187 | 453.261 | 14531.3357 | 7798.5904 | 0 | 0 | 0 | 2.1404e-10 |  | 5.8542e-09 | 0 | 5.8542e-09 | 2.9271e-09 | 0 | 2.9271e-09 | 7.5268e-09 | 0 | 7.5268e-09 | [16 empty] | 7.3.1.3 Ignition probability mapping showing the probability of ignition along the electric lines and equipmentWLDFRAggregatedAggregated | WLDFR | HFTD - Distribution - Tier 3 - 2QU CoRE ¦ 1QU LoRE | Seismic - Red Flag Warning - Catastrophic Fires | Aggregated | Aggregated | 2031 | 9.2311e-09 | 0 | 226.4749 | 2.0906e-06 | 2031 | Mitigation | 0.08575 | 30 | 0 | esc | 0.0012005 | 1.1082e-11 | 0.00060025 | 5.541e-12 | 0.0015435 | 1.4248e-11
[79 empty] | WLDFR | HFTD - Distribution - Tier 3 - 2QU CoRE ¦ 1QU LoRE | Seismic - Non-Red Flag Warning - Catastrophic Fires | 2029 | 2.5695e-13 | 1.2848e-13 | 3.3037e-13 | 22783.187 | 453.261 | 14531.3357 | 7798.5904 | 0 | 0 | 0 | 2.1404e-10 |  | 5.8542e-09 | 0 | 5.8542e-09 | 2.9271e-09 | 0 | 2.9271e-09 | 7.5268e-09 | 0 | 7.5268e-09 | [16 empty] | 7.3.1.3 Ignition probability mapping showing the probability of ignition along the electric lines and equipmentWLDFRAggregatedAggregated | WLDFR | HFTD - Distribution - Tier 3 - 2QU CoRE ¦ 1QU LoRE | Seismic - Red Flag Warning - Catastrophic Fires | Aggregated | Aggregated | 2032 | 9.2311e-09 | 0 | 226.4749 | 2.0906e-06 | 2032 | Mitigation | 0.08575 | 30 | 0 | esc | 0.0012005 | 1.1082e-11 | 0.00060025 | 5.541e-12 | 0.0015435 | 1.4248e-11
[79 empty] | WLDFR | HFTD - Distribution - Tier 3 - 2QU CoRE ¦ 1QU LoRE | Seismic - Non-Red Flag Warning - Catastrophic Fires | 2030 | 2.5695e-13 | 1.2848e-13 | 3.3037e-13 | 22783.187 | 453.261 | 14531.3357 | 7798.5904 | 0 | 0 | 0 | 2.1404e-10 |  | 5.8542e-09 | 0 | 5.8542e-09 | 2.9271e-09 | 0 | 2.9271e-09 | 7.5268e-09 | 0 | 7.5268e-09 | [16 empty] | 7.3.1.3 Ignition probability mapping showing the probability of ignition along the electric lines and equipmentWLDFRAggregatedAggregated | WLDFR | HFTD - Distribution - Tier 3 - 2QU CoRE ¦ 1QU LoRE | Seismic - Red Flag Warning - Catastrophic Fires | Aggregated | Aggregated | 2033 | 9.2311e-09 | 0 | 226.4749 | 2.0906e-06 | 2033 | Mitigation | 0.08575 | 30 | 0 | esc | 0.0012005 | 1.1082e-11 | 0.00060025 | 5.541e-12 | 0.0015435 | 1.4248e-11
[79 empty] | WLDFR | HFTD - Distribution - Tier 3 - 2QU CoRE ¦ 1QU LoRE | Seismic - Non-Red Flag Warning - Catastrophic Fires | 2031 | 2.5695e-13 | 1.2848e-13 | 3.3037e-13 | 22783.187 | 453.261 | 14531.3357 | 7798.5904 | 0 | 0 | 0 | 2.1404e-10 |  | 5.8542e-09 | 0 | 5.8542e-09 | 2.9271e-09 | 0 | 2.9271e-09 | 7.5268e-09 | 0 | 7.5268e-09 | [16 empty] | 7.3.1.3 Ignition probability mapping showing the probability of ignition along the electric lines and equipmentWLDFRAggregatedAggregated | WLDFR | HFTD - Distribution - Tier 3 - 2QU CoRE ¦ 1QU LoRE | Seismic - Red Flag Warning - Catastrophic Fires | Aggregated | Aggregated | 2034 | 9.2311e-09 | 0 | 226.4749 | 2.0906e-06 | 2034 | Mitigation | 0.08575 | 30 | 0 | esc | 0.0012005 | 1.1082e-11 | 0.00060025 | 5.541e-12 | 0.0015435 | 1.4248e-11
[79 empty] | WLDFR | HFTD - Distribution - Tier 3 - 2QU CoRE ¦ 1QU LoRE | Seismic - Non-Red Flag Warning - Catastrophic Fires | 2032 | 2.5695e-13 | 1.2848e-13 | 3.3037e-13 | 22783.187 | 453.261 | 14531.3357 | 7798.5904 | 0 | 0 | 0 | 2.1404e-10 |  | 5.8542e-09 | 0 | 5.8542e-09 | 2.9271e-09 | 0 | 2.9271e-09 | 7.5268e-09 | 0 | 7.5268e-09 | [16 empty] | 7.3.1.3 Ignition probability mapping showing the probability of ignition along the electric lines and equipmentWLDFRAggregatedAggregated | WLDFR | HFTD - Distribution - Tier 3 - 2QU CoRE ¦ 1QU LoRE | Seismic - Red Flag Warning - Catastrophic Fires | Aggregated | Aggregated | 2035 | 9.2311e-09 | 0 | 226.4749 | 2.0906e-06 | 2035 | Mitigation | 0.08575 | 30 | 0 | esc | 0.0012005 | 1.1082e-11 | 0.00060025 | 5.541e-12 | 0.0015435 | 1.4248e-11
[79 empty] | WLDFR | HFTD - Distribution - Tier 3 - 2QU CoRE ¦ 1QU LoRE | Seismic - Non-Red Flag Warning - Catastrophic Fires | 2033 | 2.5695e-13 | 1.2848e-13 | 3.3037e-13 | 23835.2641 | 480.9649 | 15187.7294 | 8166.5698 | 0 | 0 | 0 | 2.1404e-10 |  | 6.1245e-09 | 0 | 6.1245e-09 | 3.0622e-09 | 0 | 3.0622e-09 | 7.8743e-09 | 0 | 7.8743e-09 | [16 empty] | 7.3.1.3 Ignition probability mapping showing the probability of ignition along the electric lines and equipmentWLDFRAggregatedAggregated | WLDFR | HFTD - Distribution - Tier 3 - 2QU CoRE ¦ 1QU LoRE | Seismic - Red Flag Warning - Catastrophic Fires | Aggregated | Aggregated | 2036 | 9.2311e-09 | 0 | 226.4749 | 2.0906e-06 | 2036 | Mitigation | 0.08575 | 30 | 0 | esc | 0.0012005 | 1.1082e-11 | 0.00060025 | 5.541e-12 | 0.0015435 | 1.4248e-11
[79 empty] | WLDFR | HFTD - Distribution - Tier 3 - 2QU CoRE ¦ 1QU LoRE | Seismic - Non-Red Flag Warning - Catastrophic Fires | 2034 | 2.5695e-13 | 1.2848e-13 | 3.3037e-13 | 23835.2641 | 480.9649 | 15187.7294 | 8166.5698 | 0 | 0 | 0 | 2.1404e-10 |  | 6.1245e-09 | 0 | 6.1245e-09 | 3.0622e-09 | 0 | 3.0622e-09 | 7.8743e-09 | 0 | 7.8743e-09 | [16 empty] | 7.3.1.3 Ignition probability mapping showing the probability of ignition along the electric lines and equipmentWLDFRAggregatedAggregated | WLDFR | HFTD - Distribution - Tier 3 - 2QU CoRE ¦ 1QU LoRE | Seismic - Red Flag Warning - Catastrophic Fires | Aggregated | Aggregated | 2037 | 9.2311e-09 | 0 | 226.4749 | 2.0906e-06 | 2037 | Mitigation | 0.08575 | 30 | 0 | esc | 0.0012005 | 1.1082e-11 | 0.00060025 | 5.541e-12 | 0.0015435 | 1.4248e-11
[79 empty] | WLDFR | HFTD - Distribution - Tier 3 - 2QU CoRE ¦ 1QU LoRE | Seismic - Non-Red Flag Warning - Catastrophic Fires | 2035 | 2.5695e-13 | 1.2848e-13 | 3.3037e-13 | 23835.2641 | 480.9649 | 15187.7294 | 8166.5698 | 0 | 0 | 0 | 2.1404e-10 |  | 6.1245e-09 | 0 | 6.1245e-09 | 3.0622e-09 | 0 | 3.0622e-09 | 7.8743e-09 | 0 | 7.8743e-09 | [16 empty] | 7.3.1.3 Ignition probability mapping showing the probability of ignition along the electric lines and equipmentWLDFRAggregatedAggregated | WLDFR | HFTD - Distribution - Tier 3 - 2QU CoRE ¦ 1QU LoRE | Seismic - Red Flag Warning - Catastrophic Fires | Aggregated | Aggregated | 2038 | 9.2311e-09 | 0 | 226.4749 | 2.0906e-06 | 2038 | Mitigation | 0.08575 | 30 | 0 | esc | 0.0012005 | 1.1082e-11 | 0.00060025 | 5.541e-12 | 0.0015435 | 1.4248e-11
[79 empty] | WLDFR | HFTD - Distribution - Tier 3 - 2QU CoRE ¦ 1QU LoRE | Seismic - Non-Red Flag Warning - Catastrophic Fires | 2036 | 2.5695e-13 | 1.2848e-13 | 3.3037e-13 | 23835.2641 | 480.9649 | 15187.7294 | 8166.5698 | 0 | 0 | 0 | 2.1404e-10 |  | 6.1245e-09 | 0 | 6.1245e-09 | 3.0622e-09 | 0 | 3.0622e-09 | 7.8743e-09 | 0 | 7.8743e-09 | [16 empty] | 7.3.1.3 Ignition probability mapping showing the probability of ignition along the electric lines and equipmentWLDFRAggregatedAggregated | WLDFR | HFTD - Distribution - Tier 3 - 2QU CoRE ¦ 1QU LoRE | Seismic - Red Flag Warning - Catastrophic Fires | Aggregated | Aggregated | 2039 | 9.2311e-09 | 0 | 226.4749 | 2.0906e-06 | 2039 | Mitigation | 0.08575 | 30 | 0 | esc | 0.0012005 | 1.1082e-11 | 0.00060025 | 5.541e-12 | 0.0015435 | 1.4248e-11
[79 empty] | WLDFR | HFTD - Distribution - Tier 3 - 2QU CoRE ¦ 1QU LoRE | Seismic - Non-Red Flag Warning - Catastrophic Fires | 2037 | 2.5695e-13 | 1.2848e-13 | 3.3037e-13 | 23835.2641 | 480.9649 | 15187.7294 | 8166.5698 | 0 | 0 | 0 | 2.1404e-10 |  | 6.1245e-09 | 0 | 6.1245e-09 | 3.0622e-09 | 0 | 3.0622e-09 | 7.8743e-09 | 0 | 7.8743e-09 | [16 empty] | 7.3.1.3 Ignition probability mapping showing the probability of ignition along the electric lines and equipmentWLDFRAggregatedAggregated | WLDFR | HFTD - Distribution - Tier 3 - 2QU CoRE ¦ 1QU LoRE | Seismic - Red Flag Warning - Catastrophic Fires | Aggregated | Aggregated | 2040 | 9.2311e-09 | 0 | 226.4749 | 2.0906e-06 | 2040 | Mitigation | 0.08575 | 30 | 0 | esc | 0.0012005 | 1.1082e-11 | 0.00060025 | 5.541e-12 | 0.0015435 | 1.4248e-11
[79 empty] | WLDFR | HFTD - Distribution - Tier 3 - 2QU CoRE ¦ 1QU LoRE | Seismic - Non-Red Flag Warning - Catastrophic Fires | 2038 | 2.5695e-13 | 1.2848e-13 | 3.3037e-13 | 24976.6418 | 511.3745 | 15898.8237 | 8566.4437 | 0 | 0 | 0 | 2.1404e-10 |  | 6.4178e-09 | 0 | 6.4178e-09 | 3.2089e-09 | 0 | 3.2089e-09 | 8.2514e-09 | 0 | 8.2514e-09 | [16 empty] | 7.3.1.3 Ignition probability mapping showing the probability of ignition along the electric lines and equipmentWLDFRAggregatedAggregated | WLDFR | HFTD - Distribution - Tier 3 - 2QU CoRE ¦ 1QU LoRE | Seismic - Red Flag Warning - Catastrophic Fires | Aggregated | Aggregated | 2041 | 9.2311e-09 | 0 | 226.4749 | 2.0906e-06 | 2041 | Mitigation | 0.08575 | 30 | 0 | esc | 0.0012005 | 1.1082e-11 | 0.00060025 | 5.541e-12 | 0.0015435 | 1.4248e-11
[79 empty] | WLDFR | HFTD - Distribution - Tier 3 - 2QU CoRE ¦ 1QU LoRE | Seismic - Non-Red Flag Warning - Catastrophic Fires | 2039 | 2.5695e-13 | 1.2848e-13 | 3.3037e-13 | 24976.6418 | 511.3745 | 15898.8237 | 8566.4437 | 0 | 0 | 0 | 2.1404e-10 |  | 6.4178e-09 | 0 | 6.4178e-09 | 3.2089e-09 | 0 | 3.2089e-09 | 8.2514e-09 | 0 | 8.2514e-09 | [16 empty] | 7.3.1.3 Ignition probability mapping showing the probability of ignition along the electric lines and equipmentWLDFRAggregatedAggregated | WLDFR | HFTD - Distribution - Tier 3 - 2QU CoRE ¦ 1QU LoRE | Seismic - Red Flag Warning - Catastrophic Fires | Aggregated | Aggregated | 2042 | 9.2311e-09 | 0 | 226.4749 | 2.0906e-06 | 2042 | Mitigation | 0.08575 | 30 | 0 | esc | 0.0012005 | 1.1082e-11 | 0.00060025 | 5.541e-12 | 0.0015435 | 1.4248e-11
[79 empty] | WLDFR | HFTD - Distribution - Tier 3 - 2QU CoRE ¦ 1QU LoRE | Seismic - Non-Red Flag Warning - Catastrophic Fires | 2040 | 2.5695e-13 | 1.2848e-13 | 3.3037e-13 | 24976.6418 | 511.3745 | 15898.8237 | 8566.4437 | 0 | 0 | 0 | 2.1404e-10 |  | 6.4178e-09 | 0 | 6.4178e-09 | 3.2089e-09 | 0 | 3.2089e-09 | 8.2514e-09 | 0 | 8.2514e-09 | [16 empty] | 7.3.1.3 Ignition probability mapping showing the probability of ignition along the electric lines and equipmentWLDFRAggregatedAggregated | WLDFR | HFTD - Distribution - Tier 3 - 2QU CoRE ¦ 1QU LoRE | Seismic - Red Flag Warning - Catastrophic Fires | Aggregated | Aggregated | 2043 | 9.2311e-09 | 0 | 226.4749 | 2.0906e-06 | 2043 | Mitigation | 0.08575 | 30 | 0 | esc | 0.0012005 | 1.1082e-11 | 0.00060025 | 5.541e-12 | 0.0015435 | 1.4248e-11
[79 empty] | WLDFR | HFTD - Distribution - Tier 3 - 2QU CoRE ¦ 1QU LoRE | Seismic - Non-Red Flag Warning - Catastrophic Fires | 2041 | 2.5695e-13 | 1.2848e-13 | 3.3037e-13 | 24976.6418 | 511.3745 | 15898.8237 | 8566.4437 | 0 | 0 | 0 | 2.1404e-10 |  | 6.4178e-09 | 0 | 6.4178e-09 | 3.2089e-09 | 0 | 3.2089e-09 | 8.2514e-09 | 0 | 8.2514e-09 | [16 empty] | 7.3.1.3 Ignition probability mapping showing the probability of ignition along the electric lines and equipmentWLDFRAggregatedAggregated | WLDFR | HFTD - Distribution - Tier 3 - 2QU CoRE ¦ 1QU LoRE | Seismic - Red Flag Warning - Catastrophic Fires | Aggregated | Aggregated | 2044 | 9.2311e-09 | 0 | 226.4749 | 2.0906e-06 | 2044 | Mitigation | 0.08575 | 30 | 0 | esc | 0.0012005 | 1.1082e-11 | 0.00060025 | 5.541e-12 | 0.0015435 | 1.4248e-11
[79 empty] | WLDFR | HFTD - Distribution - Tier 3 - 2QU CoRE ¦ 1QU LoRE | Seismic - Non-Red Flag Warning - Catastrophic Fires | 2042 | 2.5695e-13 | 1.2848e-13 | 3.3037e-13 | 24976.6418 | 511.3745 | 15898.8237 | 8566.4437 | 0 | 0 | 0 | 2.1404e-10 |  | 6.4178e-09 | 0 | 6.4178e-09 | 3.2089e-09 | 0 | 3.2089e-09 | 8.2514e-09 | 0 | 8.2514e-09 | [16 empty] | 7.3.1.3 Ignition probability mapping showing the probability of ignition along the electric lines and equipmentWLDFRAggregatedAggregated | WLDFR | HFTD - Distribution - Tier 3 - 2QU CoRE ¦ 1QU LoRE | Seismic - Red Flag Warning - Catastrophic Fires | Aggregated | Aggregated | 2045 | 9.2311e-09 | 0 | 226.4749 | 2.0906e-06 | 2045 | Mitigation | 0.08575 | 30 | 0 | esc | 0.0012005 | 1.1082e-11 | 0.00060025 | 5.541e-12 | 0.0015435 | 1.4248e-11
[79 empty] | WLDFR | HFTD - Distribution - Tier 3 - 2QU CoRE ¦ 1QU LoRE | Seismic - Non-Red Flag Warning - Catastrophic Fires | 2043 | 2.5695e-13 | 1.2848e-13 | 3.3037e-13 | 26191.7278 | 544.1291 | 16654.7414 | 8992.8573 | 0 | 0 | 0 | 2.1404e-10 |  | 6.73e-09 | 0 | 6.73e-09 | 3.365e-09 | 0 | 3.365e-09 | 8.6528e-09 | 0 | 8.6528e-09 | [16 empty] | 7.3.1.3 Ignition probability mapping showing the probability of ignition along the electric lines and equipmentWLDFRAggregatedAggregated | WLDFR | HFTD - Distribution - Tier 3 - 2QU CoRE ¦ 1QU LoRE | Seismic - Red Flag Warning - Catastrophic Fires | Aggregated | Aggregated | 2046 | 9.2311e-09 | 0 | 226.4749 | 2.0906e-06 | 2046 | Mitigation | 0.08575 | 30 | 0 | esc | 0.0012005 | 1.1082e-11 | 0.00060025 | 5.541e-12 | 0.0015435 | 1.4248e-11
[79 empty] | WLDFR | HFTD - Distribution - Tier 3 - 2QU CoRE ¦ 1QU LoRE | Seismic - Non-Red Flag Warning - Catastrophic Fires | 2044 | 2.5695e-13 | 1.2848e-13 | 3.3037e-13 | 26191.7278 | 544.1291 | 16654.7414 | 8992.8573 | 0 | 0 | 0 | 2.1404e-10 |  | 6.73e-09 | 0 | 6.73e-09 | 3.365e-09 | 0 | 3.365e-09 | 8.6528e-09 | 0 | 8.6528e-09 | [16 empty] | 7.3.1.3 Ignition probability mapping showing the probability of ignition along the electric lines and equipmentWLDFRAggregatedAggregated | WLDFR | HFTD - Distribution - Tier 3 - 2QU CoRE ¦ 1QU LoRE | Seismic - Red Flag Warning - Catastrophic Fires | Aggregated | Aggregated | 2047 | 9.2311e-09 | 0 | 226.4749 | 2.0906e-06 | 2047 | Mitigation | 0.08575 | 30 | 0 | esc | 0.0012005 | 1.1082e-11 | 0.00060025 | 5.541e-12 | 0.0015435 | 1.4248e-11
[79 empty] | WLDFR | HFTD - Distribution - Tier 3 - 2QU CoRE ¦ 1QU LoRE | Seismic - Non-Red Flag Warning - Catastrophic Fires | 2045 | 2.5695e-13 | 1.2848e-13 | 3.3037e-13 | 26191.7278 | 544.1291 | 16654.7414 | 8992.8573 | 0 | 0 | 0 | 2.1404e-10 |  | 6.73e-09 | 0 | 6.73e-09 | 3.365e-09 | 0 | 3.365e-09 | 8.6528e-09 | 0 | 8.6528e-09 | [16 empty] | 7.3.1.3 Ignition probability mapping showing the probability of ignition along the electric lines and equipmentWLDFRAggregatedAggregated | WLDFR | HFTD - Distribution - Tier 3 - 2QU CoRE ¦ 1QU LoRE | Seismic - Red Flag Warning - Catastrophic Fires | Aggregated | Aggregated | 2048 | 9.2311e-09 | 0 | 226.4749 | 2.0906e-06 | 2048 | Mitigation | 0.08575 | 30 | 0 | esc | 0.0012005 | 1.1082e-11 | 0.00060025 | 5.541e-12 | 0.0015435 | 1.4248e-11
[79 empty] | WLDFR | HFTD - Distribution - Tier 3 - 2QU CoRE ¦ 1QU LoRE | Seismic - Non-Red Flag Warning - Catastrophic Fires | 2046 | 2.5695e-13 | 1.2848e-13 | 3.3037e-13 | 26191.7278 | 544.1291 | 16654.7414 | 8992.8573 | 0 | 0 | 0 | 2.1404e-10 |  | 6.73e-09 | 0 | 6.73e-09 | 3.365e-09 | 0 | 3.365e-09 | 8.6528e-09 | 0 | 8.6528e-09 | [16 empty] | 7.3.1.3 Ignition probability mapping showing the probability of ignition along the electric lines and equipmentWLDFRAggregatedAggregated | WLDFR | HFTD - Distribution - Tier 3 - 2QU CoRE ¦ 1QU LoRE | Seismic - Red Flag Warning - Catastrophic Fires | Aggregated | Aggregated | 2049 | 9.2311e-09 | 0 | 226.4749 | 2.0906e-06 | 2049 | Mitigation | 0.08575 | 30 | 0 | esc | 0.0012005 | 1.1082e-11 | 0.00060025 | 5.541e-12 | 0.0015435 | 1.4248e-11
[79 empty] | WLDFR | HFTD - Distribution - Tier 3 - 2QU CoRE ¦ 1QU LoRE | Seismic - Non-Red Flag Warning - Catastrophic Fires | 2047 | 2.5695e-13 | 1.2848e-13 | 3.3037e-13 | 26191.7278 | 544.1291 | 16654.7414 | 8992.8573 | 0 | 0 | 0 | 2.1404e-10 |  | 6.73e-09 | 0 | 6.73e-09 | 3.365e-09 | 0 | 3.365e-09 | 8.6528e-09 | 0 | 8.6528e-09 | [16 empty] | 7.3.1.3 Ignition probability mapping showing the probability of ignition along the electric lines and equipmentWLDFRAggregatedAggregated | WLDFR | HFTD - Distribution - Tier 3 - 2QU CoRE ¦ 1QU LoRE | Seismic - Red Flag Warning - Catastrophic Fires | Aggregated | Aggregated | 2050 | 9.2311e-09 | 0 | 226.4749 | 2.0906e-06 | 2050 | Mitigation | 0.08575 | 30 | 0 | esc | 0 | 0 | 0.00060025 | 5.541e-12 | 0.0015435 | 1.4248e-11
[79 empty] | WLDFR | HFTD - Distribution - Tier 3 - 2QU CoRE ¦ 1QU LoRE | Seismic - Non-Red Flag Warning - Catastrophic Fires | 2048 | 2.5695e-13 | 1.2848e-13 | 3.3037e-13 | 27464.7227 | 578.8407 | 17445.538 | 9440.3441 | 0 | 0 | 0 | 2.1404e-10 |  | 7.0571e-09 | 0 | 7.0571e-09 | 3.5285e-09 | 0 | 3.5285e-09 | 9.0734e-09 | 0 | 9.0734e-09 | [16 empty] | 7.3.1.3 Ignition probability mapping showing the probability of ignition along the electric lines and equipmentWLDFRAggregatedAggregated | WLDFR | HFTD - Distribution - Tier 3 - 2QU CoRE ¦ 1QU LoRE | Seismic - Red Flag Warning - Catastrophic Fires | Aggregated | Aggregated | 2051 | 9.2311e-09 | 0 | 226.4749 | 2.0906e-06 | 2051 | Mitigation | 0.08575 | 30 | 0 | esc | 0 | 0 | 0 | 0 | 0.0015435 | 1.4248e-11
[79 empty] | WLDFR | HFTD - Distribution - Tier 3 - 2QU CoRE ¦ 1QU LoRE | Seismic - Non-Red Flag Warning - Catastrophic Fires | 2049 | 2.5695e-13 | 1.2848e-13 | 3.3037e-13 | 27464.7227 | 578.8407 | 17445.538 | 9440.3441 | 0 | 0 | 0 | 2.1404e-10 |  | 7.0571e-09 | 0 | 7.0571e-09 | 3.5285e-09 | 0 | 3.5285e-09 | 9.0734e-09 | 0 | 9.0734e-09 | [16 empty] | 7.3.1.3 Ignition probability mapping showing the probability of ignition along the electric lines and equipmentWLDFRAggregatedAggregated | WLDFR | HFTD - Distribution - Tier 3 - 2QU CoRE ¦ 2QU LoRE | Non-Red Flag Warning - Catastrophic Fires | Aggregated | Aggregated | 2021 | 2.6595e-06 | 0 | 280.2309 | 0.00074527 | 2021 | Mitigation | 0.08575 | 30 | 0 | esc | 0.0012005 | 3.1927e-09 | 0.00060025 | 1.5964e-09 | 0 | 0
[79 empty] | WLDFR | HFTD - Distribution - Tier 3 - 2QU CoRE ¦ 1QU LoRE | Seismic - Non-Red Flag Warning - Catastrophic Fires | 2050 | 0 | 1.2848e-13 | 3.3037e-13 | 27464.7227 | 578.8407 | 17445.538 | 9440.3441 | 0 | 0 | 0 | 2.1404e-10 |  | 0 | 0 | 0 | 3.5285e-09 | 0 | 3.5285e-09 | 9.0734e-09 | 0 | 9.0734e-09 | [16 empty] | 7.3.1.3 Ignition probability mapping showing the probability of ignition along the electric lines and equipmentWLDFRAggregatedAggregated | WLDFR | HFTD - Distribution - Tier 3 - 2QU CoRE ¦ 2QU LoRE | Non-Red Flag Warning - Catastrophic Fires | Aggregated | Aggregated | 2022 | 2.6595e-06 | 0 | 280.2309 | 0.00074527 | 2022 | Mitigation | 0.08575 | 30 | 0 | esc | 0.0012005 | 3.1927e-09 | 0.00060025 | 1.5964e-09 | 0.0015435 | 4.1049e-09
[79 empty] | WLDFR | HFTD - Distribution - Tier 3 - 2QU CoRE ¦ 1QU LoRE | Seismic - Non-Red Flag Warning - Catastrophic Fires | 2051 | 0 | 0 | 3.3037e-13 | 27464.7227 | 578.8407 | 17445.538 | 9440.3441 | 0 | 0 | 0 | 2.1404e-10 |  | 0 | 0 | 0 | 0 | 0 | 0 | 9.0734e-09 | 0 | 9.0734e-09 | [16 empty] | 7.3.1.3 Ignition probability mapping showing the probability of ignition along the electric lines and equipmentWLDFRAggregatedAggregated | WLDFR | HFTD - Distribution - Tier 3 - 2QU CoRE ¦ 2QU LoRE | Non-Red Flag Warning - Catastrophic Fires | Aggregated | Aggregated | 2023 | 2.6595e-06 | 0 | 280.2309 | 0.00074527 | 2023 | Mitigation | 0.08575 | 30 | 0 | esc | 0.0012005 | 3.1927e-09 | 0.00060025 | 1.5964e-09 | 0.0015435 | 4.1049e-09
[79 empty] | WLDFR | HFTD - Distribution - Tier 3 - 2QU CoRE ¦ 1QU LoRE | Seismic - Red Flag Warning - Catastrophic Fires | 2020 | 1.1082e-11 | 0 | 0 | 21083.8428 | 409.2237 | 13469.0878 | 7205.5313 | 0 | 0 | 0 | 9.2311e-09 |  | 2.3365e-07 | 0 | 2.3365e-07 | 0 | 0 | 0 | 0 | 0 | 0 | [16 empty] | 7.3.1.3 Ignition probability mapping showing the probability of ignition along the electric lines and equipmentWLDFRAggregatedAggregated | WLDFR | HFTD - Distribution - Tier 3 - 2QU CoRE ¦ 2QU LoRE | Non-Red Flag Warning - Catastrophic Fires | Aggregated | Aggregated | 2024 | 2.6595e-06 | 0 | 280.2309 | 0.00074527 | 2024 | Mitigation | 0.08575 | 30 | 0 | esc | 0.0012005 | 3.1927e-09 | 0.00060025 | 1.5964e-09 | 0.0015435 | 4.1049e-09
[79 empty] | WLDFR | HFTD - Distribution - Tier 3 - 2QU CoRE ¦ 1QU LoRE | Seismic - Red Flag Warning - Catastrophic Fires | 2021 | 1.1082e-11 | 5.541e-12 | 0 | 21083.8428 | 409.2237 | 13469.0878 | 7205.5313 | 0 | 0 | 0 | 9.2311e-09 |  | 2.3365e-07 | 0 | 2.3365e-07 | 1.1683e-07 | 0 | 1.1683e-07 | 0 | 0 | 0 | [16 empty] | 7.3.1.3 Ignition probability mapping showing the probability of ignition along the electric lines and equipmentWLDFRAggregatedAggregated | WLDFR | HFTD - Distribution - Tier 3 - 2QU CoRE ¦ 2QU LoRE | Non-Red Flag Warning - Catastrophic Fires | Aggregated | Aggregated | 2025 | 2.6595e-06 | 0 | 280.2309 | 0.00074527 | 2025 | Mitigation | 0.08575 | 30 | 0 | esc | 0.0012005 | 3.1927e-09 | 0.00060025 | 1.5964e-09 | 0.0015435 | 4.1049e-09
[79 empty] | WLDFR | HFTD - Distribution - Tier 3 - 2QU CoRE ¦ 1QU LoRE | Seismic - Red Flag Warning - Catastrophic Fires | 2022 | 1.1082e-11 | 5.541e-12 | 1.4248e-11 | 21083.8428 | 409.2237 | 13469.0878 | 7205.5313 | 0 | 0 | 0 | 9.2311e-09 |  | 2.3365e-07 | 0 | 2.3365e-07 | 1.1683e-07 | 0 | 1.1683e-07 | 3.0041e-07 | 0 | 3.0041e-07 | [16 empty] | 7.3.1.3 Ignition probability mapping showing the probability of ignition along the electric lines and equipmentWLDFRAggregatedAggregated | WLDFR | HFTD - Distribution - Tier 3 - 2QU CoRE ¦ 2QU LoRE | Non-Red Flag Warning - Catastrophic Fires | Aggregated | Aggregated | 2026 | 2.6595e-06 | 0 | 280.2309 | 0.00074527 | 2026 | Mitigation | 0.08575 | 30 | 0 | esc | 0.0012005 | 3.1927e-09 | 0.00060025 | 1.5964e-09 | 0.0015435 | 4.1049e-09
[79 empty] | WLDFR | HFTD - Distribution - Tier 3 - 2QU CoRE ¦ 1QU LoRE | Seismic - Red Flag Warning - Catastrophic Fires | 2023 | 1.1082e-11 | 5.541e-12 | 1.4248e-11 | 21835.9781 | 428.6023 | 13939.561 | 7467.8148 | 0 | 0 | 0 | 9.2311e-09 |  | 2.4199e-07 | 0 | 2.4199e-07 | 1.2099e-07 | 0 | 1.2099e-07 | 3.1112e-07 | 0 | 3.1112e-07 | [16 empty] | 7.3.1.3 Ignition probability mapping showing the probability of ignition along the electric lines and equipmentWLDFRAggregatedAggregated | WLDFR | HFTD - Distribution - Tier 3 - 2QU CoRE ¦ 2QU LoRE | Non-Red Flag Warning - Catastrophic Fires | Aggregated | Aggregated | 2027 | 2.6595e-06 | 0 | 280.2309 | 0.00074527 | 2027 | Mitigation | 0.08575 | 30 | 0 | esc | 0.0012005 | 3.1927e-09 | 0.00060025 | 1.5964e-09 | 0.0015435 | 4.1049e-09
[79 empty] | WLDFR | HFTD - Distribution - Tier 3 - 2QU CoRE ¦ 1QU LoRE | Seismic - Red Flag Warning - Catastrophic Fires | 2024 | 1.1082e-11 | 5.541e-12 | 1.4248e-11 | 21835.9781 | 428.6023 | 13939.561 | 7467.8148 | 0 | 0 | 0 | 9.2311e-09 |  | 2.4199e-07 | 0 | 2.4199e-07 | 1.2099e-07 | 0 | 1.2099e-07 | 3.1112e-07 | 0 | 3.1112e-07 | [16 empty] | 7.3.1.3 Ignition probability mapping showing the probability of ignition along the electric lines and equipmentWLDFRAggregatedAggregated | WLDFR | HFTD - Distribution - Tier 3 - 2QU CoRE ¦ 2QU LoRE | Non-Red Flag Warning - Catastrophic Fires | Aggregated | Aggregated | 2028 | 2.6595e-06 | 0 | 280.2309 | 0.00074527 | 2028 | Mitigation | 0.08575 | 30 | 0 | esc | 0.0012005 | 3.1927e-09 | 0.00060025 | 1.5964e-09 | 0.0015435 | 4.1049e-09
[79 empty] | WLDFR | HFTD - Distribution - Tier 3 - 2QU CoRE ¦ 1QU LoRE | Seismic - Red Flag Warning - Catastrophic Fires | 2025 | 1.1082e-11 | 5.541e-12 | 1.4248e-11 | 21835.9781 | 428.6023 | 13939.561 | 7467.8148 | 0 | 0 | 0 | 9.2311e-09 |  | 2.4199e-07 | 0 | 2.4199e-07 | 1.2099e-07 | 0 | 1.2099e-07 | 3.1112e-07 | 0 | 3.1112e-07 | [16 empty] | 7.3.1.3 Ignition probability mapping showing the probability of ignition along the electric lines and equipmentWLDFRAggregatedAggregated | WLDFR | HFTD - Distribution - Tier 3 - 2QU CoRE ¦ 2QU LoRE | Non-Red Flag Warning - Catastrophic Fires | Aggregated | Aggregated | 2029 | 2.6595e-06 | 0 | 280.2309 | 0.00074527 | 2029 | Mitigation | 0.08575 | 30 | 0 | esc | 0.0012005 | 3.1927e-09 | 0.00060025 | 1.5964e-09 | 0.0015435 | 4.1049e-09
[79 empty] | WLDFR | HFTD - Distribution - Tier 3 - 2QU CoRE ¦ 1QU LoRE | Seismic - Red Flag Warning - Catastrophic Fires | 2026 | 1.1082e-11 | 5.541e-12 | 1.4248e-11 | 21835.9781 | 428.6023 | 13939.561 | 7467.8148 | 0 | 0 | 0 | 9.2311e-09 |  | 2.4199e-07 | 0 | 2.4199e-07 | 1.2099e-07 | 0 | 1.2099e-07 | 3.1112e-07 | 0 | 3.1112e-07 | [16 empty] | 7.3.1.3 Ignition probability mapping showing the probability of ignition along the electric lines and equipmentWLDFRAggregatedAggregated | WLDFR | HFTD - Distribution - Tier 3 - 2QU CoRE ¦ 2QU LoRE | Non-Red Flag Warning - Catastrophic Fires | Aggregated | Aggregated | 2030 | 2.6595e-06 | 0 | 280.2309 | 0.00074527 | 2030 | Mitigation | 0.08575 | 30 | 0 | esc | 0.0012005 | 3.1927e-09 | 0.00060025 | 1.5964e-09 | 0.0015435 | 4.1049e-09
[79 empty] | WLDFR | HFTD - Distribution - Tier 3 - 2QU CoRE ¦ 1QU LoRE | Seismic - Red Flag Warning - Catastrophic Fires | 2027 | 1.1082e-11 | 5.541e-12 | 1.4248e-11 | 21835.9781 | 428.6023 | 13939.561 | 7467.8148 | 0 | 0 | 0 | 9.2311e-09 |  | 2.4199e-07 | 0 | 2.4199e-07 | 1.2099e-07 | 0 | 1.2099e-07 | 3.1112e-07 | 0 | 3.1112e-07 | [16 empty] | 7.3.1.3 Ignition probability mapping showing the probability of ignition along the electric lines and equipmentWLDFRAggregatedAggregated | WLDFR | HFTD - Distribution - Tier 3 - 2QU CoRE ¦ 2QU LoRE | Non-Red Flag Warning - Catastrophic Fires | Aggregated | Aggregated | 2031 | 2.6595e-06 | 0 | 280.2309 | 0.00074527 | 2031 | Mitigation | 0.08575 | 30 | 0 | esc | 0.0012005 | 3.1927e-09 | 0.00060025 | 1.5964e-09 | 0.0015435 | 4.1049e-09
[79 empty] | WLDFR | HFTD - Distribution - Tier 3 - 2QU CoRE ¦ 1QU LoRE | Seismic - Red Flag Warning - Catastrophic Fires | 2028 | 1.1082e-11 | 5.541e-12 | 1.4248e-11 | 22783.187 | 453.261 | 14531.3357 | 7798.5904 | 0 | 0 | 0 | 9.2311e-09 |  | 2.5248e-07 | 0 | 2.5248e-07 | 1.2624e-07 | 0 | 1.2624e-07 | 3.2462e-07 | 0 | 3.2462e-07 | [16 empty] | 7.3.1.3 Ignition probability mapping showing the probability of ignition along the electric lines and equipmentWLDFRAggregatedAggregated | WLDFR | HFTD - Distribution - Tier 3 - 2QU CoRE ¦ 2QU LoRE | Non-Red Flag Warning - Catastrophic Fires | Aggregated | Aggregated | 2032 | 2.6595e-06 | 0 | 280.2309 | 0.00074527 | 2032 | Mitigation | 0.08575 | 30 | 0 | esc | 0.0012005 | 3.1927e-09 | 0.00060025 | 1.5964e-09 | 0.0015435 | 4.1049e-09
[79 empty] | WLDFR | HFTD - Distribution - Tier 3 - 2QU CoRE ¦ 1QU LoRE | Seismic - Red Flag Warning - Catastrophic Fires | 2029 | 1.1082e-11 | 5.541e-12 | 1.4248e-11 | 22783.187 | 453.261 | 14531.3357 | 7798.5904 | 0 | 0 | 0 | 9.2311e-09 |  | 2.5248e-07 | 0 | 2.5248e-07 | 1.2624e-07 | 0 | 1.2624e-07 | 3.2462e-07 | 0 | 3.2462e-07 | [16 empty] | 7.3.1.3 Ignition probability mapping showing the probability of ignition along the electric lines and equipmentWLDFRAggregatedAggregated | WLDFR | HFTD - Distribution - Tier 3 - 2QU CoRE ¦ 2QU LoRE | Non-Red Flag Warning - Catastrophic Fires | Aggregated | Aggregated | 2033 | 2.6595e-06 | 0 | 280.2309 | 0.00074527 | 2033 | Mitigation | 0.08575 | 30 | 0 | esc | 0.0012005 | 3.1927e-09 | 0.00060025 | 1.5964e-09 | 0.0015435 | 4.1049e-09
[79 empty] | WLDFR | HFTD - Distribution - Tier 3 - 2QU CoRE ¦ 1QU LoRE | Seismic - Red Flag Warning - Catastrophic Fires | 2030 | 1.1082e-11 | 5.541e-12 | 1.4248e-11 | 22783.187 | 453.261 | 14531.3357 | 7798.5904 | 0 | 0 | 0 | 9.2311e-09 |  | 2.5248e-07 | 0 | 2.5248e-07 | 1.2624e-07 | 0 | 1.2624e-07 | 3.2462e-07 | 0 | 3.2462e-07 | [16 empty] | 7.3.1.3 Ignition probability mapping showing the probability of ignition along the electric lines and equipmentWLDFRAggregatedAggregated | WLDFR | HFTD - Distribution - Tier 3 - 2QU CoRE ¦ 2QU LoRE | Non-Red Flag Warning - Catastrophic Fires | Aggregated | Aggregated | 2034 | 2.6595e-06 | 0 | 280.2309 | 0.00074527 | 2034 | Mitigation | 0.08575 | 30 | 0 | esc | 0.0012005 | 3.1927e-09 | 0.00060025 | 1.5964e-09 | 0.0015435 | 4.1049e-09
[79 empty] | WLDFR | HFTD - Distribution - Tier 3 - 2QU CoRE ¦ 1QU LoRE | Seismic - Red Flag Warning - Catastrophic Fires | 2031 | 1.1082e-11 | 5.541e-12 | 1.4248e-11 | 22783.187 | 453.261 | 14531.3357 | 7798.5904 | 0 | 0 | 0 | 9.2311e-09 |  | 2.5248e-07 | 0 | 2.5248e-07 | 1.2624e-07 | 0 | 1.2624e-07 | 3.2462e-07 | 0 | 3.2462e-07 | [16 empty] | 7.3.1.3 Ignition probability mapping showing the probability of ignition along the electric lines and equipmentWLDFRAggregatedAggregated | WLDFR | HFTD - Distribution - Tier 3 - 2QU CoRE ¦ 2QU LoRE | Non-Red Flag Warning - Catastrophic Fires | Aggregated | Aggregated | 2035 | 2.6595e-06 | 0 | 280.2309 | 0.00074527 | 2035 | Mitigation | 0.08575 | 30 | 0 | esc | 0.0012005 | 3.1927e-09 | 0.00060025 | 1.5964e-09 | 0.0015435 | 4.1049e-09
[79 empty] | WLDFR | HFTD - Distribution - Tier 3 - 2QU CoRE ¦ 1QU LoRE | Seismic - Red Flag Warning - Catastrophic Fires | 2032 | 1.1082e-11 | 5.541e-12 | 1.4248e-11 | 22783.187 | 453.261 | 14531.3357 | 7798.5904 | 0 | 0 | 0 | 9.2311e-09 |  | 2.5248e-07 | 0 | 2.5248e-07 | 1.2624e-07 | 0 | 1.2624e-07 | 3.2462e-07 | 0 | 3.2462e-07 | [16 empty] | 7.3.1.3 Ignition probability mapping showing the probability of ignition along the electric lines and equipmentWLDFRAggregatedAggregated | WLDFR | HFTD - Distribution - Tier 3 - 2QU CoRE ¦ 2QU LoRE | Non-Red Flag Warning - Catastrophic Fires | Aggregated | Aggregated | 2036 | 2.6595e-06 | 0 | 280.2309 | 0.00074527 | 2036 | Mitigation | 0.08575 | 30 | 0 | esc | 0.0012005 | 3.1927e-09 | 0.00060025 | 1.5964e-09 | 0.0015435 | 4.1049e-09
[79 empty] | WLDFR | HFTD - Distribution - Tier 3 - 2QU CoRE ¦ 1QU LoRE | Seismic - Red Flag Warning - Catastrophic Fires | 2033 | 1.1082e-11 | 5.541e-12 | 1.4248e-11 | 23835.2641 | 480.9649 | 15187.7294 | 8166.5698 | 0 | 0 | 0 | 9.2311e-09 |  | 2.6414e-07 | 0 | 2.6414e-07 | 1.3207e-07 | 0 | 1.3207e-07 | 3.3961e-07 | 0 | 3.3961e-07 | [16 empty] | 7.3.1.3 Ignition probability mapping showing the probability of ignition along the electric lines and equipmentWLDFRAggregatedAggregated | WLDFR | HFTD - Distribution - Tier 3 - 2QU CoRE ¦ 2QU LoRE | Non-Red Flag Warning - Catastrophic Fires | Aggregated | Aggregated | 2037 | 2.6595e-06 | 0 | 280.2309 | 0.00074527 | 2037 | Mitigation | 0.08575 | 30 | 0 | esc | 0.0012005 | 3.1927e-09 | 0.00060025 | 1.5964e-09 | 0.0015435 | 4.1049e-09
[79 empty] | WLDFR | HFTD - Distribution - Tier 3 - 2QU CoRE ¦ 1QU LoRE | Seismic - Red Flag Warning - Catastrophic Fires | 2034 | 1.1082e-11 | 5.541e-12 | 1.4248e-11 | 23835.2641 | 480.9649 | 15187.7294 | 8166.5698 | 0 | 0 | 0 | 9.2311e-09 |  | 2.6414e-07 | 0 | 2.6414e-07 | 1.3207e-07 | 0 | 1.3207e-07 | 3.3961e-07 | 0 | 3.3961e-07 | [16 empty] | 7.3.1.3 Ignition probability mapping showing the probability of ignition along the electric lines and equipmentWLDFRAggregatedAggregated | WLDFR | HFTD - Distribution - Tier 3 - 2QU CoRE ¦ 2QU LoRE | Non-Red Flag Warning - Catastrophic Fires | Aggregated | Aggregated | 2038 | 2.6595e-06 | 0 | 280.2309 | 0.00074527 | 2038 | Mitigation | 0.08575 | 30 | 0 | esc | 0.0012005 | 3.1927e-09 | 0.00060025 | 1.5964e-09 | 0.0015435 | 4.1049e-09
[79 empty] | WLDFR | HFTD - Distribution - Tier 3 - 2QU CoRE ¦ 1QU LoRE | Seismic - Red Flag Warning - Catastrophic Fires | 2035 | 1.1082e-11 | 5.541e-12 | 1.4248e-11 | 23835.2641 | 480.9649 | 15187.7294 | 8166.5698 | 0 | 0 | 0 | 9.2311e-09 |  | 2.6414e-07 | 0 | 2.6414e-07 | 1.3207e-07 | 0 | 1.3207e-07 | 3.3961e-07 | 0 | 3.3961e-07 | [16 empty] | 7.3.1.3 Ignition probability mapping showing the probability of ignition along the electric lines and equipmentWLDFRAggregatedAggregated | WLDFR | HFTD - Distribution - Tier 3 - 2QU CoRE ¦ 2QU LoRE | Non-Red Flag Warning - Catastrophic Fires | Aggregated | Aggregated | 2039 | 2.6595e-06 | 0 | 280.2309 | 0.00074527 | 2039 | Mitigation | 0.08575 | 30 | 0 | esc | 0.0012005 | 3.1927e-09 | 0.00060025 | 1.5964e-09 | 0.0015435 | 4.1049e-09
[79 empty] | WLDFR | HFTD - Distribution - Tier 3 - 2QU CoRE ¦ 1QU LoRE | Seismic - Red Flag Warning - Catastrophic Fires | 2036 | 1.1082e-11 | 5.541e-12 | 1.4248e-11 | 23835.2641 | 480.9649 | 15187.7294 | 8166.5698 | 0 | 0 | 0 | 9.2311e-09 |  | 2.6414e-07 | 0 | 2.6414e-07 | 1.3207e-07 | 0 | 1.3207e-07 | 3.3961e-07 | 0 | 3.3961e-07 | [16 empty] | 7.3.1.3 Ignition probability mapping showing the probability of ignition along the electric lines and equipmentWLDFRAggregatedAggregated | WLDFR | HFTD - Distribution - Tier 3 - 2QU CoRE ¦ 2QU LoRE | Non-Red Flag Warning - Catastrophic Fires | Aggregated | Aggregated | 2040 | 2.6595e-06 | 0 | 280.2309 | 0.00074527 | 2040 | Mitigation | 0.08575 | 30 | 0 | esc | 0.0012005 | 3.1927e-09 | 0.00060025 | 1.5964e-09 | 0.0015435 | 4.1049e-09
[79 empty] | WLDFR | HFTD - Distribution - Tier 3 - 2QU CoRE ¦ 1QU LoRE | Seismic - Red Flag Warning - Catastrophic Fires | 2037 | 1.1082e-11 | 5.541e-12 | 1.4248e-11 | 23835.2641 | 480.9649 | 15187.7294 | 8166.5698 | 0 | 0 | 0 | 9.2311e-09 |  | 2.6414e-07 | 0 | 2.6414e-07 | 1.3207e-07 | 0 | 1.3207e-07 | 3.3961e-07 | 0 | 3.3961e-07 | [16 empty] | 7.3.1.3 Ignition probability mapping showing the probability of ignition along the electric lines and equipmentWLDFRAggregatedAggregated | WLDFR | HFTD - Distribution - Tier 3 - 2QU CoRE ¦ 2QU LoRE | Non-Red Flag Warning - Catastrophic Fires | Aggregated | Aggregated | 2041 | 2.6595e-06 | 0 | 280.2309 | 0.00074527 | 2041 | Mitigation | 0.08575 | 30 | 0 | esc | 0.0012005 | 3.1927e-09 | 0.00060025 | 1.5964e-09 | 0.0015435 | 4.1049e-09
[79 empty] | WLDFR | HFTD - Distribution - Tier 3 - 2QU CoRE ¦ 1QU LoRE | Seismic - Red Flag Warning - Catastrophic Fires | 2038 | 1.1082e-11 | 5.541e-12 | 1.4248e-11 | 24976.6418 | 511.3745 | 15898.8237 | 8566.4437 | 0 | 0 | 0 | 9.2311e-09 |  | 2.7679e-07 | 0 | 2.7679e-07 | 1.384e-07 | 0 | 1.384e-07 | 3.5587e-07 | 0 | 3.5587e-07 | [16 empty] | 7.3.1.3 Ignition probability mapping showing the probability of ignition along the electric lines and equipmentWLDFRAggregatedAggregated | WLDFR | HFTD - Distribution - Tier 3 - 2QU CoRE ¦ 2QU LoRE | Non-Red Flag Warning - Catastrophic Fires | Aggregated | Aggregated | 2042 | 2.6595e-06 | 0 | 280.2309 | 0.00074527 | 2042 | Mitigation | 0.08575 | 30 | 0 | esc | 0.0012005 | 3.1927e-09 | 0.00060025 | 1.5964e-09 | 0.0015435 | 4.1049e-09
[79 empty] | WLDFR | HFTD - Distribution - Tier 3 - 2QU CoRE ¦ 1QU LoRE | Seismic - Red Flag Warning - Catastrophic Fires | 2039 | 1.1082e-11 | 5.541e-12 | 1.4248e-11 | 24976.6418 | 511.3745 | 15898.8237 | 8566.4437 | 0 | 0 | 0 | 9.2311e-09 |  | 2.7679e-07 | 0 | 2.7679e-07 | 1.384e-07 | 0 | 1.384e-07 | 3.5587e-07 | 0 | 3.5587e-07 | [16 empty] | 7.3.1.3 Ignition probability mapping showing the probability of ignition along the electric lines and equipmentWLDFRAggregatedAggregated | WLDFR | HFTD - Distribution - Tier 3 - 2QU CoRE ¦ 2QU LoRE | Non-Red Flag Warning - Catastrophic Fires | Aggregated | Aggregated | 2043 | 2.6595e-06 | 0 | 280.2309 | 0.00074527 | 2043 | Mitigation | 0.08575 | 30 | 0 | esc | 0.0012005 | 3.1927e-09 | 0.00060025 | 1.5964e-09 | 0.0015435 | 4.1049e-09
[79 empty] | WLDFR | HFTD - Distribution - Tier 3 - 2QU CoRE ¦ 1QU LoRE | Seismic - Red Flag Warning - Catastrophic Fires | 2040 | 1.1082e-11 | 5.541e-12 | 1.4248e-11 | 24976.6418 | 511.3745 | 15898.8237 | 8566.4437 | 0 | 0 | 0 | 9.2311e-09 |  | 2.7679e-07 | 0 | 2.7679e-07 | 1.384e-07 | 0 | 1.384e-07 | 3.5587e-07 | 0 | 3.5587e-07 | [16 empty] | 7.3.1.3 Ignition probability mapping showing the probability of ignition along the electric lines and equipmentWLDFRAggregatedAggregated | WLDFR | HFTD - Distribution - Tier 3 - 2QU CoRE ¦ 2QU LoRE | Non-Red Flag Warning - Catastrophic Fires | Aggregated | Aggregated | 2044 | 2.6595e-06 | 0 | 280.2309 | 0.00074527 | 2044 | Mitigation | 0.08575 | 30 | 0 | esc | 0.0012005 | 3.1927e-09 | 0.00060025 | 1.5964e-09 | 0.0015435 | 4.1049e-09
[79 empty] | WLDFR | HFTD - Distribution - Tier 3 - 2QU CoRE ¦ 1QU LoRE | Seismic - Red Flag Warning - Catastrophic Fires | 2041 | 1.1082e-11 | 5.541e-12 | 1.4248e-11 | 24976.6418 | 511.3745 | 15898.8237 | 8566.4437 | 0 | 0 | 0 | 9.2311e-09 |  | 2.7679e-07 | 0 | 2.7679e-07 | 1.384e-07 | 0 | 1.384e-07 | 3.5587e-07 | 0 | 3.5587e-07 | [16 empty] | 7.3.1.3 Ignition probability mapping showing the probability of ignition along the electric lines and equipmentWLDFRAggregatedAggregated | WLDFR | HFTD - Distribution - Tier 3 - 2QU CoRE ¦ 2QU LoRE | Non-Red Flag Warning - Catastrophic Fires | Aggregated | Aggregated | 2045 | 2.6595e-06 | 0 | 280.2309 | 0.00074527 | 2045 | Mitigation | 0.08575 | 30 | 0 | esc | 0.0012005 | 3.1927e-09 | 0.00060025 | 1.5964e-09 | 0.0015435 | 4.1049e-09
[79 empty] | WLDFR | HFTD - Distribution - Tier 3 - 2QU CoRE ¦ 1QU LoRE | Seismic - Red Flag Warning - Catastrophic Fires | 2042 | 1.1082e-11 | 5.541e-12 | 1.4248e-11 | 24976.6418 | 511.3745 | 15898.8237 | 8566.4437 | 0 | 0 | 0 | 9.2311e-09 |  | 2.7679e-07 | 0 | 2.7679e-07 | 1.384e-07 | 0 | 1.384e-07 | 3.5587e-07 | 0 | 3.5587e-07 | [16 empty] | 7.3.1.3 Ignition probability mapping showing the probability of ignition along the electric lines and equipmentWLDFRAggregatedAggregated | WLDFR | HFTD - Distribution - Tier 3 - 2QU CoRE ¦ 2QU LoRE | Non-Red Flag Warning - Catastrophic Fires | Aggregated | Aggregated | 2046 | 2.6595e-06 | 0 | 280.2309 | 0.00074527 | 2046 | Mitigation | 0.08575 | 30 | 0 | esc | 0.0012005 | 3.1927e-09 | 0.00060025 | 1.5964e-09 | 0.0015435 | 4.1049e-09
[79 empty] | WLDFR | HFTD - Distribution - Tier 3 - 2QU CoRE ¦ 1QU LoRE | Seismic - Red Flag Warning - Catastrophic Fires | 2043 | 1.1082e-11 | 5.541e-12 | 1.4248e-11 | 26191.7278 | 544.1291 | 16654.7414 | 8992.8573 | 0 | 0 | 0 | 9.2311e-09 |  | 2.9026e-07 | 0 | 2.9026e-07 | 1.4513e-07 | 0 | 1.4513e-07 | 3.7319e-07 | 0 | 3.7319e-07 | [16 empty] | 7.3.1.3 Ignition probability mapping showing the probability of ignition along the electric lines and equipmentWLDFRAggregatedAggregated | WLDFR | HFTD - Distribution - Tier 3 - 2QU CoRE ¦ 2QU LoRE | Non-Red Flag Warning - Catastrophic Fires | Aggregated | Aggregated | 2047 | 2.6595e-06 | 0 | 280.2309 | 0.00074527 | 2047 | Mitigation | 0.08575 | 30 | 0 | esc | 0.0012005 | 3.1927e-09 | 0.00060025 | 1.5964e-09 | 0.0015435 | 4.1049e-09
[79 empty] | WLDFR | HFTD - Distribution - Tier 3 - 2QU CoRE ¦ 1QU LoRE | Seismic - Red Flag Warning - Catastrophic Fires | 2044 | 1.1082e-11 | 5.541e-12 | 1.4248e-11 | 26191.7278 | 544.1291 | 16654.7414 | 8992.8573 | 0 | 0 | 0 | 9.2311e-09 |  | 2.9026e-07 | 0 | 2.9026e-07 | 1.4513e-07 | 0 | 1.4513e-07 | 3.7319e-07 | 0 | 3.7319e-07 | [16 empty] | 7.3.1.3 Ignition probability mapping showing the probability of ignition along the electric lines and equipmentWLDFRAggregatedAggregated | WLDFR | HFTD - Distribution - Tier 3 - 2QU CoRE ¦ 2QU LoRE | Non-Red Flag Warning - Catastrophic Fires | Aggregated | Aggregated | 2048 | 2.6595e-06 | 0 | 280.2309 | 0.00074527 | 2048 | Mitigation | 0.08575 | 30 | 0 | esc | 0.0012005 | 3.1927e-09 | 0.00060025 | 1.5964e-09 | 0.0015435 | 4.1049e-09
[79 empty] | WLDFR | HFTD - Distribution - Tier 3 - 2QU CoRE ¦ 1QU LoRE | Seismic - Red Flag Warning - Catastrophic Fires | 2045 | 1.1082e-11 | 5.541e-12 | 1.4248e-11 | 26191.7278 | 544.1291 | 16654.7414 | 8992.8573 | 0 | 0 | 0 | 9.2311e-09 |  | 2.9026e-07 | 0 | 2.9026e-07 | 1.4513e-07 | 0 | 1.4513e-07 | 3.7319e-07 | 0 | 3.7319e-07 | [16 empty] | 7.3.1.3 Ignition probability mapping showing the probability of ignition along the electric lines and equipmentWLDFRAggregatedAggregated | WLDFR | HFTD - Distribution - Tier 3 - 2QU CoRE ¦ 2QU LoRE | Non-Red Flag Warning - Catastrophic Fires | Aggregated | Aggregated | 2049 | 2.6595e-06 | 0 | 280.2309 | 0.00074527 | 2049 | Mitigation | 0.08575 | 30 | 0 | esc | 0.0012005 | 3.1927e-09 | 0.00060025 | 1.5964e-09 | 0.0015435 | 4.1049e-09
[79 empty] | WLDFR | HFTD - Distribution - Tier 3 - 2QU CoRE ¦ 1QU LoRE | Seismic - Red Flag Warning - Catastrophic Fires | 2046 | 1.1082e-11 | 5.541e-12 | 1.4248e-11 | 26191.7278 | 544.1291 | 16654.7414 | 8992.8573 | 0 | 0 | 0 | 9.2311e-09 |  | 2.9026e-07 | 0 | 2.9026e-07 | 1.4513e-07 | 0 | 1.4513e-07 | 3.7319e-07 | 0 | 3.7319e-07 | [16 empty] | 7.3.1.3 Ignition probability mapping showing the probability of ignition along the electric lines and equipmentWLDFRAggregatedAggregated | WLDFR | HFTD - Distribution - Tier 3 - 2QU CoRE ¦ 2QU LoRE | Non-Red Flag Warning - Catastrophic Fires | Aggregated | Aggregated | 2050 | 2.6595e-06 | 0 | 280.2309 | 0.00074527 | 2050 | Mitigation | 0.08575 | 30 | 0 | esc | 0 | 0 | 0.00060025 | 1.5964e-09 | 0.0015435 | 4.1049e-09
[79 empty] | WLDFR | HFTD - Distribution - Tier 3 - 2QU CoRE ¦ 1QU LoRE | Seismic - Red Flag Warning - Catastrophic Fires | 2047 | 1.1082e-11 | 5.541e-12 | 1.4248e-11 | 26191.7278 | 544.1291 | 16654.7414 | 8992.8573 | 0 | 0 | 0 | 9.2311e-09 |  | 2.9026e-07 | 0 | 2.9026e-07 | 1.4513e-07 | 0 | 1.4513e-07 | 3.7319e-07 | 0 | 3.7319e-07 | [16 empty] | 7.3.1.3 Ignition probability mapping showing the probability of ignition along the electric lines and equipmentWLDFRAggregatedAggregated | WLDFR | HFTD - Distribution - Tier 3 - 2QU CoRE ¦ 2QU LoRE | Non-Red Flag Warning - Catastrophic Fires | Aggregated | Aggregated | 2051 | 2.6595e-06 | 0 | 280.2309 | 0.00074527 | 2051 | Mitigation | 0.08575 | 30 | 0 | esc | 0 | 0 | 0 | 0 | 0.0015435 | 4.1049e-09
[79 empty] | WLDFR | HFTD - Distribution - Tier 3 - 2QU CoRE ¦ 1QU LoRE | Seismic - Red Flag Warning - Catastrophic Fires | 2048 | 1.1082e-11 | 5.541e-12 | 1.4248e-11 | 27464.7227 | 578.8407 | 17445.538 | 9440.3441 | 0 | 0 | 0 | 9.2311e-09 |  | 3.0436e-07 | 0 | 3.0436e-07 | 1.5218e-07 | 0 | 1.5218e-07 | 3.9132e-07 | 0 | 3.9132e-07 | [16 empty] | 7.3.1.3 Ignition probability mapping showing the probability of ignition along the electric lines and equipmentWLDFRAggregatedAggregated | WLDFR | HFTD - Distribution - Tier 3 - 2QU CoRE ¦ 2QU LoRE | Non-Red Flag Warning - Destructive Fires | Aggregated | Aggregated | 2021 | 3.4977e-06 | 0 | 280.2309 | 0.00098015 | 2021 | Mitigation | 0.08575 | 30 | 0 | esc | 0.0012005 | 4.1989e-09 | 0.00060025 | 2.0995e-09 | 0 | 0
[79 empty] | WLDFR | HFTD - Distribution - Tier 3 - 2QU CoRE ¦ 1QU LoRE | Seismic - Red Flag Warning - Catastrophic Fires | 2049 | 1.1082e-11 | 5.541e-12 | 1.4248e-11 | 27464.7227 | 578.8407 | 17445.538 | 9440.3441 | 0 | 0 | 0 | 9.2311e-09 |  | 3.0436e-07 | 0 | 3.0436e-07 | 1.5218e-07 | 0 | 1.5218e-07 | 3.9132e-07 | 0 | 3.9132e-07 | [16 empty] | 7.3.1.3 Ignition probability mapping showing the probability of ignition along the electric lines and equipmentWLDFRAggregatedAggregated | WLDFR | HFTD - Distribution - Tier 3 - 2QU CoRE ¦ 2QU LoRE | Non-Red Flag Warning - Destructive Fires | Aggregated | Aggregated | 2022 | 3.4977e-06 | 0 | 280.2309 | 0.00098015 | 2022 | Mitigation | 0.08575 | 30 | 0 | esc | 0.0012005 | 4.1989e-09 | 0.00060025 | 2.0995e-09 | 0.0015435 | 5.3986e-09
[79 empty] | WLDFR | HFTD - Distribution - Tier 3 - 2QU CoRE ¦ 1QU LoRE | Seismic - Red Flag Warning - Catastrophic Fires | 2050 | 0 | 5.541e-12 | 1.4248e-11 | 27464.7227 | 578.8407 | 17445.538 | 9440.3441 | 0 | 0 | 0 | 9.2311e-09 |  | 0 | 0 | 0 | 1.5218e-07 | 0 | 1.5218e-07 | 3.9132e-07 | 0 | 3.9132e-07 | [16 empty] | 7.3.1.3 Ignition probability mapping showing the probability of ignition along the electric lines and equipmentWLDFRAggregatedAggregated | WLDFR | HFTD - Distribution - Tier 3 - 2QU CoRE ¦ 2QU LoRE | Non-Red Flag Warning - Destructive Fires | Aggregated | Aggregated | 2023 | 3.4977e-06 | 0 | 280.2309 | 0.00098015 | 2023 | Mitigation | 0.08575 | 30 | 0 | esc | 0.0012005 | 4.1989e-09 | 0.00060025 | 2.0995e-09 | 0.0015435 | 5.3986e-09
[79 empty] | WLDFR | HFTD - Distribution - Tier 3 - 2QU CoRE ¦ 1QU LoRE | Seismic - Red Flag Warning - Catastrophic Fires | 2051 | 0 | 0 | 1.4248e-11 | 27464.7227 | 578.8407 | 17445.538 | 9440.3441 | 0 | 0 | 0 | 9.2311e-09 |  | 0 | 0 | 0 | 0 | 0 | 0 | 3.9132e-07 | 0 | 3.9132e-07 | [16 empty] | 7.3.1.3 Ignition probability mapping showing the probability of ignition along the electric lines and equipmentWLDFRAggregatedAggregated | WLDFR | HFTD - Distribution - Tier 3 - 2QU CoRE ¦ 2QU LoRE | Non-Red Flag Warning - Destructive Fires | Aggregated | Aggregated | 2024 | 3.4977e-06 | 0 | 280.2309 | 0.00098015 | 2024 | Mitigation | 0.08575 | 30 | 0 | esc | 0.0012005 | 4.1989e-09 | 0.00060025 | 2.0995e-09 | 0.0015435 | 5.3986e-09
[79 empty] | WLDFR | HFTD - Distribution - Tier 3 - 2QU CoRE ¦ 2QU LoRE | Non-Red Flag Warning - Catastrophic Fires | 2020 | 3.1927e-09 | 0 | 0 | 14146.1306 | 222.2294 | 8585.7228 | 5338.1784 | 0 | 0 | 0 | 2.6595e-06 |  | 4.5164e-05 | 0 | 4.5164e-05 | 0 | 0 | 0 | 0 | 0 | 0 | [16 empty] | 7.3.1.3 Ignition probability mapping showing the probability of ignition along the electric lines and equipmentWLDFRAggregatedAggregated | WLDFR | HFTD - Distribution - Tier 3 - 2QU CoRE ¦ 2QU LoRE | Non-Red Flag Warning - Destructive Fires | Aggregated | Aggregated | 2025 | 3.4977e-06 | 0 | 280.2309 | 0.00098015 | 2025 | Mitigation | 0.08575 | 30 | 0 | esc | 0.0012005 | 4.1989e-09 | 0.00060025 | 2.0995e-09 | 0.0015435 | 5.3986e-09
[79 empty] | WLDFR | HFTD - Distribution - Tier 3 - 2QU CoRE ¦ 2QU LoRE | Non-Red Flag Warning - Catastrophic Fires | 2021 | 3.1927e-09 | 1.5964e-09 | 0 | 14146.1306 | 222.2294 | 8585.7228 | 5338.1784 | 0 | 0 | 0 | 2.6595e-06 |  | 4.5164e-05 | 0 | 4.5164e-05 | 2.2582e-05 | 0 | 2.2582e-05 | 0 | 0 | 0 | [16 empty] | 7.3.1.3 Ignition probability mapping showing the probability of ignition along the electric lines and equipmentWLDFRAggregatedAggregated | WLDFR | HFTD - Distribution - Tier 3 - 2QU CoRE ¦ 2QU LoRE | Non-Red Flag Warning - Destructive Fires | Aggregated | Aggregated | 2026 | 3.4977e-06 | 0 | 280.2309 | 0.00098015 | 2026 | Mitigation | 0.08575 | 30 | 0 | esc | 0.0012005 | 4.1989e-09 | 0.00060025 | 2.0995e-09 | 0.0015435 | 5.3986e-09
[79 empty] | WLDFR | HFTD - Distribution - Tier 3 - 2QU CoRE ¦ 2QU LoRE | Non-Red Flag Warning - Catastrophic Fires | 2022 | 3.1927e-09 | 1.5964e-09 | 4.1049e-09 | 14146.1306 | 222.2294 | 8585.7228 | 5338.1784 | 0 | 0 | 0 | 2.6595e-06 |  | 4.5164e-05 | 0 | 4.5164e-05 | 2.2582e-05 | 0 | 2.2582e-05 | 5.8069e-05 | 0 | 5.8069e-05 | [16 empty] | 7.3.1.3 Ignition probability mapping showing the probability of ignition along the electric lines and equipmentWLDFRAggregatedAggregated | WLDFR | HFTD - Distribution - Tier 3 - 2QU CoRE ¦ 2QU LoRE | Non-Red Flag Warning - Destructive Fires | Aggregated | Aggregated | 2027 | 3.4977e-06 | 0 | 280.2309 | 0.00098015 | 2027 | Mitigation | 0.08575 | 30 | 0 | esc | 0.0012005 | 4.1989e-09 | 0.00060025 | 2.0995e-09 | 0.0015435 | 5.3986e-09
[79 empty] | WLDFR | HFTD - Distribution - Tier 3 - 2QU CoRE ¦ 2QU LoRE | Non-Red Flag Warning - Catastrophic Fires | 2023 | 3.1927e-09 | 1.5964e-09 | 4.1049e-09 | 14664.6376 | 233.2301 | 8896.516 | 5534.8915 | 0 | 0 | 0 | 2.6595e-06 |  | 4.682e-05 | 0 | 4.682e-05 | 2.341e-05 | 0 | 2.341e-05 | 6.0197e-05 | 0 | 6.0197e-05 | [16 empty] | 7.3.1.3 Ignition probability mapping showing the probability of ignition along the electric lines and equipmentWLDFRAggregatedAggregated | WLDFR | HFTD - Distribution - Tier 3 - 2QU CoRE ¦ 2QU LoRE | Non-Red Flag Warning - Destructive Fires | Aggregated | Aggregated | 2028 | 3.4977e-06 | 0 | 280.2309 | 0.00098015 | 2028 | Mitigation | 0.08575 | 30 | 0 | esc | 0.0012005 | 4.1989e-09 | 0.00060025 | 2.0995e-09 | 0.0015435 | 5.3986e-09
[79 empty] | WLDFR | HFTD - Distribution - Tier 3 - 2QU CoRE ¦ 2QU LoRE | Non-Red Flag Warning - Catastrophic Fires | 2024 | 3.1927e-09 | 1.5964e-09 | 4.1049e-09 | 14664.6376 | 233.2301 | 8896.516 | 5534.8915 | 0 | 0 | 0 | 2.6595e-06 |  | 4.682e-05 | 0 | 4.682e-05 | 2.341e-05 | 0 | 2.341e-05 | 6.0197e-05 | 0 | 6.0197e-05 | [16 empty] | 7.3.1.3 Ignition probability mapping showing the probability of ignition along the electric lines and equipmentWLDFRAggregatedAggregated | WLDFR | HFTD - Distribution - Tier 3 - 2QU CoRE ¦ 2QU LoRE | Non-Red Flag Warning - Destructive Fires | Aggregated | Aggregated | 2029 | 3.4977e-06 | 0 | 280.2309 | 0.00098015 | 2029 | Mitigation | 0.08575 | 30 | 0 | esc | 0.0012005 | 4.1989e-09 | 0.00060025 | 2.0995e-09 | 0.0015435 | 5.3986e-09
[79 empty] | WLDFR | HFTD - Distribution - Tier 3 - 2QU CoRE ¦ 2QU LoRE | Non-Red Flag Warning - Catastrophic Fires | 2025 | 3.1927e-09 | 1.5964e-09 | 4.1049e-09 | 14664.6376 | 233.2301 | 8896.516 | 5534.8915 | 0 | 0 | 0 | 2.6595e-06 |  | 4.682e-05 | 0 | 4.682e-05 | 2.341e-05 | 0 | 2.341e-05 | 6.0197e-05 | 0 | 6.0197e-05 | [16 empty] | 7.3.1.3 Ignition probability mapping showing the probability of ignition along the electric lines and equipmentWLDFRAggregatedAggregated | WLDFR | HFTD - Distribution - Tier 3 - 2QU CoRE ¦ 2QU LoRE | Non-Red Flag Warning - Destructive Fires | Aggregated | Aggregated | 2030 | 3.4977e-06 | 0 | 280.2309 | 0.00098015 | 2030 | Mitigation | 0.08575 | 30 | 0 | esc | 0.0012005 | 4.1989e-09 | 0.00060025 | 2.0995e-09 | 0.0015435 | 5.3986e-09
[79 empty] | WLDFR | HFTD - Distribution - Tier 3 - 2QU CoRE ¦ 2QU LoRE | Non-Red Flag Warning - Catastrophic Fires | 2026 | 3.1927e-09 | 1.5964e-09 | 4.1049e-09 | 14664.6376 | 233.2301 | 8896.516 | 5534.8915 | 0 | 0 | 0 | 2.6595e-06 |  | 4.682e-05 | 0 | 4.682e-05 | 2.341e-05 | 0 | 2.341e-05 | 6.0197e-05 | 0 | 6.0197e-05 | [16 empty] | 7.3.1.3 Ignition probability mapping showing the probability of ignition along the electric lines and equipmentWLDFRAggregatedAggregated | WLDFR | HFTD - Distribution - Tier 3 - 2QU CoRE ¦ 2QU LoRE | Non-Red Flag Warning - Destructive Fires | Aggregated | Aggregated | 2031 | 3.4977e-06 | 0 | 280.2309 | 0.00098015 | 2031 | Mitigation | 0.08575 | 30 | 0 | esc | 0.0012005 | 4.1989e-09 | 0.00060025 | 2.0995e-09 | 0.0015435 | 5.3986e-09
[79 empty] | WLDFR | HFTD - Distribution - Tier 3 - 2QU CoRE ¦ 2QU LoRE | Non-Red Flag Warning - Catastrophic Fires | 2027 | 3.1927e-09 | 1.5964e-09 | 4.1049e-09 | 14664.6376 | 233.2301 | 8896.516 | 5534.8915 | 0 | 0 | 0 | 2.6595e-06 |  | 4.682e-05 | 0 | 4.682e-05 | 2.341e-05 | 0 | 2.341e-05 | 6.0197e-05 | 0 | 6.0197e-05 | [16 empty] | 7.3.1.3 Ignition probability mapping showing the probability of ignition along the electric lines and equipmentWLDFRAggregatedAggregated | WLDFR | HFTD - Distribution - Tier 3 - 2QU CoRE ¦ 2QU LoRE | Non-Red Flag Warning - Destructive Fires | Aggregated | Aggregated | 2032 | 3.4977e-06 | 0 | 280.2309 | 0.00098015 | 2032 | Mitigation | 0.08575 | 30 | 0 | esc | 0.0012005 | 4.1989e-09 | 0.00060025 | 2.0995e-09 | 0.0015435 | 5.3986e-09
[79 empty] | WLDFR | HFTD - Distribution - Tier 3 - 2QU CoRE ¦ 2QU LoRE | Non-Red Flag Warning - Catastrophic Fires | 2028 | 3.1927e-09 | 1.5964e-09 | 4.1049e-09 | 15317.9909 | 247.273 | 9287.6491 | 5783.0689 | 0 | 0 | 0 | 2.6595e-06 |  | 4.8906e-05 | 0 | 4.8906e-05 | 2.4453e-05 | 0 | 2.4453e-05 | 6.2879e-05 | 0 | 6.2879e-05 | [16 empty] | 7.3.1.3 Ignition probability mapping showing the probability of ignition along the electric lines and equipmentWLDFRAggregatedAggregated | WLDFR | HFTD - Distribution - Tier 3 - 2QU CoRE ¦ 2QU LoRE | Non-Red Flag Warning - Destructive Fires | Aggregated | Aggregated | 2033 | 3.4977e-06 | 0 | 280.2309 | 0.00098015 | 2033 | Mitigation | 0.08575 | 30 | 0 | esc | 0.0012005 | 4.1989e-09 | 0.00060025 | 2.0995e-09 | 0.0015435 | 5.3986e-09
[79 empty] | WLDFR | HFTD - Distribution - Tier 3 - 2QU CoRE ¦ 2QU LoRE | Non-Red Flag Warning - Catastrophic Fires | 2029 | 3.1927e-09 | 1.5964e-09 | 4.1049e-09 | 15317.9909 | 247.273 | 9287.6491 | 5783.0689 | 0 | 0 | 0 | 2.6595e-06 |  | 4.8906e-05 | 0 | 4.8906e-05 | 2.4453e-05 | 0 | 2.4453e-05 | 6.2879e-05 | 0 | 6.2879e-05 | [16 empty] | 7.3.1.3 Ignition probability mapping showing the probability of ignition along the electric lines and equipmentWLDFRAggregatedAggregated | WLDFR | HFTD - Distribution - Tier 3 - 2QU CoRE ¦ 2QU LoRE | Non-Red Flag Warning - Destructive Fires | Aggregated | Aggregated | 2034 | 3.4977e-06 | 0 | 280.2309 | 0.00098015 | 2034 | Mitigation | 0.08575 | 30 | 0 | esc | 0.0012005 | 4.1989e-09 | 0.00060025 | 2.0995e-09 | 0.0015435 | 5.3986e-09
[79 empty] | WLDFR | HFTD - Distribution - Tier 3 - 2QU CoRE ¦ 2QU LoRE | Non-Red Flag Warning - Catastrophic Fires | 2030 | 3.1927e-09 | 1.5964e-09 | 4.1049e-09 | 15317.9909 | 247.273 | 9287.6491 | 5783.0689 | 0 | 0 | 0 | 2.6595e-06 |  | 4.8906e-05 | 0 | 4.8906e-05 | 2.4453e-05 | 0 | 2.4453e-05 | 6.2879e-05 | 0 | 6.2879e-05 | [16 empty] | 7.3.1.3 Ignition probability mapping showing the probability of ignition along the electric lines and equipmentWLDFRAggregatedAggregated | WLDFR | HFTD - Distribution - Tier 3 - 2QU CoRE ¦ 2QU LoRE | Non-Red Flag Warning - Destructive Fires | Aggregated | Aggregated | 2035 | 3.4977e-06 | 0 | 280.2309 | 0.00098015 | 2035 | Mitigation | 0.08575 | 30 | 0 | esc | 0.0012005 | 4.1989e-09 | 0.00060025 | 2.0995e-09 | 0.0015435 | 5.3986e-09
[79 empty] | WLDFR | HFTD - Distribution - Tier 3 - 2QU CoRE ¦ 2QU LoRE | Non-Red Flag Warning - Catastrophic Fires | 2031 | 3.1927e-09 | 1.5964e-09 | 4.1049e-09 | 15317.9909 | 247.273 | 9287.6491 | 5783.0689 | 0 | 0 | 0 | 2.6595e-06 |  | 4.8906e-05 | 0 | 4.8906e-05 | 2.4453e-05 | 0 | 2.4453e-05 | 6.2879e-05 | 0 | 6.2879e-05 | [16 empty] | 7.3.1.3 Ignition probability mapping showing the probability of ignition along the electric lines and equipmentWLDFRAggregatedAggregated | WLDFR | HFTD - Distribution - Tier 3 - 2QU CoRE ¦ 2QU LoRE | Non-Red Flag Warning - Destructive Fires | Aggregated | Aggregated | 2036 | 3.4977e-06 | 0 | 280.2309 | 0.00098015 | 2036 | Mitigation | 0.08575 | 30 | 0 | esc | 0.0012005 | 4.1989e-09 | 0.00060025 | 2.0995e-09 | 0.0015435 | 5.3986e-09
[79 empty] | WLDFR | HFTD - Distribution - Tier 3 - 2QU CoRE ¦ 2QU LoRE | Non-Red Flag Warning - Catastrophic Fires | 2032 | 3.1927e-09 | 1.5964e-09 | 4.1049e-09 | 15317.9909 | 247.273 | 9287.6491 | 5783.0689 | 0 | 0 | 0 | 2.6595e-06 |  | 4.8906e-05 | 0 | 4.8906e-05 | 2.4453e-05 | 0 | 2.4453e-05 | 6.2879e-05 | 0 | 6.2879e-05 | [16 empty] | 7.3.1.3 Ignition probability mapping showing the probability of ignition along the electric lines and equipmentWLDFRAggregatedAggregated | WLDFR | HFTD - Distribution - Tier 3 - 2QU CoRE ¦ 2QU LoRE | Non-Red Flag Warning - Destructive Fires | Aggregated | Aggregated | 2037 | 3.4977e-06 | 0 | 280.2309 | 0.00098015 | 2037 | Mitigation | 0.08575 | 30 | 0 | esc | 0.0012005 | 4.1989e-09 | 0.00060025 | 2.0995e-09 | 0.0015435 | 5.3986e-09
[79 empty] | WLDFR | HFTD - Distribution - Tier 3 - 2QU CoRE ¦ 2QU LoRE | Non-Red Flag Warning - Catastrophic Fires | 2033 | 3.1927e-09 | 1.5964e-09 | 4.1049e-09 | 16044.1264 | 263.1074 | 9721.74 | 6059.2791 | 0 | 0 | 0 | 2.6595e-06 |  | 5.1224e-05 | 0 | 5.1224e-05 | 2.5612e-05 | 0 | 2.5612e-05 | 6.586e-05 | 0 | 6.586e-05 | [16 empty] | 7.3.1.3 Ignition probability mapping showing the probability of ignition along the electric lines and equipmentWLDFRAggregatedAggregated | WLDFR | HFTD - Distribution - Tier 3 - 2QU CoRE ¦ 2QU LoRE | Non-Red Flag Warning - Destructive Fires | Aggregated | Aggregated | 2038 | 3.4977e-06 | 0 | 280.2309 | 0.00098015 | 2038 | Mitigation | 0.08575 | 30 | 0 | esc | 0.0012005 | 4.1989e-09 | 0.00060025 | 2.0995e-09 | 0.0015435 | 5.3986e-09
[79 empty] | WLDFR | HFTD - Distribution - Tier 3 - 2QU CoRE ¦ 2QU LoRE | Non-Red Flag Warning - Catastrophic Fires | 2034 | 3.1927e-09 | 1.5964e-09 | 4.1049e-09 | 16044.1264 | 263.1074 | 9721.74 | 6059.2791 | 0 | 0 | 0 | 2.6595e-06 |  | 5.1224e-05 | 0 | 5.1224e-05 | 2.5612e-05 | 0 | 2.5612e-05 | 6.586e-05 | 0 | 6.586e-05 | [16 empty] | 7.3.1.3 Ignition probability mapping showing the probability of ignition along the electric lines and equipmentWLDFRAggregatedAggregated | WLDFR | HFTD - Distribution - Tier 3 - 2QU CoRE ¦ 2QU LoRE | Non-Red Flag Warning - Destructive Fires | Aggregated | Aggregated | 2039 | 3.4977e-06 | 0 | 280.2309 | 0.00098015 | 2039 | Mitigation | 0.08575 | 30 | 0 | esc | 0.0012005 | 4.1989e-09 | 0.00060025 | 2.0995e-09 | 0.0015435 | 5.3986e-09
[79 empty] | WLDFR | HFTD - Distribution - Tier 3 - 2QU CoRE ¦ 2QU LoRE | Non-Red Flag Warning - Catastrophic Fires | 2035 | 3.1927e-09 | 1.5964e-09 | 4.1049e-09 | 16044.1264 | 263.1074 | 9721.74 | 6059.2791 | 0 | 0 | 0 | 2.6595e-06 |  | 5.1224e-05 | 0 | 5.1224e-05 | 2.5612e-05 | 0 | 2.5612e-05 | 6.586e-05 | 0 | 6.586e-05 | [16 empty] | 7.3.1.3 Ignition probability mapping showing the probability of ignition along the electric lines and equipmentWLDFRAggregatedAggregated | WLDFR | HFTD - Distribution - Tier 3 - 2QU CoRE ¦ 2QU LoRE | Non-Red Flag Warning - Destructive Fires | Aggregated | Aggregated | 2040 | 3.4977e-06 | 0 | 280.2309 | 0.00098015 | 2040 | Mitigation | 0.08575 | 30 | 0 | esc | 0.0012005 | 4.1989e-09 | 0.00060025 | 2.0995e-09 | 0.0015435 | 5.3986e-09
[79 empty] | WLDFR | HFTD - Distribution - Tier 3 - 2QU CoRE ¦ 2QU LoRE | Non-Red Flag Warning - Catastrophic Fires | 2036 | 3.1927e-09 | 1.5964e-09 | 4.1049e-09 | 16044.1264 | 263.1074 | 9721.74 | 6059.2791 | 0 | 0 | 0 | 2.6595e-06 |  | 5.1224e-05 | 0 | 5.1224e-05 | 2.5612e-05 | 0 | 2.5612e-05 | 6.586e-05 | 0 | 6.586e-05 | [16 empty] | 7.3.1.3 Ignition probability mapping showing the probability of ignition along the electric lines and equipmentWLDFRAggregatedAggregated | WLDFR | HFTD - Distribution - Tier 3 - 2QU CoRE ¦ 2QU LoRE | Non-Red Flag Warning - Destructive Fires | Aggregated | Aggregated | 2041 | 3.4977e-06 | 0 | 280.2309 | 0.00098015 | 2041 | Mitigation | 0.08575 | 30 | 0 | esc | 0.0012005 | 4.1989e-09 | 0.00060025 | 2.0995e-09 | 0.0015435 | 5.3986e-09
[79 empty] | WLDFR | HFTD - Distribution - Tier 3 - 2QU CoRE ¦ 2QU LoRE | Non-Red Flag Warning - Catastrophic Fires | 2037 | 3.1927e-09 | 1.5964e-09 | 4.1049e-09 | 16044.1264 | 263.1074 | 9721.74 | 6059.2791 | 0 | 0 | 0 | 2.6595e-06 |  | 5.1224e-05 | 0 | 5.1224e-05 | 2.5612e-05 | 0 | 2.5612e-05 | 6.586e-05 | 0 | 6.586e-05 | [16 empty] | 7.3.1.3 Ignition probability mapping showing the probability of ignition along the electric lines and equipmentWLDFRAggregatedAggregated | WLDFR | HFTD - Distribution - Tier 3 - 2QU CoRE ¦ 2QU LoRE | Non-Red Flag Warning - Destructive Fires | Aggregated | Aggregated | 2042 | 3.4977e-06 | 0 | 280.2309 | 0.00098015 | 2042 | Mitigation | 0.08575 | 30 | 0 | esc | 0.0012005 | 4.1989e-09 | 0.00060025 | 2.0995e-09 | 0.0015435 | 5.3986e-09
[79 empty] | WLDFR | HFTD - Distribution - Tier 3 - 2QU CoRE ¦ 2QU LoRE | Non-Red Flag Warning - Catastrophic Fires | 2038 | 3.1927e-09 | 1.5964e-09 | 4.1049e-09 | 16832.3912 | 280.5544 | 10192.2718 | 6359.5651 | 0 | 0 | 0 | 2.6595e-06 |  | 5.3741e-05 | 0 | 5.3741e-05 | 2.687e-05 | 0 | 2.687e-05 | 6.9096e-05 | 0 | 6.9096e-05 | [16 empty] | 7.3.1.3 Ignition probability mapping showing the probability of ignition along the electric lines and equipmentWLDFRAggregatedAggregated | WLDFR | HFTD - Distribution - Tier 3 - 2QU CoRE ¦ 2QU LoRE | Non-Red Flag Warning - Destructive Fires | Aggregated | Aggregated | 2043 | 3.4977e-06 | 0 | 280.2309 | 0.00098015 | 2043 | Mitigation | 0.08575 | 30 | 0 | esc | 0.0012005 | 4.1989e-09 | 0.00060025 | 2.0995e-09 | 0.0015435 | 5.3986e-09
[79 empty] | WLDFR | HFTD - Distribution - Tier 3 - 2QU CoRE ¦ 2QU LoRE | Non-Red Flag Warning - Catastrophic Fires | 2039 | 3.1927e-09 | 1.5964e-09 | 4.1049e-09 | 16832.3912 | 280.5544 | 10192.2718 | 6359.5651 | 0 | 0 | 0 | 2.6595e-06 |  | 5.3741e-05 | 0 | 5.3741e-05 | 2.687e-05 | 0 | 2.687e-05 | 6.9096e-05 | 0 | 6.9096e-05 | [16 empty] | 7.3.1.3 Ignition probability mapping showing the probability of ignition along the electric lines and equipmentWLDFRAggregatedAggregated | WLDFR | HFTD - Distribution - Tier 3 - 2QU CoRE ¦ 2QU LoRE | Non-Red Flag Warning - Destructive Fires | Aggregated | Aggregated | 2044 | 3.4977e-06 | 0 | 280.2309 | 0.00098015 | 2044 | Mitigation | 0.08575 | 30 | 0 | esc | 0.0012005 | 4.1989e-09 | 0.00060025 | 2.0995e-09 | 0.0015435 | 5.3986e-09
[79 empty] | WLDFR | HFTD - Distribution - Tier 3 - 2QU CoRE ¦ 2QU LoRE | Non-Red Flag Warning - Catastrophic Fires | 2040 | 3.1927e-09 | 1.5964e-09 | 4.1049e-09 | 16832.3912 | 280.5544 | 10192.2718 | 6359.5651 | 0 | 0 | 0 | 2.6595e-06 |  | 5.3741e-05 | 0 | 5.3741e-05 | 2.687e-05 | 0 | 2.687e-05 | 6.9096e-05 | 0 | 6.9096e-05 | [16 empty] | 7.3.1.3 Ignition probability mapping showing the probability of ignition along the electric lines and equipmentWLDFRAggregatedAggregated | WLDFR | HFTD - Distribution - Tier 3 - 2QU CoRE ¦ 2QU LoRE | Non-Red Flag Warning - Destructive Fires | Aggregated | Aggregated | 2045 | 3.4977e-06 | 0 | 280.2309 | 0.00098015 | 2045 | Mitigation | 0.08575 | 30 | 0 | esc | 0.0012005 | 4.1989e-09 | 0.00060025 | 2.0995e-09 | 0.0015435 | 5.3986e-09
[79 empty] | WLDFR | HFTD - Distribution - Tier 3 - 2QU CoRE ¦ 2QU LoRE | Non-Red Flag Warning - Catastrophic Fires | 2041 | 3.1927e-09 | 1.5964e-09 | 4.1049e-09 | 16832.3912 | 280.5544 | 10192.2718 | 6359.5651 | 0 | 0 | 0 | 2.6595e-06 |  | 5.3741e-05 | 0 | 5.3741e-05 | 2.687e-05 | 0 | 2.687e-05 | 6.9096e-05 | 0 | 6.9096e-05 | [16 empty] | 7.3.1.3 Ignition probability mapping showing the probability of ignition along the electric lines and equipmentWLDFRAggregatedAggregated | WLDFR | HFTD - Distribution - Tier 3 - 2QU CoRE ¦ 2QU LoRE | Non-Red Flag Warning - Destructive Fires | Aggregated | Aggregated | 2046 | 3.4977e-06 | 0 | 280.2309 | 0.00098015 | 2046 | Mitigation | 0.08575 | 30 | 0 | esc | 0.0012005 | 4.1989e-09 | 0.00060025 | 2.0995e-09 | 0.0015435 | 5.3986e-09
[79 empty] | WLDFR | HFTD - Distribution - Tier 3 - 2QU CoRE ¦ 2QU LoRE | Non-Red Flag Warning - Catastrophic Fires | 2042 | 3.1927e-09 | 1.5964e-09 | 4.1049e-09 | 16832.3912 | 280.5544 | 10192.2718 | 6359.5651 | 0 | 0 | 0 | 2.6595e-06 |  | 5.3741e-05 | 0 | 5.3741e-05 | 2.687e-05 | 0 | 2.687e-05 | 6.9096e-05 | 0 | 6.9096e-05 | [16 empty] | 7.3.1.3 Ignition probability mapping showing the probability of ignition along the electric lines and equipmentWLDFRAggregatedAggregated | WLDFR | HFTD - Distribution - Tier 3 - 2QU CoRE ¦ 2QU LoRE | Non-Red Flag Warning - Destructive Fires | Aggregated | Aggregated | 2047 | 3.4977e-06 | 0 | 280.2309 | 0.00098015 | 2047 | Mitigation | 0.08575 | 30 | 0 | esc | 0.0012005 | 4.1989e-09 | 0.00060025 | 2.0995e-09 | 0.0015435 | 5.3986e-09
[79 empty] | WLDFR | HFTD - Distribution - Tier 3 - 2QU CoRE ¦ 2QU LoRE | Non-Red Flag Warning - Catastrophic Fires | 2043 | 3.1927e-09 | 1.5964e-09 | 4.1049e-09 | 17672.0852 | 299.42 | 10692.7362 | 6679.929 | 0 | 0 | 0 | 2.6595e-06 |  | 5.6422e-05 | 0 | 5.6422e-05 | 2.8211e-05 | 0 | 2.8211e-05 | 7.2542e-05 | 0 | 7.2542e-05 | [16 empty] | 7.3.1.3 Ignition probability mapping showing the probability of ignition along the electric lines and equipmentWLDFRAggregatedAggregated | WLDFR | HFTD - Distribution - Tier 3 - 2QU CoRE ¦ 2QU LoRE | Non-Red Flag Warning - Destructive Fires | Aggregated | Aggregated | 2048 | 3.4977e-06 | 0 | 280.2309 | 0.00098015 | 2048 | Mitigation | 0.08575 | 30 | 0 | esc | 0.0012005 | 4.1989e-09 | 0.00060025 | 2.0995e-09 | 0.0015435 | 5.3986e-09
[79 empty] | WLDFR | HFTD - Distribution - Tier 3 - 2QU CoRE ¦ 2QU LoRE | Non-Red Flag Warning - Catastrophic Fires | 2044 | 3.1927e-09 | 1.5964e-09 | 4.1049e-09 | 17672.0852 | 299.42 | 10692.7362 | 6679.929 | 0 | 0 | 0 | 2.6595e-06 |  | 5.6422e-05 | 0 | 5.6422e-05 | 2.8211e-05 | 0 | 2.8211e-05 | 7.2542e-05 | 0 | 7.2542e-05 | [16 empty] | 7.3.1.3 Ignition probability mapping showing the probability of ignition along the electric lines and equipmentWLDFRAggregatedAggregated | WLDFR | HFTD - Distribution - Tier 3 - 2QU CoRE ¦ 2QU LoRE | Non-Red Flag Warning - Destructive Fires | Aggregated | Aggregated | 2049 | 3.4977e-06 | 0 | 280.2309 | 0.00098015 | 2049 | Mitigation | 0.08575 | 30 | 0 | esc | 0.0012005 | 4.1989e-09 | 0.00060025 | 2.0995e-09 | 0.0015435 | 5.3986e-09
[79 empty] | WLDFR | HFTD - Distribution - Tier 3 - 2QU CoRE ¦ 2QU LoRE | Non-Red Flag Warning - Catastrophic Fires | 2045 | 3.1927e-09 | 1.5964e-09 | 4.1049e-09 | 17672.0852 | 299.42 | 10692.7362 | 6679.929 | 0 | 0 | 0 | 2.6595e-06 |  | 5.6422e-05 | 0 | 5.6422e-05 | 2.8211e-05 | 0 | 2.8211e-05 | 7.2542e-05 | 0 | 7.2542e-05 | [16 empty] | 7.3.1.3 Ignition probability mapping showing the probability of ignition along the electric lines and equipmentWLDFRAggregatedAggregated | WLDFR | HFTD - Distribution - Tier 3 - 2QU CoRE ¦ 2QU LoRE | Non-Red Flag Warning - Destructive Fires | Aggregated | Aggregated | 2050 | 3.4977e-06 | 0 | 280.2309 | 0.00098015 | 2050 | Mitigation | 0.08575 | 30 | 0 | esc | 0 | 0 | 0.00060025 | 2.0995e-09 | 0.0015435 | 5.3986e-09
[79 empty] | WLDFR | HFTD - Distribution - Tier 3 - 2QU CoRE ¦ 2QU LoRE | Non-Red Flag Warning - Catastrophic Fires | 2046 | 3.1927e-09 | 1.5964e-09 | 4.1049e-09 | 17672.0852 | 299.42 | 10692.7362 | 6679.929 | 0 | 0 | 0 | 2.6595e-06 |  | 5.6422e-05 | 0 | 5.6422e-05 | 2.8211e-05 | 0 | 2.8211e-05 | 7.2542e-05 | 0 | 7.2542e-05 | [16 empty] | 7.3.1.3 Ignition probability mapping showing the probability of ignition along the electric lines and equipmentWLDFRAggregatedAggregated | WLDFR | HFTD - Distribution - Tier 3 - 2QU CoRE ¦ 2QU LoRE | Non-Red Flag Warning - Destructive Fires | Aggregated | Aggregated | 2051 | 3.4977e-06 | 0 | 280.2309 | 0.00098015 | 2051 | Mitigation | 0.08575 | 30 | 0 | esc | 0 | 0 | 0 | 0 | 0.0015435 | 5.3986e-09
[79 empty] | WLDFR | HFTD - Distribution - Tier 3 - 2QU CoRE ¦ 2QU LoRE | Non-Red Flag Warning - Catastrophic Fires | 2047 | 3.1927e-09 | 1.5964e-09 | 4.1049e-09 | 17672.0852 | 299.42 | 10692.7362 | 6679.929 | 0 | 0 | 0 | 2.6595e-06 |  | 5.6422e-05 | 0 | 5.6422e-05 | 2.8211e-05 | 0 | 2.8211e-05 | 7.2542e-05 | 0 | 7.2542e-05 | [16 empty] | 7.3.1.3 Ignition probability mapping showing the probability of ignition along the electric lines and equipmentWLDFRAggregatedAggregated | WLDFR | HFTD - Distribution - Tier 3 - 2QU CoRE ¦ 2QU LoRE | Non-Red Flag Warning - Large Fires | Aggregated | Aggregated | 2021 | 2.8327e-05 | 0 | 280.2309 | 0.007938 | 2021 | Mitigation | 0.08575 | 30 | 0 | esc | 0.0012005 | 3.4006e-08 | 0.00060025 | 1.7003e-08 | 0 | 0
[79 empty] | WLDFR | HFTD - Distribution - Tier 3 - 2QU CoRE ¦ 2QU LoRE | Non-Red Flag Warning - Catastrophic Fires | 2048 | 3.1927e-09 | 1.5964e-09 | 4.1049e-09 | 18552.3348 | 319.4911 | 11216.5626 | 7016.281 | 0 | 0 | 0 | 2.6595e-06 |  | 5.9232e-05 | 0 | 5.9232e-05 | 2.9616e-05 | 0 | 2.9616e-05 | 7.6156e-05 | 0 | 7.6156e-05 | [16 empty] | 7.3.1.3 Ignition probability mapping showing the probability of ignition along the electric lines and equipmentWLDFRAggregatedAggregated | WLDFR | HFTD - Distribution - Tier 3 - 2QU CoRE ¦ 2QU LoRE | Non-Red Flag Warning - Large Fires | Aggregated | Aggregated | 2022 | 2.8327e-05 | 0 | 280.2309 | 0.007938 | 2022 | Mitigation | 0.08575 | 30 | 0 | esc | 0.0012005 | 3.4006e-08 | 0.00060025 | 1.7003e-08 | 0.0015435 | 4.3722e-08
[79 empty] | WLDFR | HFTD - Distribution - Tier 3 - 2QU CoRE ¦ 2QU LoRE | Non-Red Flag Warning - Catastrophic Fires | 2049 | 3.1927e-09 | 1.5964e-09 | 4.1049e-09 | 18552.3348 | 319.4911 | 11216.5626 | 7016.281 | 0 | 0 | 0 | 2.6595e-06 |  | 5.9232e-05 | 0 | 5.9232e-05 | 2.9616e-05 | 0 | 2.9616e-05 | 7.6156e-05 | 0 | 7.6156e-05 | [16 empty] | 7.3.1.3 Ignition probability mapping showing the probability of ignition along the electric lines and equipmentWLDFRAggregatedAggregated | WLDFR | HFTD - Distribution - Tier 3 - 2QU CoRE ¦ 2QU LoRE | Non-Red Flag Warning - Large Fires | Aggregated | Aggregated | 2023 | 2.8327e-05 | 0 | 280.2309 | 0.007938 | 2023 | Mitigation | 0.08575 | 30 | 0 | esc | 0.0012005 | 3.4006e-08 | 0.00060025 | 1.7003e-08 | 0.0015435 | 4.3722e-08
[79 empty] | WLDFR | HFTD - Distribution - Tier 3 - 2QU CoRE ¦ 2QU LoRE | Non-Red Flag Warning - Catastrophic Fires | 2050 | 0 | 1.5964e-09 | 4.1049e-09 | 18552.3348 | 319.4911 | 11216.5626 | 7016.281 | 0 | 0 | 0 | 2.6595e-06 |  | 0 | 0 | 0 | 2.9616e-05 | 0 | 2.9616e-05 | 7.6156e-05 | 0 | 7.6156e-05 | [16 empty] | 7.3.1.3 Ignition probability mapping showing the probability of ignition along the electric lines and equipmentWLDFRAggregatedAggregated | WLDFR | HFTD - Distribution - Tier 3 - 2QU CoRE ¦ 2QU LoRE | Non-Red Flag Warning - Large Fires | Aggregated | Aggregated | 2024 | 2.8327e-05 | 0 | 280.2309 | 0.007938 | 2024 | Mitigation | 0.08575 | 30 | 0 | esc | 0.0012005 | 3.4006e-08 | 0.00060025 | 1.7003e-08 | 0.0015435 | 4.3722e-08
[79 empty] | WLDFR | HFTD - Distribution - Tier 3 - 2QU CoRE ¦ 2QU LoRE | Non-Red Flag Warning - Catastrophic Fires | 2051 | 0 | 0 | 4.1049e-09 | 18552.3348 | 319.4911 | 11216.5626 | 7016.281 | 0 | 0 | 0 | 2.6595e-06 |  | 0 | 0 | 0 | 0 | 0 | 0 | 7.6156e-05 | 0 | 7.6156e-05 | [16 empty] | 7.3.1.3 Ignition probability mapping showing the probability of ignition along the electric lines and equipmentWLDFRAggregatedAggregated | WLDFR | HFTD - Distribution - Tier 3 - 2QU CoRE ¦ 2QU LoRE | Non-Red Flag Warning - Large Fires | Aggregated | Aggregated | 2025 | 2.8327e-05 | 0 | 280.2309 | 0.007938 | 2025 | Mitigation | 0.08575 | 30 | 0 | esc | 0.0012005 | 3.4006e-08 | 0.00060025 | 1.7003e-08 | 0.0015435 | 4.3722e-08
[79 empty] | WLDFR | HFTD - Distribution - Tier 3 - 2QU CoRE ¦ 2QU LoRE | Non-Red Flag Warning - Destructive Fires | 2020 | 4.1989e-09 | 0 | 0 | 8807.9522 | 222.2294 | 8585.7228 | 0 | 0 | 0 | 0 | 3.4977e-06 |  | 3.6984e-05 | 0 | 3.6984e-05 | 0 | 0 | 0 | 0 | 0 | 0 | [16 empty] | 7.3.1.3 Ignition probability mapping showing the probability of ignition along the electric lines and equipmentWLDFRAggregatedAggregated | WLDFR | HFTD - Distribution - Tier 3 - 2QU CoRE ¦ 2QU LoRE | Non-Red Flag Warning - Large Fires | Aggregated | Aggregated | 2026 | 2.8327e-05 | 0 | 280.2309 | 0.007938 | 2026 | Mitigation | 0.08575 | 30 | 0 | esc | 0.0012005 | 3.4006e-08 | 0.00060025 | 1.7003e-08 | 0.0015435 | 4.3722e-08
[79 empty] | WLDFR | HFTD - Distribution - Tier 3 - 2QU CoRE ¦ 2QU LoRE | Non-Red Flag Warning - Destructive Fires | 2021 | 4.1989e-09 | 2.0995e-09 | 0 | 8807.9522 | 222.2294 | 8585.7228 | 0 | 0 | 0 | 0 | 3.4977e-06 |  | 3.6984e-05 | 0 | 3.6984e-05 | 1.8492e-05 | 0 | 1.8492e-05 | 0 | 0 | 0 | [16 empty] | 7.3.1.3 Ignition probability mapping showing the probability of ignition along the electric lines and equipmentWLDFRAggregatedAggregated | WLDFR | HFTD - Distribution - Tier 3 - 2QU CoRE ¦ 2QU LoRE | Non-Red Flag Warning - Large Fires | Aggregated | Aggregated | 2027 | 2.8327e-05 | 0 | 280.2309 | 0.007938 | 2027 | Mitigation | 0.08575 | 30 | 0 | esc | 0.0012005 | 3.4006e-08 | 0.00060025 | 1.7003e-08 | 0.0015435 | 4.3722e-08
[79 empty] | WLDFR | HFTD - Distribution - Tier 3 - 2QU CoRE ¦ 2QU LoRE | Non-Red Flag Warning - Destructive Fires | 2022 | 4.1989e-09 | 2.0995e-09 | 5.3986e-09 | 8807.9522 | 222.2294 | 8585.7228 | 0 | 0 | 0 | 0 | 3.4977e-06 |  | 3.6984e-05 | 0 | 3.6984e-05 | 1.8492e-05 | 0 | 1.8492e-05 | 4.7551e-05 | 0 | 4.7551e-05 | [16 empty] | 7.3.1.3 Ignition probability mapping showing the probability of ignition along the electric lines and equipmentWLDFRAggregatedAggregated | WLDFR | HFTD - Distribution - Tier 3 - 2QU CoRE ¦ 2QU LoRE | Non-Red Flag Warning - Large Fires | Aggregated | Aggregated | 2028 | 2.8327e-05 | 0 | 280.2309 | 0.007938 | 2028 | Mitigation | 0.08575 | 30 | 0 | esc | 0.0012005 | 3.4006e-08 | 0.00060025 | 1.7003e-08 | 0.0015435 | 4.3722e-08
[79 empty] | WLDFR | HFTD - Distribution - Tier 3 - 2QU CoRE ¦ 2QU LoRE | Non-Red Flag Warning - Destructive Fires | 2023 | 4.1989e-09 | 2.0995e-09 | 5.3986e-09 | 9129.7461 | 233.2301 | 8896.516 | 0 | 0 | 0 | 0 | 3.4977e-06 |  | 3.8335e-05 | 0 | 3.8335e-05 | 1.9168e-05 | 0 | 1.9168e-05 | 4.9288e-05 | 0 | 4.9288e-05 | [16 empty] | 7.3.1.3 Ignition probability mapping showing the probability of ignition along the electric lines and equipmentWLDFRAggregatedAggregated | WLDFR | HFTD - Distribution - Tier 3 - 2QU CoRE ¦ 2QU LoRE | Non-Red Flag Warning - Large Fires | Aggregated | Aggregated | 2029 | 2.8327e-05 | 0 | 280.2309 | 0.007938 | 2029 | Mitigation | 0.08575 | 30 | 0 | esc | 0.0012005 | 3.4006e-08 | 0.00060025 | 1.7003e-08 | 0.0015435 | 4.3722e-08
[79 empty] | WLDFR | HFTD - Distribution - Tier 3 - 2QU CoRE ¦ 2QU LoRE | Non-Red Flag Warning - Destructive Fires | 2024 | 4.1989e-09 | 2.0995e-09 | 5.3986e-09 | 9129.7461 | 233.2301 | 8896.516 | 0 | 0 | 0 | 0 | 3.4977e-06 |  | 3.8335e-05 | 0 | 3.8335e-05 | 1.9168e-05 | 0 | 1.9168e-05 | 4.9288e-05 | 0 | 4.9288e-05 | [16 empty] | 7.3.1.3 Ignition probability mapping showing the probability of ignition along the electric lines and equipmentWLDFRAggregatedAggregated | WLDFR | HFTD - Distribution - Tier 3 - 2QU CoRE ¦ 2QU LoRE | Non-Red Flag Warning - Large Fires | Aggregated | Aggregated | 2030 | 2.8327e-05 | 0 | 280.2309 | 0.007938 | 2030 | Mitigation | 0.08575 | 30 | 0 | esc | 0.0012005 | 3.4006e-08 | 0.00060025 | 1.7003e-08 | 0.0015435 | 4.3722e-08
[79 empty] | WLDFR | HFTD - Distribution - Tier 3 - 2QU CoRE ¦ 2QU LoRE | Non-Red Flag Warning - Destructive Fires | 2025 | 4.1989e-09 | 2.0995e-09 | 5.3986e-09 | 9129.7461 | 233.2301 | 8896.516 | 0 | 0 | 0 | 0 | 3.4977e-06 |  | 3.8335e-05 | 0 | 3.8335e-05 | 1.9168e-05 | 0 | 1.9168e-05 | 4.9288e-05 | 0 | 4.9288e-05 | [16 empty] | 7.3.1.3 Ignition probability mapping showing the probability of ignition along the electric lines and equipmentWLDFRAggregatedAggregated | WLDFR | HFTD - Distribution - Tier 3 - 2QU CoRE ¦ 2QU LoRE | Non-Red Flag Warning - Large Fires | Aggregated | Aggregated | 2031 | 2.8327e-05 | 0 | 280.2309 | 0.007938 | 2031 | Mitigation | 0.08575 | 30 | 0 | esc | 0.0012005 | 3.4006e-08 | 0.00060025 | 1.7003e-08 | 0.0015435 | 4.3722e-08
[79 empty] | WLDFR | HFTD - Distribution - Tier 3 - 2QU CoRE ¦ 2QU LoRE | Non-Red Flag Warning - Destructive Fires | 2026 | 4.1989e-09 | 2.0995e-09 | 5.3986e-09 | 9129.7461 | 233.2301 | 8896.516 | 0 | 0 | 0 | 0 | 3.4977e-06 |  | 3.8335e-05 | 0 | 3.8335e-05 | 1.9168e-05 | 0 | 1.9168e-05 | 4.9288e-05 | 0 | 4.9288e-05 | [16 empty] | 7.3.1.3 Ignition probability mapping showing the probability of ignition along the electric lines and equipmentWLDFRAggregatedAggregated | WLDFR | HFTD - Distribution - Tier 3 - 2QU CoRE ¦ 2QU LoRE | Non-Red Flag Warning - Large Fires | Aggregated | Aggregated | 2032 | 2.8327e-05 | 0 | 280.2309 | 0.007938 | 2032 | Mitigation | 0.08575 | 30 | 0 | esc | 0.0012005 | 3.4006e-08 | 0.00060025 | 1.7003e-08 | 0.0015435 | 4.3722e-08
[79 empty] | WLDFR | HFTD - Distribution - Tier 3 - 2QU CoRE ¦ 2QU LoRE | Non-Red Flag Warning - Destructive Fires | 2027 | 4.1989e-09 | 2.0995e-09 | 5.3986e-09 | 9129.7461 | 233.2301 | 8896.516 | 0 | 0 | 0 | 0 | 3.4977e-06 |  | 3.8335e-05 | 0 | 3.8335e-05 | 1.9168e-05 | 0 | 1.9168e-05 | 4.9288e-05 | 0 | 4.9288e-05 | [16 empty] | 7.3.1.3 Ignition probability mapping showing the probability of ignition along the electric lines and equipmentWLDFRAggregatedAggregated | WLDFR | HFTD - Distribution - Tier 3 - 2QU CoRE ¦ 2QU LoRE | Non-Red Flag Warning - Large Fires | Aggregated | Aggregated | 2033 | 2.8327e-05 | 0 | 280.2309 | 0.007938 | 2033 | Mitigation | 0.08575 | 30 | 0 | esc | 0.0012005 | 3.4006e-08 | 0.00060025 | 1.7003e-08 | 0.0015435 | 4.3722e-08
[79 empty] | WLDFR | HFTD - Distribution - Tier 3 - 2QU CoRE ¦ 2QU LoRE | Non-Red Flag Warning - Destructive Fires | 2028 | 4.1989e-09 | 2.0995e-09 | 5.3986e-09 | 9534.9221 | 247.273 | 9287.6491 | 0 | 0 | 0 | 0 | 3.4977e-06 |  | 4.0037e-05 | 0 | 4.0037e-05 | 2.0018e-05 | 0 | 2.0018e-05 | 5.1476e-05 | 0 | 5.1476e-05 | [16 empty] | 7.3.1.3 Ignition probability mapping showing the probability of ignition along the electric lines and equipmentWLDFRAggregatedAggregated | WLDFR | HFTD - Distribution - Tier 3 - 2QU CoRE ¦ 2QU LoRE | Non-Red Flag Warning - Large Fires | Aggregated | Aggregated | 2034 | 2.8327e-05 | 0 | 280.2309 | 0.007938 | 2034 | Mitigation | 0.08575 | 30 | 0 | esc | 0.0012005 | 3.4006e-08 | 0.00060025 | 1.7003e-08 | 0.0015435 | 4.3722e-08
[79 empty] | WLDFR | HFTD - Distribution - Tier 3 - 2QU CoRE ¦ 2QU LoRE | Non-Red Flag Warning - Destructive Fires | 2029 | 4.1989e-09 | 2.0995e-09 | 5.3986e-09 | 9534.9221 | 247.273 | 9287.6491 | 0 | 0 | 0 | 0 | 3.4977e-06 |  | 4.0037e-05 | 0 | 4.0037e-05 | 2.0018e-05 | 0 | 2.0018e-05 | 5.1476e-05 | 0 | 5.1476e-05 | [16 empty] | 7.3.1.3 Ignition probability mapping showing the probability of ignition along the electric lines and equipmentWLDFRAggregatedAggregated | WLDFR | HFTD - Distribution - Tier 3 - 2QU CoRE ¦ 2QU LoRE | Non-Red Flag Warning - Large Fires | Aggregated | Aggregated | 2035 | 2.8327e-05 | 0 | 280.2309 | 0.007938 | 2035 | Mitigation | 0.08575 | 30 | 0 | esc | 0.0012005 | 3.4006e-08 | 0.00060025 | 1.7003e-08 | 0.0015435 | 4.3722e-08
[79 empty] | WLDFR | HFTD - Distribution - Tier 3 - 2QU CoRE ¦ 2QU LoRE | Non-Red Flag Warning - Destructive Fires | 2030 | 4.1989e-09 | 2.0995e-09 | 5.3986e-09 | 9534.9221 | 247.273 | 9287.6491 | 0 | 0 | 0 | 0 | 3.4977e-06 |  | 4.0037e-05 | 0 | 4.0037e-05 | 2.0018e-05 | 0 | 2.0018e-05 | 5.1476e-05 | 0 | 5.1476e-05 | [16 empty] | 7.3.1.3 Ignition probability mapping showing the probability of ignition along the electric lines and equipmentWLDFRAggregatedAggregated | WLDFR | HFTD - Distribution - Tier 3 - 2QU CoRE ¦ 2QU LoRE | Non-Red Flag Warning - Large Fires | Aggregated | Aggregated | 2036 | 2.8327e-05 | 0 | 280.2309 | 0.007938 | 2036 | Mitigation | 0.08575 | 30 | 0 | esc | 0.0012005 | 3.4006e-08 | 0.00060025 | 1.7003e-08 | 0.0015435 | 4.3722e-08
[79 empty] | WLDFR | HFTD - Distribution - Tier 3 - 2QU CoRE ¦ 2QU LoRE | Non-Red Flag Warning - Destructive Fires | 2031 | 4.1989e-09 | 2.0995e-09 | 5.3986e-09 | 9534.9221 | 247.273 | 9287.6491 | 0 | 0 | 0 | 0 | 3.4977e-06 |  | 4.0037e-05 | 0 | 4.0037e-05 | 2.0018e-05 | 0 | 2.0018e-05 | 5.1476e-05 | 0 | 5.1476e-05 | [16 empty] | 7.3.1.3 Ignition probability mapping showing the probability of ignition along the electric lines and equipmentWLDFRAggregatedAggregated | WLDFR | HFTD - Distribution - Tier 3 - 2QU CoRE ¦ 2QU LoRE | Non-Red Flag Warning - Large Fires | Aggregated | Aggregated | 2037 | 2.8327e-05 | 0 | 280.2309 | 0.007938 | 2037 | Mitigation | 0.08575 | 30 | 0 | esc | 0.0012005 | 3.4006e-08 | 0.00060025 | 1.7003e-08 | 0.0015435 | 4.3722e-08
[79 empty] | WLDFR | HFTD - Distribution - Tier 3 - 2QU CoRE ¦ 2QU LoRE | Non-Red Flag Warning - Destructive Fires | 2032 | 4.1989e-09 | 2.0995e-09 | 5.3986e-09 | 9534.9221 | 247.273 | 9287.6491 | 0 | 0 | 0 | 0 | 3.4977e-06 |  | 4.0037e-05 | 0 | 4.0037e-05 | 2.0018e-05 | 0 | 2.0018e-05 | 5.1476e-05 | 0 | 5.1476e-05 | [16 empty] | 7.3.1.3 Ignition probability mapping showing the probability of ignition along the electric lines and equipmentWLDFRAggregatedAggregated | WLDFR | HFTD - Distribution - Tier 3 - 2QU CoRE ¦ 2QU LoRE | Non-Red Flag Warning - Large Fires | Aggregated | Aggregated | 2038 | 2.8327e-05 | 0 | 280.2309 | 0.007938 | 2038 | Mitigation | 0.08575 | 30 | 0 | esc | 0.0012005 | 3.4006e-08 | 0.00060025 | 1.7003e-08 | 0.0015435 | 4.3722e-08
[79 empty] | WLDFR | HFTD - Distribution - Tier 3 - 2QU CoRE ¦ 2QU LoRE | Non-Red Flag Warning - Destructive Fires | 2033 | 4.1989e-09 | 2.0995e-09 | 5.3986e-09 | 9984.8474 | 263.1074 | 9721.74 | 0 | 0 | 0 | 0 | 3.4977e-06 |  | 4.1926e-05 | 0 | 4.1926e-05 | 2.0963e-05 | 0 | 2.0963e-05 | 5.3905e-05 | 0 | 5.3905e-05 | [16 empty] | 7.3.1.3 Ignition probability mapping showing the probability of ignition along the electric lines and equipmentWLDFRAggregatedAggregated | WLDFR | HFTD - Distribution - Tier 3 - 2QU CoRE ¦ 2QU LoRE | Non-Red Flag Warning - Large Fires | Aggregated | Aggregated | 2039 | 2.8327e-05 | 0 | 280.2309 | 0.007938 | 2039 | Mitigation | 0.08575 | 30 | 0 | esc | 0.0012005 | 3.4006e-08 | 0.00060025 | 1.7003e-08 | 0.0015435 | 4.3722e-08
[79 empty] | WLDFR | HFTD - Distribution - Tier 3 - 2QU CoRE ¦ 2QU LoRE | Non-Red Flag Warning - Destructive Fires | 2034 | 4.1989e-09 | 2.0995e-09 | 5.3986e-09 | 9984.8474 | 263.1074 | 9721.74 | 0 | 0 | 0 | 0 | 3.4977e-06 |  | 4.1926e-05 | 0 | 4.1926e-05 | 2.0963e-05 | 0 | 2.0963e-05 | 5.3905e-05 | 0 | 5.3905e-05 | [16 empty] | 7.3.1.3 Ignition probability mapping showing the probability of ignition along the electric lines and equipmentWLDFRAggregatedAggregated | WLDFR | HFTD - Distribution - Tier 3 - 2QU CoRE ¦ 2QU LoRE | Non-Red Flag Warning - Large Fires | Aggregated | Aggregated | 2040 | 2.8327e-05 | 0 | 280.2309 | 0.007938 | 2040 | Mitigation | 0.08575 | 30 | 0 | esc | 0.0012005 | 3.4006e-08 | 0.00060025 | 1.7003e-08 | 0.0015435 | 4.3722e-08
[79 empty] | WLDFR | HFTD - Distribution - Tier 3 - 2QU CoRE ¦ 2QU LoRE | Non-Red Flag Warning - Destructive Fires | 2035 | 4.1989e-09 | 2.0995e-09 | 5.3986e-09 | 9984.8474 | 263.1074 | 9721.74 | 0 | 0 | 0 | 0 | 3.4977e-06 |  | 4.1926e-05 | 0 | 4.1926e-05 | 2.0963e-05 | 0 | 2.0963e-05 | 5.3905e-05 | 0 | 5.3905e-05 | [16 empty] | 7.3.1.3 Ignition probability mapping showing the probability of ignition along the electric lines and equipmentWLDFRAggregatedAggregated | WLDFR | HFTD - Distribution - Tier 3 - 2QU CoRE ¦ 2QU LoRE | Non-Red Flag Warning - Large Fires | Aggregated | Aggregated | 2041 | 2.8327e-05 | 0 | 280.2309 | 0.007938 | 2041 | Mitigation | 0.08575 | 30 | 0 | esc | 0.0012005 | 3.4006e-08 | 0.00060025 | 1.7003e-08 | 0.0015435 | 4.3722e-08
[79 empty] | WLDFR | HFTD - Distribution - Tier 3 - 2QU CoRE ¦ 2QU LoRE | Non-Red Flag Warning - Destructive Fires | 2036 | 4.1989e-09 | 2.0995e-09 | 5.3986e-09 | 9984.8474 | 263.1074 | 9721.74 | 0 | 0 | 0 | 0 | 3.4977e-06 |  | 4.1926e-05 | 0 | 4.1926e-05 | 2.0963e-05 | 0 | 2.0963e-05 | 5.3905e-05 | 0 | 5.3905e-05 | [16 empty] | 7.3.1.3 Ignition probability mapping showing the probability of ignition along the electric lines and equipmentWLDFRAggregatedAggregated | WLDFR | HFTD - Distribution - Tier 3 - 2QU CoRE ¦ 2QU LoRE | Non-Red Flag Warning - Large Fires | Aggregated | Aggregated | 2042 | 2.8327e-05 | 0 | 280.2309 | 0.007938 | 2042 | Mitigation | 0.08575 | 30 | 0 | esc | 0.0012005 | 3.4006e-08 | 0.00060025 | 1.7003e-08 | 0.0015435 | 4.3722e-08
[79 empty] | WLDFR | HFTD - Distribution - Tier 3 - 2QU CoRE ¦ 2QU LoRE | Non-Red Flag Warning - Destructive Fires | 2037 | 4.1989e-09 | 2.0995e-09 | 5.3986e-09 | 9984.8474 | 263.1074 | 9721.74 | 0 | 0 | 0 | 0 | 3.4977e-06 |  | 4.1926e-05 | 0 | 4.1926e-05 | 2.0963e-05 | 0 | 2.0963e-05 | 5.3905e-05 | 0 | 5.3905e-05 | [16 empty] | 7.3.1.3 Ignition probability mapping showing the probability of ignition along the electric lines and equipmentWLDFRAggregatedAggregated | WLDFR | HFTD - Distribution - Tier 3 - 2QU CoRE ¦ 2QU LoRE | Non-Red Flag Warning - Large Fires | Aggregated | Aggregated | 2043 | 2.8327e-05 | 0 | 280.2309 | 0.007938 | 2043 | Mitigation | 0.08575 | 30 | 0 | esc | 0.0012005 | 3.4006e-08 | 0.00060025 | 1.7003e-08 | 0.0015435 | 4.3722e-08
[79 empty] | WLDFR | HFTD - Distribution - Tier 3 - 2QU CoRE ¦ 2QU LoRE | Non-Red Flag Warning - Destructive Fires | 2038 | 4.1989e-09 | 2.0995e-09 | 5.3986e-09 | 10472.8261 | 280.5544 | 10192.2718 | 0 | 0 | 0 | 0 | 3.4977e-06 |  | 4.3975e-05 | 0 | 4.3975e-05 | 2.1987e-05 | 0 | 2.1987e-05 | 5.6539e-05 | 0 | 5.6539e-05 | [16 empty] | 7.3.1.3 Ignition probability mapping showing the probability of ignition along the electric lines and equipmentWLDFRAggregatedAggregated | WLDFR | HFTD - Distribution - Tier 3 - 2QU CoRE ¦ 2QU LoRE | Non-Red Flag Warning - Large Fires | Aggregated | Aggregated | 2044 | 2.8327e-05 | 0 | 280.2309 | 0.007938 | 2044 | Mitigation | 0.08575 | 30 | 0 | esc | 0.0012005 | 3.4006e-08 | 0.00060025 | 1.7003e-08 | 0.0015435 | 4.3722e-08
[79 empty] | WLDFR | HFTD - Distribution - Tier 3 - 2QU CoRE ¦ 2QU LoRE | Non-Red Flag Warning - Destructive Fires | 2039 | 4.1989e-09 | 2.0995e-09 | 5.3986e-09 | 10472.8261 | 280.5544 | 10192.2718 | 0 | 0 | 0 | 0 | 3.4977e-06 |  | 4.3975e-05 | 0 | 4.3975e-05 | 2.1987e-05 | 0 | 2.1987e-05 | 5.6539e-05 | 0 | 5.6539e-05 | [16 empty] | 7.3.1.3 Ignition probability mapping showing the probability of ignition along the electric lines and equipmentWLDFRAggregatedAggregated | WLDFR | HFTD - Distribution - Tier 3 - 2QU CoRE ¦ 2QU LoRE | Non-Red Flag Warning - Large Fires | Aggregated | Aggregated | 2045 | 2.8327e-05 | 0 | 280.2309 | 0.007938 | 2045 | Mitigation | 0.08575 | 30 | 0 | esc | 0.0012005 | 3.4006e-08 | 0.00060025 | 1.7003e-08 | 0.0015435 | 4.3722e-08
[79 empty] | WLDFR | HFTD - Distribution - Tier 3 - 2QU CoRE ¦ 2QU LoRE | Non-Red Flag Warning - Destructive Fires | 2040 | 4.1989e-09 | 2.0995e-09 | 5.3986e-09 | 10472.8261 | 280.5544 | 10192.2718 | 0 | 0 | 0 | 0 | 3.4977e-06 |  | 4.3975e-05 | 0 | 4.3975e-05 | 2.1987e-05 | 0 | 2.1987e-05 | 5.6539e-05 | 0 | 5.6539e-05 | [16 empty] | 7.3.1.3 Ignition probability mapping showing the probability of ignition along the electric lines and equipmentWLDFRAggregatedAggregated | WLDFR | HFTD - Distribution - Tier 3 - 2QU CoRE ¦ 2QU LoRE | Non-Red Flag Warning - Large Fires | Aggregated | Aggregated | 2046 | 2.8327e-05 | 0 | 280.2309 | 0.007938 | 2046 | Mitigation | 0.08575 | 30 | 0 | esc | 0.0012005 | 3.4006e-08 | 0.00060025 | 1.7003e-08 | 0.0015435 | 4.3722e-08
[79 empty] | WLDFR | HFTD - Distribution - Tier 3 - 2QU CoRE ¦ 2QU LoRE | Non-Red Flag Warning - Destructive Fires | 2041 | 4.1989e-09 | 2.0995e-09 | 5.3986e-09 | 10472.8261 | 280.5544 | 10192.2718 | 0 | 0 | 0 | 0 | 3.4977e-06 |  | 4.3975e-05 | 0 | 4.3975e-05 | 2.1987e-05 | 0 | 2.1987e-05 | 5.6539e-05 | 0 | 5.6539e-05 | [16 empty] | 7.3.1.3 Ignition probability mapping showing the probability of ignition along the electric lines and equipmentWLDFRAggregatedAggregated | WLDFR | HFTD - Distribution - Tier 3 - 2QU CoRE ¦ 2QU LoRE | Non-Red Flag Warning - Large Fires | Aggregated | Aggregated | 2047 | 2.8327e-05 | 0 | 280.2309 | 0.007938 | 2047 | Mitigation | 0.08575 | 30 | 0 | esc | 0.0012005 | 3.4006e-08 | 0.00060025 | 1.7003e-08 | 0.0015435 | 4.3722e-08
[79 empty] | WLDFR | HFTD - Distribution - Tier 3 - 2QU CoRE ¦ 2QU LoRE | Non-Red Flag Warning - Destructive Fires | 2042 | 4.1989e-09 | 2.0995e-09 | 5.3986e-09 | 10472.8261 | 280.5544 | 10192.2718 | 0 | 0 | 0 | 0 | 3.4977e-06 |  | 4.3975e-05 | 0 | 4.3975e-05 | 2.1987e-05 | 0 | 2.1987e-05 | 5.6539e-05 | 0 | 5.6539e-05 | [16 empty] | 7.3.1.3 Ignition probability mapping showing the probability of ignition along the electric lines and equipmentWLDFRAggregatedAggregated | WLDFR | HFTD - Distribution - Tier 3 - 2QU CoRE ¦ 2QU LoRE | Non-Red Flag Warning - Large Fires | Aggregated | Aggregated | 2048 | 2.8327e-05 | 0 | 280.2309 | 0.007938 | 2048 | Mitigation | 0.08575 | 30 | 0 | esc | 0.0012005 | 3.4006e-08 | 0.00060025 | 1.7003e-08 | 0.0015435 | 4.3722e-08
[79 empty] | WLDFR | HFTD - Distribution - Tier 3 - 2QU CoRE ¦ 2QU LoRE | Non-Red Flag Warning - Destructive Fires | 2043 | 4.1989e-09 | 2.0995e-09 | 5.3986e-09 | 10992.1562 | 299.42 | 10692.7362 | 0 | 0 | 0 | 0 | 3.4977e-06 |  | 4.6155e-05 | 0 | 4.6155e-05 | 2.3078e-05 | 0 | 2.3078e-05 | 5.9343e-05 | 0 | 5.9343e-05 | [16 empty] | 7.3.1.3 Ignition probability mapping showing the probability of ignition along the electric lines and equipmentWLDFRAggregatedAggregated | WLDFR | HFTD - Distribution - Tier 3 - 2QU CoRE ¦ 2QU LoRE | Non-Red Flag Warning - Large Fires | Aggregated | Aggregated | 2049 | 2.8327e-05 | 0 | 280.2309 | 0.007938 | 2049 | Mitigation | 0.08575 | 30 | 0 | esc | 0.0012005 | 3.4006e-08 | 0.00060025 | 1.7003e-08 | 0.0015435 | 4.3722e-08
[79 empty] | WLDFR | HFTD - Distribution - Tier 3 - 2QU CoRE ¦ 2QU LoRE | Non-Red Flag Warning - Destructive Fires | 2044 | 4.1989e-09 | 2.0995e-09 | 5.3986e-09 | 10992.1562 | 299.42 | 10692.7362 | 0 | 0 | 0 | 0 | 3.4977e-06 |  | 4.6155e-05 | 0 | 4.6155e-05 | 2.3078e-05 | 0 | 2.3078e-05 | 5.9343e-05 | 0 | 5.9343e-05 | [16 empty] | 7.3.1.3 Ignition probability mapping showing the probability of ignition along the electric lines and equipmentWLDFRAggregatedAggregated | WLDFR | HFTD - Distribution - Tier 3 - 2QU CoRE ¦ 2QU LoRE | Non-Red Flag Warning - Large Fires | Aggregated | Aggregated | 2050 | 2.8327e-05 | 0 | 280.2309 | 0.007938 | 2050 | Mitigation | 0.08575 | 30 | 0 | esc | 0 | 0 | 0.00060025 | 1.7003e-08 | 0.0015435 | 4.3722e-08
[79 empty] | WLDFR | HFTD - Distribution - Tier 3 - 2QU CoRE ¦ 2QU LoRE | Non-Red Flag Warning - Destructive Fires | 2045 | 4.1989e-09 | 2.0995e-09 | 5.3986e-09 | 10992.1562 | 299.42 | 10692.7362 | 0 | 0 | 0 | 0 | 3.4977e-06 |  | 4.6155e-05 | 0 | 4.6155e-05 | 2.3078e-05 | 0 | 2.3078e-05 | 5.9343e-05 | 0 | 5.9343e-05 | [16 empty] | 7.3.1.3 Ignition probability mapping showing the probability of ignition along the electric lines and equipmentWLDFRAggregatedAggregated | WLDFR | HFTD - Distribution - Tier 3 - 2QU CoRE ¦ 2QU LoRE | Non-Red Flag Warning - Large Fires | Aggregated | Aggregated | 2051 | 2.8327e-05 | 0 | 280.2309 | 0.007938 | 2051 | Mitigation | 0.08575 | 30 | 0 | esc | 0 | 0 | 0 | 0 | 0.0015435 | 4.3722e-08
[79 empty] | WLDFR | HFTD - Distribution - Tier 3 - 2QU CoRE ¦ 2QU LoRE | Non-Red Flag Warning - Destructive Fires | 2046 | 4.1989e-09 | 2.0995e-09 | 5.3986e-09 | 10992.1562 | 299.42 | 10692.7362 | 0 | 0 | 0 | 0 | 3.4977e-06 |  | 4.6155e-05 | 0 | 4.6155e-05 | 2.3078e-05 | 0 | 2.3078e-05 | 5.9343e-05 | 0 | 5.9343e-05 | [16 empty] | 7.3.1.3 Ignition probability mapping showing the probability of ignition along the electric lines and equipmentWLDFRAggregatedAggregated | WLDFR | HFTD - Distribution - Tier 3 - 2QU CoRE ¦ 2QU LoRE | Non-Red Flag Warning - Small Fires | Aggregated | Aggregated | 2021 | 0.0053914 | 0 | 280.2309 | 1.5108 | 2021 | Mitigation | 0.08575 | 30 | 0 | esc | 0.0012005 | 6.4724e-06 | 0.00060025 | 3.2362e-06 | 0 | 0
[79 empty] | WLDFR | HFTD - Distribution - Tier 3 - 2QU CoRE ¦ 2QU LoRE | Non-Red Flag Warning - Destructive Fires | 2047 | 4.1989e-09 | 2.0995e-09 | 5.3986e-09 | 10992.1562 | 299.42 | 10692.7362 | 0 | 0 | 0 | 0 | 3.4977e-06 |  | 4.6155e-05 | 0 | 4.6155e-05 | 2.3078e-05 | 0 | 2.3078e-05 | 5.9343e-05 | 0 | 5.9343e-05 | [16 empty] | 7.3.1.3 Ignition probability mapping showing the probability of ignition along the electric lines and equipmentWLDFRAggregatedAggregated | WLDFR | HFTD - Distribution - Tier 3 - 2QU CoRE ¦ 2QU LoRE | Non-Red Flag Warning - Small Fires | Aggregated | Aggregated | 2022 | 0.0053914 | 0 | 280.2309 | 1.5108 | 2022 | Mitigation | 0.08575 | 30 | 0 | esc | 0.0012005 | 6.4724e-06 | 0.00060025 | 3.2362e-06 | 0.0015435 | 8.3217e-06
[79 empty] | WLDFR | HFTD - Distribution - Tier 3 - 2QU CoRE ¦ 2QU LoRE | Non-Red Flag Warning - Destructive Fires | 2048 | 4.1989e-09 | 2.0995e-09 | 5.3986e-09 | 11536.0538 | 319.4911 | 11216.5626 | 0 | 0 | 0 | 0 | 3.4977e-06 |  | 4.8439e-05 | 0 | 4.8439e-05 | 2.422e-05 | 0 | 2.422e-05 | 6.2279e-05 | 0 | 6.2279e-05 | [16 empty] | 7.3.1.3 Ignition probability mapping showing the probability of ignition along the electric lines and equipmentWLDFRAggregatedAggregated | WLDFR | HFTD - Distribution - Tier 3 - 2QU CoRE ¦ 2QU LoRE | Non-Red Flag Warning - Small Fires | Aggregated | Aggregated | 2023 | 0.0053914 | 0 | 280.2309 | 1.5108 | 2023 | Mitigation | 0.08575 | 30 | 0 | esc | 0.0012005 | 6.4724e-06 | 0.00060025 | 3.2362e-06 | 0.0015435 | 8.3217e-06
[79 empty] | WLDFR | HFTD - Distribution - Tier 3 - 2QU CoRE ¦ 2QU LoRE | Non-Red Flag Warning - Destructive Fires | 2049 | 4.1989e-09 | 2.0995e-09 | 5.3986e-09 | 11536.0538 | 319.4911 | 11216.5626 | 0 | 0 | 0 | 0 | 3.4977e-06 |  | 4.8439e-05 | 0 | 4.8439e-05 | 2.422e-05 | 0 | 2.422e-05 | 6.2279e-05 | 0 | 6.2279e-05 | [16 empty] | 7.3.1.3 Ignition probability mapping showing the probability of ignition along the electric lines and equipmentWLDFRAggregatedAggregated | WLDFR | HFTD - Distribution - Tier 3 - 2QU CoRE ¦ 2QU LoRE | Non-Red Flag Warning - Small Fires | Aggregated | Aggregated | 2024 | 0.0053914 | 0 | 280.2309 | 1.5108 | 2024 | Mitigation | 0.08575 | 30 | 0 | esc | 0.0012005 | 6.4724e-06 | 0.00060025 | 3.2362e-06 | 0.0015435 | 8.3217e-06
[79 empty] | WLDFR | HFTD - Distribution - Tier 3 - 2QU CoRE ¦ 2QU LoRE | Non-Red Flag Warning - Destructive Fires | 2050 | 0 | 2.0995e-09 | 5.3986e-09 | 11536.0538 | 319.4911 | 11216.5626 | 0 | 0 | 0 | 0 | 3.4977e-06 |  | 0 | 0 | 0 | 2.422e-05 | 0 | 2.422e-05 | 6.2279e-05 | 0 | 6.2279e-05 | [16 empty] | 7.3.1.3 Ignition probability mapping showing the probability of ignition along the electric lines and equipmentWLDFRAggregatedAggregated | WLDFR | HFTD - Distribution - Tier 3 - 2QU CoRE ¦ 2QU LoRE | Non-Red Flag Warning - Small Fires | Aggregated | Aggregated | 2025 | 0.0053914 | 0 | 280.2309 | 1.5108 | 2025 | Mitigation | 0.08575 | 30 | 0 | esc | 0.0012005 | 6.4724e-06 | 0.00060025 | 3.2362e-06 | 0.0015435 | 8.3217e-06
[79 empty] | WLDFR | HFTD - Distribution - Tier 3 - 2QU CoRE ¦ 2QU LoRE | Non-Red Flag Warning - Destructive Fires | 2051 | 0 | 0 | 5.3986e-09 | 11536.0538 | 319.4911 | 11216.5626 | 0 | 0 | 0 | 0 | 3.4977e-06 |  | 0 | 0 | 0 | 0 | 0 | 0 | 6.2279e-05 | 0 | 6.2279e-05 | [16 empty] | 7.3.1.3 Ignition probability mapping showing the probability of ignition along the electric lines and equipmentWLDFRAggregatedAggregated | WLDFR | HFTD - Distribution - Tier 3 - 2QU CoRE ¦ 2QU LoRE | Non-Red Flag Warning - Small Fires | Aggregated | Aggregated | 2026 | 0.0053914 | 0 | 280.2309 | 1.5108 | 2026 | Mitigation | 0.08575 | 30 | 0 | esc | 0.0012005 | 6.4724e-06 | 0.00060025 | 3.2362e-06 | 0.0015435 | 8.3217e-06
[79 empty] | WLDFR | HFTD - Distribution - Tier 3 - 2QU CoRE ¦ 2QU LoRE | Non-Red Flag Warning - Large Fires | 2020 | 3.4006e-08 | 0 | 0 | 5.2406 | 0.69642 | 2.942 | 1.6022 | 0 | 0 | 0 | 2.8327e-05 |  | 1.7821e-07 | 0 | 1.7821e-07 | 0 | 0 | 0 | 0 | 0 | 0 | [16 empty] | 7.3.1.3 Ignition probability mapping showing the probability of ignition along the electric lines and equipmentWLDFRAggregatedAggregated | WLDFR | HFTD - Distribution - Tier 3 - 2QU CoRE ¦ 2QU LoRE | Non-Red Flag Warning - Small Fires | Aggregated | Aggregated | 2027 | 0.0053914 | 0 | 280.2309 | 1.5108 | 2027 | Mitigation | 0.08575 | 30 | 0 | esc | 0.0012005 | 6.4724e-06 | 0.00060025 | 3.2362e-06 | 0.0015435 | 8.3217e-06
[79 empty] | WLDFR | HFTD - Distribution - Tier 3 - 2QU CoRE ¦ 2QU LoRE | Non-Red Flag Warning - Large Fires | 2021 | 3.4006e-08 | 1.7003e-08 | 0 | 5.2406 | 0.69642 | 2.942 | 1.6022 | 0 | 0 | 0 | 2.8327e-05 |  | 1.7821e-07 | 0 | 1.7821e-07 | 8.9105e-08 | 0 | 8.9105e-08 | 0 | 0 | 0 | [16 empty] | 7.3.1.3 Ignition probability mapping showing the probability of ignition along the electric lines and equipmentWLDFRAggregatedAggregated | WLDFR | HFTD - Distribution - Tier 3 - 2QU CoRE ¦ 2QU LoRE | Non-Red Flag Warning - Small Fires | Aggregated | Aggregated | 2028 | 0.0053914 | 0 | 280.2309 | 1.5108 | 2028 | Mitigation | 0.08575 | 30 | 0 | esc | 0.0012005 | 6.4724e-06 | 0.00060025 | 3.2362e-06 | 0.0015435 | 8.3217e-06
[79 empty] | WLDFR | HFTD - Distribution - Tier 3 - 2QU CoRE ¦ 2QU LoRE | Non-Red Flag Warning - Large Fires | 2022 | 3.4006e-08 | 1.7003e-08 | 4.3722e-08 | 5.2406 | 0.69642 | 2.942 | 1.6022 | 0 | 0 | 0 | 2.8327e-05 |  | 1.7821e-07 | 0 | 1.7821e-07 | 8.9105e-08 | 0 | 8.9105e-08 | 2.2913e-07 | 0 | 2.2913e-07 | [16 empty] | 7.3.1.3 Ignition probability mapping showing the probability of ignition along the electric lines and equipmentWLDFRAggregatedAggregated | WLDFR | HFTD - Distribution - Tier 3 - 2QU CoRE ¦ 2QU LoRE | Non-Red Flag Warning - Small Fires | Aggregated | Aggregated | 2029 | 0.0053914 | 0 | 280.2309 | 1.5108 | 2029 | Mitigation | 0.08575 | 30 | 0 | esc | 0.0012005 | 6.4724e-06 | 0.00060025 | 3.2362e-06 | 0.0015435 | 8.3217e-06
[79 empty] | WLDFR | HFTD - Distribution - Tier 3 - 2QU CoRE ¦ 2QU LoRE | Non-Red Flag Warning - Large Fires | 2023 | 3.4006e-08 | 1.7003e-08 | 4.3722e-08 | 5.475 | 0.71896 | 3.0715 | 1.6846 | 0 | 0 | 0 | 2.8327e-05 |  | 1.8618e-07 | 0 | 1.8618e-07 | 9.3092e-08 | 0 | 9.3092e-08 | 2.3938e-07 | 0 | 2.3938e-07 | [16 empty] | 7.3.1.3 Ignition probability mapping showing the probability of ignition along the electric lines and equipmentWLDFRAggregatedAggregated | WLDFR | HFTD - Distribution - Tier 3 - 2QU CoRE ¦ 2QU LoRE | Non-Red Flag Warning - Small Fires | Aggregated | Aggregated | 2030 | 0.0053914 | 0 | 280.2309 | 1.5108 | 2030 | Mitigation | 0.08575 | 30 | 0 | esc | 0.0012005 | 6.4724e-06 | 0.00060025 | 3.2362e-06 | 0.0015435 | 8.3217e-06
[79 empty] | WLDFR | HFTD - Distribution - Tier 3 - 2QU CoRE ¦ 2QU LoRE | Non-Red Flag Warning - Large Fires | 2024 | 3.4006e-08 | 1.7003e-08 | 4.3722e-08 | 5.475 | 0.71896 | 3.0715 | 1.6846 | 0 | 0 | 0 | 2.8327e-05 |  | 1.8618e-07 | 0 | 1.8618e-07 | 9.3092e-08 | 0 | 9.3092e-08 | 2.3938e-07 | 0 | 2.3938e-07 | [16 empty] | 7.3.1.3 Ignition probability mapping showing the probability of ignition along the electric lines and equipmentWLDFRAggregatedAggregated | WLDFR | HFTD - Distribution - Tier 3 - 2QU CoRE ¦ 2QU LoRE | Non-Red Flag Warning - Small Fires | Aggregated | Aggregated | 2031 | 0.0053914 | 0 | 280.2309 | 1.5108 | 2031 | Mitigation | 0.08575 | 30 | 0 | esc | 0.0012005 | 6.4724e-06 | 0.00060025 | 3.2362e-06 | 0.0015435 | 8.3217e-06
[79 empty] | WLDFR | HFTD - Distribution - Tier 3 - 2QU CoRE ¦ 2QU LoRE | Non-Red Flag Warning - Large Fires | 2025 | 3.4006e-08 | 1.7003e-08 | 4.3722e-08 | 5.475 | 0.71896 | 3.0715 | 1.6846 | 0 | 0 | 0 | 2.8327e-05 |  | 1.8618e-07 | 0 | 1.8618e-07 | 9.3092e-08 | 0 | 9.3092e-08 | 2.3938e-07 | 0 | 2.3938e-07 | [16 empty] | 7.3.1.3 Ignition probability mapping showing the probability of ignition along the electric lines and equipmentWLDFRAggregatedAggregated | WLDFR | HFTD - Distribution - Tier 3 - 2QU CoRE ¦ 2QU LoRE | Non-Red Flag Warning - Small Fires | Aggregated | Aggregated | 2032 | 0.0053914 | 0 | 280.2309 | 1.5108 | 2032 | Mitigation | 0.08575 | 30 | 0 | esc | 0.0012005 | 6.4724e-06 | 0.00060025 | 3.2362e-06 | 0.0015435 | 8.3217e-06
[79 empty] | WLDFR | HFTD - Distribution - Tier 3 - 2QU CoRE ¦ 2QU LoRE | Non-Red Flag Warning - Large Fires | 2026 | 3.4006e-08 | 1.7003e-08 | 4.3722e-08 | 5.475 | 0.71896 | 3.0715 | 1.6846 | 0 | 0 | 0 | 2.8327e-05 |  | 1.8618e-07 | 0 | 1.8618e-07 | 9.3092e-08 | 0 | 9.3092e-08 | 2.3938e-07 | 0 | 2.3938e-07 | [16 empty] | 7.3.1.3 Ignition probability mapping showing the probability of ignition along the electric lines and equipmentWLDFRAggregatedAggregated | WLDFR | HFTD - Distribution - Tier 3 - 2QU CoRE ¦ 2QU LoRE | Non-Red Flag Warning - Small Fires | Aggregated | Aggregated | 2033 | 0.0053914 | 0 | 280.2309 | 1.5108 | 2033 | Mitigation | 0.08575 | 30 | 0 | esc | 0.0012005 | 6.4724e-06 | 0.00060025 | 3.2362e-06 | 0.0015435 | 8.3217e-06
[79 empty] | WLDFR | HFTD - Distribution - Tier 3 - 2QU CoRE ¦ 2QU LoRE | Non-Red Flag Warning - Large Fires | 2027 | 3.4006e-08 | 1.7003e-08 | 4.3722e-08 | 5.475 | 0.71896 | 3.0715 | 1.6846 | 0 | 0 | 0 | 2.8327e-05 |  | 1.8618e-07 | 0 | 1.8618e-07 | 9.3092e-08 | 0 | 9.3092e-08 | 2.3938e-07 | 0 | 2.3938e-07 | [16 empty] | 7.3.1.3 Ignition probability mapping showing the probability of ignition along the electric lines and equipmentWLDFRAggregatedAggregated | WLDFR | HFTD - Distribution - Tier 3 - 2QU CoRE ¦ 2QU LoRE | Non-Red Flag Warning - Small Fires | Aggregated | Aggregated | 2034 | 0.0053914 | 0 | 280.2309 | 1.5108 | 2034 | Mitigation | 0.08575 | 30 | 0 | esc | 0.0012005 | 6.4724e-06 | 0.00060025 | 3.2362e-06 | 0.0015435 | 8.3217e-06
[79 empty] | WLDFR | HFTD - Distribution - Tier 3 - 2QU CoRE ¦ 2QU LoRE | Non-Red Flag Warning - Large Fires | 2028 | 3.4006e-08 | 1.7003e-08 | 4.3722e-08 | 5.777 | 0.74734 | 3.238 | 1.7917 | 0 | 0 | 0 | 2.8327e-05 |  | 1.9645e-07 | 0 | 1.9645e-07 | 9.8227e-08 | 0 | 9.8227e-08 | 2.5258e-07 | 0 | 2.5258e-07 | [16 empty] | 7.3.1.3 Ignition probability mapping showing the probability of ignition along the electric lines and equipmentWLDFRAggregatedAggregated | WLDFR | HFTD - Distribution - Tier 3 - 2QU CoRE ¦ 2QU LoRE | Non-Red Flag Warning - Small Fires | Aggregated | Aggregated | 2035 | 0.0053914 | 0 | 280.2309 | 1.5108 | 2035 | Mitigation | 0.08575 | 30 | 0 | esc | 0.0012005 | 6.4724e-06 | 0.00060025 | 3.2362e-06 | 0.0015435 | 8.3217e-06
[79 empty] | WLDFR | HFTD - Distribution - Tier 3 - 2QU CoRE ¦ 2QU LoRE | Non-Red Flag Warning - Large Fires | 2029 | 3.4006e-08 | 1.7003e-08 | 4.3722e-08 | 5.777 | 0.74734 | 3.238 | 1.7917 | 0 | 0 | 0 | 2.8327e-05 |  | 1.9645e-07 | 0 | 1.9645e-07 | 9.8227e-08 | 0 | 9.8227e-08 | 2.5258e-07 | 0 | 2.5258e-07 | [16 empty] | 7.3.1.3 Ignition probability mapping showing the probability of ignition along the electric lines and equipmentWLDFRAggregatedAggregated | WLDFR | HFTD - Distribution - Tier 3 - 2QU CoRE ¦ 2QU LoRE | Non-Red Flag Warning - Small Fires | Aggregated | Aggregated | 2036 | 0.0053914 | 0 | 280.2309 | 1.5108 | 2036 | Mitigation | 0.08575 | 30 | 0 | esc | 0.0012005 | 6.4724e-06 | 0.00060025 | 3.2362e-06 | 0.0015435 | 8.3217e-06
[79 empty] | WLDFR | HFTD - Distribution - Tier 3 - 2QU CoRE ¦ 2QU LoRE | Non-Red Flag Warning - Large Fires | 2030 | 3.4006e-08 | 1.7003e-08 | 4.3722e-08 | 5.777 | 0.74734 | 3.238 | 1.7917 | 0 | 0 | 0 | 2.8327e-05 |  | 1.9645e-07 | 0 | 1.9645e-07 | 9.8227e-08 | 0 | 9.8227e-08 | 2.5258e-07 | 0 | 2.5258e-07 | [16 empty] | 7.3.1.3 Ignition probability mapping showing the probability of ignition along the electric lines and equipmentWLDFRAggregatedAggregated | WLDFR | HFTD - Distribution - Tier 3 - 2QU CoRE ¦ 2QU LoRE | Non-Red Flag Warning - Small Fires | Aggregated | Aggregated | 2037 | 0.0053914 | 0 | 280.2309 | 1.5108 | 2037 | Mitigation | 0.08575 | 30 | 0 | esc | 0.0012005 | 6.4724e-06 | 0.00060025 | 3.2362e-06 | 0.0015435 | 8.3217e-06
[79 empty] | WLDFR | HFTD - Distribution - Tier 3 - 2QU CoRE ¦ 2QU LoRE | Non-Red Flag Warning - Large Fires | 2031 | 3.4006e-08 | 1.7003e-08 | 4.3722e-08 | 5.777 | 0.74734 | 3.238 | 1.7917 | 0 | 0 | 0 | 2.8327e-05 |  | 1.9645e-07 | 0 | 1.9645e-07 | 9.8227e-08 | 0 | 9.8227e-08 | 2.5258e-07 | 0 | 2.5258e-07 | [16 empty] | 7.3.1.3 Ignition probability mapping showing the probability of ignition along the electric lines and equipmentWLDFRAggregatedAggregated | WLDFR | HFTD - Distribution - Tier 3 - 2QU CoRE ¦ 2QU LoRE | Non-Red Flag Warning - Small Fires | Aggregated | Aggregated | 2038 | 0.0053914 | 0 | 280.2309 | 1.5108 | 2038 | Mitigation | 0.08575 | 30 | 0 | esc | 0.0012005 | 6.4724e-06 | 0.00060025 | 3.2362e-06 | 0.0015435 | 8.3217e-06
[79 empty] | WLDFR | HFTD - Distribution - Tier 3 - 2QU CoRE ¦ 2QU LoRE | Non-Red Flag Warning - Large Fires | 2032 | 3.4006e-08 | 1.7003e-08 | 4.3722e-08 | 5.777 | 0.74734 | 3.238 | 1.7917 | 0 | 0 | 0 | 2.8327e-05 |  | 1.9645e-07 | 0 | 1.9645e-07 | 9.8227e-08 | 0 | 9.8227e-08 | 2.5258e-07 | 0 | 2.5258e-07 | [16 empty] | 7.3.1.3 Ignition probability mapping showing the probability of ignition along the electric lines and equipmentWLDFRAggregatedAggregated | WLDFR | HFTD - Distribution - Tier 3 - 2QU CoRE ¦ 2QU LoRE | Non-Red Flag Warning - Small Fires | Aggregated | Aggregated | 2039 | 0.0053914 | 0 | 280.2309 | 1.5108 | 2039 | Mitigation | 0.08575 | 30 | 0 | esc | 0.0012005 | 6.4724e-06 | 0.00060025 | 3.2362e-06 | 0.0015435 | 8.3217e-06
[79 empty] | WLDFR | HFTD - Distribution - Tier 3 - 2QU CoRE ¦ 2QU LoRE | Non-Red Flag Warning - Large Fires | 2033 | 3.4006e-08 | 1.7003e-08 | 4.3722e-08 | 6.1205 | 0.77885 | 3.4265 | 1.9151 | 0 | 0 | 0 | 2.8327e-05 |  | 2.0813e-07 | 0 | 2.0813e-07 | 1.0407e-07 | 0 | 1.0407e-07 | 2.676e-07 | 0 | 2.676e-07 | [16 empty] | 7.3.1.3 Ignition probability mapping showing the probability of ignition along the electric lines and equipmentWLDFRAggregatedAggregated | WLDFR | HFTD - Distribution - Tier 3 - 2QU CoRE ¦ 2QU LoRE | Non-Red Flag Warning - Small Fires | Aggregated | Aggregated | 2040 | 0.0053914 | 0 | 280.2309 | 1.5108 | 2040 | Mitigation | 0.08575 | 30 | 0 | esc | 0.0012005 | 6.4724e-06 | 0.00060025 | 3.2362e-06 | 0.0015435 | 8.3217e-06
[79 empty] | WLDFR | HFTD - Distribution - Tier 3 - 2QU CoRE ¦ 2QU LoRE | Non-Red Flag Warning - Large Fires | 2034 | 3.4006e-08 | 1.7003e-08 | 4.3722e-08 | 6.1205 | 0.77885 | 3.4265 | 1.9151 | 0 | 0 | 0 | 2.8327e-05 |  | 2.0813e-07 | 0 | 2.0813e-07 | 1.0407e-07 | 0 | 1.0407e-07 | 2.676e-07 | 0 | 2.676e-07 | [16 empty] | 7.3.1.3 Ignition probability mapping showing the probability of ignition along the electric lines and equipmentWLDFRAggregatedAggregated | WLDFR | HFTD - Distribution - Tier 3 - 2QU CoRE ¦ 2QU LoRE | Non-Red Flag Warning - Small Fires | Aggregated | Aggregated | 2041 | 0.0053914 | 0 | 280.2309 | 1.5108 | 2041 | Mitigation | 0.08575 | 30 | 0 | esc | 0.0012005 | 6.4724e-06 | 0.00060025 | 3.2362e-06 | 0.0015435 | 8.3217e-06
[79 empty] | WLDFR | HFTD - Distribution - Tier 3 - 2QU CoRE ¦ 2QU LoRE | Non-Red Flag Warning - Large Fires | 2035 | 3.4006e-08 | 1.7003e-08 | 4.3722e-08 | 6.1205 | 0.77885 | 3.4265 | 1.9151 | 0 | 0 | 0 | 2.8327e-05 |  | 2.0813e-07 | 0 | 2.0813e-07 | 1.0407e-07 | 0 | 1.0407e-07 | 2.676e-07 | 0 | 2.676e-07 | [16 empty] | 7.3.1.3 Ignition probability mapping showing the probability of ignition along the electric lines and equipmentWLDFRAggregatedAggregated | WLDFR | HFTD - Distribution - Tier 3 - 2QU CoRE ¦ 2QU LoRE | Non-Red Flag Warning - Small Fires | Aggregated | Aggregated | 2042 | 0.0053914 | 0 | 280.2309 | 1.5108 | 2042 | Mitigation | 0.08575 | 30 | 0 | esc | 0.0012005 | 6.4724e-06 | 0.00060025 | 3.2362e-06 | 0.0015435 | 8.3217e-06
[79 empty] | WLDFR | HFTD - Distribution - Tier 3 - 2QU CoRE ¦ 2QU LoRE | Non-Red Flag Warning - Large Fires | 2036 | 3.4006e-08 | 1.7003e-08 | 4.3722e-08 | 6.1205 | 0.77885 | 3.4265 | 1.9151 | 0 | 0 | 0 | 2.8327e-05 |  | 2.0813e-07 | 0 | 2.0813e-07 | 1.0407e-07 | 0 | 1.0407e-07 | 2.676e-07 | 0 | 2.676e-07 | [16 empty] | 7.3.1.3 Ignition probability mapping showing the probability of ignition along the electric lines and equipmentWLDFRAggregatedAggregated | WLDFR | HFTD - Distribution - Tier 3 - 2QU CoRE ¦ 2QU LoRE | Non-Red Flag Warning - Small Fires | Aggregated | Aggregated | 2043 | 0.0053914 | 0 | 280.2309 | 1.5108 | 2043 | Mitigation | 0.08575 | 30 | 0 | esc | 0.0012005 | 6.4724e-06 | 0.00060025 | 3.2362e-06 | 0.0015435 | 8.3217e-06
[79 empty] | WLDFR | HFTD - Distribution - Tier 3 - 2QU CoRE ¦ 2QU LoRE | Non-Red Flag Warning - Large Fires | 2037 | 3.4006e-08 | 1.7003e-08 | 4.3722e-08 | 6.1205 | 0.77885 | 3.4265 | 1.9151 | 0 | 0 | 0 | 2.8327e-05 |  | 2.0813e-07 | 0 | 2.0813e-07 | 1.0407e-07 | 0 | 1.0407e-07 | 2.676e-07 | 0 | 2.676e-07 | [16 empty] | 7.3.1.3 Ignition probability mapping showing the probability of ignition along the electric lines and equipmentWLDFRAggregatedAggregated | WLDFR | HFTD - Distribution - Tier 3 - 2QU CoRE ¦ 2QU LoRE | Non-Red Flag Warning - Small Fires | Aggregated | Aggregated | 2044 | 0.0053914 | 0 | 280.2309 | 1.5108 | 2044 | Mitigation | 0.08575 | 30 | 0 | esc | 0.0012005 | 6.4724e-06 | 0.00060025 | 3.2362e-06 | 0.0015435 | 8.3217e-06
[79 empty] | WLDFR | HFTD - Distribution - Tier 3 - 2QU CoRE ¦ 2QU LoRE | Non-Red Flag Warning - Large Fires | 2038 | 3.4006e-08 | 1.7003e-08 | 4.3722e-08 | 6.5028 | 0.81304 | 3.6355 | 2.0543 | 0 | 0 | 0 | 2.8327e-05 |  | 2.2113e-07 | 0 | 2.2113e-07 | 1.1057e-07 | 0 | 1.1057e-07 | 2.8432e-07 | 0 | 2.8432e-07 | [16 empty] | 7.3.1.3 Ignition probability mapping showing the probability of ignition along the electric lines and equipmentWLDFRAggregatedAggregated | WLDFR | HFTD - Distribution - Tier 3 - 2QU CoRE ¦ 2QU LoRE | Non-Red Flag Warning - Small Fires | Aggregated | Aggregated | 2045 | 0.0053914 | 0 | 280.2309 | 1.5108 | 2045 | Mitigation | 0.08575 | 30 | 0 | esc | 0.0012005 | 6.4724e-06 | 0.00060025 | 3.2362e-06 | 0.0015435 | 8.3217e-06
[79 empty] | WLDFR | HFTD - Distribution - Tier 3 - 2QU CoRE ¦ 2QU LoRE | Non-Red Flag Warning - Large Fires | 2039 | 3.4006e-08 | 1.7003e-08 | 4.3722e-08 | 6.5028 | 0.81304 | 3.6355 | 2.0543 | 0 | 0 | 0 | 2.8327e-05 |  | 2.2113e-07 | 0 | 2.2113e-07 | 1.1057e-07 | 0 | 1.1057e-07 | 2.8432e-07 | 0 | 2.8432e-07 | [16 empty] | 7.3.1.3 Ignition probability mapping showing the probability of ignition along the electric lines and equipmentWLDFRAggregatedAggregated | WLDFR | HFTD - Distribution - Tier 3 - 2QU CoRE ¦ 2QU LoRE | Non-Red Flag Warning - Small Fires | Aggregated | Aggregated | 2046 | 0.0053914 | 0 | 280.2309 | 1.5108 | 2046 | Mitigation | 0.08575 | 30 | 0 | esc | 0.0012005 | 6.4724e-06 | 0.00060025 | 3.2362e-06 | 0.0015435 | 8.3217e-06
[79 empty] | WLDFR | HFTD - Distribution - Tier 3 - 2QU CoRE ¦ 2QU LoRE | Non-Red Flag Warning - Large Fires | 2040 | 3.4006e-08 | 1.7003e-08 | 4.3722e-08 | 6.5028 | 0.81304 | 3.6355 | 2.0543 | 0 | 0 | 0 | 2.8327e-05 |  | 2.2113e-07 | 0 | 2.2113e-07 | 1.1057e-07 | 0 | 1.1057e-07 | 2.8432e-07 | 0 | 2.8432e-07 | [16 empty] | 7.3.1.3 Ignition probability mapping showing the probability of ignition along the electric lines and equipmentWLDFRAggregatedAggregated | WLDFR | HFTD - Distribution - Tier 3 - 2QU CoRE ¦ 2QU LoRE | Non-Red Flag Warning - Small Fires | Aggregated | Aggregated | 2047 | 0.0053914 | 0 | 280.2309 | 1.5108 | 2047 | Mitigation | 0.08575 | 30 | 0 | esc | 0.0012005 | 6.4724e-06 | 0.00060025 | 3.2362e-06 | 0.0015435 | 8.3217e-06
[79 empty] | WLDFR | HFTD - Distribution - Tier 3 - 2QU CoRE ¦ 2QU LoRE | Non-Red Flag Warning - Large Fires | 2041 | 3.4006e-08 | 1.7003e-08 | 4.3722e-08 | 6.5028 | 0.81304 | 3.6355 | 2.0543 | 0 | 0 | 0 | 2.8327e-05 |  | 2.2113e-07 | 0 | 2.2113e-07 | 1.1057e-07 | 0 | 1.1057e-07 | 2.8432e-07 | 0 | 2.8432e-07 | [16 empty] | 7.3.1.3 Ignition probability mapping showing the probability of ignition along the electric lines and equipmentWLDFRAggregatedAggregated | WLDFR | HFTD - Distribution - Tier 3 - 2QU CoRE ¦ 2QU LoRE | Non-Red Flag Warning - Small Fires | Aggregated | Aggregated | 2048 | 0.0053914 | 0 | 280.2309 | 1.5108 | 2048 | Mitigation | 0.08575 | 30 | 0 | esc | 0.0012005 | 6.4724e-06 | 0.00060025 | 3.2362e-06 | 0.0015435 | 8.3217e-06
[79 empty] | WLDFR | HFTD - Distribution - Tier 3 - 2QU CoRE ¦ 2QU LoRE | Non-Red Flag Warning - Large Fires | 2042 | 3.4006e-08 | 1.7003e-08 | 4.3722e-08 | 6.5028 | 0.81304 | 3.6355 | 2.0543 | 0 | 0 | 0 | 2.8327e-05 |  | 2.2113e-07 | 0 | 2.2113e-07 | 1.1057e-07 | 0 | 1.1057e-07 | 2.8432e-07 | 0 | 2.8432e-07 | [16 empty] | 7.3.1.3 Ignition probability mapping showing the probability of ignition along the electric lines and equipmentWLDFRAggregatedAggregated | WLDFR | HFTD - Distribution - Tier 3 - 2QU CoRE ¦ 2QU LoRE | Non-Red Flag Warning - Small Fires | Aggregated | Aggregated | 2049 | 0.0053914 | 0 | 280.2309 | 1.5108 | 2049 | Mitigation | 0.08575 | 30 | 0 | esc | 0.0012005 | 6.4724e-06 | 0.00060025 | 3.2362e-06 | 0.0015435 | 8.3217e-06
[79 empty] | WLDFR | HFTD - Distribution - Tier 3 - 2QU CoRE ¦ 2QU LoRE | Non-Red Flag Warning - Large Fires | 2043 | 3.4006e-08 | 1.7003e-08 | 4.3722e-08 | 6.9209 | 0.84944 | 3.8632 | 2.2083 | 0 | 0 | 0 | 2.8327e-05 |  | 2.3535e-07 | 0 | 2.3535e-07 | 1.1768e-07 | 0 | 1.1768e-07 | 3.026e-07 | 0 | 3.026e-07 | [16 empty] | 7.3.1.3 Ignition probability mapping showing the probability of ignition along the electric lines and equipmentWLDFRAggregatedAggregated | WLDFR | HFTD - Distribution - Tier 3 - 2QU CoRE ¦ 2QU LoRE | Non-Red Flag Warning - Small Fires | Aggregated | Aggregated | 2050 | 0.0053914 | 0 | 280.2309 | 1.5108 | 2050 | Mitigation | 0.08575 | 30 | 0 | esc | 0 | 0 | 0.00060025 | 3.2362e-06 | 0.0015435 | 8.3217e-06
[79 empty] | WLDFR | HFTD - Distribution - Tier 3 - 2QU CoRE ¦ 2QU LoRE | Non-Red Flag Warning - Large Fires | 2044 | 3.4006e-08 | 1.7003e-08 | 4.3722e-08 | 6.9209 | 0.84944 | 3.8632 | 2.2083 | 0 | 0 | 0 | 2.8327e-05 |  | 2.3535e-07 | 0 | 2.3535e-07 | 1.1768e-07 | 0 | 1.1768e-07 | 3.026e-07 | 0 | 3.026e-07 | [16 empty] | 7.3.1.3 Ignition probability mapping showing the probability of ignition along the electric lines and equipmentWLDFRAggregatedAggregated | WLDFR | HFTD - Distribution - Tier 3 - 2QU CoRE ¦ 2QU LoRE | Non-Red Flag Warning - Small Fires | Aggregated | Aggregated | 2051 | 0.0053914 | 0 | 280.2309 | 1.5108 | 2051 | Mitigation | 0.08575 | 30 | 0 | esc | 0 | 0 | 0 | 0 | 0.0015435 | 8.3217e-06
[79 empty] | WLDFR | HFTD - Distribution - Tier 3 - 2QU CoRE ¦ 2QU LoRE | Non-Red Flag Warning - Large Fires | 2045 | 3.4006e-08 | 1.7003e-08 | 4.3722e-08 | 6.9209 | 0.84944 | 3.8632 | 2.2083 | 0 | 0 | 0 | 2.8327e-05 |  | 2.3535e-07 | 0 | 2.3535e-07 | 1.1768e-07 | 0 | 1.1768e-07 | 3.026e-07 | 0 | 3.026e-07 | [16 empty] | 7.3.1.3 Ignition probability mapping showing the probability of ignition along the electric lines and equipmentWLDFRAggregatedAggregated | WLDFR | HFTD - Distribution - Tier 3 - 2QU CoRE ¦ 2QU LoRE | Red Flag Warning - Catastrophic Fires | Aggregated | Aggregated | 2021 | 9.0083e-05 | 0 | 280.2309 | 0.025244 | 2021 | Mitigation | 0.08575 | 30 | 0 | esc | 0.0012005 | 1.0814e-07 | 0.00060025 | 5.4072e-08 | 0 | 0
[79 empty] | WLDFR | HFTD - Distribution - Tier 3 - 2QU CoRE ¦ 2QU LoRE | Non-Red Flag Warning - Large Fires | 2046 | 3.4006e-08 | 1.7003e-08 | 4.3722e-08 | 6.9209 | 0.84944 | 3.8632 | 2.2083 | 0 | 0 | 0 | 2.8327e-05 |  | 2.3535e-07 | 0 | 2.3535e-07 | 1.1768e-07 | 0 | 1.1768e-07 | 3.026e-07 | 0 | 3.026e-07 | [16 empty] | 7.3.1.3 Ignition probability mapping showing the probability of ignition along the electric lines and equipmentWLDFRAggregatedAggregated | WLDFR | HFTD - Distribution - Tier 3 - 2QU CoRE ¦ 2QU LoRE | Red Flag Warning - Catastrophic Fires | Aggregated | Aggregated | 2022 | 9.0083e-05 | 0 | 280.2309 | 0.025244 | 2022 | Mitigation | 0.08575 | 30 | 0 | esc | 0.0012005 | 1.0814e-07 | 0.00060025 | 5.4072e-08 | 0.0015435 | 1.3904e-07
[79 empty] | WLDFR | HFTD - Distribution - Tier 3 - 2QU CoRE ¦ 2QU LoRE | Non-Red Flag Warning - Large Fires | 2047 | 3.4006e-08 | 1.7003e-08 | 4.3722e-08 | 6.9209 | 0.84944 | 3.8632 | 2.2083 | 0 | 0 | 0 | 2.8327e-05 |  | 2.3535e-07 | 0 | 2.3535e-07 | 1.1768e-07 | 0 | 1.1768e-07 | 3.026e-07 | 0 | 3.026e-07 | [16 empty] | 7.3.1.3 Ignition probability mapping showing the probability of ignition along the electric lines and equipmentWLDFRAggregatedAggregated | WLDFR | HFTD - Distribution - Tier 3 - 2QU CoRE ¦ 2QU LoRE | Red Flag Warning - Catastrophic Fires | Aggregated | Aggregated | 2023 | 9.0083e-05 | 0 | 280.2309 | 0.025244 | 2023 | Mitigation | 0.08575 | 30 | 0 | esc | 0.0012005 | 1.0814e-07 | 0.00060025 | 5.4072e-08 | 0.0015435 | 1.3904e-07
[79 empty] | WLDFR | HFTD - Distribution - Tier 3 - 2QU CoRE ¦ 2QU LoRE | Non-Red Flag Warning - Large Fires | 2048 | 3.4006e-08 | 1.7003e-08 | 4.3722e-08 | 7.3713 | 0.88759 | 4.1075 | 2.3763 | 0 | 0 | 0 | 2.8327e-05 |  | 2.5067e-07 | 0 | 2.5067e-07 | 1.2534e-07 | 0 | 1.2534e-07 | 3.2229e-07 | 0 | 3.2229e-07 | [16 empty] | 7.3.1.3 Ignition probability mapping showing the probability of ignition along the electric lines and equipmentWLDFRAggregatedAggregated | WLDFR | HFTD - Distribution - Tier 3 - 2QU CoRE ¦ 2QU LoRE | Red Flag Warning - Catastrophic Fires | Aggregated | Aggregated | 2024 | 9.0083e-05 | 0 | 280.2309 | 0.025244 | 2024 | Mitigation | 0.08575 | 30 | 0 | esc | 0.0012005 | 1.0814e-07 | 0.00060025 | 5.4072e-08 | 0.0015435 | 1.3904e-07
[79 empty] | WLDFR | HFTD - Distribution - Tier 3 - 2QU CoRE ¦ 2QU LoRE | Non-Red Flag Warning - Large Fires | 2049 | 3.4006e-08 | 1.7003e-08 | 4.3722e-08 | 7.3713 | 0.88759 | 4.1075 | 2.3763 | 0 | 0 | 0 | 2.8327e-05 |  | 2.5067e-07 | 0 | 2.5067e-07 | 1.2534e-07 | 0 | 1.2534e-07 | 3.2229e-07 | 0 | 3.2229e-07 | [16 empty] | 7.3.1.3 Ignition probability mapping showing the probability of ignition along the electric lines and equipmentWLDFRAggregatedAggregated | WLDFR | HFTD - Distribution - Tier 3 - 2QU CoRE ¦ 2QU LoRE | Red Flag Warning - Catastrophic Fires | Aggregated | Aggregated | 2025 | 9.0083e-05 | 0 | 280.2309 | 0.025244 | 2025 | Mitigation | 0.08575 | 30 | 0 | esc | 0.0012005 | 1.0814e-07 | 0.00060025 | 5.4072e-08 | 0.0015435 | 1.3904e-07
[79 empty] | WLDFR | HFTD - Distribution - Tier 3 - 2QU CoRE ¦ 2QU LoRE | Non-Red Flag Warning - Large Fires | 2050 | 0 | 1.7003e-08 | 4.3722e-08 | 7.3713 | 0.88759 | 4.1075 | 2.3763 | 0 | 0 | 0 | 2.8327e-05 |  | 0 | 0 | 0 | 1.2534e-07 | 0 | 1.2534e-07 | 3.2229e-07 | 0 | 3.2229e-07 | [16 empty] | 7.3.1.3 Ignition probability mapping showing the probability of ignition along the electric lines and equipmentWLDFRAggregatedAggregated | WLDFR | HFTD - Distribution - Tier 3 - 2QU CoRE ¦ 2QU LoRE | Red Flag Warning - Catastrophic Fires | Aggregated | Aggregated | 2026 | 9.0083e-05 | 0 | 280.2309 | 0.025244 | 2026 | Mitigation | 0.08575 | 30 | 0 | esc | 0.0012005 | 1.0814e-07 | 0.00060025 | 5.4072e-08 | 0.0015435 | 1.3904e-07
[79 empty] | WLDFR | HFTD - Distribution - Tier 3 - 2QU CoRE ¦ 2QU LoRE | Non-Red Flag Warning - Large Fires | 2051 | 0 | 0 | 4.3722e-08 | 7.3713 | 0.88759 | 4.1075 | 2.3763 | 0 | 0 | 0 | 2.8327e-05 |  | 0 | 0 | 0 | 0 | 0 | 0 | 3.2229e-07 | 0 | 3.2229e-07 | [16 empty] | 7.3.1.3 Ignition probability mapping showing the probability of ignition along the electric lines and equipmentWLDFRAggregatedAggregated | WLDFR | HFTD - Distribution - Tier 3 - 2QU CoRE ¦ 2QU LoRE | Red Flag Warning - Catastrophic Fires | Aggregated | Aggregated | 2027 | 9.0083e-05 | 0 | 280.2309 | 0.025244 | 2027 | Mitigation | 0.08575 | 30 | 0 | esc | 0.0012005 | 1.0814e-07 | 0.00060025 | 5.4072e-08 | 0.0015435 | 1.3904e-07
[79 empty] | WLDFR | HFTD - Distribution - Tier 3 - 2QU CoRE ¦ 2QU LoRE | Non-Red Flag Warning - Small Fires | 2020 | 6.4724e-06 | 0 | 0 | 0.077901 | 0.036425 | 0.0015809 | 0.039895 | 0 | 0 | 0 | 0.0053914 |  | 5.042e-07 | 0 | 5.042e-07 | 0 | 0 | 0 | 0 | 0 | 0 | [16 empty] | 7.3.1.3 Ignition probability mapping showing the probability of ignition along the electric lines and equipmentWLDFRAggregatedAggregated | WLDFR | HFTD - Distribution - Tier 3 - 2QU CoRE ¦ 2QU LoRE | Red Flag Warning - Catastrophic Fires | Aggregated | Aggregated | 2028 | 9.0083e-05 | 0 | 280.2309 | 0.025244 | 2028 | Mitigation | 0.08575 | 30 | 0 | esc | 0.0012005 | 1.0814e-07 | 0.00060025 | 5.4072e-08 | 0.0015435 | 1.3904e-07
[79 empty] | WLDFR | HFTD - Distribution - Tier 3 - 2QU CoRE ¦ 2QU LoRE | Non-Red Flag Warning - Small Fires | 2021 | 6.4724e-06 | 3.2362e-06 | 0 | 0.077901 | 0.036425 | 0.0015809 | 0.039895 | 0 | 0 | 0 | 0.0053914 |  | 5.042e-07 | 0 | 5.042e-07 | 2.521e-07 | 0 | 2.521e-07 | 0 | 0 | 0 | [16 empty] | 7.3.1.3 Ignition probability mapping showing the probability of ignition along the electric lines and equipmentWLDFRAggregatedAggregated | WLDFR | HFTD - Distribution - Tier 3 - 2QU CoRE ¦ 2QU LoRE | Red Flag Warning - Catastrophic Fires | Aggregated | Aggregated | 2029 | 9.0083e-05 | 0 | 280.2309 | 0.025244 | 2029 | Mitigation | 0.08575 | 30 | 0 | esc | 0.0012005 | 1.0814e-07 | 0.00060025 | 5.4072e-08 | 0.0015435 | 1.3904e-07
[79 empty] | WLDFR | HFTD - Distribution - Tier 3 - 2QU CoRE ¦ 2QU LoRE | Non-Red Flag Warning - Small Fires | 2022 | 6.4724e-06 | 3.2362e-06 | 8.3217e-06 | 0.077901 | 0.036425 | 0.0015809 | 0.039895 | 0 | 0 | 0 | 0.0053914 |  | 5.042e-07 | 0 | 5.042e-07 | 2.521e-07 | 0 | 2.521e-07 | 6.4826e-07 | 0 | 6.4826e-07 | [16 empty] | 7.3.1.3 Ignition probability mapping showing the probability of ignition along the electric lines and equipmentWLDFRAggregatedAggregated | WLDFR | HFTD - Distribution - Tier 3 - 2QU CoRE ¦ 2QU LoRE | Red Flag Warning - Catastrophic Fires | Aggregated | Aggregated | 2030 | 9.0083e-05 | 0 | 280.2309 | 0.025244 | 2030 | Mitigation | 0.08575 | 30 | 0 | esc | 0.0012005 | 1.0814e-07 | 0.00060025 | 5.4072e-08 | 0.0015435 | 1.3904e-07
[79 empty] | WLDFR | HFTD - Distribution - Tier 3 - 2QU CoRE ¦ 2QU LoRE | Non-Red Flag Warning - Small Fires | 2023 | 6.4724e-06 | 3.2362e-06 | 8.3217e-06 | 0.080408 | 0.03759 | 0.0016314 | 0.041187 | 0 | 0 | 0 | 0.0053914 |  | 5.2043e-07 | 0 | 5.2043e-07 | 2.6022e-07 | 0 | 2.6022e-07 | 6.6913e-07 | 0 | 6.6913e-07 | [16 empty] | 7.3.1.3 Ignition probability mapping showing the probability of ignition along the electric lines and equipmentWLDFRAggregatedAggregated | WLDFR | HFTD - Distribution - Tier 3 - 2QU CoRE ¦ 2QU LoRE | Red Flag Warning - Catastrophic Fires | Aggregated | Aggregated | 2031 | 9.0083e-05 | 0 | 280.2309 | 0.025244 | 2031 | Mitigation | 0.08575 | 30 | 0 | esc | 0.0012005 | 1.0814e-07 | 0.00060025 | 5.4072e-08 | 0.0015435 | 1.3904e-07
[79 empty] | WLDFR | HFTD - Distribution - Tier 3 - 2QU CoRE ¦ 2QU LoRE | Non-Red Flag Warning - Small Fires | 2024 | 6.4724e-06 | 3.2362e-06 | 8.3217e-06 | 0.080408 | 0.03759 | 0.0016314 | 0.041187 | 0 | 0 | 0 | 0.0053914 |  | 5.2043e-07 | 0 | 5.2043e-07 | 2.6022e-07 | 0 | 2.6022e-07 | 6.6913e-07 | 0 | 6.6913e-07 | [16 empty] | 7.3.1.3 Ignition probability mapping showing the probability of ignition along the electric lines and equipmentWLDFRAggregatedAggregated | WLDFR | HFTD - Distribution - Tier 3 - 2QU CoRE ¦ 2QU LoRE | Red Flag Warning - Catastrophic Fires | Aggregated | Aggregated | 2032 | 9.0083e-05 | 0 | 280.2309 | 0.025244 | 2032 | Mitigation | 0.08575 | 30 | 0 | esc | 0.0012005 | 1.0814e-07 | 0.00060025 | 5.4072e-08 | 0.0015435 | 1.3904e-07
[79 empty] | WLDFR | HFTD - Distribution - Tier 3 - 2QU CoRE ¦ 2QU LoRE | Non-Red Flag Warning - Small Fires | 2025 | 6.4724e-06 | 3.2362e-06 | 8.3217e-06 | 0.080408 | 0.03759 | 0.0016314 | 0.041187 | 0 | 0 | 0 | 0.0053914 |  | 5.2043e-07 | 0 | 5.2043e-07 | 2.6022e-07 | 0 | 2.6022e-07 | 6.6913e-07 | 0 | 6.6913e-07 | [16 empty] | 7.3.1.3 Ignition probability mapping showing the probability of ignition along the electric lines and equipmentWLDFRAggregatedAggregated | WLDFR | HFTD - Distribution - Tier 3 - 2QU CoRE ¦ 2QU LoRE | Red Flag Warning - Catastrophic Fires | Aggregated | Aggregated | 2033 | 9.0083e-05 | 0 | 280.2309 | 0.025244 | 2033 | Mitigation | 0.08575 | 30 | 0 | esc | 0.0012005 | 1.0814e-07 | 0.00060025 | 5.4072e-08 | 0.0015435 | 1.3904e-07
[79 empty] | WLDFR | HFTD - Distribution - Tier 3 - 2QU CoRE ¦ 2QU LoRE | Non-Red Flag Warning - Small Fires | 2026 | 6.4724e-06 | 3.2362e-06 | 8.3217e-06 | 0.080408 | 0.03759 | 0.0016314 | 0.041187 | 0 | 0 | 0 | 0.0053914 |  | 5.2043e-07 | 0 | 5.2043e-07 | 2.6022e-07 | 0 | 2.6022e-07 | 6.6913e-07 | 0 | 6.6913e-07 | [16 empty] | 7.3.1.3 Ignition probability mapping showing the probability of ignition along the electric lines and equipmentWLDFRAggregatedAggregated | WLDFR | HFTD - Distribution - Tier 3 - 2QU CoRE ¦ 2QU LoRE | Red Flag Warning - Catastrophic Fires | Aggregated | Aggregated | 2034 | 9.0083e-05 | 0 | 280.2309 | 0.025244 | 2034 | Mitigation | 0.08575 | 30 | 0 | esc | 0.0012005 | 1.0814e-07 | 0.00060025 | 5.4072e-08 | 0.0015435 | 1.3904e-07
[79 empty] | WLDFR | HFTD - Distribution - Tier 3 - 2QU CoRE ¦ 2QU LoRE | Non-Red Flag Warning - Small Fires | 2027 | 6.4724e-06 | 3.2362e-06 | 8.3217e-06 | 0.080408 | 0.03759 | 0.0016314 | 0.041187 | 0 | 0 | 0 | 0.0053914 |  | 5.2043e-07 | 0 | 5.2043e-07 | 2.6022e-07 | 0 | 2.6022e-07 | 6.6913e-07 | 0 | 6.6913e-07 | [16 empty] | 7.3.1.3 Ignition probability mapping showing the probability of ignition along the electric lines and equipmentWLDFRAggregatedAggregated | WLDFR | HFTD - Distribution - Tier 3 - 2QU CoRE ¦ 2QU LoRE | Red Flag Warning - Catastrophic Fires | Aggregated | Aggregated | 2035 | 9.0083e-05 | 0 | 280.2309 | 0.025244 | 2035 | Mitigation | 0.08575 | 30 | 0 | esc | 0.0012005 | 1.0814e-07 | 0.00060025 | 5.4072e-08 | 0.0015435 | 1.3904e-07
[79 empty] | WLDFR | HFTD - Distribution - Tier 3 - 2QU CoRE ¦ 2QU LoRE | Non-Red Flag Warning - Small Fires | 2028 | 6.4724e-06 | 3.2362e-06 | 8.3217e-06 | 0.083606 | 0.039055 | 0.001695 | 0.042856 | 0 | 0 | 0 | 0.0053914 |  | 5.4113e-07 | 0 | 5.4113e-07 | 2.7057e-07 | 0 | 2.7057e-07 | 6.9574e-07 | 0 | 6.9574e-07 | [16 empty] | 7.3.1.3 Ignition probability mapping showing the probability of ignition along the electric lines and equipmentWLDFRAggregatedAggregated | WLDFR | HFTD - Distribution - Tier 3 - 2QU CoRE ¦ 2QU LoRE | Red Flag Warning - Catastrophic Fires | Aggregated | Aggregated | 2036 | 9.0083e-05 | 0 | 280.2309 | 0.025244 | 2036 | Mitigation | 0.08575 | 30 | 0 | esc | 0.0012005 | 1.0814e-07 | 0.00060025 | 5.4072e-08 | 0.0015435 | 1.3904e-07
[79 empty] | WLDFR | HFTD - Distribution - Tier 3 - 2QU CoRE ¦ 2QU LoRE | Non-Red Flag Warning - Small Fires | 2029 | 6.4724e-06 | 3.2362e-06 | 8.3217e-06 | 0.083606 | 0.039055 | 0.001695 | 0.042856 | 0 | 0 | 0 | 0.0053914 |  | 5.4113e-07 | 0 | 5.4113e-07 | 2.7057e-07 | 0 | 2.7057e-07 | 6.9574e-07 | 0 | 6.9574e-07 | [16 empty] | 7.3.1.3 Ignition probability mapping showing the probability of ignition along the electric lines and equipmentWLDFRAggregatedAggregated | WLDFR | HFTD - Distribution - Tier 3 - 2QU CoRE ¦ 2QU LoRE | Red Flag Warning - Catastrophic Fires | Aggregated | Aggregated | 2037 | 9.0083e-05 | 0 | 280.2309 | 0.025244 | 2037 | Mitigation | 0.08575 | 30 | 0 | esc | 0.0012005 | 1.0814e-07 | 0.00060025 | 5.4072e-08 | 0.0015435 | 1.3904e-07
[79 empty] | WLDFR | HFTD - Distribution - Tier 3 - 2QU CoRE ¦ 2QU LoRE | Non-Red Flag Warning - Small Fires | 2030 | 6.4724e-06 | 3.2362e-06 | 8.3217e-06 | 0.083606 | 0.039055 | 0.001695 | 0.042856 | 0 | 0 | 0 | 0.0053914 |  | 5.4113e-07 | 0 | 5.4113e-07 | 2.7057e-07 | 0 | 2.7057e-07 | 6.9574e-07 | 0 | 6.9574e-07 | [16 empty] | 7.3.1.3 Ignition probability mapping showing the probability of ignition along the electric lines and equipmentWLDFRAggregatedAggregated | WLDFR | HFTD - Distribution - Tier 3 - 2QU CoRE ¦ 2QU LoRE | Red Flag Warning - Catastrophic Fires | Aggregated | Aggregated | 2038 | 9.0083e-05 | 0 | 280.2309 | 0.025244 | 2038 | Mitigation | 0.08575 | 30 | 0 | esc | 0.0012005 | 1.0814e-07 | 0.00060025 | 5.4072e-08 | 0.0015435 | 1.3904e-07
[79 empty] | WLDFR | HFTD - Distribution - Tier 3 - 2QU CoRE ¦ 2QU LoRE | Non-Red Flag Warning - Small Fires | 2031 | 6.4724e-06 | 3.2362e-06 | 8.3217e-06 | 0.083606 | 0.039055 | 0.001695 | 0.042856 | 0 | 0 | 0 | 0.0053914 |  | 5.4113e-07 | 0 | 5.4113e-07 | 2.7057e-07 | 0 | 2.7057e-07 | 6.9574e-07 | 0 | 6.9574e-07 | [16 empty] | 7.3.1.3 Ignition probability mapping showing the probability of ignition along the electric lines and equipmentWLDFRAggregatedAggregated | WLDFR | HFTD - Distribution - Tier 3 - 2QU CoRE ¦ 2QU LoRE | Red Flag Warning - Catastrophic Fires | Aggregated | Aggregated | 2039 | 9.0083e-05 | 0 | 280.2309 | 0.025244 | 2039 | Mitigation | 0.08575 | 30 | 0 | esc | 0.0012005 | 1.0814e-07 | 0.00060025 | 5.4072e-08 | 0.0015435 | 1.3904e-07
[79 empty] | WLDFR | HFTD - Distribution - Tier 3 - 2QU CoRE ¦ 2QU LoRE | Non-Red Flag Warning - Small Fires | 2032 | 6.4724e-06 | 3.2362e-06 | 8.3217e-06 | 0.083606 | 0.039055 | 0.001695 | 0.042856 | 0 | 0 | 0 | 0.0053914 |  | 5.4113e-07 | 0 | 5.4113e-07 | 2.7057e-07 | 0 | 2.7057e-07 | 6.9574e-07 | 0 | 6.9574e-07 | [16 empty] | 7.3.1.3 Ignition probability mapping showing the probability of ignition along the electric lines and equipmentWLDFRAggregatedAggregated | WLDFR | HFTD - Distribution - Tier 3 - 2QU CoRE ¦ 2QU LoRE | Red Flag Warning - Catastrophic Fires | Aggregated | Aggregated | 2040 | 9.0083e-05 | 0 | 280.2309 | 0.025244 | 2040 | Mitigation | 0.08575 | 30 | 0 | esc | 0.0012005 | 1.0814e-07 | 0.00060025 | 5.4072e-08 | 0.0015435 | 1.3904e-07
[79 empty] | WLDFR | HFTD - Distribution - Tier 3 - 2QU CoRE ¦ 2QU LoRE | Non-Red Flag Warning - Small Fires | 2033 | 6.4724e-06 | 3.2362e-06 | 8.3217e-06 | 0.087211 | 0.040679 | 0.0017655 | 0.044766 | 0 | 0 | 0 | 0.0053914 |  | 5.6446e-07 | 0 | 5.6446e-07 | 2.8223e-07 | 0 | 2.8223e-07 | 7.2574e-07 | 0 | 7.2574e-07 | [16 empty] | 7.3.1.3 Ignition probability mapping showing the probability of ignition along the electric lines and equipmentWLDFRAggregatedAggregated | WLDFR | HFTD - Distribution - Tier 3 - 2QU CoRE ¦ 2QU LoRE | Red Flag Warning - Catastrophic Fires | Aggregated | Aggregated | 2041 | 9.0083e-05 | 0 | 280.2309 | 0.025244 | 2041 | Mitigation | 0.08575 | 30 | 0 | esc | 0.0012005 | 1.0814e-07 | 0.00060025 | 5.4072e-08 | 0.0015435 | 1.3904e-07
[79 empty] | WLDFR | HFTD - Distribution - Tier 3 - 2QU CoRE ¦ 2QU LoRE | Non-Red Flag Warning - Small Fires | 2034 | 6.4724e-06 | 3.2362e-06 | 8.3217e-06 | 0.087211 | 0.040679 | 0.0017655 | 0.044766 | 0 | 0 | 0 | 0.0053914 |  | 5.6446e-07 | 0 | 5.6446e-07 | 2.8223e-07 | 0 | 2.8223e-07 | 7.2574e-07 | 0 | 7.2574e-07 | [16 empty] | 7.3.1.3 Ignition probability mapping showing the probability of ignition along the electric lines and equipmentWLDFRAggregatedAggregated | WLDFR | HFTD - Distribution - Tier 3 - 2QU CoRE ¦ 2QU LoRE | Red Flag Warning - Catastrophic Fires | Aggregated | Aggregated | 2042 | 9.0083e-05 | 0 | 280.2309 | 0.025244 | 2042 | Mitigation | 0.08575 | 30 | 0 | esc | 0.0012005 | 1.0814e-07 | 0.00060025 | 5.4072e-08 | 0.0015435 | 1.3904e-07
[79 empty] | WLDFR | HFTD - Distribution - Tier 3 - 2QU CoRE ¦ 2QU LoRE | Non-Red Flag Warning - Small Fires | 2035 | 6.4724e-06 | 3.2362e-06 | 8.3217e-06 | 0.087211 | 0.040679 | 0.0017655 | 0.044766 | 0 | 0 | 0 | 0.0053914 |  | 5.6446e-07 | 0 | 5.6446e-07 | 2.8223e-07 | 0 | 2.8223e-07 | 7.2574e-07 | 0 | 7.2574e-07 | [16 empty] | 7.3.1.3 Ignition probability mapping showing the probability of ignition along the electric lines and equipmentWLDFRAggregatedAggregated | WLDFR | HFTD - Distribution - Tier 3 - 2QU CoRE ¦ 2QU LoRE | Red Flag Warning - Catastrophic Fires | Aggregated | Aggregated | 2043 | 9.0083e-05 | 0 | 280.2309 | 0.025244 | 2043 | Mitigation | 0.08575 | 30 | 0 | esc | 0.0012005 | 1.0814e-07 | 0.00060025 | 5.4072e-08 | 0.0015435 | 1.3904e-07
[79 empty] | WLDFR | HFTD - Distribution - Tier 3 - 2QU CoRE ¦ 2QU LoRE | Non-Red Flag Warning - Small Fires | 2036 | 6.4724e-06 | 3.2362e-06 | 8.3217e-06 | 0.087211 | 0.040679 | 0.0017655 | 0.044766 | 0 | 0 | 0 | 0.0053914 |  | 5.6446e-07 | 0 | 5.6446e-07 | 2.8223e-07 | 0 | 2.8223e-07 | 7.2574e-07 | 0 | 7.2574e-07 | [16 empty] | 7.3.1.3 Ignition probability mapping showing the probability of ignition along the electric lines and equipmentWLDFRAggregatedAggregated | WLDFR | HFTD - Distribution - Tier 3 - 2QU CoRE ¦ 2QU LoRE | Red Flag Warning - Catastrophic Fires | Aggregated | Aggregated | 2044 | 9.0083e-05 | 0 | 280.2309 | 0.025244 | 2044 | Mitigation | 0.08575 | 30 | 0 | esc | 0.0012005 | 1.0814e-07 | 0.00060025 | 5.4072e-08 | 0.0015435 | 1.3904e-07
[79 empty] | WLDFR | HFTD - Distribution - Tier 3 - 2QU CoRE ¦ 2QU LoRE | Non-Red Flag Warning - Small Fires | 2037 | 6.4724e-06 | 3.2362e-06 | 8.3217e-06 | 0.087211 | 0.040679 | 0.0017655 | 0.044766 | 0 | 0 | 0 | 0.0053914 |  | 5.6446e-07 | 0 | 5.6446e-07 | 2.8223e-07 | 0 | 2.8223e-07 | 7.2574e-07 | 0 | 7.2574e-07 | [16 empty] | 7.3.1.3 Ignition probability mapping showing the probability of ignition along the electric lines and equipmentWLDFRAggregatedAggregated | WLDFR | HFTD - Distribution - Tier 3 - 2QU CoRE ¦ 2QU LoRE | Red Flag Warning - Catastrophic Fires | Aggregated | Aggregated | 2045 | 9.0083e-05 | 0 | 280.2309 | 0.025244 | 2045 | Mitigation | 0.08575 | 30 | 0 | esc | 0.0012005 | 1.0814e-07 | 0.00060025 | 5.4072e-08 | 0.0015435 | 1.3904e-07
[79 empty] | WLDFR | HFTD - Distribution - Tier 3 - 2QU CoRE ¦ 2QU LoRE | Non-Red Flag Warning - Small Fires | 2038 | 6.4724e-06 | 3.2362e-06 | 8.3217e-06 | 0.091184 | 0.042438 | 0.0018418 | 0.046905 | 0 | 0 | 0 | 0.0053914 |  | 5.9018e-07 | 0 | 5.9018e-07 | 2.9509e-07 | 0 | 2.9509e-07 | 7.588e-07 | 0 | 7.588e-07 | [16 empty] | 7.3.1.3 Ignition probability mapping showing the probability of ignition along the electric lines and equipmentWLDFRAggregatedAggregated | WLDFR | HFTD - Distribution - Tier 3 - 2QU CoRE ¦ 2QU LoRE | Red Flag Warning - Catastrophic Fires | Aggregated | Aggregated | 2046 | 9.0083e-05 | 0 | 280.2309 | 0.025244 | 2046 | Mitigation | 0.08575 | 30 | 0 | esc | 0.0012005 | 1.0814e-07 | 0.00060025 | 5.4072e-08 | 0.0015435 | 1.3904e-07
[79 empty] | WLDFR | HFTD - Distribution - Tier 3 - 2QU CoRE ¦ 2QU LoRE | Non-Red Flag Warning - Small Fires | 2039 | 6.4724e-06 | 3.2362e-06 | 8.3217e-06 | 0.091184 | 0.042438 | 0.0018418 | 0.046905 | 0 | 0 | 0 | 0.0053914 |  | 5.9018e-07 | 0 | 5.9018e-07 | 2.9509e-07 | 0 | 2.9509e-07 | 7.588e-07 | 0 | 7.588e-07 | [16 empty] | 7.3.1.3 Ignition probability mapping showing the probability of ignition along the electric lines and equipmentWLDFRAggregatedAggregated | WLDFR | HFTD - Distribution - Tier 3 - 2QU CoRE ¦ 2QU LoRE | Red Flag Warning - Catastrophic Fires | Aggregated | Aggregated | 2047 | 9.0083e-05 | 0 | 280.2309 | 0.025244 | 2047 | Mitigation | 0.08575 | 30 | 0 | esc | 0.0012005 | 1.0814e-07 | 0.00060025 | 5.4072e-08 | 0.0015435 | 1.3904e-07
[79 empty] | WLDFR | HFTD - Distribution - Tier 3 - 2QU CoRE ¦ 2QU LoRE | Non-Red Flag Warning - Small Fires | 2040 | 6.4724e-06 | 3.2362e-06 | 8.3217e-06 | 0.091184 | 0.042438 | 0.0018418 | 0.046905 | 0 | 0 | 0 | 0.0053914 |  | 5.9018e-07 | 0 | 5.9018e-07 | 2.9509e-07 | 0 | 2.9509e-07 | 7.588e-07 | 0 | 7.588e-07 | [16 empty] | 7.3.1.3 Ignition probability mapping showing the probability of ignition along the electric lines and equipmentWLDFRAggregatedAggregated | WLDFR | HFTD - Distribution - Tier 3 - 2QU CoRE ¦ 2QU LoRE | Red Flag Warning - Catastrophic Fires | Aggregated | Aggregated | 2048 | 9.0083e-05 | 0 | 280.2309 | 0.025244 | 2048 | Mitigation | 0.08575 | 30 | 0 | esc | 0.0012005 | 1.0814e-07 | 0.00060025 | 5.4072e-08 | 0.0015435 | 1.3904e-07
[79 empty] | WLDFR | HFTD - Distribution - Tier 3 - 2QU CoRE ¦ 2QU LoRE | Non-Red Flag Warning - Small Fires | 2041 | 6.4724e-06 | 3.2362e-06 | 8.3217e-06 | 0.091184 | 0.042438 | 0.0018418 | 0.046905 | 0 | 0 | 0 | 0.0053914 |  | 5.9018e-07 | 0 | 5.9018e-07 | 2.9509e-07 | 0 | 2.9509e-07 | 7.588e-07 | 0 | 7.588e-07 | [16 empty] | 7.3.1.3 Ignition probability mapping showing the probability of ignition along the electric lines and equipmentWLDFRAggregatedAggregated | WLDFR | HFTD - Distribution - Tier 3 - 2QU CoRE ¦ 2QU LoRE | Red Flag Warning - Catastrophic Fires | Aggregated | Aggregated | 2049 | 9.0083e-05 | 0 | 280.2309 | 0.025244 | 2049 | Mitigation | 0.08575 | 30 | 0 | esc | 0.0012005 | 1.0814e-07 | 0.00060025 | 5.4072e-08 | 0.0015435 | 1.3904e-07
[79 empty] | WLDFR | HFTD - Distribution - Tier 3 - 2QU CoRE ¦ 2QU LoRE | Non-Red Flag Warning - Small Fires | 2042 | 6.4724e-06 | 3.2362e-06 | 8.3217e-06 | 0.091184 | 0.042438 | 0.0018418 | 0.046905 | 0 | 0 | 0 | 0.0053914 |  | 5.9018e-07 | 0 | 5.9018e-07 | 2.9509e-07 | 0 | 2.9509e-07 | 7.588e-07 | 0 | 7.588e-07 | [16 empty] | 7.3.1.3 Ignition probability mapping showing the probability of ignition along the electric lines and equipmentWLDFRAggregatedAggregated | WLDFR | HFTD - Distribution - Tier 3 - 2QU CoRE ¦ 2QU LoRE | Red Flag Warning - Catastrophic Fires | Aggregated | Aggregated | 2050 | 9.0083e-05 | 0 | 280.2309 | 0.025244 | 2050 | Mitigation | 0.08575 | 30 | 0 | esc | 0 | 0 | 0.00060025 | 5.4072e-08 | 0.0015435 | 1.3904e-07
[79 empty] | WLDFR | HFTD - Distribution - Tier 3 - 2QU CoRE ¦ 2QU LoRE | Non-Red Flag Warning - Small Fires | 2043 | 6.4724e-06 | 3.2362e-06 | 8.3217e-06 | 0.095486 | 0.044306 | 0.0019228 | 0.049257 | 0 | 0 | 0 | 0.0053914 |  | 6.1802e-07 | 0 | 6.1802e-07 | 3.0901e-07 | 0 | 3.0901e-07 | 7.946e-07 | 0 | 7.946e-07 | [16 empty] | 7.3.1.3 Ignition probability mapping showing the probability of ignition along the electric lines and equipmentWLDFRAggregatedAggregated | WLDFR | HFTD - Distribution - Tier 3 - 2QU CoRE ¦ 2QU LoRE | Red Flag Warning - Catastrophic Fires | Aggregated | Aggregated | 2051 | 9.0083e-05 | 0 | 280.2309 | 0.025244 | 2051 | Mitigation | 0.08575 | 30 | 0 | esc | 0 | 0 | 0 | 0 | 0.0015435 | 1.3904e-07
[79 empty] | WLDFR | HFTD - Distribution - Tier 3 - 2QU CoRE ¦ 2QU LoRE | Non-Red Flag Warning - Small Fires | 2044 | 6.4724e-06 | 3.2362e-06 | 8.3217e-06 | 0.095486 | 0.044306 | 0.0019228 | 0.049257 | 0 | 0 | 0 | 0.0053914 |  | 6.1802e-07 | 0 | 6.1802e-07 | 3.0901e-07 | 0 | 3.0901e-07 | 7.946e-07 | 0 | 7.946e-07 | [16 empty] | 7.3.1.3 Ignition probability mapping showing the probability of ignition along the electric lines and equipmentWLDFRAggregatedAggregated | WLDFR | HFTD - Distribution - Tier 3 - 2QU CoRE ¦ 2QU LoRE | Red Flag Warning - Destructive Fires | Aggregated | Aggregated | 2021 | 1.1453e-05 | 0 | 280.2309 | 0.0032096 | 2021 | Mitigation | 0.08575 | 30 | 0 | esc | 0.0012005 | 1.375e-08 | 0.00060025 | 6.8749e-09 | 0 | 0
[79 empty] | WLDFR | HFTD - Distribution - Tier 3 - 2QU CoRE ¦ 2QU LoRE | Non-Red Flag Warning - Small Fires | 2045 | 6.4724e-06 | 3.2362e-06 | 8.3217e-06 | 0.095486 | 0.044306 | 0.0019228 | 0.049257 | 0 | 0 | 0 | 0.0053914 |  | 6.1802e-07 | 0 | 6.1802e-07 | 3.0901e-07 | 0 | 3.0901e-07 | 7.946e-07 | 0 | 7.946e-07 | [16 empty] | 7.3.1.3 Ignition probability mapping showing the probability of ignition along the electric lines and equipmentWLDFRAggregatedAggregated | WLDFR | HFTD - Distribution - Tier 3 - 2QU CoRE ¦ 2QU LoRE | Red Flag Warning - Destructive Fires | Aggregated | Aggregated | 2022 | 1.1453e-05 | 0 | 280.2309 | 0.0032096 | 2022 | Mitigation | 0.08575 | 30 | 0 | esc | 0.0012005 | 1.375e-08 | 0.00060025 | 6.8749e-09 | 0.0015435 | 1.7678e-08
[79 empty] | WLDFR | HFTD - Distribution - Tier 3 - 2QU CoRE ¦ 2QU LoRE | Non-Red Flag Warning - Small Fires | 2046 | 6.4724e-06 | 3.2362e-06 | 8.3217e-06 | 0.095486 | 0.044306 | 0.0019228 | 0.049257 | 0 | 0 | 0 | 0.0053914 |  | 6.1802e-07 | 0 | 6.1802e-07 | 3.0901e-07 | 0 | 3.0901e-07 | 7.946e-07 | 0 | 7.946e-07 | [16 empty] | 7.3.1.3 Ignition probability mapping showing the probability of ignition along the electric lines and equipmentWLDFRAggregatedAggregated | WLDFR | HFTD - Distribution - Tier 3 - 2QU CoRE ¦ 2QU LoRE | Red Flag Warning - Destructive Fires | Aggregated | Aggregated | 2023 | 1.1453e-05 | 0 | 280.2309 | 0.0032096 | 2023 | Mitigation | 0.08575 | 30 | 0 | esc | 0.0012005 | 1.375e-08 | 0.00060025 | 6.8749e-09 | 0.0015435 | 1.7678e-08
[79 empty] | WLDFR | HFTD - Distribution - Tier 3 - 2QU CoRE ¦ 2QU LoRE | Non-Red Flag Warning - Small Fires | 2047 | 6.4724e-06 | 3.2362e-06 | 8.3217e-06 | 0.095486 | 0.044306 | 0.0019228 | 0.049257 | 0 | 0 | 0 | 0.0053914 |  | 6.1802e-07 | 0 | 6.1802e-07 | 3.0901e-07 | 0 | 3.0901e-07 | 7.946e-07 | 0 | 7.946e-07 | [16 empty] | 7.3.1.3 Ignition probability mapping showing the probability of ignition along the electric lines and equipmentWLDFRAggregatedAggregated | WLDFR | HFTD - Distribution - Tier 3 - 2QU CoRE ¦ 2QU LoRE | Red Flag Warning - Destructive Fires | Aggregated | Aggregated | 2024 | 1.1453e-05 | 0 | 280.2309 | 0.0032096 | 2024 | Mitigation | 0.08575 | 30 | 0 | esc | 0.0012005 | 1.375e-08 | 0.00060025 | 6.8749e-09 | 0.0015435 | 1.7678e-08
[79 empty] | WLDFR | HFTD - Distribution - Tier 3 - 2QU CoRE ¦ 2QU LoRE | Non-Red Flag Warning - Small Fires | 2048 | 6.4724e-06 | 3.2362e-06 | 8.3217e-06 | 0.10007 | 0.04626 | 0.0020076 | 0.051804 | 0 | 0 | 0 | 0.0053914 |  | 6.477e-07 | 0 | 6.477e-07 | 3.2385e-07 | 0 | 3.2385e-07 | 8.3276e-07 | 0 | 8.3276e-07 | [16 empty] | 7.3.1.3 Ignition probability mapping showing the probability of ignition along the electric lines and equipmentWLDFRAggregatedAggregated | WLDFR | HFTD - Distribution - Tier 3 - 2QU CoRE ¦ 2QU LoRE | Red Flag Warning - Destructive Fires | Aggregated | Aggregated | 2025 | 1.1453e-05 | 0 | 280.2309 | 0.0032096 | 2025 | Mitigation | 0.08575 | 30 | 0 | esc | 0.0012005 | 1.375e-08 | 0.00060025 | 6.8749e-09 | 0.0015435 | 1.7678e-08
[79 empty] | WLDFR | HFTD - Distribution - Tier 3 - 2QU CoRE ¦ 2QU LoRE | Non-Red Flag Warning - Small Fires | 2049 | 6.4724e-06 | 3.2362e-06 | 8.3217e-06 | 0.10007 | 0.04626 | 0.0020076 | 0.051804 | 0 | 0 | 0 | 0.0053914 |  | 6.477e-07 | 0 | 6.477e-07 | 3.2385e-07 | 0 | 3.2385e-07 | 8.3276e-07 | 0 | 8.3276e-07 | [16 empty] | 7.3.1.3 Ignition probability mapping showing the probability of ignition along the electric lines and equipmentWLDFRAggregatedAggregated | WLDFR | HFTD - Distribution - Tier 3 - 2QU CoRE ¦ 2QU LoRE | Red Flag Warning - Destructive Fires | Aggregated | Aggregated | 2026 | 1.1453e-05 | 0 | 280.2309 | 0.0032096 | 2026 | Mitigation | 0.08575 | 30 | 0 | esc | 0.0012005 | 1.375e-08 | 0.00060025 | 6.8749e-09 | 0.0015435 | 1.7678e-08
[79 empty] | WLDFR | HFTD - Distribution - Tier 3 - 2QU CoRE ¦ 2QU LoRE | Non-Red Flag Warning - Small Fires | 2050 | 0 | 3.2362e-06 | 8.3217e-06 | 0.10007 | 0.04626 | 0.0020076 | 0.051804 | 0 | 0 | 0 | 0.0053914 |  | 0 | 0 | 0 | 3.2385e-07 | 0 | 3.2385e-07 | 8.3276e-07 | 0 | 8.3276e-07 | [16 empty] | 7.3.1.3 Ignition probability mapping showing the probability of ignition along the electric lines and equipmentWLDFRAggregatedAggregated | WLDFR | HFTD - Distribution - Tier 3 - 2QU CoRE ¦ 2QU LoRE | Red Flag Warning - Destructive Fires | Aggregated | Aggregated | 2027 | 1.1453e-05 | 0 | 280.2309 | 0.0032096 | 2027 | Mitigation | 0.08575 | 30 | 0 | esc | 0.0012005 | 1.375e-08 | 0.00060025 | 6.8749e-09 | 0.0015435 | 1.7678e-08
[79 empty] | WLDFR | HFTD - Distribution - Tier 3 - 2QU CoRE ¦ 2QU LoRE | Non-Red Flag Warning - Small Fires | 2051 | 0 | 0 | 8.3217e-06 | 0.10007 | 0.04626 | 0.0020076 | 0.051804 | 0 | 0 | 0 | 0.0053914 |  | 0 | 0 | 0 | 0 | 0 | 0 | 8.3276e-07 | 0 | 8.3276e-07 | [16 empty] | 7.3.1.3 Ignition probability mapping showing the probability of ignition along the electric lines and equipmentWLDFRAggregatedAggregated | WLDFR | HFTD - Distribution - Tier 3 - 2QU CoRE ¦ 2QU LoRE | Red Flag Warning - Destructive Fires | Aggregated | Aggregated | 2028 | 1.1453e-05 | 0 | 280.2309 | 0.0032096 | 2028 | Mitigation | 0.08575 | 30 | 0 | esc | 0.0012005 | 1.375e-08 | 0.00060025 | 6.8749e-09 | 0.0015435 | 1.7678e-08
[79 empty] | WLDFR | HFTD - Distribution - Tier 3 - 2QU CoRE ¦ 2QU LoRE | Red Flag Warning - Catastrophic Fires | 2020 | 1.0814e-07 | 0 | 0 | 14146.1306 | 222.2294 | 8585.7228 | 5338.1784 | 0 | 0 | 0 | 9.0083e-05 |  | 0.0015298 | 0 | 0.0015298 | 0 | 0 | 0 | 0 | 0 | 0 | [16 empty] | 7.3.1.3 Ignition probability mapping showing the probability of ignition along the electric lines and equipmentWLDFRAggregatedAggregated | WLDFR | HFTD - Distribution - Tier 3 - 2QU CoRE ¦ 2QU LoRE | Red Flag Warning - Destructive Fires | Aggregated | Aggregated | 2029 | 1.1453e-05 | 0 | 280.2309 | 0.0032096 | 2029 | Mitigation | 0.08575 | 30 | 0 | esc | 0.0012005 | 1.375e-08 | 0.00060025 | 6.8749e-09 | 0.0015435 | 1.7678e-08
[79 empty] | WLDFR | HFTD - Distribution - Tier 3 - 2QU CoRE ¦ 2QU LoRE | Red Flag Warning - Catastrophic Fires | 2021 | 1.0814e-07 | 5.4072e-08 | 0 | 14146.1306 | 222.2294 | 8585.7228 | 5338.1784 | 0 | 0 | 0 | 9.0083e-05 |  | 0.0015298 | 0 | 0.0015298 | 0.00076491 | 0 | 0.00076491 | 0 | 0 | 0 | [16 empty] | 7.3.1.3 Ignition probability mapping showing the probability of ignition along the electric lines and equipmentWLDFRAggregatedAggregated | WLDFR | HFTD - Distribution - Tier 3 - 2QU CoRE ¦ 2QU LoRE | Red Flag Warning - Destructive Fires | Aggregated | Aggregated | 2030 | 1.1453e-05 | 0 | 280.2309 | 0.0032096 | 2030 | Mitigation | 0.08575 | 30 | 0 | esc | 0.0012005 | 1.375e-08 | 0.00060025 | 6.8749e-09 | 0.0015435 | 1.7678e-08
[79 empty] | WLDFR | HFTD - Distribution - Tier 3 - 2QU CoRE ¦ 2QU LoRE | Red Flag Warning - Catastrophic Fires | 2022 | 1.0814e-07 | 5.4072e-08 | 1.3904e-07 | 14146.1306 | 222.2294 | 8585.7228 | 5338.1784 | 0 | 0 | 0 | 9.0083e-05 |  | 0.0015298 | 0 | 0.0015298 | 0.00076491 | 0 | 0.00076491 | 0.0019669 | 0 | 0.0019669 | [16 empty] | 7.3.1.3 Ignition probability mapping showing the probability of ignition along the electric lines and equipmentWLDFRAggregatedAggregated | WLDFR | HFTD - Distribution - Tier 3 - 2QU CoRE ¦ 2QU LoRE | Red Flag Warning - Destructive Fires | Aggregated | Aggregated | 2031 | 1.1453e-05 | 0 | 280.2309 | 0.0032096 | 2031 | Mitigation | 0.08575 | 30 | 0 | esc | 0.0012005 | 1.375e-08 | 0.00060025 | 6.8749e-09 | 0.0015435 | 1.7678e-08
[79 empty] | WLDFR | HFTD - Distribution - Tier 3 - 2QU CoRE ¦ 2QU LoRE | Red Flag Warning - Catastrophic Fires | 2023 | 1.0814e-07 | 5.4072e-08 | 1.3904e-07 | 14664.6376 | 233.2301 | 8896.516 | 5534.8915 | 0 | 0 | 0 | 9.0083e-05 |  | 0.0015859 | 0 | 0.0015859 | 0.00079295 | 0 | 0.00079295 | 0.002039 | 0 | 0.002039 | [16 empty] | 7.3.1.3 Ignition probability mapping showing the probability of ignition along the electric lines and equipmentWLDFRAggregatedAggregated | WLDFR | HFTD - Distribution - Tier 3 - 2QU CoRE ¦ 2QU LoRE | Red Flag Warning - Destructive Fires | Aggregated | Aggregated | 2032 | 1.1453e-05 | 0 | 280.2309 | 0.0032096 | 2032 | Mitigation | 0.08575 | 30 | 0 | esc | 0.0012005 | 1.375e-08 | 0.00060025 | 6.8749e-09 | 0.0015435 | 1.7678e-08
[79 empty] | WLDFR | HFTD - Distribution - Tier 3 - 2QU CoRE ¦ 2QU LoRE | Red Flag Warning - Catastrophic Fires | 2024 | 1.0814e-07 | 5.4072e-08 | 1.3904e-07 | 14664.6376 | 233.2301 | 8896.516 | 5534.8915 | 0 | 0 | 0 | 9.0083e-05 |  | 0.0015859 | 0 | 0.0015859 | 0.00079295 | 0 | 0.00079295 | 0.002039 | 0 | 0.002039 | [16 empty] | 7.3.1.3 Ignition probability mapping showing the probability of ignition along the electric lines and equipmentWLDFRAggregatedAggregated | WLDFR | HFTD - Distribution - Tier 3 - 2QU CoRE ¦ 2QU LoRE | Red Flag Warning - Destructive Fires | Aggregated | Aggregated | 2033 | 1.1453e-05 | 0 | 280.2309 | 0.0032096 | 2033 | Mitigation | 0.08575 | 30 | 0 | esc | 0.0012005 | 1.375e-08 | 0.00060025 | 6.8749e-09 | 0.0015435 | 1.7678e-08
[79 empty] | WLDFR | HFTD - Distribution - Tier 3 - 2QU CoRE ¦ 2QU LoRE | Red Flag Warning - Catastrophic Fires | 2025 | 1.0814e-07 | 5.4072e-08 | 1.3904e-07 | 14664.6376 | 233.2301 | 8896.516 | 5534.8915 | 0 | 0 | 0 | 9.0083e-05 |  | 0.0015859 | 0 | 0.0015859 | 0.00079295 | 0 | 0.00079295 | 0.002039 | 0 | 0.002039 | [16 empty] | 7.3.1.3 Ignition probability mapping showing the probability of ignition along the electric lines and equipmentWLDFRAggregatedAggregated | WLDFR | HFTD - Distribution - Tier 3 - 2QU CoRE ¦ 2QU LoRE | Red Flag Warning - Destructive Fires | Aggregated | Aggregated | 2034 | 1.1453e-05 | 0 | 280.2309 | 0.0032096 | 2034 | Mitigation | 0.08575 | 30 | 0 | esc | 0.0012005 | 1.375e-08 | 0.00060025 | 6.8749e-09 | 0.0015435 | 1.7678e-08
[79 empty] | WLDFR | HFTD - Distribution - Tier 3 - 2QU CoRE ¦ 2QU LoRE | Red Flag Warning - Catastrophic Fires | 2026 | 1.0814e-07 | 5.4072e-08 | 1.3904e-07 | 14664.6376 | 233.2301 | 8896.516 | 5534.8915 | 0 | 0 | 0 | 9.0083e-05 |  | 0.0015859 | 0 | 0.0015859 | 0.00079295 | 0 | 0.00079295 | 0.002039 | 0 | 0.002039 | [16 empty] | 7.3.1.3 Ignition probability mapping showing the probability of ignition along the electric lines and equipmentWLDFRAggregatedAggregated | WLDFR | HFTD - Distribution - Tier 3 - 2QU CoRE ¦ 2QU LoRE | Red Flag Warning - Destructive Fires | Aggregated | Aggregated | 2035 | 1.1453e-05 | 0 | 280.2309 | 0.0032096 | 2035 | Mitigation | 0.08575 | 30 | 0 | esc | 0.0012005 | 1.375e-08 | 0.00060025 | 6.8749e-09 | 0.0015435 | 1.7678e-08
[79 empty] | WLDFR | HFTD - Distribution - Tier 3 - 2QU CoRE ¦ 2QU LoRE | Red Flag Warning - Catastrophic Fires | 2027 | 1.0814e-07 | 5.4072e-08 | 1.3904e-07 | 14664.6376 | 233.2301 | 8896.516 | 5534.8915 | 0 | 0 | 0 | 9.0083e-05 |  | 0.0015859 | 0 | 0.0015859 | 0.00079295 | 0 | 0.00079295 | 0.002039 | 0 | 0.002039 | [16 empty] | 7.3.1.3 Ignition probability mapping showing the probability of ignition along the electric lines and equipmentWLDFRAggregatedAggregated | WLDFR | HFTD - Distribution - Tier 3 - 2QU CoRE ¦ 2QU LoRE | Red Flag Warning - Destructive Fires | Aggregated | Aggregated | 2036 | 1.1453e-05 | 0 | 280.2309 | 0.0032096 | 2036 | Mitigation | 0.08575 | 30 | 0 | esc | 0.0012005 | 1.375e-08 | 0.00060025 | 6.8749e-09 | 0.0015435 | 1.7678e-08
[79 empty] | WLDFR | HFTD - Distribution - Tier 3 - 2QU CoRE ¦ 2QU LoRE | Red Flag Warning - Catastrophic Fires | 2028 | 1.0814e-07 | 5.4072e-08 | 1.3904e-07 | 15317.9909 | 247.273 | 9287.6491 | 5783.0689 | 0 | 0 | 0 | 9.0083e-05 |  | 0.0016566 | 0 | 0.0016566 | 0.00082828 | 0 | 0.00082828 | 0.0021299 | 0 | 0.0021299 | [16 empty] | 7.3.1.3 Ignition probability mapping showing the probability of ignition along the electric lines and equipmentWLDFRAggregatedAggregated | WLDFR | HFTD - Distribution - Tier 3 - 2QU CoRE ¦ 2QU LoRE | Red Flag Warning - Destructive Fires | Aggregated | Aggregated | 2037 | 1.1453e-05 | 0 | 280.2309 | 0.0032096 | 2037 | Mitigation | 0.08575 | 30 | 0 | esc | 0.0012005 | 1.375e-08 | 0.00060025 | 6.8749e-09 | 0.0015435 | 1.7678e-08
[79 empty] | WLDFR | HFTD - Distribution - Tier 3 - 2QU CoRE ¦ 2QU LoRE | Red Flag Warning - Catastrophic Fires | 2029 | 1.0814e-07 | 5.4072e-08 | 1.3904e-07 | 15317.9909 | 247.273 | 9287.6491 | 5783.0689 | 0 | 0 | 0 | 9.0083e-05 |  | 0.0016566 | 0 | 0.0016566 | 0.00082828 | 0 | 0.00082828 | 0.0021299 | 0 | 0.0021299 | [16 empty] | 7.3.1.3 Ignition probability mapping showing the probability of ignition along the electric lines and equipmentWLDFRAggregatedAggregated | WLDFR | HFTD - Distribution - Tier 3 - 2QU CoRE ¦ 2QU LoRE | Red Flag Warning - Destructive Fires | Aggregated | Aggregated | 2038 | 1.1453e-05 | 0 | 280.2309 | 0.0032096 | 2038 | Mitigation | 0.08575 | 30 | 0 | esc | 0.0012005 | 1.375e-08 | 0.00060025 | 6.8749e-09 | 0.0015435 | 1.7678e-08
[79 empty] | WLDFR | HFTD - Distribution - Tier 3 - 2QU CoRE ¦ 2QU LoRE | Red Flag Warning - Catastrophic Fires | 2030 | 1.0814e-07 | 5.4072e-08 | 1.3904e-07 | 15317.9909 | 247.273 | 9287.6491 | 5783.0689 | 0 | 0 | 0 | 9.0083e-05 |  | 0.0016566 | 0 | 0.0016566 | 0.00082828 | 0 | 0.00082828 | 0.0021299 | 0 | 0.0021299 | [16 empty] | 7.3.1.3 Ignition probability mapping showing the probability of ignition along the electric lines and equipmentWLDFRAggregatedAggregated | WLDFR | HFTD - Distribution - Tier 3 - 2QU CoRE ¦ 2QU LoRE | Red Flag Warning - Destructive Fires | Aggregated | Aggregated | 2039 | 1.1453e-05 | 0 | 280.2309 | 0.0032096 | 2039 | Mitigation | 0.08575 | 30 | 0 | esc | 0.0012005 | 1.375e-08 | 0.00060025 | 6.8749e-09 | 0.0015435 | 1.7678e-08
[79 empty] | WLDFR | HFTD - Distribution - Tier 3 - 2QU CoRE ¦ 2QU LoRE | Red Flag Warning - Catastrophic Fires | 2031 | 1.0814e-07 | 5.4072e-08 | 1.3904e-07 | 15317.9909 | 247.273 | 9287.6491 | 5783.0689 | 0 | 0 | 0 | 9.0083e-05 |  | 0.0016566 | 0 | 0.0016566 | 0.00082828 | 0 | 0.00082828 | 0.0021299 | 0 | 0.0021299 | [16 empty] | 7.3.1.3 Ignition probability mapping showing the probability of ignition along the electric lines and equipmentWLDFRAggregatedAggregated | WLDFR | HFTD - Distribution - Tier 3 - 2QU CoRE ¦ 2QU LoRE | Red Flag Warning - Destructive Fires | Aggregated | Aggregated | 2040 | 1.1453e-05 | 0 | 280.2309 | 0.0032096 | 2040 | Mitigation | 0.08575 | 30 | 0 | esc | 0.0012005 | 1.375e-08 | 0.00060025 | 6.8749e-09 | 0.0015435 | 1.7678e-08
[79 empty] | WLDFR | HFTD - Distribution - Tier 3 - 2QU CoRE ¦ 2QU LoRE | Red Flag Warning - Catastrophic Fires | 2032 | 1.0814e-07 | 5.4072e-08 | 1.3904e-07 | 15317.9909 | 247.273 | 9287.6491 | 5783.0689 | 0 | 0 | 0 | 9.0083e-05 |  | 0.0016566 | 0 | 0.0016566 | 0.00082828 | 0 | 0.00082828 | 0.0021299 | 0 | 0.0021299 | [16 empty] | 7.3.1.3 Ignition probability mapping showing the probability of ignition along the electric lines and equipmentWLDFRAggregatedAggregated | WLDFR | HFTD - Distribution - Tier 3 - 2QU CoRE ¦ 2QU LoRE | Red Flag Warning - Destructive Fires | Aggregated | Aggregated | 2041 | 1.1453e-05 | 0 | 280.2309 | 0.0032096 | 2041 | Mitigation | 0.08575 | 30 | 0 | esc | 0.0012005 | 1.375e-08 | 0.00060025 | 6.8749e-09 | 0.0015435 | 1.7678e-08
[79 empty] | WLDFR | HFTD - Distribution - Tier 3 - 2QU CoRE ¦ 2QU LoRE | Red Flag Warning - Catastrophic Fires | 2033 | 1.0814e-07 | 5.4072e-08 | 1.3904e-07 | 16044.1264 | 263.1074 | 9721.74 | 6059.2791 | 0 | 0 | 0 | 9.0083e-05 |  | 0.0017351 | 0 | 0.0017351 | 0.00086754 | 0 | 0.00086754 | 0.0022308 | 0 | 0.0022308 | [16 empty] | 7.3.1.3 Ignition probability mapping showing the probability of ignition along the electric lines and equipmentWLDFRAggregatedAggregated | WLDFR | HFTD - Distribution - Tier 3 - 2QU CoRE ¦ 2QU LoRE | Red Flag Warning - Destructive Fires | Aggregated | Aggregated | 2042 | 1.1453e-05 | 0 | 280.2309 | 0.0032096 | 2042 | Mitigation | 0.08575 | 30 | 0 | esc | 0.0012005 | 1.375e-08 | 0.00060025 | 6.8749e-09 | 0.0015435 | 1.7678e-08
[79 empty] | WLDFR | HFTD - Distribution - Tier 3 - 2QU CoRE ¦ 2QU LoRE | Red Flag Warning - Catastrophic Fires | 2034 | 1.0814e-07 | 5.4072e-08 | 1.3904e-07 | 16044.1264 | 263.1074 | 9721.74 | 6059.2791 | 0 | 0 | 0 | 9.0083e-05 |  | 0.0017351 | 0 | 0.0017351 | 0.00086754 | 0 | 0.00086754 | 0.0022308 | 0 | 0.0022308 | [16 empty] | 7.3.1.3 Ignition probability mapping showing the probability of ignition along the electric lines and equipmentWLDFRAggregatedAggregated | WLDFR | HFTD - Distribution - Tier 3 - 2QU CoRE ¦ 2QU LoRE | Red Flag Warning - Destructive Fires | Aggregated | Aggregated | 2043 | 1.1453e-05 | 0 | 280.2309 | 0.0032096 | 2043 | Mitigation | 0.08575 | 30 | 0 | esc | 0.0012005 | 1.375e-08 | 0.00060025 | 6.8749e-09 | 0.0015435 | 1.7678e-08
[79 empty] | WLDFR | HFTD - Distribution - Tier 3 - 2QU CoRE ¦ 2QU LoRE | Red Flag Warning - Catastrophic Fires | 2035 | 1.0814e-07 | 5.4072e-08 | 1.3904e-07 | 16044.1264 | 263.1074 | 9721.74 | 6059.2791 | 0 | 0 | 0 | 9.0083e-05 |  | 0.0017351 | 0 | 0.0017351 | 0.00086754 | 0 | 0.00086754 | 0.0022308 | 0 | 0.0022308 | [16 empty] | 7.3.1.3 Ignition probability mapping showing the probability of ignition along the electric lines and equipmentWLDFRAggregatedAggregated | WLDFR | HFTD - Distribution - Tier 3 - 2QU CoRE ¦ 2QU LoRE | Red Flag Warning - Destructive Fires | Aggregated | Aggregated | 2044 | 1.1453e-05 | 0 | 280.2309 | 0.0032096 | 2044 | Mitigation | 0.08575 | 30 | 0 | esc | 0.0012005 | 1.375e-08 | 0.00060025 | 6.8749e-09 | 0.0015435 | 1.7678e-08
[79 empty] | WLDFR | HFTD - Distribution - Tier 3 - 2QU CoRE ¦ 2QU LoRE | Red Flag Warning - Catastrophic Fires | 2036 | 1.0814e-07 | 5.4072e-08 | 1.3904e-07 | 16044.1264 | 263.1074 | 9721.74 | 6059.2791 | 0 | 0 | 0 | 9.0083e-05 |  | 0.0017351 | 0 | 0.0017351 | 0.00086754 | 0 | 0.00086754 | 0.0022308 | 0 | 0.0022308 | [16 empty] | 7.3.1.3 Ignition probability mapping showing the probability of ignition along the electric lines and equipmentWLDFRAggregatedAggregated | WLDFR | HFTD - Distribution - Tier 3 - 2QU CoRE ¦ 2QU LoRE | Red Flag Warning - Destructive Fires | Aggregated | Aggregated | 2045 | 1.1453e-05 | 0 | 280.2309 | 0.0032096 | 2045 | Mitigation | 0.08575 | 30 | 0 | esc | 0.0012005 | 1.375e-08 | 0.00060025 | 6.8749e-09 | 0.0015435 | 1.7678e-08
[79 empty] | WLDFR | HFTD - Distribution - Tier 3 - 2QU CoRE ¦ 2QU LoRE | Red Flag Warning - Catastrophic Fires | 2037 | 1.0814e-07 | 5.4072e-08 | 1.3904e-07 | 16044.1264 | 263.1074 | 9721.74 | 6059.2791 | 0 | 0 | 0 | 9.0083e-05 |  | 0.0017351 | 0 | 0.0017351 | 0.00086754 | 0 | 0.00086754 | 0.0022308 | 0 | 0.0022308 | [16 empty] | 7.3.1.3 Ignition probability mapping showing the probability of ignition along the electric lines and equipmentWLDFRAggregatedAggregated | WLDFR | HFTD - Distribution - Tier 3 - 2QU CoRE ¦ 2QU LoRE | Red Flag Warning - Destructive Fires | Aggregated | Aggregated | 2046 | 1.1453e-05 | 0 | 280.2309 | 0.0032096 | 2046 | Mitigation | 0.08575 | 30 | 0 | esc | 0.0012005 | 1.375e-08 | 0.00060025 | 6.8749e-09 | 0.0015435 | 1.7678e-08
[79 empty] | WLDFR | HFTD - Distribution - Tier 3 - 2QU CoRE ¦ 2QU LoRE | Red Flag Warning - Catastrophic Fires | 2038 | 1.0814e-07 | 5.4072e-08 | 1.3904e-07 | 16832.3912 | 280.5544 | 10192.2718 | 6359.5651 | 0 | 0 | 0 | 9.0083e-05 |  | 0.0018203 | 0 | 0.0018203 | 0.00091017 | 0 | 0.00091017 | 0.0023404 | 0 | 0.0023404 | [16 empty] | 7.3.1.3 Ignition probability mapping showing the probability of ignition along the electric lines and equipmentWLDFRAggregatedAggregated | WLDFR | HFTD - Distribution - Tier 3 - 2QU CoRE ¦ 2QU LoRE | Red Flag Warning - Destructive Fires | Aggregated | Aggregated | 2047 | 1.1453e-05 | 0 | 280.2309 | 0.0032096 | 2047 | Mitigation | 0.08575 | 30 | 0 | esc | 0.0012005 | 1.375e-08 | 0.00060025 | 6.8749e-09 | 0.0015435 | 1.7678e-08
[79 empty] | WLDFR | HFTD - Distribution - Tier 3 - 2QU CoRE ¦ 2QU LoRE | Red Flag Warning - Catastrophic Fires | 2039 | 1.0814e-07 | 5.4072e-08 | 1.3904e-07 | 16832.3912 | 280.5544 | 10192.2718 | 6359.5651 | 0 | 0 | 0 | 9.0083e-05 |  | 0.0018203 | 0 | 0.0018203 | 0.00091017 | 0 | 0.00091017 | 0.0023404 | 0 | 0.0023404 | [16 empty] | 7.3.1.3 Ignition probability mapping showing the probability of ignition along the electric lines and equipmentWLDFRAggregatedAggregated | WLDFR | HFTD - Distribution - Tier 3 - 2QU CoRE ¦ 2QU LoRE | Red Flag Warning - Destructive Fires | Aggregated | Aggregated | 2048 | 1.1453e-05 | 0 | 280.2309 | 0.0032096 | 2048 | Mitigation | 0.08575 | 30 | 0 | esc | 0.0012005 | 1.375e-08 | 0.00060025 | 6.8749e-09 | 0.0015435 | 1.7678e-08
[79 empty] | WLDFR | HFTD - Distribution - Tier 3 - 2QU CoRE ¦ 2QU LoRE | Red Flag Warning - Catastrophic Fires | 2040 | 1.0814e-07 | 5.4072e-08 | 1.3904e-07 | 16832.3912 | 280.5544 | 10192.2718 | 6359.5651 | 0 | 0 | 0 | 9.0083e-05 |  | 0.0018203 | 0 | 0.0018203 | 0.00091017 | 0 | 0.00091017 | 0.0023404 | 0 | 0.0023404 | [16 empty] | 7.3.1.3 Ignition probability mapping showing the probability of ignition along the electric lines and equipmentWLDFRAggregatedAggregated | WLDFR | HFTD - Distribution - Tier 3 - 2QU CoRE ¦ 2QU LoRE | Red Flag Warning - Destructive Fires | Aggregated | Aggregated | 2049 | 1.1453e-05 | 0 | 280.2309 | 0.0032096 | 2049 | Mitigation | 0.08575 | 30 | 0 | esc | 0.0012005 | 1.375e-08 | 0.00060025 | 6.8749e-09 | 0.0015435 | 1.7678e-08
[79 empty] | WLDFR | HFTD - Distribution - Tier 3 - 2QU CoRE ¦ 2QU LoRE | Red Flag Warning - Catastrophic Fires | 2041 | 1.0814e-07 | 5.4072e-08 | 1.3904e-07 | 16832.3912 | 280.5544 | 10192.2718 | 6359.5651 | 0 | 0 | 0 | 9.0083e-05 |  | 0.0018203 | 0 | 0.0018203 | 0.00091017 | 0 | 0.00091017 | 0.0023404 | 0 | 0.0023404 | [16 empty] | 7.3.1.3 Ignition probability mapping showing the probability of ignition along the electric lines and equipmentWLDFRAggregatedAggregated | WLDFR | HFTD - Distribution - Tier 3 - 2QU CoRE ¦ 2QU LoRE | Red Flag Warning - Destructive Fires | Aggregated | Aggregated | 2050 | 1.1453e-05 | 0 | 280.2309 | 0.0032096 | 2050 | Mitigation | 0.08575 | 30 | 0 | esc | 0 | 0 | 0.00060025 | 6.8749e-09 | 0.0015435 | 1.7678e-08
[79 empty] | WLDFR | HFTD - Distribution - Tier 3 - 2QU CoRE ¦ 2QU LoRE | Red Flag Warning - Catastrophic Fires | 2042 | 1.0814e-07 | 5.4072e-08 | 1.3904e-07 | 16832.3912 | 280.5544 | 10192.2718 | 6359.5651 | 0 | 0 | 0 | 9.0083e-05 |  | 0.0018203 | 0 | 0.0018203 | 0.00091017 | 0 | 0.00091017 | 0.0023404 | 0 | 0.0023404 | [16 empty] | 7.3.1.3 Ignition probability mapping showing the probability of ignition along the electric lines and equipmentWLDFRAggregatedAggregated | WLDFR | HFTD - Distribution - Tier 3 - 2QU CoRE ¦ 2QU LoRE | Red Flag Warning - Destructive Fires | Aggregated | Aggregated | 2051 | 1.1453e-05 | 0 | 280.2309 | 0.0032096 | 2051 | Mitigation | 0.08575 | 30 | 0 | esc | 0 | 0 | 0 | 0 | 0.0015435 | 1.7678e-08
[79 empty] | WLDFR | HFTD - Distribution - Tier 3 - 2QU CoRE ¦ 2QU LoRE | Red Flag Warning - Catastrophic Fires | 2043 | 1.0814e-07 | 5.4072e-08 | 1.3904e-07 | 17672.0852 | 299.42 | 10692.7362 | 6679.929 | 0 | 0 | 0 | 9.0083e-05 |  | 0.0019111 | 0 | 0.0019111 | 0.00095557 | 0 | 0.00095557 | 0.0024572 | 0 | 0.0024572 | [16 empty] | 7.3.1.3 Ignition probability mapping showing the probability of ignition along the electric lines and equipmentWLDFRAggregatedAggregated | WLDFR | HFTD - Distribution - Tier 3 - 2QU CoRE ¦ 2QU LoRE | Red Flag Warning - Large Fires | Aggregated | Aggregated | 2021 | 5.5234e-05 | 0 | 280.2309 | 0.015478 | 2021 | Mitigation | 0.08575 | 30 | 0 | esc | 0.0012005 | 6.6309e-08 | 0.00060025 | 3.3155e-08 | 0 | 0
[79 empty] | WLDFR | HFTD - Distribution - Tier 3 - 2QU CoRE ¦ 2QU LoRE | Red Flag Warning - Catastrophic Fires | 2044 | 1.0814e-07 | 5.4072e-08 | 1.3904e-07 | 17672.0852 | 299.42 | 10692.7362 | 6679.929 | 0 | 0 | 0 | 9.0083e-05 |  | 0.0019111 | 0 | 0.0019111 | 0.00095557 | 0 | 0.00095557 | 0.0024572 | 0 | 0.0024572 | [16 empty] | 7.3.1.3 Ignition probability mapping showing the probability of ignition along the electric lines and equipmentWLDFRAggregatedAggregated | WLDFR | HFTD - Distribution - Tier 3 - 2QU CoRE ¦ 2QU LoRE | Red Flag Warning - Large Fires | Aggregated | Aggregated | 2022 | 5.5234e-05 | 0 | 280.2309 | 0.015478 | 2022 | Mitigation | 0.08575 | 30 | 0 | esc | 0.0012005 | 6.6309e-08 | 0.00060025 | 3.3155e-08 | 0.0015435 | 8.5254e-08
[79 empty] | WLDFR | HFTD - Distribution - Tier 3 - 2QU CoRE ¦ 2QU LoRE | Red Flag Warning - Catastrophic Fires | 2045 | 1.0814e-07 | 5.4072e-08 | 1.3904e-07 | 17672.0852 | 299.42 | 10692.7362 | 6679.929 | 0 | 0 | 0 | 9.0083e-05 |  | 0.0019111 | 0 | 0.0019111 | 0.00095557 | 0 | 0.00095557 | 0.0024572 | 0 | 0.0024572 | [16 empty] | 7.3.1.3 Ignition probability mapping showing the probability of ignition along the electric lines and equipmentWLDFRAggregatedAggregated | WLDFR | HFTD - Distribution - Tier 3 - 2QU CoRE ¦ 2QU LoRE | Red Flag Warning - Large Fires | Aggregated | Aggregated | 2023 | 5.5234e-05 | 0 | 280.2309 | 0.015478 | 2023 | Mitigation | 0.08575 | 30 | 0 | esc | 0.0012005 | 6.6309e-08 | 0.00060025 | 3.3155e-08 | 0.0015435 | 8.5254e-08
[79 empty] | WLDFR | HFTD - Distribution - Tier 3 - 2QU CoRE ¦ 2QU LoRE | Red Flag Warning - Catastrophic Fires | 2046 | 1.0814e-07 | 5.4072e-08 | 1.3904e-07 | 17672.0852 | 299.42 | 10692.7362 | 6679.929 | 0 | 0 | 0 | 9.0083e-05 |  | 0.0019111 | 0 | 0.0019111 | 0.00095557 | 0 | 0.00095557 | 0.0024572 | 0 | 0.0024572 | [16 empty] | 7.3.1.3 Ignition probability mapping showing the probability of ignition along the electric lines and equipmentWLDFRAggregatedAggregated | WLDFR | HFTD - Distribution - Tier 3 - 2QU CoRE ¦ 2QU LoRE | Red Flag Warning - Large Fires | Aggregated | Aggregated | 2024 | 5.5234e-05 | 0 | 280.2309 | 0.015478 | 2024 | Mitigation | 0.08575 | 30 | 0 | esc | 0.0012005 | 6.6309e-08 | 0.00060025 | 3.3155e-08 | 0.0015435 | 8.5254e-08
[79 empty] | WLDFR | HFTD - Distribution - Tier 3 - 2QU CoRE ¦ 2QU LoRE | Red Flag Warning - Catastrophic Fires | 2047 | 1.0814e-07 | 5.4072e-08 | 1.3904e-07 | 17672.0852 | 299.42 | 10692.7362 | 6679.929 | 0 | 0 | 0 | 9.0083e-05 |  | 0.0019111 | 0 | 0.0019111 | 0.00095557 | 0 | 0.00095557 | 0.0024572 | 0 | 0.0024572 | [16 empty] | 7.3.1.3 Ignition probability mapping showing the probability of ignition along the electric lines and equipmentWLDFRAggregatedAggregated | WLDFR | HFTD - Distribution - Tier 3 - 2QU CoRE ¦ 2QU LoRE | Red Flag Warning - Large Fires | Aggregated | Aggregated | 2025 | 5.5234e-05 | 0 | 280.2309 | 0.015478 | 2025 | Mitigation | 0.08575 | 30 | 0 | esc | 0.0012005 | 6.6309e-08 | 0.00060025 | 3.3155e-08 | 0.0015435 | 8.5254e-08
[79 empty] | WLDFR | HFTD - Distribution - Tier 3 - 2QU CoRE ¦ 2QU LoRE | Red Flag Warning - Catastrophic Fires | 2048 | 1.0814e-07 | 5.4072e-08 | 1.3904e-07 | 18552.3348 | 319.4911 | 11216.5626 | 7016.281 | 0 | 0 | 0 | 9.0083e-05 |  | 0.0020063 | 0 | 0.0020063 | 0.0010032 | 0 | 0.0010032 | 0.0025796 | 0 | 0.0025796 | [16 empty] | 7.3.1.3 Ignition probability mapping showing the probability of ignition along the electric lines and equipmentWLDFRAggregatedAggregated | WLDFR | HFTD - Distribution - Tier 3 - 2QU CoRE ¦ 2QU LoRE | Red Flag Warning - Large Fires | Aggregated | Aggregated | 2026 | 5.5234e-05 | 0 | 280.2309 | 0.015478 | 2026 | Mitigation | 0.08575 | 30 | 0 | esc | 0.0012005 | 6.6309e-08 | 0.00060025 | 3.3155e-08 | 0.0015435 | 8.5254e-08
[79 empty] | WLDFR | HFTD - Distribution - Tier 3 - 2QU CoRE ¦ 2QU LoRE | Red Flag Warning - Catastrophic Fires | 2049 | 1.0814e-07 | 5.4072e-08 | 1.3904e-07 | 18552.3348 | 319.4911 | 11216.5626 | 7016.281 | 0 | 0 | 0 | 9.0083e-05 |  | 0.0020063 | 0 | 0.0020063 | 0.0010032 | 0 | 0.0010032 | 0.0025796 | 0 | 0.0025796 | [16 empty] | 7.3.1.3 Ignition probability mapping showing the probability of ignition along the electric lines and equipmentWLDFRAggregatedAggregated | WLDFR | HFTD - Distribution - Tier 3 - 2QU CoRE ¦ 2QU LoRE | Red Flag Warning - Large Fires | Aggregated | Aggregated | 2027 | 5.5234e-05 | 0 | 280.2309 | 0.015478 | 2027 | Mitigation | 0.08575 | 30 | 0 | esc | 0.0012005 | 6.6309e-08 | 0.00060025 | 3.3155e-08 | 0.0015435 | 8.5254e-08
[79 empty] | WLDFR | HFTD - Distribution - Tier 3 - 2QU CoRE ¦ 2QU LoRE | Red Flag Warning - Catastrophic Fires | 2050 | 0 | 5.4072e-08 | 1.3904e-07 | 18552.3348 | 319.4911 | 11216.5626 | 7016.281 | 0 | 0 | 0 | 9.0083e-05 |  | 0 | 0 | 0 | 0.0010032 | 0 | 0.0010032 | 0.0025796 | 0 | 0.0025796 | [16 empty] | 7.3.1.3 Ignition probability mapping showing the probability of ignition along the electric lines and equipmentWLDFRAggregatedAggregated | WLDFR | HFTD - Distribution - Tier 3 - 2QU CoRE ¦ 2QU LoRE | Red Flag Warning - Large Fires | Aggregated | Aggregated | 2028 | 5.5234e-05 | 0 | 280.2309 | 0.015478 | 2028 | Mitigation | 0.08575 | 30 | 0 | esc | 0.0012005 | 6.6309e-08 | 0.00060025 | 3.3155e-08 | 0.0015435 | 8.5254e-08
[79 empty] | WLDFR | HFTD - Distribution - Tier 3 - 2QU CoRE ¦ 2QU LoRE | Red Flag Warning - Catastrophic Fires | 2051 | 0 | 0 | 1.3904e-07 | 18552.3348 | 319.4911 | 11216.5626 | 7016.281 | 0 | 0 | 0 | 9.0083e-05 |  | 0 | 0 | 0 | 0 | 0 | 0 | 0.0025796 | 0 | 0.0025796 | [16 empty] | 7.3.1.3 Ignition probability mapping showing the probability of ignition along the electric lines and equipmentWLDFRAggregatedAggregated | WLDFR | HFTD - Distribution - Tier 3 - 2QU CoRE ¦ 2QU LoRE | Red Flag Warning - Large Fires | Aggregated | Aggregated | 2029 | 5.5234e-05 | 0 | 280.2309 | 0.015478 | 2029 | Mitigation | 0.08575 | 30 | 0 | esc | 0.0012005 | 6.6309e-08 | 0.00060025 | 3.3155e-08 | 0.0015435 | 8.5254e-08
[79 empty] | WLDFR | HFTD - Distribution - Tier 3 - 2QU CoRE ¦ 2QU LoRE | Red Flag Warning - Destructive Fires | 2020 | 1.375e-08 | 0 | 0 | 8807.9522 | 222.2294 | 8585.7228 | 0 | 0 | 0 | 0 | 1.1453e-05 |  | 0.00012111 | 0 | 0.00012111 | 0 | 0 | 0 | 0 | 0 | 0 | [16 empty] | 7.3.1.3 Ignition probability mapping showing the probability of ignition along the electric lines and equipmentWLDFRAggregatedAggregated | WLDFR | HFTD - Distribution - Tier 3 - 2QU CoRE ¦ 2QU LoRE | Red Flag Warning - Large Fires | Aggregated | Aggregated | 2030 | 5.5234e-05 | 0 | 280.2309 | 0.015478 | 2030 | Mitigation | 0.08575 | 30 | 0 | esc | 0.0012005 | 6.6309e-08 | 0.00060025 | 3.3155e-08 | 0.0015435 | 8.5254e-08
[79 empty] | WLDFR | HFTD - Distribution - Tier 3 - 2QU CoRE ¦ 2QU LoRE | Red Flag Warning - Destructive Fires | 2021 | 1.375e-08 | 6.8749e-09 | 0 | 8807.9522 | 222.2294 | 8585.7228 | 0 | 0 | 0 | 0 | 1.1453e-05 |  | 0.00012111 | 0 | 0.00012111 | 6.0554e-05 | 0 | 6.0554e-05 | 0 | 0 | 0 | [16 empty] | 7.3.1.3 Ignition probability mapping showing the probability of ignition along the electric lines and equipmentWLDFRAggregatedAggregated | WLDFR | HFTD - Distribution - Tier 3 - 2QU CoRE ¦ 2QU LoRE | Red Flag Warning - Large Fires | Aggregated | Aggregated | 2031 | 5.5234e-05 | 0 | 280.2309 | 0.015478 | 2031 | Mitigation | 0.08575 | 30 | 0 | esc | 0.0012005 | 6.6309e-08 | 0.00060025 | 3.3155e-08 | 0.0015435 | 8.5254e-08
[79 empty] | WLDFR | HFTD - Distribution - Tier 3 - 2QU CoRE ¦ 2QU LoRE | Red Flag Warning - Destructive Fires | 2022 | 1.375e-08 | 6.8749e-09 | 1.7678e-08 | 8807.9522 | 222.2294 | 8585.7228 | 0 | 0 | 0 | 0 | 1.1453e-05 |  | 0.00012111 | 0 | 0.00012111 | 6.0554e-05 | 0 | 6.0554e-05 | 0.00015571 | 0 | 0.00015571 | [16 empty] | 7.3.1.3 Ignition probability mapping showing the probability of ignition along the electric lines and equipmentWLDFRAggregatedAggregated | WLDFR | HFTD - Distribution - Tier 3 - 2QU CoRE ¦ 2QU LoRE | Red Flag Warning - Large Fires | Aggregated | Aggregated | 2032 | 5.5234e-05 | 0 | 280.2309 | 0.015478 | 2032 | Mitigation | 0.08575 | 30 | 0 | esc | 0.0012005 | 6.6309e-08 | 0.00060025 | 3.3155e-08 | 0.0015435 | 8.5254e-08
[79 empty] | WLDFR | HFTD - Distribution - Tier 3 - 2QU CoRE ¦ 2QU LoRE | Red Flag Warning - Destructive Fires | 2023 | 1.375e-08 | 6.8749e-09 | 1.7678e-08 | 9129.7461 | 233.2301 | 8896.516 | 0 | 0 | 0 | 0 | 1.1453e-05 |  | 0.00012553 | 0 | 0.00012553 | 6.2767e-05 | 0 | 6.2767e-05 | 0.0001614 | 0 | 0.0001614 | [16 empty] | 7.3.1.3 Ignition probability mapping showing the probability of ignition along the electric lines and equipmentWLDFRAggregatedAggregated | WLDFR | HFTD - Distribution - Tier 3 - 2QU CoRE ¦ 2QU LoRE | Red Flag Warning - Large Fires | Aggregated | Aggregated | 2033 | 5.5234e-05 | 0 | 280.2309 | 0.015478 | 2033 | Mitigation | 0.08575 | 30 | 0 | esc | 0.0012005 | 6.6309e-08 | 0.00060025 | 3.3155e-08 | 0.0015435 | 8.5254e-08
[79 empty] | WLDFR | HFTD - Distribution - Tier 3 - 2QU CoRE ¦ 2QU LoRE | Red Flag Warning - Destructive Fires | 2024 | 1.375e-08 | 6.8749e-09 | 1.7678e-08 | 9129.7461 | 233.2301 | 8896.516 | 0 | 0 | 0 | 0 | 1.1453e-05 |  | 0.00012553 | 0 | 0.00012553 | 6.2767e-05 | 0 | 6.2767e-05 | 0.0001614 | 0 | 0.0001614 | [16 empty] | 7.3.1.3 Ignition probability mapping showing the probability of ignition along the electric lines and equipmentWLDFRAggregatedAggregated | WLDFR | HFTD - Distribution - Tier 3 - 2QU CoRE ¦ 2QU LoRE | Red Flag Warning - Large Fires | Aggregated | Aggregated | 2034 | 5.5234e-05 | 0 | 280.2309 | 0.015478 | 2034 | Mitigation | 0.08575 | 30 | 0 | esc | 0.0012005 | 6.6309e-08 | 0.00060025 | 3.3155e-08 | 0.0015435 | 8.5254e-08
[79 empty] | WLDFR | HFTD - Distribution - Tier 3 - 2QU CoRE ¦ 2QU LoRE | Red Flag Warning - Destructive Fires | 2025 | 1.375e-08 | 6.8749e-09 | 1.7678e-08 | 9129.7461 | 233.2301 | 8896.516 | 0 | 0 | 0 | 0 | 1.1453e-05 |  | 0.00012553 | 0 | 0.00012553 | 6.2767e-05 | 0 | 6.2767e-05 | 0.0001614 | 0 | 0.0001614 | [16 empty] | 7.3.1.3 Ignition probability mapping showing the probability of ignition along the electric lines and equipmentWLDFRAggregatedAggregated | WLDFR | HFTD - Distribution - Tier 3 - 2QU CoRE ¦ 2QU LoRE | Red Flag Warning - Large Fires | Aggregated | Aggregated | 2035 | 5.5234e-05 | 0 | 280.2309 | 0.015478 | 2035 | Mitigation | 0.08575 | 30 | 0 | esc | 0.0012005 | 6.6309e-08 | 0.00060025 | 3.3155e-08 | 0.0015435 | 8.5254e-08
[79 empty] | WLDFR | HFTD - Distribution - Tier 3 - 2QU CoRE ¦ 2QU LoRE | Red Flag Warning - Destructive Fires | 2026 | 1.375e-08 | 6.8749e-09 | 1.7678e-08 | 9129.7461 | 233.2301 | 8896.516 | 0 | 0 | 0 | 0 | 1.1453e-05 |  | 0.00012553 | 0 | 0.00012553 | 6.2767e-05 | 0 | 6.2767e-05 | 0.0001614 | 0 | 0.0001614 | [16 empty] | 7.3.1.3 Ignition probability mapping showing the probability of ignition along the electric lines and equipmentWLDFRAggregatedAggregated | WLDFR | HFTD - Distribution - Tier 3 - 2QU CoRE ¦ 2QU LoRE | Red Flag Warning - Large Fires | Aggregated | Aggregated | 2036 | 5.5234e-05 | 0 | 280.2309 | 0.015478 | 2036 | Mitigation | 0.08575 | 30 | 0 | esc | 0.0012005 | 6.6309e-08 | 0.00060025 | 3.3155e-08 | 0.0015435 | 8.5254e-08
[79 empty] | WLDFR | HFTD - Distribution - Tier 3 - 2QU CoRE ¦ 2QU LoRE | Red Flag Warning - Destructive Fires | 2027 | 1.375e-08 | 6.8749e-09 | 1.7678e-08 | 9129.7461 | 233.2301 | 8896.516 | 0 | 0 | 0 | 0 | 1.1453e-05 |  | 0.00012553 | 0 | 0.00012553 | 6.2767e-05 | 0 | 6.2767e-05 | 0.0001614 | 0 | 0.0001614 | [16 empty] | 7.3.1.3 Ignition probability mapping showing the probability of ignition along the electric lines and equipmentWLDFRAggregatedAggregated | WLDFR | HFTD - Distribution - Tier 3 - 2QU CoRE ¦ 2QU LoRE | Red Flag Warning - Large Fires | Aggregated | Aggregated | 2037 | 5.5234e-05 | 0 | 280.2309 | 0.015478 | 2037 | Mitigation | 0.08575 | 30 | 0 | esc | 0.0012005 | 6.6309e-08 | 0.00060025 | 3.3155e-08 | 0.0015435 | 8.5254e-08
[79 empty] | WLDFR | HFTD - Distribution - Tier 3 - 2QU CoRE ¦ 2QU LoRE | Red Flag Warning - Destructive Fires | 2028 | 1.375e-08 | 6.8749e-09 | 1.7678e-08 | 9534.9221 | 247.273 | 9287.6491 | 0 | 0 | 0 | 0 | 1.1453e-05 |  | 0.0001311 | 0 | 0.0001311 | 6.5552e-05 | 0 | 6.5552e-05 | 0.00016856 | 0 | 0.00016856 | [16 empty] | 7.3.1.3 Ignition probability mapping showing the probability of ignition along the electric lines and equipmentWLDFRAggregatedAggregated | WLDFR | HFTD - Distribution - Tier 3 - 2QU CoRE ¦ 2QU LoRE | Red Flag Warning - Large Fires | Aggregated | Aggregated | 2038 | 5.5234e-05 | 0 | 280.2309 | 0.015478 | 2038 | Mitigation | 0.08575 | 30 | 0 | esc | 0.0012005 | 6.6309e-08 | 0.00060025 | 3.3155e-08 | 0.0015435 | 8.5254e-08
[79 empty] | WLDFR | HFTD - Distribution - Tier 3 - 2QU CoRE ¦ 2QU LoRE | Red Flag Warning - Destructive Fires | 2029 | 1.375e-08 | 6.8749e-09 | 1.7678e-08 | 9534.9221 | 247.273 | 9287.6491 | 0 | 0 | 0 | 0 | 1.1453e-05 |  | 0.0001311 | 0 | 0.0001311 | 6.5552e-05 | 0 | 6.5552e-05 | 0.00016856 | 0 | 0.00016856 | [16 empty] | 7.3.1.3 Ignition probability mapping showing the probability of ignition along the electric lines and equipmentWLDFRAggregatedAggregated | WLDFR | HFTD - Distribution - Tier 3 - 2QU CoRE ¦ 2QU LoRE | Red Flag Warning - Large Fires | Aggregated | Aggregated | 2039 | 5.5234e-05 | 0 | 280.2309 | 0.015478 | 2039 | Mitigation | 0.08575 | 30 | 0 | esc | 0.0012005 | 6.6309e-08 | 0.00060025 | 3.3155e-08 | 0.0015435 | 8.5254e-08
[79 empty] | WLDFR | HFTD - Distribution - Tier 3 - 2QU CoRE ¦ 2QU LoRE | Red Flag Warning - Destructive Fires | 2030 | 1.375e-08 | 6.8749e-09 | 1.7678e-08 | 9534.9221 | 247.273 | 9287.6491 | 0 | 0 | 0 | 0 | 1.1453e-05 |  | 0.0001311 | 0 | 0.0001311 | 6.5552e-05 | 0 | 6.5552e-05 | 0.00016856 | 0 | 0.00016856 | [16 empty] | 7.3.1.3 Ignition probability mapping showing the probability of ignition along the electric lines and equipmentWLDFRAggregatedAggregated | WLDFR | HFTD - Distribution - Tier 3 - 2QU CoRE ¦ 2QU LoRE | Red Flag Warning - Large Fires | Aggregated | Aggregated | 2040 | 5.5234e-05 | 0 | 280.2309 | 0.015478 | 2040 | Mitigation | 0.08575 | 30 | 0 | esc | 0.0012005 | 6.6309e-08 | 0.00060025 | 3.3155e-08 | 0.0015435 | 8.5254e-08
[79 empty] | WLDFR | HFTD - Distribution - Tier 3 - 2QU CoRE ¦ 2QU LoRE | Red Flag Warning - Destructive Fires | 2031 | 1.375e-08 | 6.8749e-09 | 1.7678e-08 | 9534.9221 | 247.273 | 9287.6491 | 0 | 0 | 0 | 0 | 1.1453e-05 |  | 0.0001311 | 0 | 0.0001311 | 6.5552e-05 | 0 | 6.5552e-05 | 0.00016856 | 0 | 0.00016856 | [16 empty] | 7.3.1.3 Ignition probability mapping showing the probability of ignition along the electric lines and equipmentWLDFRAggregatedAggregated | WLDFR | HFTD - Distribution - Tier 3 - 2QU CoRE ¦ 2QU LoRE | Red Flag Warning - Large Fires | Aggregated | Aggregated | 2041 | 5.5234e-05 | 0 | 280.2309 | 0.015478 | 2041 | Mitigation | 0.08575 | 30 | 0 | esc | 0.0012005 | 6.6309e-08 | 0.00060025 | 3.3155e-08 | 0.0015435 | 8.5254e-08
[79 empty] | WLDFR | HFTD - Distribution - Tier 3 - 2QU CoRE ¦ 2QU LoRE | Red Flag Warning - Destructive Fires | 2032 | 1.375e-08 | 6.8749e-09 | 1.7678e-08 | 9534.9221 | 247.273 | 9287.6491 | 0 | 0 | 0 | 0 | 1.1453e-05 |  | 0.0001311 | 0 | 0.0001311 | 6.5552e-05 | 0 | 6.5552e-05 | 0.00016856 | 0 | 0.00016856 | [16 empty] | 7.3.1.3 Ignition probability mapping showing the probability of ignition along the electric lines and equipmentWLDFRAggregatedAggregated | WLDFR | HFTD - Distribution - Tier 3 - 2QU CoRE ¦ 2QU LoRE | Red Flag Warning - Large Fires | Aggregated | Aggregated | 2042 | 5.5234e-05 | 0 | 280.2309 | 0.015478 | 2042 | Mitigation | 0.08575 | 30 | 0 | esc | 0.0012005 | 6.6309e-08 | 0.00060025 | 3.3155e-08 | 0.0015435 | 8.5254e-08
[79 empty] | WLDFR | HFTD - Distribution - Tier 3 - 2QU CoRE ¦ 2QU LoRE | Red Flag Warning - Destructive Fires | 2033 | 1.375e-08 | 6.8749e-09 | 1.7678e-08 | 9984.8474 | 263.1074 | 9721.74 | 0 | 0 | 0 | 0 | 1.1453e-05 |  | 0.00013729 | 0 | 0.00013729 | 6.8645e-05 | 0 | 6.8645e-05 | 0.00017652 | 0 | 0.00017652 | [16 empty] | 7.3.1.3 Ignition probability mapping showing the probability of ignition along the electric lines and equipmentWLDFRAggregatedAggregated | WLDFR | HFTD - Distribution - Tier 3 - 2QU CoRE ¦ 2QU LoRE | Red Flag Warning - Large Fires | Aggregated | Aggregated | 2043 | 5.5234e-05 | 0 | 280.2309 | 0.015478 | 2043 | Mitigation | 0.08575 | 30 | 0 | esc | 0.0012005 | 6.6309e-08 | 0.00060025 | 3.3155e-08 | 0.0015435 | 8.5254e-08
[79 empty] | WLDFR | HFTD - Distribution - Tier 3 - 2QU CoRE ¦ 2QU LoRE | Red Flag Warning - Destructive Fires | 2034 | 1.375e-08 | 6.8749e-09 | 1.7678e-08 | 9984.8474 | 263.1074 | 9721.74 | 0 | 0 | 0 | 0 | 1.1453e-05 |  | 0.00013729 | 0 | 0.00013729 | 6.8645e-05 | 0 | 6.8645e-05 | 0.00017652 | 0 | 0.00017652 | [16 empty] | 7.3.1.3 Ignition probability mapping showing the probability of ignition along the electric lines and equipmentWLDFRAggregatedAggregated | WLDFR | HFTD - Distribution - Tier 3 - 2QU CoRE ¦ 2QU LoRE | Red Flag Warning - Large Fires | Aggregated | Aggregated | 2044 | 5.5234e-05 | 0 | 280.2309 | 0.015478 | 2044 | Mitigation | 0.08575 | 30 | 0 | esc | 0.0012005 | 6.6309e-08 | 0.00060025 | 3.3155e-08 | 0.0015435 | 8.5254e-08
[79 empty] | WLDFR | HFTD - Distribution - Tier 3 - 2QU CoRE ¦ 2QU LoRE | Red Flag Warning - Destructive Fires | 2035 | 1.375e-08 | 6.8749e-09 | 1.7678e-08 | 9984.8474 | 263.1074 | 9721.74 | 0 | 0 | 0 | 0 | 1.1453e-05 |  | 0.00013729 | 0 | 0.00013729 | 6.8645e-05 | 0 | 6.8645e-05 | 0.00017652 | 0 | 0.00017652 | [16 empty] | 7.3.1.3 Ignition probability mapping showing the probability of ignition along the electric lines and equipmentWLDFRAggregatedAggregated | WLDFR | HFTD - Distribution - Tier 3 - 2QU CoRE ¦ 2QU LoRE | Red Flag Warning - Large Fires | Aggregated | Aggregated | 2045 | 5.5234e-05 | 0 | 280.2309 | 0.015478 | 2045 | Mitigation | 0.08575 | 30 | 0 | esc | 0.0012005 | 6.6309e-08 | 0.00060025 | 3.3155e-08 | 0.0015435 | 8.5254e-08
[79 empty] | WLDFR | HFTD - Distribution - Tier 3 - 2QU CoRE ¦ 2QU LoRE | Red Flag Warning - Destructive Fires | 2036 | 1.375e-08 | 6.8749e-09 | 1.7678e-08 | 9984.8474 | 263.1074 | 9721.74 | 0 | 0 | 0 | 0 | 1.1453e-05 |  | 0.00013729 | 0 | 0.00013729 | 6.8645e-05 | 0 | 6.8645e-05 | 0.00017652 | 0 | 0.00017652 | [16 empty] | 7.3.1.3 Ignition probability mapping showing the probability of ignition along the electric lines and equipmentWLDFRAggregatedAggregated | WLDFR | HFTD - Distribution - Tier 3 - 2QU CoRE ¦ 2QU LoRE | Red Flag Warning - Large Fires | Aggregated | Aggregated | 2046 | 5.5234e-05 | 0 | 280.2309 | 0.015478 | 2046 | Mitigation | 0.08575 | 30 | 0 | esc | 0.0012005 | 6.6309e-08 | 0.00060025 | 3.3155e-08 | 0.0015435 | 8.5254e-08
[79 empty] | WLDFR | HFTD - Distribution - Tier 3 - 2QU CoRE ¦ 2QU LoRE | Red Flag Warning - Destructive Fires | 2037 | 1.375e-08 | 6.8749e-09 | 1.7678e-08 | 9984.8474 | 263.1074 | 9721.74 | 0 | 0 | 0 | 0 | 1.1453e-05 |  | 0.00013729 | 0 | 0.00013729 | 6.8645e-05 | 0 | 6.8645e-05 | 0.00017652 | 0 | 0.00017652 | [16 empty] | 7.3.1.3 Ignition probability mapping showing the probability of ignition along the electric lines and equipmentWLDFRAggregatedAggregated | WLDFR | HFTD - Distribution - Tier 3 - 2QU CoRE ¦ 2QU LoRE | Red Flag Warning - Large Fires | Aggregated | Aggregated | 2047 | 5.5234e-05 | 0 | 280.2309 | 0.015478 | 2047 | Mitigation | 0.08575 | 30 | 0 | esc | 0.0012005 | 6.6309e-08 | 0.00060025 | 3.3155e-08 | 0.0015435 | 8.5254e-08
[79 empty] | WLDFR | HFTD - Distribution - Tier 3 - 2QU CoRE ¦ 2QU LoRE | Red Flag Warning - Destructive Fires | 2038 | 1.375e-08 | 6.8749e-09 | 1.7678e-08 | 10472.8261 | 280.5544 | 10192.2718 | 0 | 0 | 0 | 0 | 1.1453e-05 |  | 0.000144 | 0 | 0.000144 | 7.2e-05 | 0 | 7.2e-05 | 0.00018514 | 0 | 0.00018514 | [16 empty] | 7.3.1.3 Ignition probability mapping showing the probability of ignition along the electric lines and equipmentWLDFRAggregatedAggregated | WLDFR | HFTD - Distribution - Tier 3 - 2QU CoRE ¦ 2QU LoRE | Red Flag Warning - Large Fires | Aggregated | Aggregated | 2048 | 5.5234e-05 | 0 | 280.2309 | 0.015478 | 2048 | Mitigation | 0.08575 | 30 | 0 | esc | 0.0012005 | 6.6309e-08 | 0.00060025 | 3.3155e-08 | 0.0015435 | 8.5254e-08
[79 empty] | WLDFR | HFTD - Distribution - Tier 3 - 2QU CoRE ¦ 2QU LoRE | Red Flag Warning - Destructive Fires | 2039 | 1.375e-08 | 6.8749e-09 | 1.7678e-08 | 10472.8261 | 280.5544 | 10192.2718 | 0 | 0 | 0 | 0 | 1.1453e-05 |  | 0.000144 | 0 | 0.000144 | 7.2e-05 | 0 | 7.2e-05 | 0.00018514 | 0 | 0.00018514 | [16 empty] | 7.3.1.3 Ignition probability mapping showing the probability of ignition along the electric lines and equipmentWLDFRAggregatedAggregated | WLDFR | HFTD - Distribution - Tier 3 - 2QU CoRE ¦ 2QU LoRE | Red Flag Warning - Large Fires | Aggregated | Aggregated | 2049 | 5.5234e-05 | 0 | 280.2309 | 0.015478 | 2049 | Mitigation | 0.08575 | 30 | 0 | esc | 0.0012005 | 6.6309e-08 | 0.00060025 | 3.3155e-08 | 0.0015435 | 8.5254e-08
[79 empty] | WLDFR | HFTD - Distribution - Tier 3 - 2QU CoRE ¦ 2QU LoRE | Red Flag Warning - Destructive Fires | 2040 | 1.375e-08 | 6.8749e-09 | 1.7678e-08 | 10472.8261 | 280.5544 | 10192.2718 | 0 | 0 | 0 | 0 | 1.1453e-05 |  | 0.000144 | 0 | 0.000144 | 7.2e-05 | 0 | 7.2e-05 | 0.00018514 | 0 | 0.00018514 | [16 empty] | 7.3.1.3 Ignition probability mapping showing the probability of ignition along the electric lines and equipmentWLDFRAggregatedAggregated | WLDFR | HFTD - Distribution - Tier 3 - 2QU CoRE ¦ 2QU LoRE | Red Flag Warning - Large Fires | Aggregated | Aggregated | 2050 | 5.5234e-05 | 0 | 280.2309 | 0.015478 | 2050 | Mitigation | 0.08575 | 30 | 0 | esc | 0 | 0 | 0.00060025 | 3.3155e-08 | 0.0015435 | 8.5254e-08
[79 empty] | WLDFR | HFTD - Distribution - Tier 3 - 2QU CoRE ¦ 2QU LoRE | Red Flag Warning - Destructive Fires | 2041 | 1.375e-08 | 6.8749e-09 | 1.7678e-08 | 10472.8261 | 280.5544 | 10192.2718 | 0 | 0 | 0 | 0 | 1.1453e-05 |  | 0.000144 | 0 | 0.000144 | 7.2e-05 | 0 | 7.2e-05 | 0.00018514 | 0 | 0.00018514 | [16 empty] | 7.3.1.3 Ignition probability mapping showing the probability of ignition along the electric lines and equipmentWLDFRAggregatedAggregated | WLDFR | HFTD - Distribution - Tier 3 - 2QU CoRE ¦ 2QU LoRE | Red Flag Warning - Large Fires | Aggregated | Aggregated | 2051 | 5.5234e-05 | 0 | 280.2309 | 0.015478 | 2051 | Mitigation | 0.08575 | 30 | 0 | esc | 0 | 0 | 0 | 0 | 0.0015435 | 8.5254e-08
[79 empty] | WLDFR | HFTD - Distribution - Tier 3 - 2QU CoRE ¦ 2QU LoRE | Red Flag Warning - Destructive Fires | 2042 | 1.375e-08 | 6.8749e-09 | 1.7678e-08 | 10472.8261 | 280.5544 | 10192.2718 | 0 | 0 | 0 | 0 | 1.1453e-05 |  | 0.000144 | 0 | 0.000144 | 7.2e-05 | 0 | 7.2e-05 | 0.00018514 | 0 | 0.00018514 | [16 empty] | 7.3.1.3 Ignition probability mapping showing the probability of ignition along the electric lines and equipmentWLDFRAggregatedAggregated | WLDFR | HFTD - Distribution - Tier 3 - 2QU CoRE ¦ 2QU LoRE | Red Flag Warning - Small Fires | Aggregated | Aggregated | 2021 | 0.00086931 | 0 | 280.2309 | 0.24361 | 2021 | Mitigation | 0.08575 | 30 | 0 | esc | 0.0012005 | 1.0436e-06 | 0.00060025 | 5.218e-07 | 0 | 0
[79 empty] | WLDFR | HFTD - Distribution - Tier 3 - 2QU CoRE ¦ 2QU LoRE | Red Flag Warning - Destructive Fires | 2043 | 1.375e-08 | 6.8749e-09 | 1.7678e-08 | 10992.1562 | 299.42 | 10692.7362 | 0 | 0 | 0 | 0 | 1.1453e-05 |  | 0.00015114 | 0 | 0.00015114 | 7.5571e-05 | 0 | 7.5571e-05 | 0.00019432 | 0 | 0.00019432 | [16 empty] | 7.3.1.3 Ignition probability mapping showing the probability of ignition along the electric lines and equipmentWLDFRAggregatedAggregated | WLDFR | HFTD - Distribution - Tier 3 - 2QU CoRE ¦ 2QU LoRE | Red Flag Warning - Small Fires | Aggregated | Aggregated | 2022 | 0.00086931 | 0 | 280.2309 | 0.24361 | 2022 | Mitigation | 0.08575 | 30 | 0 | esc | 0.0012005 | 1.0436e-06 | 0.00060025 | 5.218e-07 | 0.0015435 | 1.3418e-06
[79 empty] | WLDFR | HFTD - Distribution - Tier 3 - 2QU CoRE ¦ 2QU LoRE | Red Flag Warning - Destructive Fires | 2044 | 1.375e-08 | 6.8749e-09 | 1.7678e-08 | 10992.1562 | 299.42 | 10692.7362 | 0 | 0 | 0 | 0 | 1.1453e-05 |  | 0.00015114 | 0 | 0.00015114 | 7.5571e-05 | 0 | 7.5571e-05 | 0.00019432 | 0 | 0.00019432 | [16 empty] | 7.3.1.3 Ignition probability mapping showing the probability of ignition along the electric lines and equipmentWLDFRAggregatedAggregated | WLDFR | HFTD - Distribution - Tier 3 - 2QU CoRE ¦ 2QU LoRE | Red Flag Warning - Small Fires | Aggregated | Aggregated | 2023 | 0.00086931 | 0 | 280.2309 | 0.24361 | 2023 | Mitigation | 0.08575 | 30 | 0 | esc | 0.0012005 | 1.0436e-06 | 0.00060025 | 5.218e-07 | 0.0015435 | 1.3418e-06
[79 empty] | WLDFR | HFTD - Distribution - Tier 3 - 2QU CoRE ¦ 2QU LoRE | Red Flag Warning - Destructive Fires | 2045 | 1.375e-08 | 6.8749e-09 | 1.7678e-08 | 10992.1562 | 299.42 | 10692.7362 | 0 | 0 | 0 | 0 | 1.1453e-05 |  | 0.00015114 | 0 | 0.00015114 | 7.5571e-05 | 0 | 7.5571e-05 | 0.00019432 | 0 | 0.00019432 | [16 empty] | 7.3.1.3 Ignition probability mapping showing the probability of ignition along the electric lines and equipmentWLDFRAggregatedAggregated | WLDFR | HFTD - Distribution - Tier 3 - 2QU CoRE ¦ 2QU LoRE | Red Flag Warning - Small Fires | Aggregated | Aggregated | 2024 | 0.00086931 | 0 | 280.2309 | 0.24361 | 2024 | Mitigation | 0.08575 | 30 | 0 | esc | 0.0012005 | 1.0436e-06 | 0.00060025 | 5.218e-07 | 0.0015435 | 1.3418e-06
[79 empty] | WLDFR | HFTD - Distribution - Tier 3 - 2QU CoRE ¦ 2QU LoRE | Red Flag Warning - Destructive Fires | 2046 | 1.375e-08 | 6.8749e-09 | 1.7678e-08 | 10992.1562 | 299.42 | 10692.7362 | 0 | 0 | 0 | 0 | 1.1453e-05 |  | 0.00015114 | 0 | 0.00015114 | 7.5571e-05 | 0 | 7.5571e-05 | 0.00019432 | 0 | 0.00019432 | [16 empty] | 7.3.1.3 Ignition probability mapping showing the probability of ignition along the electric lines and equipmentWLDFRAggregatedAggregated | WLDFR | HFTD - Distribution - Tier 3 - 2QU CoRE ¦ 2QU LoRE | Red Flag Warning - Small Fires | Aggregated | Aggregated | 2025 | 0.00086931 | 0 | 280.2309 | 0.24361 | 2025 | Mitigation | 0.08575 | 30 | 0 | esc | 0.0012005 | 1.0436e-06 | 0.00060025 | 5.218e-07 | 0.0015435 | 1.3418e-06
[79 empty] | WLDFR | HFTD - Distribution - Tier 3 - 2QU CoRE ¦ 2QU LoRE | Red Flag Warning - Destructive Fires | 2047 | 1.375e-08 | 6.8749e-09 | 1.7678e-08 | 10992.1562 | 299.42 | 10692.7362 | 0 | 0 | 0 | 0 | 1.1453e-05 |  | 0.00015114 | 0 | 0.00015114 | 7.5571e-05 | 0 | 7.5571e-05 | 0.00019432 | 0 | 0.00019432 | [16 empty] | 7.3.1.3 Ignition probability mapping showing the probability of ignition along the electric lines and equipmentWLDFRAggregatedAggregated | WLDFR | HFTD - Distribution - Tier 3 - 2QU CoRE ¦ 2QU LoRE | Red Flag Warning - Small Fires | Aggregated | Aggregated | 2026 | 0.00086931 | 0 | 280.2309 | 0.24361 | 2026 | Mitigation | 0.08575 | 30 | 0 | esc | 0.0012005 | 1.0436e-06 | 0.00060025 | 5.218e-07 | 0.0015435 | 1.3418e-06
[79 empty] | WLDFR | HFTD - Distribution - Tier 3 - 2QU CoRE ¦ 2QU LoRE | Red Flag Warning - Destructive Fires | 2048 | 1.375e-08 | 6.8749e-09 | 1.7678e-08 | 11536.0538 | 319.4911 | 11216.5626 | 0 | 0 | 0 | 0 | 1.1453e-05 |  | 0.00015862 | 0 | 0.00015862 | 7.931e-05 | 0 | 7.931e-05 | 0.00020394 | 0 | 0.00020394 | [16 empty] | 7.3.1.3 Ignition probability mapping showing the probability of ignition along the electric lines and equipmentWLDFRAggregatedAggregated | WLDFR | HFTD - Distribution - Tier 3 - 2QU CoRE ¦ 2QU LoRE | Red Flag Warning - Small Fires | Aggregated | Aggregated | 2027 | 0.00086931 | 0 | 280.2309 | 0.24361 | 2027 | Mitigation | 0.08575 | 30 | 0 | esc | 0.0012005 | 1.0436e-06 | 0.00060025 | 5.218e-07 | 0.0015435 | 1.3418e-06
[79 empty] | WLDFR | HFTD - Distribution - Tier 3 - 2QU CoRE ¦ 2QU LoRE | Red Flag Warning - Destructive Fires | 2049 | 1.375e-08 | 6.8749e-09 | 1.7678e-08 | 11536.0538 | 319.4911 | 11216.5626 | 0 | 0 | 0 | 0 | 1.1453e-05 |  | 0.00015862 | 0 | 0.00015862 | 7.931e-05 | 0 | 7.931e-05 | 0.00020394 | 0 | 0.00020394 | [16 empty] | 7.3.1.3 Ignition probability mapping showing the probability of ignition along the electric lines and equipmentWLDFRAggregatedAggregated | WLDFR | HFTD - Distribution - Tier 3 - 2QU CoRE ¦ 2QU LoRE | Red Flag Warning - Small Fires | Aggregated | Aggregated | 2028 | 0.00086931 | 0 | 280.2309 | 0.24361 | 2028 | Mitigation | 0.08575 | 30 | 0 | esc | 0.0012005 | 1.0436e-06 | 0.00060025 | 5.218e-07 | 0.0015435 | 1.3418e-06
[79 empty] | WLDFR | HFTD - Distribution - Tier 3 - 2QU CoRE ¦ 2QU LoRE | Red Flag Warning - Destructive Fires | 2050 | 0 | 6.8749e-09 | 1.7678e-08 | 11536.0538 | 319.4911 | 11216.5626 | 0 | 0 | 0 | 0 | 1.1453e-05 |  | 0 | 0 | 0 | 7.931e-05 | 0 | 7.931e-05 | 0.00020394 | 0 | 0.00020394 | [16 empty] | 7.3.1.3 Ignition probability mapping showing the probability of ignition along the electric lines and equipmentWLDFRAggregatedAggregated | WLDFR | HFTD - Distribution - Tier 3 - 2QU CoRE ¦ 2QU LoRE | Red Flag Warning - Small Fires | Aggregated | Aggregated | 2029 | 0.00086931 | 0 | 280.2309 | 0.24361 | 2029 | Mitigation | 0.08575 | 30 | 0 | esc | 0.0012005 | 1.0436e-06 | 0.00060025 | 5.218e-07 | 0.0015435 | 1.3418e-06
[79 empty] | WLDFR | HFTD - Distribution - Tier 3 - 2QU CoRE ¦ 2QU LoRE | Red Flag Warning - Destructive Fires | 2051 | 0 | 0 | 1.7678e-08 | 11536.0538 | 319.4911 | 11216.5626 | 0 | 0 | 0 | 0 | 1.1453e-05 |  | 0 | 0 | 0 | 0 | 0 | 0 | 0.00020394 | 0 | 0.00020394 | [16 empty] | 7.3.1.3 Ignition probability mapping showing the probability of ignition along the electric lines and equipmentWLDFRAggregatedAggregated | WLDFR | HFTD - Distribution - Tier 3 - 2QU CoRE ¦ 2QU LoRE | Red Flag Warning - Small Fires | Aggregated | Aggregated | 2030 | 0.00086931 | 0 | 280.2309 | 0.24361 | 2030 | Mitigation | 0.08575 | 30 | 0 | esc | 0.0012005 | 1.0436e-06 | 0.00060025 | 5.218e-07 | 0.0015435 | 1.3418e-06
[79 empty] | WLDFR | HFTD - Distribution - Tier 3 - 2QU CoRE ¦ 2QU LoRE | Red Flag Warning - Large Fires | 2020 | 6.6309e-08 | 0 | 0 | 5.2406 | 0.69642 | 2.942 | 1.6022 | 0 | 0 | 0 | 5.5234e-05 |  | 3.475e-07 | 0 | 3.475e-07 | 0 | 0 | 0 | 0 | 0 | 0 | [16 empty] | 7.3.1.3 Ignition probability mapping showing the probability of ignition along the electric lines and equipmentWLDFRAggregatedAggregated | WLDFR | HFTD - Distribution - Tier 3 - 2QU CoRE ¦ 2QU LoRE | Red Flag Warning - Small Fires | Aggregated | Aggregated | 2031 | 0.00086931 | 0 | 280.2309 | 0.24361 | 2031 | Mitigation | 0.08575 | 30 | 0 | esc | 0.0012005 | 1.0436e-06 | 0.00060025 | 5.218e-07 | 0.0015435 | 1.3418e-06
[79 empty] | WLDFR | HFTD - Distribution - Tier 3 - 2QU CoRE ¦ 2QU LoRE | Red Flag Warning - Large Fires | 2021 | 6.6309e-08 | 3.3155e-08 | 0 | 5.2406 | 0.69642 | 2.942 | 1.6022 | 0 | 0 | 0 | 5.5234e-05 |  | 3.475e-07 | 0 | 3.475e-07 | 1.7375e-07 | 0 | 1.7375e-07 | 0 | 0 | 0 | [16 empty] | 7.3.1.3 Ignition probability mapping showing the probability of ignition along the electric lines and equipmentWLDFRAggregatedAggregated | WLDFR | HFTD - Distribution - Tier 3 - 2QU CoRE ¦ 2QU LoRE | Red Flag Warning - Small Fires | Aggregated | Aggregated | 2032 | 0.00086931 | 0 | 280.2309 | 0.24361 | 2032 | Mitigation | 0.08575 | 30 | 0 | esc | 0.0012005 | 1.0436e-06 | 0.00060025 | 5.218e-07 | 0.0015435 | 1.3418e-06
[79 empty] | WLDFR | HFTD - Distribution - Tier 3 - 2QU CoRE ¦ 2QU LoRE | Red Flag Warning - Large Fires | 2022 | 6.6309e-08 | 3.3155e-08 | 8.5254e-08 | 5.2406 | 0.69642 | 2.942 | 1.6022 | 0 | 0 | 0 | 5.5234e-05 |  | 3.475e-07 | 0 | 3.475e-07 | 1.7375e-07 | 0 | 1.7375e-07 | 4.4678e-07 | 0 | 4.4678e-07 | [16 empty] | 7.3.1.3 Ignition probability mapping showing the probability of ignition along the electric lines and equipmentWLDFRAggregatedAggregated | WLDFR | HFTD - Distribution - Tier 3 - 2QU CoRE ¦ 2QU LoRE | Red Flag Warning - Small Fires | Aggregated | Aggregated | 2033 | 0.00086931 | 0 | 280.2309 | 0.24361 | 2033 | Mitigation | 0.08575 | 30 | 0 | esc | 0.0012005 | 1.0436e-06 | 0.00060025 | 5.218e-07 | 0.0015435 | 1.3418e-06
[79 empty] | WLDFR | HFTD - Distribution - Tier 3 - 2QU CoRE ¦ 2QU LoRE | Red Flag Warning - Large Fires | 2023 | 6.6309e-08 | 3.3155e-08 | 8.5254e-08 | 5.475 | 0.71896 | 3.0715 | 1.6846 | 0 | 0 | 0 | 5.5234e-05 |  | 3.6304e-07 | 0 | 3.6304e-07 | 1.8152e-07 | 0 | 1.8152e-07 | 4.6677e-07 | 0 | 4.6677e-07 | [16 empty] | 7.3.1.3 Ignition probability mapping showing the probability of ignition along the electric lines and equipmentWLDFRAggregatedAggregated | WLDFR | HFTD - Distribution - Tier 3 - 2QU CoRE ¦ 2QU LoRE | Red Flag Warning - Small Fires | Aggregated | Aggregated | 2034 | 0.00086931 | 0 | 280.2309 | 0.24361 | 2034 | Mitigation | 0.08575 | 30 | 0 | esc | 0.0012005 | 1.0436e-06 | 0.00060025 | 5.218e-07 | 0.0015435 | 1.3418e-06
[79 empty] | WLDFR | HFTD - Distribution - Tier 3 - 2QU CoRE ¦ 2QU LoRE | Red Flag Warning - Large Fires | 2024 | 6.6309e-08 | 3.3155e-08 | 8.5254e-08 | 5.475 | 0.71896 | 3.0715 | 1.6846 | 0 | 0 | 0 | 5.5234e-05 |  | 3.6304e-07 | 0 | 3.6304e-07 | 1.8152e-07 | 0 | 1.8152e-07 | 4.6677e-07 | 0 | 4.6677e-07 | [16 empty] | 7.3.1.3 Ignition probability mapping showing the probability of ignition along the electric lines and equipmentWLDFRAggregatedAggregated | WLDFR | HFTD - Distribution - Tier 3 - 2QU CoRE ¦ 2QU LoRE | Red Flag Warning - Small Fires | Aggregated | Aggregated | 2035 | 0.00086931 | 0 | 280.2309 | 0.24361 | 2035 | Mitigation | 0.08575 | 30 | 0 | esc | 0.0012005 | 1.0436e-06 | 0.00060025 | 5.218e-07 | 0.0015435 | 1.3418e-06
[79 empty] | WLDFR | HFTD - Distribution - Tier 3 - 2QU CoRE ¦ 2QU LoRE | Red Flag Warning - Large Fires | 2025 | 6.6309e-08 | 3.3155e-08 | 8.5254e-08 | 5.475 | 0.71896 | 3.0715 | 1.6846 | 0 | 0 | 0 | 5.5234e-05 |  | 3.6304e-07 | 0 | 3.6304e-07 | 1.8152e-07 | 0 | 1.8152e-07 | 4.6677e-07 | 0 | 4.6677e-07 | [16 empty] | 7.3.1.3 Ignition probability mapping showing the probability of ignition along the electric lines and equipmentWLDFRAggregatedAggregated | WLDFR | HFTD - Distribution - Tier 3 - 2QU CoRE ¦ 2QU LoRE | Red Flag Warning - Small Fires | Aggregated | Aggregated | 2036 | 0.00086931 | 0 | 280.2309 | 0.24361 | 2036 | Mitigation | 0.08575 | 30 | 0 | esc | 0.0012005 | 1.0436e-06 | 0.00060025 | 5.218e-07 | 0.0015435 | 1.3418e-06
[79 empty] | WLDFR | HFTD - Distribution - Tier 3 - 2QU CoRE ¦ 2QU LoRE | Red Flag Warning - Large Fires | 2026 | 6.6309e-08 | 3.3155e-08 | 8.5254e-08 | 5.475 | 0.71896 | 3.0715 | 1.6846 | 0 | 0 | 0 | 5.5234e-05 |  | 3.6304e-07 | 0 | 3.6304e-07 | 1.8152e-07 | 0 | 1.8152e-07 | 4.6677e-07 | 0 | 4.6677e-07 | [16 empty] | 7.3.1.3 Ignition probability mapping showing the probability of ignition along the electric lines and equipmentWLDFRAggregatedAggregated | WLDFR | HFTD - Distribution - Tier 3 - 2QU CoRE ¦ 2QU LoRE | Red Flag Warning - Small Fires | Aggregated | Aggregated | 2037 | 0.00086931 | 0 | 280.2309 | 0.24361 | 2037 | Mitigation | 0.08575 | 30 | 0 | esc | 0.0012005 | 1.0436e-06 | 0.00060025 | 5.218e-07 | 0.0015435 | 1.3418e-06
[79 empty] | WLDFR | HFTD - Distribution - Tier 3 - 2QU CoRE ¦ 2QU LoRE | Red Flag Warning - Large Fires | 2027 | 6.6309e-08 | 3.3155e-08 | 8.5254e-08 | 5.475 | 0.71896 | 3.0715 | 1.6846 | 0 | 0 | 0 | 5.5234e-05 |  | 3.6304e-07 | 0 | 3.6304e-07 | 1.8152e-07 | 0 | 1.8152e-07 | 4.6677e-07 | 0 | 4.6677e-07 | [16 empty] | 7.3.1.3 Ignition probability mapping showing the probability of ignition along the electric lines and equipmentWLDFRAggregatedAggregated | WLDFR | HFTD - Distribution - Tier 3 - 2QU CoRE ¦ 2QU LoRE | Red Flag Warning - Small Fires | Aggregated | Aggregated | 2038 | 0.00086931 | 0 | 280.2309 | 0.24361 | 2038 | Mitigation | 0.08575 | 30 | 0 | esc | 0.0012005 | 1.0436e-06 | 0.00060025 | 5.218e-07 | 0.0015435 | 1.3418e-06
[79 empty] | WLDFR | HFTD - Distribution - Tier 3 - 2QU CoRE ¦ 2QU LoRE | Red Flag Warning - Large Fires | 2028 | 6.6309e-08 | 3.3155e-08 | 8.5254e-08 | 5.777 | 0.74734 | 3.238 | 1.7917 | 0 | 0 | 0 | 5.5234e-05 |  | 3.8307e-07 | 0 | 3.8307e-07 | 1.9153e-07 | 0 | 1.9153e-07 | 4.9252e-07 | 0 | 4.9252e-07 | [16 empty] | 7.3.1.3 Ignition probability mapping showing the probability of ignition along the electric lines and equipmentWLDFRAggregatedAggregated | WLDFR | HFTD - Distribution - Tier 3 - 2QU CoRE ¦ 2QU LoRE | Red Flag Warning - Small Fires | Aggregated | Aggregated | 2039 | 0.00086931 | 0 | 280.2309 | 0.24361 | 2039 | Mitigation | 0.08575 | 30 | 0 | esc | 0.0012005 | 1.0436e-06 | 0.00060025 | 5.218e-07 | 0.0015435 | 1.3418e-06
[79 empty] | WLDFR | HFTD - Distribution - Tier 3 - 2QU CoRE ¦ 2QU LoRE | Red Flag Warning - Large Fires | 2029 | 6.6309e-08 | 3.3155e-08 | 8.5254e-08 | 5.777 | 0.74734 | 3.238 | 1.7917 | 0 | 0 | 0 | 5.5234e-05 |  | 3.8307e-07 | 0 | 3.8307e-07 | 1.9153e-07 | 0 | 1.9153e-07 | 4.9252e-07 | 0 | 4.9252e-07 | [16 empty] | 7.3.1.3 Ignition probability mapping showing the probability of ignition along the electric lines and equipmentWLDFRAggregatedAggregated | WLDFR | HFTD - Distribution - Tier 3 - 2QU CoRE ¦ 2QU LoRE | Red Flag Warning - Small Fires | Aggregated | Aggregated | 2040 | 0.00086931 | 0 | 280.2309 | 0.24361 | 2040 | Mitigation | 0.08575 | 30 | 0 | esc | 0.0012005 | 1.0436e-06 | 0.00060025 | 5.218e-07 | 0.0015435 | 1.3418e-06
[79 empty] | WLDFR | HFTD - Distribution - Tier 3 - 2QU CoRE ¦ 2QU LoRE | Red Flag Warning - Large Fires | 2030 | 6.6309e-08 | 3.3155e-08 | 8.5254e-08 | 5.777 | 0.74734 | 3.238 | 1.7917 | 0 | 0 | 0 | 5.5234e-05 |  | 3.8307e-07 | 0 | 3.8307e-07 | 1.9153e-07 | 0 | 1.9153e-07 | 4.9252e-07 | 0 | 4.9252e-07 | [16 empty] | 7.3.1.3 Ignition probability mapping showing the probability of ignition along the electric lines and equipmentWLDFRAggregatedAggregated | WLDFR | HFTD - Distribution - Tier 3 - 2QU CoRE ¦ 2QU LoRE | Red Flag Warning - Small Fires | Aggregated | Aggregated | 2041 | 0.00086931 | 0 | 280.2309 | 0.24361 | 2041 | Mitigation | 0.08575 | 30 | 0 | esc | 0.0012005 | 1.0436e-06 | 0.00060025 | 5.218e-07 | 0.0015435 | 1.3418e-06
[79 empty] | WLDFR | HFTD - Distribution - Tier 3 - 2QU CoRE ¦ 2QU LoRE | Red Flag Warning - Large Fires | 2031 | 6.6309e-08 | 3.3155e-08 | 8.5254e-08 | 5.777 | 0.74734 | 3.238 | 1.7917 | 0 | 0 | 0 | 5.5234e-05 |  | 3.8307e-07 | 0 | 3.8307e-07 | 1.9153e-07 | 0 | 1.9153e-07 | 4.9252e-07 | 0 | 4.9252e-07 | [16 empty] | 7.3.1.3 Ignition probability mapping showing the probability of ignition along the electric lines and equipmentWLDFRAggregatedAggregated | WLDFR | HFTD - Distribution - Tier 3 - 2QU CoRE ¦ 2QU LoRE | Red Flag Warning - Small Fires | Aggregated | Aggregated | 2042 | 0.00086931 | 0 | 280.2309 | 0.24361 | 2042 | Mitigation | 0.08575 | 30 | 0 | esc | 0.0012005 | 1.0436e-06 | 0.00060025 | 5.218e-07 | 0.0015435 | 1.3418e-06
[79 empty] | WLDFR | HFTD - Distribution - Tier 3 - 2QU CoRE ¦ 2QU LoRE | Red Flag Warning - Large Fires | 2032 | 6.6309e-08 | 3.3155e-08 | 8.5254e-08 | 5.777 | 0.74734 | 3.238 | 1.7917 | 0 | 0 | 0 | 5.5234e-05 |  | 3.8307e-07 | 0 | 3.8307e-07 | 1.9153e-07 | 0 | 1.9153e-07 | 4.9252e-07 | 0 | 4.9252e-07 | [16 empty] | 7.3.1.3 Ignition probability mapping showing the probability of ignition along the electric lines and equipmentWLDFRAggregatedAggregated | WLDFR | HFTD - Distribution - Tier 3 - 2QU CoRE ¦ 2QU LoRE | Red Flag Warning - Small Fires | Aggregated | Aggregated | 2043 | 0.00086931 | 0 | 280.2309 | 0.24361 | 2043 | Mitigation | 0.08575 | 30 | 0 | esc | 0.0012005 | 1.0436e-06 | 0.00060025 | 5.218e-07 | 0.0015435 | 1.3418e-06
[79 empty] | WLDFR | HFTD - Distribution - Tier 3 - 2QU CoRE ¦ 2QU LoRE | Red Flag Warning - Large Fires | 2033 | 6.6309e-08 | 3.3155e-08 | 8.5254e-08 | 6.1205 | 0.77885 | 3.4265 | 1.9151 | 0 | 0 | 0 | 5.5234e-05 |  | 4.0584e-07 | 0 | 4.0584e-07 | 2.0292e-07 | 0 | 2.0292e-07 | 5.218e-07 | 0 | 5.218e-07 | [16 empty] | 7.3.1.3 Ignition probability mapping showing the probability of ignition along the electric lines and equipmentWLDFRAggregatedAggregated | WLDFR | HFTD - Distribution - Tier 3 - 2QU CoRE ¦ 2QU LoRE | Red Flag Warning - Small Fires | Aggregated | Aggregated | 2044 | 0.00086931 | 0 | 280.2309 | 0.24361 | 2044 | Mitigation | 0.08575 | 30 | 0 | esc | 0.0012005 | 1.0436e-06 | 0.00060025 | 5.218e-07 | 0.0015435 | 1.3418e-06
[79 empty] | WLDFR | HFTD - Distribution - Tier 3 - 2QU CoRE ¦ 2QU LoRE | Red Flag Warning - Large Fires | 2034 | 6.6309e-08 | 3.3155e-08 | 8.5254e-08 | 6.1205 | 0.77885 | 3.4265 | 1.9151 | 0 | 0 | 0 | 5.5234e-05 |  | 4.0584e-07 | 0 | 4.0584e-07 | 2.0292e-07 | 0 | 2.0292e-07 | 5.218e-07 | 0 | 5.218e-07 | [16 empty] | 7.3.1.3 Ignition probability mapping showing the probability of ignition along the electric lines and equipmentWLDFRAggregatedAggregated | WLDFR | HFTD - Distribution - Tier 3 - 2QU CoRE ¦ 2QU LoRE | Red Flag Warning - Small Fires | Aggregated | Aggregated | 2045 | 0.00086931 | 0 | 280.2309 | 0.24361 | 2045 | Mitigation | 0.08575 | 30 | 0 | esc | 0.0012005 | 1.0436e-06 | 0.00060025 | 5.218e-07 | 0.0015435 | 1.3418e-06
[79 empty] | WLDFR | HFTD - Distribution - Tier 3 - 2QU CoRE ¦ 2QU LoRE | Red Flag Warning - Large Fires | 2035 | 6.6309e-08 | 3.3155e-08 | 8.5254e-08 | 6.1205 | 0.77885 | 3.4265 | 1.9151 | 0 | 0 | 0 | 5.5234e-05 |  | 4.0584e-07 | 0 | 4.0584e-07 | 2.0292e-07 | 0 | 2.0292e-07 | 5.218e-07 | 0 | 5.218e-07 | [16 empty] | 7.3.1.3 Ignition probability mapping showing the probability of ignition along the electric lines and equipmentWLDFRAggregatedAggregated | WLDFR | HFTD - Distribution - Tier 3 - 2QU CoRE ¦ 2QU LoRE | Red Flag Warning - Small Fires | Aggregated | Aggregated | 2046 | 0.00086931 | 0 | 280.2309 | 0.24361 | 2046 | Mitigation | 0.08575 | 30 | 0 | esc | 0.0012005 | 1.0436e-06 | 0.00060025 | 5.218e-07 | 0.0015435 | 1.3418e-06
[79 empty] | WLDFR | HFTD - Distribution - Tier 3 - 2QU CoRE ¦ 2QU LoRE | Red Flag Warning - Large Fires | 2036 | 6.6309e-08 | 3.3155e-08 | 8.5254e-08 | 6.1205 | 0.77885 | 3.4265 | 1.9151 | 0 | 0 | 0 | 5.5234e-05 |  | 4.0584e-07 | 0 | 4.0584e-07 | 2.0292e-07 | 0 | 2.0292e-07 | 5.218e-07 | 0 | 5.218e-07 | [16 empty] | 7.3.1.3 Ignition probability mapping showing the probability of ignition along the electric lines and equipmentWLDFRAggregatedAggregated | WLDFR | HFTD - Distribution - Tier 3 - 2QU CoRE ¦ 2QU LoRE | Red Flag Warning - Small Fires | Aggregated | Aggregated | 2047 | 0.00086931 | 0 | 280.2309 | 0.24361 | 2047 | Mitigation | 0.08575 | 30 | 0 | esc | 0.0012005 | 1.0436e-06 | 0.00060025 | 5.218e-07 | 0.0015435 | 1.3418e-06
[79 empty] | WLDFR | HFTD - Distribution - Tier 3 - 2QU CoRE ¦ 2QU LoRE | Red Flag Warning - Large Fires | 2037 | 6.6309e-08 | 3.3155e-08 | 8.5254e-08 | 6.1205 | 0.77885 | 3.4265 | 1.9151 | 0 | 0 | 0 | 5.5234e-05 |  | 4.0584e-07 | 0 | 4.0584e-07 | 2.0292e-07 | 0 | 2.0292e-07 | 5.218e-07 | 0 | 5.218e-07 | [16 empty] | 7.3.1.3 Ignition probability mapping showing the probability of ignition along the electric lines and equipmentWLDFRAggregatedAggregated | WLDFR | HFTD - Distribution - Tier 3 - 2QU CoRE ¦ 2QU LoRE | Red Flag Warning - Small Fires | Aggregated | Aggregated | 2048 | 0.00086931 | 0 | 280.2309 | 0.24361 | 2048 | Mitigation | 0.08575 | 30 | 0 | esc | 0.0012005 | 1.0436e-06 | 0.00060025 | 5.218e-07 | 0.0015435 | 1.3418e-06
[79 empty] | WLDFR | HFTD - Distribution - Tier 3 - 2QU CoRE ¦ 2QU LoRE | Red Flag Warning - Large Fires | 2038 | 6.6309e-08 | 3.3155e-08 | 8.5254e-08 | 6.5028 | 0.81304 | 3.6355 | 2.0543 | 0 | 0 | 0 | 5.5234e-05 |  | 4.312e-07 | 0 | 4.312e-07 | 2.156e-07 | 0 | 2.156e-07 | 5.5439e-07 | 0 | 5.5439e-07 | [16 empty] | 7.3.1.3 Ignition probability mapping showing the probability of ignition along the electric lines and equipmentWLDFRAggregatedAggregated | WLDFR | HFTD - Distribution - Tier 3 - 2QU CoRE ¦ 2QU LoRE | Red Flag Warning - Small Fires | Aggregated | Aggregated | 2049 | 0.00086931 | 0 | 280.2309 | 0.24361 | 2049 | Mitigation | 0.08575 | 30 | 0 | esc | 0.0012005 | 1.0436e-06 | 0.00060025 | 5.218e-07 | 0.0015435 | 1.3418e-06
[79 empty] | WLDFR | HFTD - Distribution - Tier 3 - 2QU CoRE ¦ 2QU LoRE | Red Flag Warning - Large Fires | 2039 | 6.6309e-08 | 3.3155e-08 | 8.5254e-08 | 6.5028 | 0.81304 | 3.6355 | 2.0543 | 0 | 0 | 0 | 5.5234e-05 |  | 4.312e-07 | 0 | 4.312e-07 | 2.156e-07 | 0 | 2.156e-07 | 5.5439e-07 | 0 | 5.5439e-07 | [16 empty] | 7.3.1.3 Ignition probability mapping showing the probability of ignition along the electric lines and equipmentWLDFRAggregatedAggregated | WLDFR | HFTD - Distribution - Tier 3 - 2QU CoRE ¦ 2QU LoRE | Red Flag Warning - Small Fires | Aggregated | Aggregated | 2050 | 0.00086931 | 0 | 280.2309 | 0.24361 | 2050 | Mitigation | 0.08575 | 30 | 0 | esc | 0 | 0 | 0.00060025 | 5.218e-07 | 0.0015435 | 1.3418e-06
[79 empty] | WLDFR | HFTD - Distribution - Tier 3 - 2QU CoRE ¦ 2QU LoRE | Red Flag Warning - Large Fires | 2040 | 6.6309e-08 | 3.3155e-08 | 8.5254e-08 | 6.5028 | 0.81304 | 3.6355 | 2.0543 | 0 | 0 | 0 | 5.5234e-05 |  | 4.312e-07 | 0 | 4.312e-07 | 2.156e-07 | 0 | 2.156e-07 | 5.5439e-07 | 0 | 5.5439e-07 | [16 empty] | 7.3.1.3 Ignition probability mapping showing the probability of ignition along the electric lines and equipmentWLDFRAggregatedAggregated | WLDFR | HFTD - Distribution - Tier 3 - 2QU CoRE ¦ 2QU LoRE | Red Flag Warning - Small Fires | Aggregated | Aggregated | 2051 | 0.00086931 | 0 | 280.2309 | 0.24361 | 2051 | Mitigation | 0.08575 | 30 | 0 | esc | 0 | 0 | 0 | 0 | 0.0015435 | 1.3418e-06
[79 empty] | WLDFR | HFTD - Distribution - Tier 3 - 2QU CoRE ¦ 2QU LoRE | Red Flag Warning - Large Fires | 2041 | 6.6309e-08 | 3.3155e-08 | 8.5254e-08 | 6.5028 | 0.81304 | 3.6355 | 2.0543 | 0 | 0 | 0 | 5.5234e-05 |  | 4.312e-07 | 0 | 4.312e-07 | 2.156e-07 | 0 | 2.156e-07 | 5.5439e-07 | 0 | 5.5439e-07 | [16 empty] | 7.3.1.3 Ignition probability mapping showing the probability of ignition along the electric lines and equipmentWLDFRAggregatedAggregated | WLDFR | HFTD - Distribution - Tier 3 - 2QU CoRE ¦ 2QU LoRE | Seismic - Non-Red Flag Warning - Catastrophic Fires | Aggregated | Aggregated | 2021 | 7.7488e-11 | 0 | 280.2309 | 2.1714e-08 | 2021 | Mitigation | 0.08575 | 30 | 0 | esc | 0.0012005 | 9.3024e-14 | 0.00060025 | 4.6512e-14 | 0 | 0
[79 empty] | WLDFR | HFTD - Distribution - Tier 3 - 2QU CoRE ¦ 2QU LoRE | Red Flag Warning - Large Fires | 2042 | 6.6309e-08 | 3.3155e-08 | 8.5254e-08 | 6.5028 | 0.81304 | 3.6355 | 2.0543 | 0 | 0 | 0 | 5.5234e-05 |  | 4.312e-07 | 0 | 4.312e-07 | 2.156e-07 | 0 | 2.156e-07 | 5.5439e-07 | 0 | 5.5439e-07 | [16 empty] | 7.3.1.3 Ignition probability mapping showing the probability of ignition along the electric lines and equipmentWLDFRAggregatedAggregated | WLDFR | HFTD - Distribution - Tier 3 - 2QU CoRE ¦ 2QU LoRE | Seismic - Non-Red Flag Warning - Catastrophic Fires | Aggregated | Aggregated | 2022 | 7.7488e-11 | 0 | 280.2309 | 2.1714e-08 | 2022 | Mitigation | 0.08575 | 30 | 0 | esc | 0.0012005 | 9.3024e-14 | 0.00060025 | 4.6512e-14 | 0.0015435 | 1.196e-13
[79 empty] | WLDFR | HFTD - Distribution - Tier 3 - 2QU CoRE ¦ 2QU LoRE | Red Flag Warning - Large Fires | 2043 | 6.6309e-08 | 3.3155e-08 | 8.5254e-08 | 6.9209 | 0.84944 | 3.8632 | 2.2083 | 0 | 0 | 0 | 5.5234e-05 |  | 4.5892e-07 | 0 | 4.5892e-07 | 2.2946e-07 | 0 | 2.2946e-07 | 5.9004e-07 | 0 | 5.9004e-07 | [16 empty] | 7.3.1.3 Ignition probability mapping showing the probability of ignition along the electric lines and equipmentWLDFRAggregatedAggregated | WLDFR | HFTD - Distribution - Tier 3 - 2QU CoRE ¦ 2QU LoRE | Seismic - Non-Red Flag Warning - Catastrophic Fires | Aggregated | Aggregated | 2023 | 7.7488e-11 | 0 | 280.2309 | 2.1714e-08 | 2023 | Mitigation | 0.08575 | 30 | 0 | esc | 0.0012005 | 9.3024e-14 | 0.00060025 | 4.6512e-14 | 0.0015435 | 1.196e-13
[79 empty] | WLDFR | HFTD - Distribution - Tier 3 - 2QU CoRE ¦ 2QU LoRE | Red Flag Warning - Large Fires | 2044 | 6.6309e-08 | 3.3155e-08 | 8.5254e-08 | 6.9209 | 0.84944 | 3.8632 | 2.2083 | 0 | 0 | 0 | 5.5234e-05 |  | 4.5892e-07 | 0 | 4.5892e-07 | 2.2946e-07 | 0 | 2.2946e-07 | 5.9004e-07 | 0 | 5.9004e-07 | [16 empty] | 7.3.1.3 Ignition probability mapping showing the probability of ignition along the electric lines and equipmentWLDFRAggregatedAggregated | WLDFR | HFTD - Distribution - Tier 3 - 2QU CoRE ¦ 2QU LoRE | Seismic - Non-Red Flag Warning - Catastrophic Fires | Aggregated | Aggregated | 2024 | 7.7488e-11 | 0 | 280.2309 | 2.1714e-08 | 2024 | Mitigation | 0.08575 | 30 | 0 | esc | 0.0012005 | 9.3024e-14 | 0.00060025 | 4.6512e-14 | 0.0015435 | 1.196e-13
[79 empty] | WLDFR | HFTD - Distribution - Tier 3 - 2QU CoRE ¦ 2QU LoRE | Red Flag Warning - Large Fires | 2045 | 6.6309e-08 | 3.3155e-08 | 8.5254e-08 | 6.9209 | 0.84944 | 3.8632 | 2.2083 | 0 | 0 | 0 | 5.5234e-05 |  | 4.5892e-07 | 0 | 4.5892e-07 | 2.2946e-07 | 0 | 2.2946e-07 | 5.9004e-07 | 0 | 5.9004e-07 | [16 empty] | 7.3.1.3 Ignition probability mapping showing the probability of ignition along the electric lines and equipmentWLDFRAggregatedAggregated | WLDFR | HFTD - Distribution - Tier 3 - 2QU CoRE ¦ 2QU LoRE | Seismic - Non-Red Flag Warning - Catastrophic Fires | Aggregated | Aggregated | 2025 | 7.7488e-11 | 0 | 280.2309 | 2.1714e-08 | 2025 | Mitigation | 0.08575 | 30 | 0 | esc | 0.0012005 | 9.3024e-14 | 0.00060025 | 4.6512e-14 | 0.0015435 | 1.196e-13
[79 empty] | WLDFR | HFTD - Distribution - Tier 3 - 2QU CoRE ¦ 2QU LoRE | Red Flag Warning - Large Fires | 2046 | 6.6309e-08 | 3.3155e-08 | 8.5254e-08 | 6.9209 | 0.84944 | 3.8632 | 2.2083 | 0 | 0 | 0 | 5.5234e-05 |  | 4.5892e-07 | 0 | 4.5892e-07 | 2.2946e-07 | 0 | 2.2946e-07 | 5.9004e-07 | 0 | 5.9004e-07 | [16 empty] | 7.3.1.3 Ignition probability mapping showing the probability of ignition along the electric lines and equipmentWLDFRAggregatedAggregated | WLDFR | HFTD - Distribution - Tier 3 - 2QU CoRE ¦ 2QU LoRE | Seismic - Non-Red Flag Warning - Catastrophic Fires | Aggregated | Aggregated | 2026 | 7.7488e-11 | 0 | 280.2309 | 2.1714e-08 | 2026 | Mitigation | 0.08575 | 30 | 0 | esc | 0.0012005 | 9.3024e-14 | 0.00060025 | 4.6512e-14 | 0.0015435 | 1.196e-13
[79 empty] | WLDFR | HFTD - Distribution - Tier 3 - 2QU CoRE ¦ 2QU LoRE | Red Flag Warning - Large Fires | 2047 | 6.6309e-08 | 3.3155e-08 | 8.5254e-08 | 6.9209 | 0.84944 | 3.8632 | 2.2083 | 0 | 0 | 0 | 5.5234e-05 |  | 4.5892e-07 | 0 | 4.5892e-07 | 2.2946e-07 | 0 | 2.2946e-07 | 5.9004e-07 | 0 | 5.9004e-07 | [16 empty] | 7.3.1.3 Ignition probability mapping showing the probability of ignition along the electric lines and equipmentWLDFRAggregatedAggregated | WLDFR | HFTD - Distribution - Tier 3 - 2QU CoRE ¦ 2QU LoRE | Seismic - Non-Red Flag Warning - Catastrophic Fires | Aggregated | Aggregated | 2027 | 7.7488e-11 | 0 | 280.2309 | 2.1714e-08 | 2027 | Mitigation | 0.08575 | 30 | 0 | esc | 0.0012005 | 9.3024e-14 | 0.00060025 | 4.6512e-14 | 0.0015435 | 1.196e-13
[79 empty] | WLDFR | HFTD - Distribution - Tier 3 - 2QU CoRE ¦ 2QU LoRE | Red Flag Warning - Large Fires | 2048 | 6.6309e-08 | 3.3155e-08 | 8.5254e-08 | 7.3713 | 0.88759 | 4.1075 | 2.3763 | 0 | 0 | 0 | 5.5234e-05 |  | 4.8879e-07 | 0 | 4.8879e-07 | 2.4439e-07 | 0 | 2.4439e-07 | 6.2844e-07 | 0 | 6.2844e-07 | [16 empty] | 7.3.1.3 Ignition probability mapping showing the probability of ignition along the electric lines and equipmentWLDFRAggregatedAggregated | WLDFR | HFTD - Distribution - Tier 3 - 2QU CoRE ¦ 2QU LoRE | Seismic - Non-Red Flag Warning - Catastrophic Fires | Aggregated | Aggregated | 2028 | 7.7488e-11 | 0 | 280.2309 | 2.1714e-08 | 2028 | Mitigation | 0.08575 | 30 | 0 | esc | 0.0012005 | 9.3024e-14 | 0.00060025 | 4.6512e-14 | 0.0015435 | 1.196e-13
[79 empty] | WLDFR | HFTD - Distribution - Tier 3 - 2QU CoRE ¦ 2QU LoRE | Red Flag Warning - Large Fires | 2049 | 6.6309e-08 | 3.3155e-08 | 8.5254e-08 | 7.3713 | 0.88759 | 4.1075 | 2.3763 | 0 | 0 | 0 | 5.5234e-05 |  | 4.8879e-07 | 0 | 4.8879e-07 | 2.4439e-07 | 0 | 2.4439e-07 | 6.2844e-07 | 0 | 6.2844e-07 | [16 empty] | 7.3.1.3 Ignition probability mapping showing the probability of ignition along the electric lines and equipmentWLDFRAggregatedAggregated | WLDFR | HFTD - Distribution - Tier 3 - 2QU CoRE ¦ 2QU LoRE | Seismic - Non-Red Flag Warning - Catastrophic Fires | Aggregated | Aggregated | 2029 | 7.7488e-11 | 0 | 280.2309 | 2.1714e-08 | 2029 | Mitigation | 0.08575 | 30 | 0 | esc | 0.0012005 | 9.3024e-14 | 0.00060025 | 4.6512e-14 | 0.0015435 | 1.196e-13
[79 empty] | WLDFR | HFTD - Distribution - Tier 3 - 2QU CoRE ¦ 2QU LoRE | Red Flag Warning - Large Fires | 2050 | 0 | 3.3155e-08 | 8.5254e-08 | 7.3713 | 0.88759 | 4.1075 | 2.3763 | 0 | 0 | 0 | 5.5234e-05 |  | 0 | 0 | 0 | 2.4439e-07 | 0 | 2.4439e-07 | 6.2844e-07 | 0 | 6.2844e-07 | [16 empty] | 7.3.1.3 Ignition probability mapping showing the probability of ignition along the electric lines and equipmentWLDFRAggregatedAggregated | WLDFR | HFTD - Distribution - Tier 3 - 2QU CoRE ¦ 2QU LoRE | Seismic - Non-Red Flag Warning - Catastrophic Fires | Aggregated | Aggregated | 2030 | 7.7488e-11 | 0 | 280.2309 | 2.1714e-08 | 2030 | Mitigation | 0.08575 | 30 | 0 | esc | 0.0012005 | 9.3024e-14 | 0.00060025 | 4.6512e-14 | 0.0015435 | 1.196e-13
[79 empty] | WLDFR | HFTD - Distribution - Tier 3 - 2QU CoRE ¦ 2QU LoRE | Red Flag Warning - Large Fires | 2051 | 0 | 0 | 8.5254e-08 | 7.3713 | 0.88759 | 4.1075 | 2.3763 | 0 | 0 | 0 | 5.5234e-05 |  | 0 | 0 | 0 | 0 | 0 | 0 | 6.2844e-07 | 0 | 6.2844e-07 | [16 empty] | 7.3.1.3 Ignition probability mapping showing the probability of ignition along the electric lines and equipmentWLDFRAggregatedAggregated | WLDFR | HFTD - Distribution - Tier 3 - 2QU CoRE ¦ 2QU LoRE | Seismic - Non-Red Flag Warning - Catastrophic Fires | Aggregated | Aggregated | 2031 | 7.7488e-11 | 0 | 280.2309 | 2.1714e-08 | 2031 | Mitigation | 0.08575 | 30 | 0 | esc | 0.0012005 | 9.3024e-14 | 0.00060025 | 4.6512e-14 | 0.0015435 | 1.196e-13
[79 empty] | WLDFR | HFTD - Distribution - Tier 3 - 2QU CoRE ¦ 2QU LoRE | Red Flag Warning - Small Fires | 2020 | 1.0436e-06 | 0 | 0 | 0.077901 | 0.036425 | 0.0015809 | 0.039895 | 0 | 0 | 0 | 0.00086931 |  | 8.1297e-08 | 0 | 8.1297e-08 | 0 | 0 | 0 | 0 | 0 | 0 | [16 empty] | 7.3.1.3 Ignition probability mapping showing the probability of ignition along the electric lines and equipmentWLDFRAggregatedAggregated | WLDFR | HFTD - Distribution - Tier 3 - 2QU CoRE ¦ 2QU LoRE | Seismic - Non-Red Flag Warning - Catastrophic Fires | Aggregated | Aggregated | 2032 | 7.7488e-11 | 0 | 280.2309 | 2.1714e-08 | 2032 | Mitigation | 0.08575 | 30 | 0 | esc | 0.0012005 | 9.3024e-14 | 0.00060025 | 4.6512e-14 | 0.0015435 | 1.196e-13
[79 empty] | WLDFR | HFTD - Distribution - Tier 3 - 2QU CoRE ¦ 2QU LoRE | Red Flag Warning - Small Fires | 2021 | 1.0436e-06 | 5.218e-07 | 0 | 0.077901 | 0.036425 | 0.0015809 | 0.039895 | 0 | 0 | 0 | 0.00086931 |  | 8.1297e-08 | 0 | 8.1297e-08 | 4.0649e-08 | 0 | 4.0649e-08 | 0 | 0 | 0 | [16 empty] | 7.3.1.3 Ignition probability mapping showing the probability of ignition along the electric lines and equipmentWLDFRAggregatedAggregated | WLDFR | HFTD - Distribution - Tier 3 - 2QU CoRE ¦ 2QU LoRE | Seismic - Non-Red Flag Warning - Catastrophic Fires | Aggregated | Aggregated | 2033 | 7.7488e-11 | 0 | 280.2309 | 2.1714e-08 | 2033 | Mitigation | 0.08575 | 30 | 0 | esc | 0.0012005 | 9.3024e-14 | 0.00060025 | 4.6512e-14 | 0.0015435 | 1.196e-13
[79 empty] | WLDFR | HFTD - Distribution - Tier 3 - 2QU CoRE ¦ 2QU LoRE | Red Flag Warning - Small Fires | 2022 | 1.0436e-06 | 5.218e-07 | 1.3418e-06 | 0.077901 | 0.036425 | 0.0015809 | 0.039895 | 0 | 0 | 0 | 0.00086931 |  | 8.1297e-08 | 0 | 8.1297e-08 | 4.0649e-08 | 0 | 4.0649e-08 | 1.0452e-07 | 0 | 1.0452e-07 | [16 empty] | 7.3.1.3 Ignition probability mapping showing the probability of ignition along the electric lines and equipmentWLDFRAggregatedAggregated | WLDFR | HFTD - Distribution - Tier 3 - 2QU CoRE ¦ 2QU LoRE | Seismic - Non-Red Flag Warning - Catastrophic Fires | Aggregated | Aggregated | 2034 | 7.7488e-11 | 0 | 280.2309 | 2.1714e-08 | 2034 | Mitigation | 0.08575 | 30 | 0 | esc | 0.0012005 | 9.3024e-14 | 0.00060025 | 4.6512e-14 | 0.0015435 | 1.196e-13
[79 empty] | WLDFR | HFTD - Distribution - Tier 3 - 2QU CoRE ¦ 2QU LoRE | Red Flag Warning - Small Fires | 2023 | 1.0436e-06 | 5.218e-07 | 1.3418e-06 | 0.080408 | 0.03759 | 0.0016314 | 0.041187 | 0 | 0 | 0 | 0.00086931 |  | 8.3914e-08 | 0 | 8.3914e-08 | 4.1957e-08 | 0 | 4.1957e-08 | 1.0789e-07 | 0 | 1.0789e-07 | [16 empty] | 7.3.1.3 Ignition probability mapping showing the probability of ignition along the electric lines and equipmentWLDFRAggregatedAggregated | WLDFR | HFTD - Distribution - Tier 3 - 2QU CoRE ¦ 2QU LoRE | Seismic - Non-Red Flag Warning - Catastrophic Fires | Aggregated | Aggregated | 2035 | 7.7488e-11 | 0 | 280.2309 | 2.1714e-08 | 2035 | Mitigation | 0.08575 | 30 | 0 | esc | 0.0012005 | 9.3024e-14 | 0.00060025 | 4.6512e-14 | 0.0015435 | 1.196e-13
[79 empty] | WLDFR | HFTD - Distribution - Tier 3 - 2QU CoRE ¦ 2QU LoRE | Red Flag Warning - Small Fires | 2024 | 1.0436e-06 | 5.218e-07 | 1.3418e-06 | 0.080408 | 0.03759 | 0.0016314 | 0.041187 | 0 | 0 | 0 | 0.00086931 |  | 8.3914e-08 | 0 | 8.3914e-08 | 4.1957e-08 | 0 | 4.1957e-08 | 1.0789e-07 | 0 | 1.0789e-07 | [16 empty] | 7.3.1.3 Ignition probability mapping showing the probability of ignition along the electric lines and equipmentWLDFRAggregatedAggregated | WLDFR | HFTD - Distribution - Tier 3 - 2QU CoRE ¦ 2QU LoRE | Seismic - Non-Red Flag Warning - Catastrophic Fires | Aggregated | Aggregated | 2036 | 7.7488e-11 | 0 | 280.2309 | 2.1714e-08 | 2036 | Mitigation | 0.08575 | 30 | 0 | esc | 0.0012005 | 9.3024e-14 | 0.00060025 | 4.6512e-14 | 0.0015435 | 1.196e-13
[79 empty] | WLDFR | HFTD - Distribution - Tier 3 - 2QU CoRE ¦ 2QU LoRE | Red Flag Warning - Small Fires | 2025 | 1.0436e-06 | 5.218e-07 | 1.3418e-06 | 0.080408 | 0.03759 | 0.0016314 | 0.041187 | 0 | 0 | 0 | 0.00086931 |  | 8.3914e-08 | 0 | 8.3914e-08 | 4.1957e-08 | 0 | 4.1957e-08 | 1.0789e-07 | 0 | 1.0789e-07 | [16 empty] | 7.3.1.3 Ignition probability mapping showing the probability of ignition along the electric lines and equipmentWLDFRAggregatedAggregated | WLDFR | HFTD - Distribution - Tier 3 - 2QU CoRE ¦ 2QU LoRE | Seismic - Non-Red Flag Warning - Catastrophic Fires | Aggregated | Aggregated | 2037 | 7.7488e-11 | 0 | 280.2309 | 2.1714e-08 | 2037 | Mitigation | 0.08575 | 30 | 0 | esc | 0.0012005 | 9.3024e-14 | 0.00060025 | 4.6512e-14 | 0.0015435 | 1.196e-13
[79 empty] | WLDFR | HFTD - Distribution - Tier 3 - 2QU CoRE ¦ 2QU LoRE | Red Flag Warning - Small Fires | 2026 | 1.0436e-06 | 5.218e-07 | 1.3418e-06 | 0.080408 | 0.03759 | 0.0016314 | 0.041187 | 0 | 0 | 0 | 0.00086931 |  | 8.3914e-08 | 0 | 8.3914e-08 | 4.1957e-08 | 0 | 4.1957e-08 | 1.0789e-07 | 0 | 1.0789e-07 | [16 empty] | 7.3.1.3 Ignition probability mapping showing the probability of ignition along the electric lines and equipmentWLDFRAggregatedAggregated | WLDFR | HFTD - Distribution - Tier 3 - 2QU CoRE ¦ 2QU LoRE | Seismic - Non-Red Flag Warning - Catastrophic Fires | Aggregated | Aggregated | 2038 | 7.7488e-11 | 0 | 280.2309 | 2.1714e-08 | 2038 | Mitigation | 0.08575 | 30 | 0 | esc | 0.0012005 | 9.3024e-14 | 0.00060025 | 4.6512e-14 | 0.0015435 | 1.196e-13
[79 empty] | WLDFR | HFTD - Distribution - Tier 3 - 2QU CoRE ¦ 2QU LoRE | Red Flag Warning - Small Fires | 2027 | 1.0436e-06 | 5.218e-07 | 1.3418e-06 | 0.080408 | 0.03759 | 0.0016314 | 0.041187 | 0 | 0 | 0 | 0.00086931 |  | 8.3914e-08 | 0 | 8.3914e-08 | 4.1957e-08 | 0 | 4.1957e-08 | 1.0789e-07 | 0 | 1.0789e-07 | [16 empty] | 7.3.1.3 Ignition probability mapping showing the probability of ignition along the electric lines and equipmentWLDFRAggregatedAggregated | WLDFR | HFTD - Distribution - Tier 3 - 2QU CoRE ¦ 2QU LoRE | Seismic - Non-Red Flag Warning - Catastrophic Fires | Aggregated | Aggregated | 2039 | 7.7488e-11 | 0 | 280.2309 | 2.1714e-08 | 2039 | Mitigation | 0.08575 | 30 | 0 | esc | 0.0012005 | 9.3024e-14 | 0.00060025 | 4.6512e-14 | 0.0015435 | 1.196e-13
[79 empty] | WLDFR | HFTD - Distribution - Tier 3 - 2QU CoRE ¦ 2QU LoRE | Red Flag Warning - Small Fires | 2028 | 1.0436e-06 | 5.218e-07 | 1.3418e-06 | 0.083606 | 0.039055 | 0.001695 | 0.042856 | 0 | 0 | 0 | 0.00086931 |  | 8.7252e-08 | 0 | 8.7252e-08 | 4.3626e-08 | 0 | 4.3626e-08 | 1.1218e-07 | 0 | 1.1218e-07 | [16 empty] | 7.3.1.3 Ignition probability mapping showing the probability of ignition along the electric lines and equipmentWLDFRAggregatedAggregated | WLDFR | HFTD - Distribution - Tier 3 - 2QU CoRE ¦ 2QU LoRE | Seismic - Non-Red Flag Warning - Catastrophic Fires | Aggregated | Aggregated | 2040 | 7.7488e-11 | 0 | 280.2309 | 2.1714e-08 | 2040 | Mitigation | 0.08575 | 30 | 0 | esc | 0.0012005 | 9.3024e-14 | 0.00060025 | 4.6512e-14 | 0.0015435 | 1.196e-13
[79 empty] | WLDFR | HFTD - Distribution - Tier 3 - 2QU CoRE ¦ 2QU LoRE | Red Flag Warning - Small Fires | 2029 | 1.0436e-06 | 5.218e-07 | 1.3418e-06 | 0.083606 | 0.039055 | 0.001695 | 0.042856 | 0 | 0 | 0 | 0.00086931 |  | 8.7252e-08 | 0 | 8.7252e-08 | 4.3626e-08 | 0 | 4.3626e-08 | 1.1218e-07 | 0 | 1.1218e-07 | [16 empty] | 7.3.1.3 Ignition probability mapping showing the probability of ignition along the electric lines and equipmentWLDFRAggregatedAggregated | WLDFR | HFTD - Distribution - Tier 3 - 2QU CoRE ¦ 2QU LoRE | Seismic - Non-Red Flag Warning - Catastrophic Fires | Aggregated | Aggregated | 2041 | 7.7488e-11 | 0 | 280.2309 | 2.1714e-08 | 2041 | Mitigation | 0.08575 | 30 | 0 | esc | 0.0012005 | 9.3024e-14 | 0.00060025 | 4.6512e-14 | 0.0015435 | 1.196e-13
[79 empty] | WLDFR | HFTD - Distribution - Tier 3 - 2QU CoRE ¦ 2QU LoRE | Red Flag Warning - Small Fires | 2030 | 1.0436e-06 | 5.218e-07 | 1.3418e-06 | 0.083606 | 0.039055 | 0.001695 | 0.042856 | 0 | 0 | 0 | 0.00086931 |  | 8.7252e-08 | 0 | 8.7252e-08 | 4.3626e-08 | 0 | 4.3626e-08 | 1.1218e-07 | 0 | 1.1218e-07 | [16 empty] | 7.3.1.3 Ignition probability mapping showing the probability of ignition along the electric lines and equipmentWLDFRAggregatedAggregated | WLDFR | HFTD - Distribution - Tier 3 - 2QU CoRE ¦ 2QU LoRE | Seismic - Non-Red Flag Warning - Catastrophic Fires | Aggregated | Aggregated | 2042 | 7.7488e-11 | 0 | 280.2309 | 2.1714e-08 | 2042 | Mitigation | 0.08575 | 30 | 0 | esc | 0.0012005 | 9.3024e-14 | 0.00060025 | 4.6512e-14 | 0.0015435 | 1.196e-13
[79 empty] | WLDFR | HFTD - Distribution - Tier 3 - 2QU CoRE ¦ 2QU LoRE | Red Flag Warning - Small Fires | 2031 | 1.0436e-06 | 5.218e-07 | 1.3418e-06 | 0.083606 | 0.039055 | 0.001695 | 0.042856 | 0 | 0 | 0 | 0.00086931 |  | 8.7252e-08 | 0 | 8.7252e-08 | 4.3626e-08 | 0 | 4.3626e-08 | 1.1218e-07 | 0 | 1.1218e-07 | [16 empty] | 7.3.1.3 Ignition probability mapping showing the probability of ignition along the electric lines and equipmentWLDFRAggregatedAggregated | WLDFR | HFTD - Distribution - Tier 3 - 2QU CoRE ¦ 2QU LoRE | Seismic - Non-Red Flag Warning - Catastrophic Fires | Aggregated | Aggregated | 2043 | 7.7488e-11 | 0 | 280.2309 | 2.1714e-08 | 2043 | Mitigation | 0.08575 | 30 | 0 | esc | 0.0012005 | 9.3024e-14 | 0.00060025 | 4.6512e-14 | 0.0015435 | 1.196e-13
[79 empty] | WLDFR | HFTD - Distribution - Tier 3 - 2QU CoRE ¦ 2QU LoRE | Red Flag Warning - Small Fires | 2032 | 1.0436e-06 | 5.218e-07 | 1.3418e-06 | 0.083606 | 0.039055 | 0.001695 | 0.042856 | 0 | 0 | 0 | 0.00086931 |  | 8.7252e-08 | 0 | 8.7252e-08 | 4.3626e-08 | 0 | 4.3626e-08 | 1.1218e-07 | 0 | 1.1218e-07 | [16 empty] | 7.3.1.3 Ignition probability mapping showing the probability of ignition along the electric lines and equipmentWLDFRAggregatedAggregated | WLDFR | HFTD - Distribution - Tier 3 - 2QU CoRE ¦ 2QU LoRE | Seismic - Non-Red Flag Warning - Catastrophic Fires | Aggregated | Aggregated | 2044 | 7.7488e-11 | 0 | 280.2309 | 2.1714e-08 | 2044 | Mitigation | 0.08575 | 30 | 0 | esc | 0.0012005 | 9.3024e-14 | 0.00060025 | 4.6512e-14 | 0.0015435 | 1.196e-13
[79 empty] | WLDFR | HFTD - Distribution - Tier 3 - 2QU CoRE ¦ 2QU LoRE | Red Flag Warning - Small Fires | 2033 | 1.0436e-06 | 5.218e-07 | 1.3418e-06 | 0.087211 | 0.040679 | 0.0017655 | 0.044766 | 0 | 0 | 0 | 0.00086931 |  | 9.1014e-08 | 0 | 9.1014e-08 | 4.5507e-08 | 0 | 4.5507e-08 | 1.1702e-07 | 0 | 1.1702e-07 | [16 empty] | 7.3.1.3 Ignition probability mapping showing the probability of ignition along the electric lines and equipmentWLDFRAggregatedAggregated | WLDFR | HFTD - Distribution - Tier 3 - 2QU CoRE ¦ 2QU LoRE | Seismic - Non-Red Flag Warning - Catastrophic Fires | Aggregated | Aggregated | 2045 | 7.7488e-11 | 0 | 280.2309 | 2.1714e-08 | 2045 | Mitigation | 0.08575 | 30 | 0 | esc | 0.0012005 | 9.3024e-14 | 0.00060025 | 4.6512e-14 | 0.0015435 | 1.196e-13
[79 empty] | WLDFR | HFTD - Distribution - Tier 3 - 2QU CoRE ¦ 2QU LoRE | Red Flag Warning - Small Fires | 2034 | 1.0436e-06 | 5.218e-07 | 1.3418e-06 | 0.087211 | 0.040679 | 0.0017655 | 0.044766 | 0 | 0 | 0 | 0.00086931 |  | 9.1014e-08 | 0 | 9.1014e-08 | 4.5507e-08 | 0 | 4.5507e-08 | 1.1702e-07 | 0 | 1.1702e-07 | [16 empty] | 7.3.1.3 Ignition probability mapping showing the probability of ignition along the electric lines and equipmentWLDFRAggregatedAggregated | WLDFR | HFTD - Distribution - Tier 3 - 2QU CoRE ¦ 2QU LoRE | Seismic - Non-Red Flag Warning - Catastrophic Fires | Aggregated | Aggregated | 2046 | 7.7488e-11 | 0 | 280.2309 | 2.1714e-08 | 2046 | Mitigation | 0.08575 | 30 | 0 | esc | 0.0012005 | 9.3024e-14 | 0.00060025 | 4.6512e-14 | 0.0015435 | 1.196e-13
[79 empty] | WLDFR | HFTD - Distribution - Tier 3 - 2QU CoRE ¦ 2QU LoRE | Red Flag Warning - Small Fires | 2035 | 1.0436e-06 | 5.218e-07 | 1.3418e-06 | 0.087211 | 0.040679 | 0.0017655 | 0.044766 | 0 | 0 | 0 | 0.00086931 |  | 9.1014e-08 | 0 | 9.1014e-08 | 4.5507e-08 | 0 | 4.5507e-08 | 1.1702e-07 | 0 | 1.1702e-07 | [16 empty] | 7.3.1.3 Ignition probability mapping showing the probability of ignition along the electric lines and equipmentWLDFRAggregatedAggregated | WLDFR | HFTD - Distribution - Tier 3 - 2QU CoRE ¦ 2QU LoRE | Seismic - Non-Red Flag Warning - Catastrophic Fires | Aggregated | Aggregated | 2047 | 7.7488e-11 | 0 | 280.2309 | 2.1714e-08 | 2047 | Mitigation | 0.08575 | 30 | 0 | esc | 0.0012005 | 9.3024e-14 | 0.00060025 | 4.6512e-14 | 0.0015435 | 1.196e-13
[79 empty] | WLDFR | HFTD - Distribution - Tier 3 - 2QU CoRE ¦ 2QU LoRE | Red Flag Warning - Small Fires | 2036 | 1.0436e-06 | 5.218e-07 | 1.3418e-06 | 0.087211 | 0.040679 | 0.0017655 | 0.044766 | 0 | 0 | 0 | 0.00086931 |  | 9.1014e-08 | 0 | 9.1014e-08 | 4.5507e-08 | 0 | 4.5507e-08 | 1.1702e-07 | 0 | 1.1702e-07 | [16 empty] | 7.3.1.3 Ignition probability mapping showing the probability of ignition along the electric lines and equipmentWLDFRAggregatedAggregated | WLDFR | HFTD - Distribution - Tier 3 - 2QU CoRE ¦ 2QU LoRE | Seismic - Non-Red Flag Warning - Catastrophic Fires | Aggregated | Aggregated | 2048 | 7.7488e-11 | 0 | 280.2309 | 2.1714e-08 | 2048 | Mitigation | 0.08575 | 30 | 0 | esc | 0.0012005 | 9.3024e-14 | 0.00060025 | 4.6512e-14 | 0.0015435 | 1.196e-13
[79 empty] | WLDFR | HFTD - Distribution - Tier 3 - 2QU CoRE ¦ 2QU LoRE | Red Flag Warning - Small Fires | 2037 | 1.0436e-06 | 5.218e-07 | 1.3418e-06 | 0.087211 | 0.040679 | 0.0017655 | 0.044766 | 0 | 0 | 0 | 0.00086931 |  | 9.1014e-08 | 0 | 9.1014e-08 | 4.5507e-08 | 0 | 4.5507e-08 | 1.1702e-07 | 0 | 1.1702e-07 | [16 empty] | 7.3.1.3 Ignition probability mapping showing the probability of ignition along the electric lines and equipmentWLDFRAggregatedAggregated | WLDFR | HFTD - Distribution - Tier 3 - 2QU CoRE ¦ 2QU LoRE | Seismic - Non-Red Flag Warning - Catastrophic Fires | Aggregated | Aggregated | 2049 | 7.7488e-11 | 0 | 280.2309 | 2.1714e-08 | 2049 | Mitigation | 0.08575 | 30 | 0 | esc | 0.0012005 | 9.3024e-14 | 0.00060025 | 4.6512e-14 | 0.0015435 | 1.196e-13
[79 empty] | WLDFR | HFTD - Distribution - Tier 3 - 2QU CoRE ¦ 2QU LoRE | Red Flag Warning - Small Fires | 2038 | 1.0436e-06 | 5.218e-07 | 1.3418e-06 | 0.091184 | 0.042438 | 0.0018418 | 0.046905 | 0 | 0 | 0 | 0.00086931 |  | 9.516e-08 | 0 | 9.516e-08 | 4.758e-08 | 0 | 4.758e-08 | 1.2235e-07 | 0 | 1.2235e-07 | [16 empty] | 7.3.1.3 Ignition probability mapping showing the probability of ignition along the electric lines and equipmentWLDFRAggregatedAggregated | WLDFR | HFTD - Distribution - Tier 3 - 2QU CoRE ¦ 2QU LoRE | Seismic - Non-Red Flag Warning - Catastrophic Fires | Aggregated | Aggregated | 2050 | 7.7488e-11 | 0 | 280.2309 | 2.1714e-08 | 2050 | Mitigation | 0.08575 | 30 | 0 | esc | 0 | 0 | 0.00060025 | 4.6512e-14 | 0.0015435 | 1.196e-13
[79 empty] | WLDFR | HFTD - Distribution - Tier 3 - 2QU CoRE ¦ 2QU LoRE | Red Flag Warning - Small Fires | 2039 | 1.0436e-06 | 5.218e-07 | 1.3418e-06 | 0.091184 | 0.042438 | 0.0018418 | 0.046905 | 0 | 0 | 0 | 0.00086931 |  | 9.516e-08 | 0 | 9.516e-08 | 4.758e-08 | 0 | 4.758e-08 | 1.2235e-07 | 0 | 1.2235e-07 | [16 empty] | 7.3.1.3 Ignition probability mapping showing the probability of ignition along the electric lines and equipmentWLDFRAggregatedAggregated | WLDFR | HFTD - Distribution - Tier 3 - 2QU CoRE ¦ 2QU LoRE | Seismic - Non-Red Flag Warning - Catastrophic Fires | Aggregated | Aggregated | 2051 | 7.7488e-11 | 0 | 280.2309 | 2.1714e-08 | 2051 | Mitigation | 0.08575 | 30 | 0 | esc | 0 | 0 | 0 | 0 | 0.0015435 | 1.196e-13
[79 empty] | WLDFR | HFTD - Distribution - Tier 3 - 2QU CoRE ¦ 2QU LoRE | Red Flag Warning - Small Fires | 2040 | 1.0436e-06 | 5.218e-07 | 1.3418e-06 | 0.091184 | 0.042438 | 0.0018418 | 0.046905 | 0 | 0 | 0 | 0.00086931 |  | 9.516e-08 | 0 | 9.516e-08 | 4.758e-08 | 0 | 4.758e-08 | 1.2235e-07 | 0 | 1.2235e-07 | [16 empty] | 7.3.1.3 Ignition probability mapping showing the probability of ignition along the electric lines and equipmentWLDFRAggregatedAggregated | WLDFR | HFTD - Distribution - Tier 3 - 2QU CoRE ¦ 2QU LoRE | Seismic - Red Flag Warning - Catastrophic Fires | Aggregated | Aggregated | 2021 | 3.342e-09 | 0 | 280.2309 | 9.3652e-07 | 2021 | Mitigation | 0.08575 | 30 | 0 | esc | 0.0012005 | 4.012e-12 | 0.00060025 | 2.006e-12 | 0 | 0
[79 empty] | WLDFR | HFTD - Distribution - Tier 3 - 2QU CoRE ¦ 2QU LoRE | Red Flag Warning - Small Fires | 2041 | 1.0436e-06 | 5.218e-07 | 1.3418e-06 | 0.091184 | 0.042438 | 0.0018418 | 0.046905 | 0 | 0 | 0 | 0.00086931 |  | 9.516e-08 | 0 | 9.516e-08 | 4.758e-08 | 0 | 4.758e-08 | 1.2235e-07 | 0 | 1.2235e-07 | [16 empty] | 7.3.1.3 Ignition probability mapping showing the probability of ignition along the electric lines and equipmentWLDFRAggregatedAggregated | WLDFR | HFTD - Distribution - Tier 3 - 2QU CoRE ¦ 2QU LoRE | Seismic - Red Flag Warning - Catastrophic Fires | Aggregated | Aggregated | 2022 | 3.342e-09 | 0 | 280.2309 | 9.3652e-07 | 2022 | Mitigation | 0.08575 | 30 | 0 | esc | 0.0012005 | 4.012e-12 | 0.00060025 | 2.006e-12 | 0.0015435 | 5.1583e-12
[79 empty] | WLDFR | HFTD - Distribution - Tier 3 - 2QU CoRE ¦ 2QU LoRE | Red Flag Warning - Small Fires | 2042 | 1.0436e-06 | 5.218e-07 | 1.3418e-06 | 0.091184 | 0.042438 | 0.0018418 | 0.046905 | 0 | 0 | 0 | 0.00086931 |  | 9.516e-08 | 0 | 9.516e-08 | 4.758e-08 | 0 | 4.758e-08 | 1.2235e-07 | 0 | 1.2235e-07 | [16 empty] | 7.3.1.3 Ignition probability mapping showing the probability of ignition along the electric lines and equipmentWLDFRAggregatedAggregated | WLDFR | HFTD - Distribution - Tier 3 - 2QU CoRE ¦ 2QU LoRE | Seismic - Red Flag Warning - Catastrophic Fires | Aggregated | Aggregated | 2023 | 3.342e-09 | 0 | 280.2309 | 9.3652e-07 | 2023 | Mitigation | 0.08575 | 30 | 0 | esc | 0.0012005 | 4.012e-12 | 0.00060025 | 2.006e-12 | 0.0015435 | 5.1583e-12
[79 empty] | WLDFR | HFTD - Distribution - Tier 3 - 2QU CoRE ¦ 2QU LoRE | Red Flag Warning - Small Fires | 2043 | 1.0436e-06 | 5.218e-07 | 1.3418e-06 | 0.095486 | 0.044306 | 0.0019228 | 0.049257 | 0 | 0 | 0 | 0.00086931 |  | 9.9649e-08 | 0 | 9.9649e-08 | 4.9825e-08 | 0 | 4.9825e-08 | 1.2812e-07 | 0 | 1.2812e-07 | [16 empty] | 7.3.1.3 Ignition probability mapping showing the probability of ignition along the electric lines and equipmentWLDFRAggregatedAggregated | WLDFR | HFTD - Distribution - Tier 3 - 2QU CoRE ¦ 2QU LoRE | Seismic - Red Flag Warning - Catastrophic Fires | Aggregated | Aggregated | 2024 | 3.342e-09 | 0 | 280.2309 | 9.3652e-07 | 2024 | Mitigation | 0.08575 | 30 | 0 | esc | 0.0012005 | 4.012e-12 | 0.00060025 | 2.006e-12 | 0.0015435 | 5.1583e-12
[79 empty] | WLDFR | HFTD - Distribution - Tier 3 - 2QU CoRE ¦ 2QU LoRE | Red Flag Warning - Small Fires | 2044 | 1.0436e-06 | 5.218e-07 | 1.3418e-06 | 0.095486 | 0.044306 | 0.0019228 | 0.049257 | 0 | 0 | 0 | 0.00086931 |  | 9.9649e-08 | 0 | 9.9649e-08 | 4.9825e-08 | 0 | 4.9825e-08 | 1.2812e-07 | 0 | 1.2812e-07 | [16 empty] | 7.3.1.3 Ignition probability mapping showing the probability of ignition along the electric lines and equipmentWLDFRAggregatedAggregated | WLDFR | HFTD - Distribution - Tier 3 - 2QU CoRE ¦ 2QU LoRE | Seismic - Red Flag Warning - Catastrophic Fires | Aggregated | Aggregated | 2025 | 3.342e-09 | 0 | 280.2309 | 9.3652e-07 | 2025 | Mitigation | 0.08575 | 30 | 0 | esc | 0.0012005 | 4.012e-12 | 0.00060025 | 2.006e-12 | 0.0015435 | 5.1583e-12
[79 empty] | WLDFR | HFTD - Distribution - Tier 3 - 2QU CoRE ¦ 2QU LoRE | Red Flag Warning - Small Fires | 2045 | 1.0436e-06 | 5.218e-07 | 1.3418e-06 | 0.095486 | 0.044306 | 0.0019228 | 0.049257 | 0 | 0 | 0 | 0.00086931 |  | 9.9649e-08 | 0 | 9.9649e-08 | 4.9825e-08 | 0 | 4.9825e-08 | 1.2812e-07 | 0 | 1.2812e-07 | [16 empty] | 7.3.1.3 Ignition probability mapping showing the probability of ignition along the electric lines and equipmentWLDFRAggregatedAggregated | WLDFR | HFTD - Distribution - Tier 3 - 2QU CoRE ¦ 2QU LoRE | Seismic - Red Flag Warning - Catastrophic Fires | Aggregated | Aggregated | 2026 | 3.342e-09 | 0 | 280.2309 | 9.3652e-07 | 2026 | Mitigation | 0.08575 | 30 | 0 | esc | 0.0012005 | 4.012e-12 | 0.00060025 | 2.006e-12 | 0.0015435 | 5.1583e-12
[79 empty] | WLDFR | HFTD - Distribution - Tier 3 - 2QU CoRE ¦ 2QU LoRE | Red Flag Warning - Small Fires | 2046 | 1.0436e-06 | 5.218e-07 | 1.3418e-06 | 0.095486 | 0.044306 | 0.0019228 | 0.049257 | 0 | 0 | 0 | 0.00086931 |  | 9.9649e-08 | 0 | 9.9649e-08 | 4.9825e-08 | 0 | 4.9825e-08 | 1.2812e-07 | 0 | 1.2812e-07 | [16 empty] | 7.3.1.3 Ignition probability mapping showing the probability of ignition along the electric lines and equipmentWLDFRAggregatedAggregated | WLDFR | HFTD - Distribution - Tier 3 - 2QU CoRE ¦ 2QU LoRE | Seismic - Red Flag Warning - Catastrophic Fires | Aggregated | Aggregated | 2027 | 3.342e-09 | 0 | 280.2309 | 9.3652e-07 | 2027 | Mitigation | 0.08575 | 30 | 0 | esc | 0.0012005 | 4.012e-12 | 0.00060025 | 2.006e-12 | 0.0015435 | 5.1583e-12
[79 empty] | WLDFR | HFTD - Distribution - Tier 3 - 2QU CoRE ¦ 2QU LoRE | Red Flag Warning - Small Fires | 2047 | 1.0436e-06 | 5.218e-07 | 1.3418e-06 | 0.095486 | 0.044306 | 0.0019228 | 0.049257 | 0 | 0 | 0 | 0.00086931 |  | 9.9649e-08 | 0 | 9.9649e-08 | 4.9825e-08 | 0 | 4.9825e-08 | 1.2812e-07 | 0 | 1.2812e-07 | [16 empty] | 7.3.1.3 Ignition probability mapping showing the probability of ignition along the electric lines and equipmentWLDFRAggregatedAggregated | WLDFR | HFTD - Distribution - Tier 3 - 2QU CoRE ¦ 2QU LoRE | Seismic - Red Flag Warning - Catastrophic Fires | Aggregated | Aggregated | 2028 | 3.342e-09 | 0 | 280.2309 | 9.3652e-07 | 2028 | Mitigation | 0.08575 | 30 | 0 | esc | 0.0012005 | 4.012e-12 | 0.00060025 | 2.006e-12 | 0.0015435 | 5.1583e-12
[79 empty] | WLDFR | HFTD - Distribution - Tier 3 - 2QU CoRE ¦ 2QU LoRE | Red Flag Warning - Small Fires | 2048 | 1.0436e-06 | 5.218e-07 | 1.3418e-06 | 0.10007 | 0.04626 | 0.0020076 | 0.051804 | 0 | 0 | 0 | 0.00086931 |  | 1.0444e-07 | 0 | 1.0444e-07 | 5.2218e-08 | 0 | 5.2218e-08 | 1.3427e-07 | 0 | 1.3427e-07 | [16 empty] | 7.3.1.3 Ignition probability mapping showing the probability of ignition along the electric lines and equipmentWLDFRAggregatedAggregated | WLDFR | HFTD - Distribution - Tier 3 - 2QU CoRE ¦ 2QU LoRE | Seismic - Red Flag Warning - Catastrophic Fires | Aggregated | Aggregated | 2029 | 3.342e-09 | 0 | 280.2309 | 9.3652e-07 | 2029 | Mitigation | 0.08575 | 30 | 0 | esc | 0.0012005 | 4.012e-12 | 0.00060025 | 2.006e-12 | 0.0015435 | 5.1583e-12
[79 empty] | WLDFR | HFTD - Distribution - Tier 3 - 2QU CoRE ¦ 2QU LoRE | Red Flag Warning - Small Fires | 2049 | 1.0436e-06 | 5.218e-07 | 1.3418e-06 | 0.10007 | 0.04626 | 0.0020076 | 0.051804 | 0 | 0 | 0 | 0.00086931 |  | 1.0444e-07 | 0 | 1.0444e-07 | 5.2218e-08 | 0 | 5.2218e-08 | 1.3427e-07 | 0 | 1.3427e-07 | [16 empty] | 7.3.1.3 Ignition probability mapping showing the probability of ignition along the electric lines and equipmentWLDFRAggregatedAggregated | WLDFR | HFTD - Distribution - Tier 3 - 2QU CoRE ¦ 2QU LoRE | Seismic - Red Flag Warning - Catastrophic Fires | Aggregated | Aggregated | 2030 | 3.342e-09 | 0 | 280.2309 | 9.3652e-07 | 2030 | Mitigation | 0.08575 | 30 | 0 | esc | 0.0012005 | 4.012e-12 | 0.00060025 | 2.006e-12 | 0.0015435 | 5.1583e-12
[79 empty] | WLDFR | HFTD - Distribution - Tier 3 - 2QU CoRE ¦ 2QU LoRE | Red Flag Warning - Small Fires | 2050 | 0 | 5.218e-07 | 1.3418e-06 | 0.10007 | 0.04626 | 0.0020076 | 0.051804 | 0 | 0 | 0 | 0.00086931 |  | 0 | 0 | 0 | 5.2218e-08 | 0 | 5.2218e-08 | 1.3427e-07 | 0 | 1.3427e-07 | [16 empty] | 7.3.1.3 Ignition probability mapping showing the probability of ignition along the electric lines and equipmentWLDFRAggregatedAggregated | WLDFR | HFTD - Distribution - Tier 3 - 2QU CoRE ¦ 2QU LoRE | Seismic - Red Flag Warning - Catastrophic Fires | Aggregated | Aggregated | 2031 | 3.342e-09 | 0 | 280.2309 | 9.3652e-07 | 2031 | Mitigation | 0.08575 | 30 | 0 | esc | 0.0012005 | 4.012e-12 | 0.00060025 | 2.006e-12 | 0.0015435 | 5.1583e-12
[79 empty] | WLDFR | HFTD - Distribution - Tier 3 - 2QU CoRE ¦ 2QU LoRE | Red Flag Warning - Small Fires | 2051 | 0 | 0 | 1.3418e-06 | 0.10007 | 0.04626 | 0.0020076 | 0.051804 | 0 | 0 | 0 | 0.00086931 |  | 0 | 0 | 0 | 0 | 0 | 0 | 1.3427e-07 | 0 | 1.3427e-07 | [16 empty] | 7.3.1.3 Ignition probability mapping showing the probability of ignition along the electric lines and equipmentWLDFRAggregatedAggregated | WLDFR | HFTD - Distribution - Tier 3 - 2QU CoRE ¦ 2QU LoRE | Seismic - Red Flag Warning - Catastrophic Fires | Aggregated | Aggregated | 2032 | 3.342e-09 | 0 | 280.2309 | 9.3652e-07 | 2032 | Mitigation | 0.08575 | 30 | 0 | esc | 0.0012005 | 4.012e-12 | 0.00060025 | 2.006e-12 | 0.0015435 | 5.1583e-12
[79 empty] | WLDFR | HFTD - Distribution - Tier 3 - 2QU CoRE ¦ 2QU LoRE | Seismic - Non-Red Flag Warning - Catastrophic Fires | 2020 | 9.3024e-14 | 0 | 0 | 21083.8428 | 409.2237 | 13469.0878 | 7205.5313 | 0 | 0 | 0 | 7.7488e-11 |  | 1.9613e-09 | 0 | 1.9613e-09 | 0 | 0 | 0 | 0 | 0 | 0 | [16 empty] | 7.3.1.3 Ignition probability mapping showing the probability of ignition along the electric lines and equipmentWLDFRAggregatedAggregated | WLDFR | HFTD - Distribution - Tier 3 - 2QU CoRE ¦ 2QU LoRE | Seismic - Red Flag Warning - Catastrophic Fires | Aggregated | Aggregated | 2033 | 3.342e-09 | 0 | 280.2309 | 9.3652e-07 | 2033 | Mitigation | 0.08575 | 30 | 0 | esc | 0.0012005 | 4.012e-12 | 0.00060025 | 2.006e-12 | 0.0015435 | 5.1583e-12
[79 empty] | WLDFR | HFTD - Distribution - Tier 3 - 2QU CoRE ¦ 2QU LoRE | Seismic - Non-Red Flag Warning - Catastrophic Fires | 2021 | 9.3024e-14 | 4.6512e-14 | 0 | 21083.8428 | 409.2237 | 13469.0878 | 7205.5313 | 0 | 0 | 0 | 7.7488e-11 |  | 1.9613e-09 | 0 | 1.9613e-09 | 9.8065e-10 | 0 | 9.8065e-10 | 0 | 0 | 0 | [16 empty] | 7.3.1.3 Ignition probability mapping showing the probability of ignition along the electric lines and equipmentWLDFRAggregatedAggregated | WLDFR | HFTD - Distribution - Tier 3 - 2QU CoRE ¦ 2QU LoRE | Seismic - Red Flag Warning - Catastrophic Fires | Aggregated | Aggregated | 2034 | 3.342e-09 | 0 | 280.2309 | 9.3652e-07 | 2034 | Mitigation | 0.08575 | 30 | 0 | esc | 0.0012005 | 4.012e-12 | 0.00060025 | 2.006e-12 | 0.0015435 | 5.1583e-12
[79 empty] | WLDFR | HFTD - Distribution - Tier 3 - 2QU CoRE ¦ 2QU LoRE | Seismic - Non-Red Flag Warning - Catastrophic Fires | 2022 | 9.3024e-14 | 4.6512e-14 | 1.196e-13 | 21083.8428 | 409.2237 | 13469.0878 | 7205.5313 | 0 | 0 | 0 | 7.7488e-11 |  | 1.9613e-09 | 0 | 1.9613e-09 | 9.8065e-10 | 0 | 9.8065e-10 | 2.5217e-09 | 0 | 2.5217e-09 | [16 empty] | 7.3.1.3 Ignition probability mapping showing the probability of ignition along the electric lines and equipmentWLDFRAggregatedAggregated | WLDFR | HFTD - Distribution - Tier 3 - 2QU CoRE ¦ 2QU LoRE | Seismic - Red Flag Warning - Catastrophic Fires | Aggregated | Aggregated | 2035 | 3.342e-09 | 0 | 280.2309 | 9.3652e-07 | 2035 | Mitigation | 0.08575 | 30 | 0 | esc | 0.0012005 | 4.012e-12 | 0.00060025 | 2.006e-12 | 0.0015435 | 5.1583e-12
[79 empty] | WLDFR | HFTD - Distribution - Tier 3 - 2QU CoRE ¦ 2QU LoRE | Seismic - Non-Red Flag Warning - Catastrophic Fires | 2023 | 9.3024e-14 | 4.6512e-14 | 1.196e-13 | 21835.9781 | 428.6023 | 13939.561 | 7467.8148 | 0 | 0 | 0 | 7.7488e-11 |  | 2.0313e-09 | 0 | 2.0313e-09 | 1.0156e-09 | 0 | 1.0156e-09 | 2.6116e-09 | 0 | 2.6116e-09 | [16 empty] | 7.3.1.3 Ignition probability mapping showing the probability of ignition along the electric lines and equipmentWLDFRAggregatedAggregated | WLDFR | HFTD - Distribution - Tier 3 - 2QU CoRE ¦ 2QU LoRE | Seismic - Red Flag Warning - Catastrophic Fires | Aggregated | Aggregated | 2036 | 3.342e-09 | 0 | 280.2309 | 9.3652e-07 | 2036 | Mitigation | 0.08575 | 30 | 0 | esc | 0.0012005 | 4.012e-12 | 0.00060025 | 2.006e-12 | 0.0015435 | 5.1583e-12
[79 empty] | WLDFR | HFTD - Distribution - Tier 3 - 2QU CoRE ¦ 2QU LoRE | Seismic - Non-Red Flag Warning - Catastrophic Fires | 2024 | 9.3024e-14 | 4.6512e-14 | 1.196e-13 | 21835.9781 | 428.6023 | 13939.561 | 7467.8148 | 0 | 0 | 0 | 7.7488e-11 |  | 2.0313e-09 | 0 | 2.0313e-09 | 1.0156e-09 | 0 | 1.0156e-09 | 2.6116e-09 | 0 | 2.6116e-09 | [16 empty] | 7.3.1.3 Ignition probability mapping showing the probability of ignition along the electric lines and equipmentWLDFRAggregatedAggregated | WLDFR | HFTD - Distribution - Tier 3 - 2QU CoRE ¦ 2QU LoRE | Seismic - Red Flag Warning - Catastrophic Fires | Aggregated | Aggregated | 2037 | 3.342e-09 | 0 | 280.2309 | 9.3652e-07 | 2037 | Mitigation | 0.08575 | 30 | 0 | esc | 0.0012005 | 4.012e-12 | 0.00060025 | 2.006e-12 | 0.0015435 | 5.1583e-12
[79 empty] | WLDFR | HFTD - Distribution - Tier 3 - 2QU CoRE ¦ 2QU LoRE | Seismic - Non-Red Flag Warning - Catastrophic Fires | 2025 | 9.3024e-14 | 4.6512e-14 | 1.196e-13 | 21835.9781 | 428.6023 | 13939.561 | 7467.8148 | 0 | 0 | 0 | 7.7488e-11 |  | 2.0313e-09 | 0 | 2.0313e-09 | 1.0156e-09 | 0 | 1.0156e-09 | 2.6116e-09 | 0 | 2.6116e-09 | [16 empty] | 7.3.1.3 Ignition probability mapping showing the probability of ignition along the electric lines and equipmentWLDFRAggregatedAggregated | WLDFR | HFTD - Distribution - Tier 3 - 2QU CoRE ¦ 2QU LoRE | Seismic - Red Flag Warning - Catastrophic Fires | Aggregated | Aggregated | 2038 | 3.342e-09 | 0 | 280.2309 | 9.3652e-07 | 2038 | Mitigation | 0.08575 | 30 | 0 | esc | 0.0012005 | 4.012e-12 | 0.00060025 | 2.006e-12 | 0.0015435 | 5.1583e-12
[79 empty] | WLDFR | HFTD - Distribution - Tier 3 - 2QU CoRE ¦ 2QU LoRE | Seismic - Non-Red Flag Warning - Catastrophic Fires | 2026 | 9.3024e-14 | 4.6512e-14 | 1.196e-13 | 21835.9781 | 428.6023 | 13939.561 | 7467.8148 | 0 | 0 | 0 | 7.7488e-11 |  | 2.0313e-09 | 0 | 2.0313e-09 | 1.0156e-09 | 0 | 1.0156e-09 | 2.6116e-09 | 0 | 2.6116e-09 | [16 empty] | 7.3.1.3 Ignition probability mapping showing the probability of ignition along the electric lines and equipmentWLDFRAggregatedAggregated | WLDFR | HFTD - Distribution - Tier 3 - 2QU CoRE ¦ 2QU LoRE | Seismic - Red Flag Warning - Catastrophic Fires | Aggregated | Aggregated | 2039 | 3.342e-09 | 0 | 280.2309 | 9.3652e-07 | 2039 | Mitigation | 0.08575 | 30 | 0 | esc | 0.0012005 | 4.012e-12 | 0.00060025 | 2.006e-12 | 0.0015435 | 5.1583e-12
[79 empty] | WLDFR | HFTD - Distribution - Tier 3 - 2QU CoRE ¦ 2QU LoRE | Seismic - Non-Red Flag Warning - Catastrophic Fires | 2027 | 9.3024e-14 | 4.6512e-14 | 1.196e-13 | 21835.9781 | 428.6023 | 13939.561 | 7467.8148 | 0 | 0 | 0 | 7.7488e-11 |  | 2.0313e-09 | 0 | 2.0313e-09 | 1.0156e-09 | 0 | 1.0156e-09 | 2.6116e-09 | 0 | 2.6116e-09 | [16 empty] | 7.3.1.3 Ignition probability mapping showing the probability of ignition along the electric lines and equipmentWLDFRAggregatedAggregated | WLDFR | HFTD - Distribution - Tier 3 - 2QU CoRE ¦ 2QU LoRE | Seismic - Red Flag Warning - Catastrophic Fires | Aggregated | Aggregated | 2040 | 3.342e-09 | 0 | 280.2309 | 9.3652e-07 | 2040 | Mitigation | 0.08575 | 30 | 0 | esc | 0.0012005 | 4.012e-12 | 0.00060025 | 2.006e-12 | 0.0015435 | 5.1583e-12
[79 empty] | WLDFR | HFTD - Distribution - Tier 3 - 2QU CoRE ¦ 2QU LoRE | Seismic - Non-Red Flag Warning - Catastrophic Fires | 2028 | 9.3024e-14 | 4.6512e-14 | 1.196e-13 | 22783.187 | 453.261 | 14531.3357 | 7798.5904 | 0 | 0 | 0 | 7.7488e-11 |  | 2.1194e-09 | 0 | 2.1194e-09 | 1.0597e-09 | 0 | 1.0597e-09 | 2.7249e-09 | 0 | 2.7249e-09 | [16 empty] | 7.3.1.3 Ignition probability mapping showing the probability of ignition along the electric lines and equipmentWLDFRAggregatedAggregated | WLDFR | HFTD - Distribution - Tier 3 - 2QU CoRE ¦ 2QU LoRE | Seismic - Red Flag Warning - Catastrophic Fires | Aggregated | Aggregated | 2041 | 3.342e-09 | 0 | 280.2309 | 9.3652e-07 | 2041 | Mitigation | 0.08575 | 30 | 0 | esc | 0.0012005 | 4.012e-12 | 0.00060025 | 2.006e-12 | 0.0015435 | 5.1583e-12
[79 empty] | WLDFR | HFTD - Distribution - Tier 3 - 2QU CoRE ¦ 2QU LoRE | Seismic - Non-Red Flag Warning - Catastrophic Fires | 2029 | 9.3024e-14 | 4.6512e-14 | 1.196e-13 | 22783.187 | 453.261 | 14531.3357 | 7798.5904 | 0 | 0 | 0 | 7.7488e-11 |  | 2.1194e-09 | 0 | 2.1194e-09 | 1.0597e-09 | 0 | 1.0597e-09 | 2.7249e-09 | 0 | 2.7249e-09 | [16 empty] | 7.3.1.3 Ignition probability mapping showing the probability of ignition along the electric lines and equipmentWLDFRAggregatedAggregated | WLDFR | HFTD - Distribution - Tier 3 - 2QU CoRE ¦ 2QU LoRE | Seismic - Red Flag Warning - Catastrophic Fires | Aggregated | Aggregated | 2042 | 3.342e-09 | 0 | 280.2309 | 9.3652e-07 | 2042 | Mitigation | 0.08575 | 30 | 0 | esc | 0.0012005 | 4.012e-12 | 0.00060025 | 2.006e-12 | 0.0015435 | 5.1583e-12
[79 empty] | WLDFR | HFTD - Distribution - Tier 3 - 2QU CoRE ¦ 2QU LoRE | Seismic - Non-Red Flag Warning - Catastrophic Fires | 2030 | 9.3024e-14 | 4.6512e-14 | 1.196e-13 | 22783.187 | 453.261 | 14531.3357 | 7798.5904 | 0 | 0 | 0 | 7.7488e-11 |  | 2.1194e-09 | 0 | 2.1194e-09 | 1.0597e-09 | 0 | 1.0597e-09 | 2.7249e-09 | 0 | 2.7249e-09 | [16 empty] | 7.3.1.3 Ignition probability mapping showing the probability of ignition along the electric lines and equipmentWLDFRAggregatedAggregated | WLDFR | HFTD - Distribution - Tier 3 - 2QU CoRE ¦ 2QU LoRE | Seismic - Red Flag Warning - Catastrophic Fires | Aggregated | Aggregated | 2043 | 3.342e-09 | 0 | 280.2309 | 9.3652e-07 | 2043 | Mitigation | 0.08575 | 30 | 0 | esc | 0.0012005 | 4.012e-12 | 0.00060025 | 2.006e-12 | 0.0015435 | 5.1583e-12
[79 empty] | WLDFR | HFTD - Distribution - Tier 3 - 2QU CoRE ¦ 2QU LoRE | Seismic - Non-Red Flag Warning - Catastrophic Fires | 2031 | 9.3024e-14 | 4.6512e-14 | 1.196e-13 | 22783.187 | 453.261 | 14531.3357 | 7798.5904 | 0 | 0 | 0 | 7.7488e-11 |  | 2.1194e-09 | 0 | 2.1194e-09 | 1.0597e-09 | 0 | 1.0597e-09 | 2.7249e-09 | 0 | 2.7249e-09 | [16 empty] | 7.3.1.3 Ignition probability mapping showing the probability of ignition along the electric lines and equipmentWLDFRAggregatedAggregated | WLDFR | HFTD - Distribution - Tier 3 - 2QU CoRE ¦ 2QU LoRE | Seismic - Red Flag Warning - Catastrophic Fires | Aggregated | Aggregated | 2044 | 3.342e-09 | 0 | 280.2309 | 9.3652e-07 | 2044 | Mitigation | 0.08575 | 30 | 0 | esc | 0.0012005 | 4.012e-12 | 0.00060025 | 2.006e-12 | 0.0015435 | 5.1583e-12
[79 empty] | WLDFR | HFTD - Distribution - Tier 3 - 2QU CoRE ¦ 2QU LoRE | Seismic - Non-Red Flag Warning - Catastrophic Fires | 2032 | 9.3024e-14 | 4.6512e-14 | 1.196e-13 | 22783.187 | 453.261 | 14531.3357 | 7798.5904 | 0 | 0 | 0 | 7.7488e-11 |  | 2.1194e-09 | 0 | 2.1194e-09 | 1.0597e-09 | 0 | 1.0597e-09 | 2.7249e-09 | 0 | 2.7249e-09 | [16 empty] | 7.3.1.3 Ignition probability mapping showing the probability of ignition along the electric lines and equipmentWLDFRAggregatedAggregated | WLDFR | HFTD - Distribution - Tier 3 - 2QU CoRE ¦ 2QU LoRE | Seismic - Red Flag Warning - Catastrophic Fires | Aggregated | Aggregated | 2045 | 3.342e-09 | 0 | 280.2309 | 9.3652e-07 | 2045 | Mitigation | 0.08575 | 30 | 0 | esc | 0.0012005 | 4.012e-12 | 0.00060025 | 2.006e-12 | 0.0015435 | 5.1583e-12
[79 empty] | WLDFR | HFTD - Distribution - Tier 3 - 2QU CoRE ¦ 2QU LoRE | Seismic - Non-Red Flag Warning - Catastrophic Fires | 2033 | 9.3024e-14 | 4.6512e-14 | 1.196e-13 | 23835.2641 | 480.9649 | 15187.7294 | 8166.5698 | 0 | 0 | 0 | 7.7488e-11 |  | 2.2173e-09 | 0 | 2.2173e-09 | 1.1086e-09 | 0 | 1.1086e-09 | 2.8508e-09 | 0 | 2.8508e-09 | [16 empty] | 7.3.1.3 Ignition probability mapping showing the probability of ignition along the electric lines and equipmentWLDFRAggregatedAggregated | WLDFR | HFTD - Distribution - Tier 3 - 2QU CoRE ¦ 2QU LoRE | Seismic - Red Flag Warning - Catastrophic Fires | Aggregated | Aggregated | 2046 | 3.342e-09 | 0 | 280.2309 | 9.3652e-07 | 2046 | Mitigation | 0.08575 | 30 | 0 | esc | 0.0012005 | 4.012e-12 | 0.00060025 | 2.006e-12 | 0.0015435 | 5.1583e-12
[79 empty] | WLDFR | HFTD - Distribution - Tier 3 - 2QU CoRE ¦ 2QU LoRE | Seismic - Non-Red Flag Warning - Catastrophic Fires | 2034 | 9.3024e-14 | 4.6512e-14 | 1.196e-13 | 23835.2641 | 480.9649 | 15187.7294 | 8166.5698 | 0 | 0 | 0 | 7.7488e-11 |  | 2.2173e-09 | 0 | 2.2173e-09 | 1.1086e-09 | 0 | 1.1086e-09 | 2.8508e-09 | 0 | 2.8508e-09 | [16 empty] | 7.3.1.3 Ignition probability mapping showing the probability of ignition along the electric lines and equipmentWLDFRAggregatedAggregated | WLDFR | HFTD - Distribution - Tier 3 - 2QU CoRE ¦ 2QU LoRE | Seismic - Red Flag Warning - Catastrophic Fires | Aggregated | Aggregated | 2047 | 3.342e-09 | 0 | 280.2309 | 9.3652e-07 | 2047 | Mitigation | 0.08575 | 30 | 0 | esc | 0.0012005 | 4.012e-12 | 0.00060025 | 2.006e-12 | 0.0015435 | 5.1583e-12
[79 empty] | WLDFR | HFTD - Distribution - Tier 3 - 2QU CoRE ¦ 2QU LoRE | Seismic - Non-Red Flag Warning - Catastrophic Fires | 2035 | 9.3024e-14 | 4.6512e-14 | 1.196e-13 | 23835.2641 | 480.9649 | 15187.7294 | 8166.5698 | 0 | 0 | 0 | 7.7488e-11 |  | 2.2173e-09 | 0 | 2.2173e-09 | 1.1086e-09 | 0 | 1.1086e-09 | 2.8508e-09 | 0 | 2.8508e-09 | [16 empty] | 7.3.1.3 Ignition probability mapping showing the probability of ignition along the electric lines and equipmentWLDFRAggregatedAggregated | WLDFR | HFTD - Distribution - Tier 3 - 2QU CoRE ¦ 2QU LoRE | Seismic - Red Flag Warning - Catastrophic Fires | Aggregated | Aggregated | 2048 | 3.342e-09 | 0 | 280.2309 | 9.3652e-07 | 2048 | Mitigation | 0.08575 | 30 | 0 | esc | 0.0012005 | 4.012e-12 | 0.00060025 | 2.006e-12 | 0.0015435 | 5.1583e-12
[79 empty] | WLDFR | HFTD - Distribution - Tier 3 - 2QU CoRE ¦ 2QU LoRE | Seismic - Non-Red Flag Warning - Catastrophic Fires | 2036 | 9.3024e-14 | 4.6512e-14 | 1.196e-13 | 23835.2641 | 480.9649 | 15187.7294 | 8166.5698 | 0 | 0 | 0 | 7.7488e-11 |  | 2.2173e-09 | 0 | 2.2173e-09 | 1.1086e-09 | 0 | 1.1086e-09 | 2.8508e-09 | 0 | 2.8508e-09 | [16 empty] | 7.3.1.3 Ignition probability mapping showing the probability of ignition along the electric lines and equipmentWLDFRAggregatedAggregated | WLDFR | HFTD - Distribution - Tier 3 - 2QU CoRE ¦ 2QU LoRE | Seismic - Red Flag Warning - Catastrophic Fires | Aggregated | Aggregated | 2049 | 3.342e-09 | 0 | 280.2309 | 9.3652e-07 | 2049 | Mitigation | 0.08575 | 30 | 0 | esc | 0.0012005 | 4.012e-12 | 0.00060025 | 2.006e-12 | 0.0015435 | 5.1583e-12
[79 empty] | WLDFR | HFTD - Distribution - Tier 3 - 2QU CoRE ¦ 2QU LoRE | Seismic - Non-Red Flag Warning - Catastrophic Fires | 2037 | 9.3024e-14 | 4.6512e-14 | 1.196e-13 | 23835.2641 | 480.9649 | 15187.7294 | 8166.5698 | 0 | 0 | 0 | 7.7488e-11 |  | 2.2173e-09 | 0 | 2.2173e-09 | 1.1086e-09 | 0 | 1.1086e-09 | 2.8508e-09 | 0 | 2.8508e-09 | [16 empty] | 7.3.1.3 Ignition probability mapping showing the probability of ignition along the electric lines and equipmentWLDFRAggregatedAggregated | WLDFR | HFTD - Distribution - Tier 3 - 2QU CoRE ¦ 2QU LoRE | Seismic - Red Flag Warning - Catastrophic Fires | Aggregated | Aggregated | 2050 | 3.342e-09 | 0 | 280.2309 | 9.3652e-07 | 2050 | Mitigation | 0.08575 | 30 | 0 | esc | 0 | 0 | 0.00060025 | 2.006e-12 | 0.0015435 | 5.1583e-12
[79 empty] | WLDFR | HFTD - Distribution - Tier 3 - 2QU CoRE ¦ 2QU LoRE | Seismic - Non-Red Flag Warning - Catastrophic Fires | 2038 | 9.3024e-14 | 4.6512e-14 | 1.196e-13 | 24976.6418 | 511.3745 | 15898.8237 | 8566.4437 | 0 | 0 | 0 | 7.7488e-11 |  | 2.3234e-09 | 0 | 2.3234e-09 | 1.1617e-09 | 0 | 1.1617e-09 | 2.9873e-09 | 0 | 2.9873e-09 | [16 empty] | 7.3.1.3 Ignition probability mapping showing the probability of ignition along the electric lines and equipmentWLDFRAggregatedAggregated | WLDFR | HFTD - Distribution - Tier 3 - 2QU CoRE ¦ 2QU LoRE | Seismic - Red Flag Warning - Catastrophic Fires | Aggregated | Aggregated | 2051 | 3.342e-09 | 0 | 280.2309 | 9.3652e-07 | 2051 | Mitigation | 0.08575 | 30 | 0 | esc | 0 | 0 | 0 | 0 | 0.0015435 | 5.1583e-12
[79 empty] | WLDFR | HFTD - Distribution - Tier 3 - 2QU CoRE ¦ 2QU LoRE | Seismic - Non-Red Flag Warning - Catastrophic Fires | 2039 | 9.3024e-14 | 4.6512e-14 | 1.196e-13 | 24976.6418 | 511.3745 | 15898.8237 | 8566.4437 | 0 | 0 | 0 | 7.7488e-11 |  | 2.3234e-09 | 0 | 2.3234e-09 | 1.1617e-09 | 0 | 1.1617e-09 | 2.9873e-09 | 0 | 2.9873e-09 | [16 empty] | 7.3.1.3 Ignition probability mapping showing the probability of ignition along the electric lines and equipmentWLDFRAggregatedAggregated | WLDFR | HFTD - Distribution - Tier 3 - 2QU CoRE ¦ 3QU LoRE | Non-Red Flag Warning - Catastrophic Fires | Aggregated | Aggregated | 2021 | 3.6379e-06 | 0 | 267.1271 | 0.00097178 | 2021 | Mitigation | 0.08575 | 30 | 0 | esc | 0.0012005 | 4.3673e-09 | 0.00060025 | 2.1836e-09 | 0 | 0
[79 empty] | WLDFR | HFTD - Distribution - Tier 3 - 2QU CoRE ¦ 2QU LoRE | Seismic - Non-Red Flag Warning - Catastrophic Fires | 2040 | 9.3024e-14 | 4.6512e-14 | 1.196e-13 | 24976.6418 | 511.3745 | 15898.8237 | 8566.4437 | 0 | 0 | 0 | 7.7488e-11 |  | 2.3234e-09 | 0 | 2.3234e-09 | 1.1617e-09 | 0 | 1.1617e-09 | 2.9873e-09 | 0 | 2.9873e-09 | [16 empty] | 7.3.1.3 Ignition probability mapping showing the probability of ignition along the electric lines and equipmentWLDFRAggregatedAggregated | WLDFR | HFTD - Distribution - Tier 3 - 2QU CoRE ¦ 3QU LoRE | Non-Red Flag Warning - Catastrophic Fires | Aggregated | Aggregated | 2022 | 3.6379e-06 | 0 | 267.1271 | 0.00097178 | 2022 | Mitigation | 0.08575 | 30 | 0 | esc | 0.0012005 | 4.3673e-09 | 0.00060025 | 2.1836e-09 | 0.0015435 | 5.6151e-09
[79 empty] | WLDFR | HFTD - Distribution - Tier 3 - 2QU CoRE ¦ 2QU LoRE | Seismic - Non-Red Flag Warning - Catastrophic Fires | 2041 | 9.3024e-14 | 4.6512e-14 | 1.196e-13 | 24976.6418 | 511.3745 | 15898.8237 | 8566.4437 | 0 | 0 | 0 | 7.7488e-11 |  | 2.3234e-09 | 0 | 2.3234e-09 | 1.1617e-09 | 0 | 1.1617e-09 | 2.9873e-09 | 0 | 2.9873e-09 | [16 empty] | 7.3.1.3 Ignition probability mapping showing the probability of ignition along the electric lines and equipmentWLDFRAggregatedAggregated | WLDFR | HFTD - Distribution - Tier 3 - 2QU CoRE ¦ 3QU LoRE | Non-Red Flag Warning - Catastrophic Fires | Aggregated | Aggregated | 2023 | 3.6379e-06 | 0 | 267.1271 | 0.00097178 | 2023 | Mitigation | 0.08575 | 30 | 0 | esc | 0.0012005 | 4.3673e-09 | 0.00060025 | 2.1836e-09 | 0.0015435 | 5.6151e-09
[79 empty] | WLDFR | HFTD - Distribution - Tier 3 - 2QU CoRE ¦ 2QU LoRE | Seismic - Non-Red Flag Warning - Catastrophic Fires | 2042 | 9.3024e-14 | 4.6512e-14 | 1.196e-13 | 24976.6418 | 511.3745 | 15898.8237 | 8566.4437 | 0 | 0 | 0 | 7.7488e-11 |  | 2.3234e-09 | 0 | 2.3234e-09 | 1.1617e-09 | 0 | 1.1617e-09 | 2.9873e-09 | 0 | 2.9873e-09 | [16 empty] | 7.3.1.3 Ignition probability mapping showing the probability of ignition along the electric lines and equipmentWLDFRAggregatedAggregated | WLDFR | HFTD - Distribution - Tier 3 - 2QU CoRE ¦ 3QU LoRE | Non-Red Flag Warning - Catastrophic Fires | Aggregated | Aggregated | 2024 | 3.6379e-06 | 0 | 267.1271 | 0.00097178 | 2024 | Mitigation | 0.08575 | 30 | 0 | esc | 0.0012005 | 4.3673e-09 | 0.00060025 | 2.1836e-09 | 0.0015435 | 5.6151e-09
[79 empty] | WLDFR | HFTD - Distribution - Tier 3 - 2QU CoRE ¦ 2QU LoRE | Seismic - Non-Red Flag Warning - Catastrophic Fires | 2043 | 9.3024e-14 | 4.6512e-14 | 1.196e-13 | 26191.7278 | 544.1291 | 16654.7414 | 8992.8573 | 0 | 0 | 0 | 7.7488e-11 |  | 2.4365e-09 | 0 | 2.4365e-09 | 1.2182e-09 | 0 | 1.2182e-09 | 3.1326e-09 | 0 | 3.1326e-09 | [16 empty] | 7.3.1.3 Ignition probability mapping showing the probability of ignition along the electric lines and equipmentWLDFRAggregatedAggregated | WLDFR | HFTD - Distribution - Tier 3 - 2QU CoRE ¦ 3QU LoRE | Non-Red Flag Warning - Catastrophic Fires | Aggregated | Aggregated | 2025 | 3.6379e-06 | 0 | 267.1271 | 0.00097178 | 2025 | Mitigation | 0.08575 | 30 | 0 | esc | 0.0012005 | 4.3673e-09 | 0.00060025 | 2.1836e-09 | 0.0015435 | 5.6151e-09
[79 empty] | WLDFR | HFTD - Distribution - Tier 3 - 2QU CoRE ¦ 2QU LoRE | Seismic - Non-Red Flag Warning - Catastrophic Fires | 2044 | 9.3024e-14 | 4.6512e-14 | 1.196e-13 | 26191.7278 | 544.1291 | 16654.7414 | 8992.8573 | 0 | 0 | 0 | 7.7488e-11 |  | 2.4365e-09 | 0 | 2.4365e-09 | 1.2182e-09 | 0 | 1.2182e-09 | 3.1326e-09 | 0 | 3.1326e-09 | [16 empty] | 7.3.1.3 Ignition probability mapping showing the probability of ignition along the electric lines and equipmentWLDFRAggregatedAggregated | WLDFR | HFTD - Distribution - Tier 3 - 2QU CoRE ¦ 3QU LoRE | Non-Red Flag Warning - Catastrophic Fires | Aggregated | Aggregated | 2026 | 3.6379e-06 | 0 | 267.1271 | 0.00097178 | 2026 | Mitigation | 0.08575 | 30 | 0 | esc | 0.0012005 | 4.3673e-09 | 0.00060025 | 2.1836e-09 | 0.0015435 | 5.6151e-09
[79 empty] | WLDFR | HFTD - Distribution - Tier 3 - 2QU CoRE ¦ 2QU LoRE | Seismic - Non-Red Flag Warning - Catastrophic Fires | 2045 | 9.3024e-14 | 4.6512e-14 | 1.196e-13 | 26191.7278 | 544.1291 | 16654.7414 | 8992.8573 | 0 | 0 | 0 | 7.7488e-11 |  | 2.4365e-09 | 0 | 2.4365e-09 | 1.2182e-09 | 0 | 1.2182e-09 | 3.1326e-09 | 0 | 3.1326e-09 | [16 empty] | 7.3.1.3 Ignition probability mapping showing the probability of ignition along the electric lines and equipmentWLDFRAggregatedAggregated | WLDFR | HFTD - Distribution - Tier 3 - 2QU CoRE ¦ 3QU LoRE | Non-Red Flag Warning - Catastrophic Fires | Aggregated | Aggregated | 2027 | 3.6379e-06 | 0 | 267.1271 | 0.00097178 | 2027 | Mitigation | 0.08575 | 30 | 0 | esc | 0.0012005 | 4.3673e-09 | 0.00060025 | 2.1836e-09 | 0.0015435 | 5.6151e-09
[79 empty] | WLDFR | HFTD - Distribution - Tier 3 - 2QU CoRE ¦ 2QU LoRE | Seismic - Non-Red Flag Warning - Catastrophic Fires | 2046 | 9.3024e-14 | 4.6512e-14 | 1.196e-13 | 26191.7278 | 544.1291 | 16654.7414 | 8992.8573 | 0 | 0 | 0 | 7.7488e-11 |  | 2.4365e-09 | 0 | 2.4365e-09 | 1.2182e-09 | 0 | 1.2182e-09 | 3.1326e-09 | 0 | 3.1326e-09 | [16 empty] | 7.3.1.3 Ignition probability mapping showing the probability of ignition along the electric lines and equipmentWLDFRAggregatedAggregated | WLDFR | HFTD - Distribution - Tier 3 - 2QU CoRE ¦ 3QU LoRE | Non-Red Flag Warning - Catastrophic Fires | Aggregated | Aggregated | 2028 | 3.6379e-06 | 0 | 267.1271 | 0.00097178 | 2028 | Mitigation | 0.08575 | 30 | 0 | esc | 0.0012005 | 4.3673e-09 | 0.00060025 | 2.1836e-09 | 0.0015435 | 5.6151e-09
[79 empty] | WLDFR | HFTD - Distribution - Tier 3 - 2QU CoRE ¦ 2QU LoRE | Seismic - Non-Red Flag Warning - Catastrophic Fires | 2047 | 9.3024e-14 | 4.6512e-14 | 1.196e-13 | 26191.7278 | 544.1291 | 16654.7414 | 8992.8573 | 0 | 0 | 0 | 7.7488e-11 |  | 2.4365e-09 | 0 | 2.4365e-09 | 1.2182e-09 | 0 | 1.2182e-09 | 3.1326e-09 | 0 | 3.1326e-09 | [16 empty] | 7.3.1.3 Ignition probability mapping showing the probability of ignition along the electric lines and equipmentWLDFRAggregatedAggregated | WLDFR | HFTD - Distribution - Tier 3 - 2QU CoRE ¦ 3QU LoRE | Non-Red Flag Warning - Catastrophic Fires | Aggregated | Aggregated | 2029 | 3.6379e-06 | 0 | 267.1271 | 0.00097178 | 2029 | Mitigation | 0.08575 | 30 | 0 | esc | 0.0012005 | 4.3673e-09 | 0.00060025 | 2.1836e-09 | 0.0015435 | 5.6151e-09
[79 empty] | WLDFR | HFTD - Distribution - Tier 3 - 2QU CoRE ¦ 2QU LoRE | Seismic - Non-Red Flag Warning - Catastrophic Fires | 2048 | 9.3024e-14 | 4.6512e-14 | 1.196e-13 | 27464.7227 | 578.8407 | 17445.538 | 9440.3441 | 0 | 0 | 0 | 7.7488e-11 |  | 2.5549e-09 | 0 | 2.5549e-09 | 1.2774e-09 | 0 | 1.2774e-09 | 3.2848e-09 | 0 | 3.2848e-09 | [16 empty] | 7.3.1.3 Ignition probability mapping showing the probability of ignition along the electric lines and equipmentWLDFRAggregatedAggregated | WLDFR | HFTD - Distribution - Tier 3 - 2QU CoRE ¦ 3QU LoRE | Non-Red Flag Warning - Catastrophic Fires | Aggregated | Aggregated | 2030 | 3.6379e-06 | 0 | 267.1271 | 0.00097178 | 2030 | Mitigation | 0.08575 | 30 | 0 | esc | 0.0012005 | 4.3673e-09 | 0.00060025 | 2.1836e-09 | 0.0015435 | 5.6151e-09
[79 empty] | WLDFR | HFTD - Distribution - Tier 3 - 2QU CoRE ¦ 2QU LoRE | Seismic - Non-Red Flag Warning - Catastrophic Fires | 2049 | 9.3024e-14 | 4.6512e-14 | 1.196e-13 | 27464.7227 | 578.8407 | 17445.538 | 9440.3441 | 0 | 0 | 0 | 7.7488e-11 |  | 2.5549e-09 | 0 | 2.5549e-09 | 1.2774e-09 | 0 | 1.2774e-09 | 3.2848e-09 | 0 | 3.2848e-09 | [16 empty] | 7.3.1.3 Ignition probability mapping showing the probability of ignition along the electric lines and equipmentWLDFRAggregatedAggregated | WLDFR | HFTD - Distribution - Tier 3 - 2QU CoRE ¦ 3QU LoRE | Non-Red Flag Warning - Catastrophic Fires | Aggregated | Aggregated | 2031 | 3.6379e-06 | 0 | 267.1271 | 0.00097178 | 2031 | Mitigation | 0.08575 | 30 | 0 | esc | 0.0012005 | 4.3673e-09 | 0.00060025 | 2.1836e-09 | 0.0015435 | 5.6151e-09
[79 empty] | WLDFR | HFTD - Distribution - Tier 3 - 2QU CoRE ¦ 2QU LoRE | Seismic - Non-Red Flag Warning - Catastrophic Fires | 2050 | 0 | 4.6512e-14 | 1.196e-13 | 27464.7227 | 578.8407 | 17445.538 | 9440.3441 | 0 | 0 | 0 | 7.7488e-11 |  | 0 | 0 | 0 | 1.2774e-09 | 0 | 1.2774e-09 | 3.2848e-09 | 0 | 3.2848e-09 | [16 empty] | 7.3.1.3 Ignition probability mapping showing the probability of ignition along the electric lines and equipmentWLDFRAggregatedAggregated | WLDFR | HFTD - Distribution - Tier 3 - 2QU CoRE ¦ 3QU LoRE | Non-Red Flag Warning - Catastrophic Fires | Aggregated | Aggregated | 2032 | 3.6379e-06 | 0 | 267.1271 | 0.00097178 | 2032 | Mitigation | 0.08575 | 30 | 0 | esc | 0.0012005 | 4.3673e-09 | 0.00060025 | 2.1836e-09 | 0.0015435 | 5.6151e-09
[79 empty] | WLDFR | HFTD - Distribution - Tier 3 - 2QU CoRE ¦ 2QU LoRE | Seismic - Non-Red Flag Warning - Catastrophic Fires | 2051 | 0 | 0 | 1.196e-13 | 27464.7227 | 578.8407 | 17445.538 | 9440.3441 | 0 | 0 | 0 | 7.7488e-11 |  | 0 | 0 | 0 | 0 | 0 | 0 | 3.2848e-09 | 0 | 3.2848e-09 | [16 empty] | 7.3.1.3 Ignition probability mapping showing the probability of ignition along the electric lines and equipmentWLDFRAggregatedAggregated | WLDFR | HFTD - Distribution - Tier 3 - 2QU CoRE ¦ 3QU LoRE | Non-Red Flag Warning - Catastrophic Fires | Aggregated | Aggregated | 2033 | 3.6379e-06 | 0 | 267.1271 | 0.00097178 | 2033 | Mitigation | 0.08575 | 30 | 0 | esc | 0.0012005 | 4.3673e-09 | 0.00060025 | 2.1836e-09 | 0.0015435 | 5.6151e-09
[79 empty] | WLDFR | HFTD - Distribution - Tier 3 - 2QU CoRE ¦ 2QU LoRE | Seismic - Red Flag Warning - Catastrophic Fires | 2020 | 4.012e-12 | 0 | 0 | 21083.8428 | 409.2237 | 13469.0878 | 7205.5313 | 0 | 0 | 0 | 3.342e-09 |  | 8.4589e-08 | 0 | 8.4589e-08 | 0 | 0 | 0 | 0 | 0 | 0 | [16 empty] | 7.3.1.3 Ignition probability mapping showing the probability of ignition along the electric lines and equipmentWLDFRAggregatedAggregated | WLDFR | HFTD - Distribution - Tier 3 - 2QU CoRE ¦ 3QU LoRE | Non-Red Flag Warning - Catastrophic Fires | Aggregated | Aggregated | 2034 | 3.6379e-06 | 0 | 267.1271 | 0.00097178 | 2034 | Mitigation | 0.08575 | 30 | 0 | esc | 0.0012005 | 4.3673e-09 | 0.00060025 | 2.1836e-09 | 0.0015435 | 5.6151e-09
[79 empty] | WLDFR | HFTD - Distribution - Tier 3 - 2QU CoRE ¦ 2QU LoRE | Seismic - Red Flag Warning - Catastrophic Fires | 2021 | 4.012e-12 | 2.006e-12 | 0 | 21083.8428 | 409.2237 | 13469.0878 | 7205.5313 | 0 | 0 | 0 | 3.342e-09 |  | 8.4589e-08 | 0 | 8.4589e-08 | 4.2294e-08 | 0 | 4.2294e-08 | 0 | 0 | 0 | [16 empty] | 7.3.1.3 Ignition probability mapping showing the probability of ignition along the electric lines and equipmentWLDFRAggregatedAggregated | WLDFR | HFTD - Distribution - Tier 3 - 2QU CoRE ¦ 3QU LoRE | Non-Red Flag Warning - Catastrophic Fires | Aggregated | Aggregated | 2035 | 3.6379e-06 | 0 | 267.1271 | 0.00097178 | 2035 | Mitigation | 0.08575 | 30 | 0 | esc | 0.0012005 | 4.3673e-09 | 0.00060025 | 2.1836e-09 | 0.0015435 | 5.6151e-09
[79 empty] | WLDFR | HFTD - Distribution - Tier 3 - 2QU CoRE ¦ 2QU LoRE | Seismic - Red Flag Warning - Catastrophic Fires | 2022 | 4.012e-12 | 2.006e-12 | 5.1583e-12 | 21083.8428 | 409.2237 | 13469.0878 | 7205.5313 | 0 | 0 | 0 | 3.342e-09 |  | 8.4589e-08 | 0 | 8.4589e-08 | 4.2294e-08 | 0 | 4.2294e-08 | 1.0876e-07 | 0 | 1.0876e-07 | [16 empty] | 7.3.1.3 Ignition probability mapping showing the probability of ignition along the electric lines and equipmentWLDFRAggregatedAggregated | WLDFR | HFTD - Distribution - Tier 3 - 2QU CoRE ¦ 3QU LoRE | Non-Red Flag Warning - Catastrophic Fires | Aggregated | Aggregated | 2036 | 3.6379e-06 | 0 | 267.1271 | 0.00097178 | 2036 | Mitigation | 0.08575 | 30 | 0 | esc | 0.0012005 | 4.3673e-09 | 0.00060025 | 2.1836e-09 | 0.0015435 | 5.6151e-09
[79 empty] | WLDFR | HFTD - Distribution - Tier 3 - 2QU CoRE ¦ 2QU LoRE | Seismic - Red Flag Warning - Catastrophic Fires | 2023 | 4.012e-12 | 2.006e-12 | 5.1583e-12 | 21835.9781 | 428.6023 | 13939.561 | 7467.8148 | 0 | 0 | 0 | 3.342e-09 |  | 8.7606e-08 | 0 | 8.7606e-08 | 4.3803e-08 | 0 | 4.3803e-08 | 1.1264e-07 | 0 | 1.1264e-07 | [16 empty] | 7.3.1.3 Ignition probability mapping showing the probability of ignition along the electric lines and equipmentWLDFRAggregatedAggregated | WLDFR | HFTD - Distribution - Tier 3 - 2QU CoRE ¦ 3QU LoRE | Non-Red Flag Warning - Catastrophic Fires | Aggregated | Aggregated | 2037 | 3.6379e-06 | 0 | 267.1271 | 0.00097178 | 2037 | Mitigation | 0.08575 | 30 | 0 | esc | 0.0012005 | 4.3673e-09 | 0.00060025 | 2.1836e-09 | 0.0015435 | 5.6151e-09
[79 empty] | WLDFR | HFTD - Distribution - Tier 3 - 2QU CoRE ¦ 2QU LoRE | Seismic - Red Flag Warning - Catastrophic Fires | 2024 | 4.012e-12 | 2.006e-12 | 5.1583e-12 | 21835.9781 | 428.6023 | 13939.561 | 7467.8148 | 0 | 0 | 0 | 3.342e-09 |  | 8.7606e-08 | 0 | 8.7606e-08 | 4.3803e-08 | 0 | 4.3803e-08 | 1.1264e-07 | 0 | 1.1264e-07 | [16 empty] | 7.3.1.3 Ignition probability mapping showing the probability of ignition along the electric lines and equipmentWLDFRAggregatedAggregated | WLDFR | HFTD - Distribution - Tier 3 - 2QU CoRE ¦ 3QU LoRE | Non-Red Flag Warning - Catastrophic Fires | Aggregated | Aggregated | 2038 | 3.6379e-06 | 0 | 267.1271 | 0.00097178 | 2038 | Mitigation | 0.08575 | 30 | 0 | esc | 0.0012005 | 4.3673e-09 | 0.00060025 | 2.1836e-09 | 0.0015435 | 5.6151e-09
[79 empty] | WLDFR | HFTD - Distribution - Tier 3 - 2QU CoRE ¦ 2QU LoRE | Seismic - Red Flag Warning - Catastrophic Fires | 2025 | 4.012e-12 | 2.006e-12 | 5.1583e-12 | 21835.9781 | 428.6023 | 13939.561 | 7467.8148 | 0 | 0 | 0 | 3.342e-09 |  | 8.7606e-08 | 0 | 8.7606e-08 | 4.3803e-08 | 0 | 4.3803e-08 | 1.1264e-07 | 0 | 1.1264e-07 | [16 empty] | 7.3.1.3 Ignition probability mapping showing the probability of ignition along the electric lines and equipmentWLDFRAggregatedAggregated | WLDFR | HFTD - Distribution - Tier 3 - 2QU CoRE ¦ 3QU LoRE | Non-Red Flag Warning - Catastrophic Fires | Aggregated | Aggregated | 2039 | 3.6379e-06 | 0 | 267.1271 | 0.00097178 | 2039 | Mitigation | 0.08575 | 30 | 0 | esc | 0.0012005 | 4.3673e-09 | 0.00060025 | 2.1836e-09 | 0.0015435 | 5.6151e-09
[79 empty] | WLDFR | HFTD - Distribution - Tier 3 - 2QU CoRE ¦ 2QU LoRE | Seismic - Red Flag Warning - Catastrophic Fires | 2026 | 4.012e-12 | 2.006e-12 | 5.1583e-12 | 21835.9781 | 428.6023 | 13939.561 | 7467.8148 | 0 | 0 | 0 | 3.342e-09 |  | 8.7606e-08 | 0 | 8.7606e-08 | 4.3803e-08 | 0 | 4.3803e-08 | 1.1264e-07 | 0 | 1.1264e-07 | [16 empty] | 7.3.1.3 Ignition probability mapping showing the probability of ignition along the electric lines and equipmentWLDFRAggregatedAggregated | WLDFR | HFTD - Distribution - Tier 3 - 2QU CoRE ¦ 3QU LoRE | Non-Red Flag Warning - Catastrophic Fires | Aggregated | Aggregated | 2040 | 3.6379e-06 | 0 | 267.1271 | 0.00097178 | 2040 | Mitigation | 0.08575 | 30 | 0 | esc | 0.0012005 | 4.3673e-09 | 0.00060025 | 2.1836e-09 | 0.0015435 | 5.6151e-09
[79 empty] | WLDFR | HFTD - Distribution - Tier 3 - 2QU CoRE ¦ 2QU LoRE | Seismic - Red Flag Warning - Catastrophic Fires | 2027 | 4.012e-12 | 2.006e-12 | 5.1583e-12 | 21835.9781 | 428.6023 | 13939.561 | 7467.8148 | 0 | 0 | 0 | 3.342e-09 |  | 8.7606e-08 | 0 | 8.7606e-08 | 4.3803e-08 | 0 | 4.3803e-08 | 1.1264e-07 | 0 | 1.1264e-07 | [16 empty] | 7.3.1.3 Ignition probability mapping showing the probability of ignition along the electric lines and equipmentWLDFRAggregatedAggregated | WLDFR | HFTD - Distribution - Tier 3 - 2QU CoRE ¦ 3QU LoRE | Non-Red Flag Warning - Catastrophic Fires | Aggregated | Aggregated | 2041 | 3.6379e-06 | 0 | 267.1271 | 0.00097178 | 2041 | Mitigation | 0.08575 | 30 | 0 | esc | 0.0012005 | 4.3673e-09 | 0.00060025 | 2.1836e-09 | 0.0015435 | 5.6151e-09
[79 empty] | WLDFR | HFTD - Distribution - Tier 3 - 2QU CoRE ¦ 2QU LoRE | Seismic - Red Flag Warning - Catastrophic Fires | 2028 | 4.012e-12 | 2.006e-12 | 5.1583e-12 | 22783.187 | 453.261 | 14531.3357 | 7798.5904 | 0 | 0 | 0 | 3.342e-09 |  | 9.1406e-08 | 0 | 9.1406e-08 | 4.5703e-08 | 0 | 4.5703e-08 | 1.1752e-07 | 0 | 1.1752e-07 | [16 empty] | 7.3.1.3 Ignition probability mapping showing the probability of ignition along the electric lines and equipmentWLDFRAggregatedAggregated | WLDFR | HFTD - Distribution - Tier 3 - 2QU CoRE ¦ 3QU LoRE | Non-Red Flag Warning - Catastrophic Fires | Aggregated | Aggregated | 2042 | 3.6379e-06 | 0 | 267.1271 | 0.00097178 | 2042 | Mitigation | 0.08575 | 30 | 0 | esc | 0.0012005 | 4.3673e-09 | 0.00060025 | 2.1836e-09 | 0.0015435 | 5.6151e-09
[79 empty] | WLDFR | HFTD - Distribution - Tier 3 - 2QU CoRE ¦ 2QU LoRE | Seismic - Red Flag Warning - Catastrophic Fires | 2029 | 4.012e-12 | 2.006e-12 | 5.1583e-12 | 22783.187 | 453.261 | 14531.3357 | 7798.5904 | 0 | 0 | 0 | 3.342e-09 |  | 9.1406e-08 | 0 | 9.1406e-08 | 4.5703e-08 | 0 | 4.5703e-08 | 1.1752e-07 | 0 | 1.1752e-07 | [16 empty] | 7.3.1.3 Ignition probability mapping showing the probability of ignition along the electric lines and equipmentWLDFRAggregatedAggregated | WLDFR | HFTD - Distribution - Tier 3 - 2QU CoRE ¦ 3QU LoRE | Non-Red Flag Warning - Catastrophic Fires | Aggregated | Aggregated | 2043 | 3.6379e-06 | 0 | 267.1271 | 0.00097178 | 2043 | Mitigation | 0.08575 | 30 | 0 | esc | 0.0012005 | 4.3673e-09 | 0.00060025 | 2.1836e-09 | 0.0015435 | 5.6151e-09
[79 empty] | WLDFR | HFTD - Distribution - Tier 3 - 2QU CoRE ¦ 2QU LoRE | Seismic - Red Flag Warning - Catastrophic Fires | 2030 | 4.012e-12 | 2.006e-12 | 5.1583e-12 | 22783.187 | 453.261 | 14531.3357 | 7798.5904 | 0 | 0 | 0 | 3.342e-09 |  | 9.1406e-08 | 0 | 9.1406e-08 | 4.5703e-08 | 0 | 4.5703e-08 | 1.1752e-07 | 0 | 1.1752e-07 | [16 empty] | 7.3.1.3 Ignition probability mapping showing the probability of ignition along the electric lines and equipmentWLDFRAggregatedAggregated | WLDFR | HFTD - Distribution - Tier 3 - 2QU CoRE ¦ 3QU LoRE | Non-Red Flag Warning - Catastrophic Fires | Aggregated | Aggregated | 2044 | 3.6379e-06 | 0 | 267.1271 | 0.00097178 | 2044 | Mitigation | 0.08575 | 30 | 0 | esc | 0.0012005 | 4.3673e-09 | 0.00060025 | 2.1836e-09 | 0.0015435 | 5.6151e-09
[79 empty] | WLDFR | HFTD - Distribution - Tier 3 - 2QU CoRE ¦ 2QU LoRE | Seismic - Red Flag Warning - Catastrophic Fires | 2031 | 4.012e-12 | 2.006e-12 | 5.1583e-12 | 22783.187 | 453.261 | 14531.3357 | 7798.5904 | 0 | 0 | 0 | 3.342e-09 |  | 9.1406e-08 | 0 | 9.1406e-08 | 4.5703e-08 | 0 | 4.5703e-08 | 1.1752e-07 | 0 | 1.1752e-07 | [16 empty] | 7.3.1.3 Ignition probability mapping showing the probability of ignition along the electric lines and equipmentWLDFRAggregatedAggregated | WLDFR | HFTD - Distribution - Tier 3 - 2QU CoRE ¦ 3QU LoRE | Non-Red Flag Warning - Catastrophic Fires | Aggregated | Aggregated | 2045 | 3.6379e-06 | 0 | 267.1271 | 0.00097178 | 2045 | Mitigation | 0.08575 | 30 | 0 | esc | 0.0012005 | 4.3673e-09 | 0.00060025 | 2.1836e-09 | 0.0015435 | 5.6151e-09
[79 empty] | WLDFR | HFTD - Distribution - Tier 3 - 2QU CoRE ¦ 2QU LoRE | Seismic - Red Flag Warning - Catastrophic Fires | 2032 | 4.012e-12 | 2.006e-12 | 5.1583e-12 | 22783.187 | 453.261 | 14531.3357 | 7798.5904 | 0 | 0 | 0 | 3.342e-09 |  | 9.1406e-08 | 0 | 9.1406e-08 | 4.5703e-08 | 0 | 4.5703e-08 | 1.1752e-07 | 0 | 1.1752e-07 | [16 empty] | 7.3.1.3 Ignition probability mapping showing the probability of ignition along the electric lines and equipmentWLDFRAggregatedAggregated | WLDFR | HFTD - Distribution - Tier 3 - 2QU CoRE ¦ 3QU LoRE | Non-Red Flag Warning - Catastrophic Fires | Aggregated | Aggregated | 2046 | 3.6379e-06 | 0 | 267.1271 | 0.00097178 | 2046 | Mitigation | 0.08575 | 30 | 0 | esc | 0.0012005 | 4.3673e-09 | 0.00060025 | 2.1836e-09 | 0.0015435 | 5.6151e-09
[79 empty] | WLDFR | HFTD - Distribution - Tier 3 - 2QU CoRE ¦ 2QU LoRE | Seismic - Red Flag Warning - Catastrophic Fires | 2033 | 4.012e-12 | 2.006e-12 | 5.1583e-12 | 23835.2641 | 480.9649 | 15187.7294 | 8166.5698 | 0 | 0 | 0 | 3.342e-09 |  | 9.5627e-08 | 0 | 9.5627e-08 | 4.7814e-08 | 0 | 4.7814e-08 | 1.2295e-07 | 0 | 1.2295e-07 | [16 empty] | 7.3.1.3 Ignition probability mapping showing the probability of ignition along the electric lines and equipmentWLDFRAggregatedAggregated | WLDFR | HFTD - Distribution - Tier 3 - 2QU CoRE ¦ 3QU LoRE | Non-Red Flag Warning - Catastrophic Fires | Aggregated | Aggregated | 2047 | 3.6379e-06 | 0 | 267.1271 | 0.00097178 | 2047 | Mitigation | 0.08575 | 30 | 0 | esc | 0.0012005 | 4.3673e-09 | 0.00060025 | 2.1836e-09 | 0.0015435 | 5.6151e-09
[79 empty] | WLDFR | HFTD - Distribution - Tier 3 - 2QU CoRE ¦ 2QU LoRE | Seismic - Red Flag Warning - Catastrophic Fires | 2034 | 4.012e-12 | 2.006e-12 | 5.1583e-12 | 23835.2641 | 480.9649 | 15187.7294 | 8166.5698 | 0 | 0 | 0 | 3.342e-09 |  | 9.5627e-08 | 0 | 9.5627e-08 | 4.7814e-08 | 0 | 4.7814e-08 | 1.2295e-07 | 0 | 1.2295e-07 | [16 empty] | 7.3.1.3 Ignition probability mapping showing the probability of ignition along the electric lines and equipmentWLDFRAggregatedAggregated | WLDFR | HFTD - Distribution - Tier 3 - 2QU CoRE ¦ 3QU LoRE | Non-Red Flag Warning - Catastrophic Fires | Aggregated | Aggregated | 2048 | 3.6379e-06 | 0 | 267.1271 | 0.00097178 | 2048 | Mitigation | 0.08575 | 30 | 0 | esc | 0.0012005 | 4.3673e-09 | 0.00060025 | 2.1836e-09 | 0.0015435 | 5.6151e-09
[79 empty] | WLDFR | HFTD - Distribution - Tier 3 - 2QU CoRE ¦ 2QU LoRE | Seismic - Red Flag Warning - Catastrophic Fires | 2035 | 4.012e-12 | 2.006e-12 | 5.1583e-12 | 23835.2641 | 480.9649 | 15187.7294 | 8166.5698 | 0 | 0 | 0 | 3.342e-09 |  | 9.5627e-08 | 0 | 9.5627e-08 | 4.7814e-08 | 0 | 4.7814e-08 | 1.2295e-07 | 0 | 1.2295e-07 | [16 empty] | 7.3.1.3 Ignition probability mapping showing the probability of ignition along the electric lines and equipmentWLDFRAggregatedAggregated | WLDFR | HFTD - Distribution - Tier 3 - 2QU CoRE ¦ 3QU LoRE | Non-Red Flag Warning - Catastrophic Fires | Aggregated | Aggregated | 2049 | 3.6379e-06 | 0 | 267.1271 | 0.00097178 | 2049 | Mitigation | 0.08575 | 30 | 0 | esc | 0.0012005 | 4.3673e-09 | 0.00060025 | 2.1836e-09 | 0.0015435 | 5.6151e-09
[79 empty] | WLDFR | HFTD - Distribution - Tier 3 - 2QU CoRE ¦ 2QU LoRE | Seismic - Red Flag Warning - Catastrophic Fires | 2036 | 4.012e-12 | 2.006e-12 | 5.1583e-12 | 23835.2641 | 480.9649 | 15187.7294 | 8166.5698 | 0 | 0 | 0 | 3.342e-09 |  | 9.5627e-08 | 0 | 9.5627e-08 | 4.7814e-08 | 0 | 4.7814e-08 | 1.2295e-07 | 0 | 1.2295e-07 | [16 empty] | 7.3.1.3 Ignition probability mapping showing the probability of ignition along the electric lines and equipmentWLDFRAggregatedAggregated | WLDFR | HFTD - Distribution - Tier 3 - 2QU CoRE ¦ 3QU LoRE | Non-Red Flag Warning - Catastrophic Fires | Aggregated | Aggregated | 2050 | 3.6379e-06 | 0 | 267.1271 | 0.00097178 | 2050 | Mitigation | 0.08575 | 30 | 0 | esc | 0 | 0 | 0.00060025 | 2.1836e-09 | 0.0015435 | 5.6151e-09
[79 empty] | WLDFR | HFTD - Distribution - Tier 3 - 2QU CoRE ¦ 2QU LoRE | Seismic - Red Flag Warning - Catastrophic Fires | 2037 | 4.012e-12 | 2.006e-12 | 5.1583e-12 | 23835.2641 | 480.9649 | 15187.7294 | 8166.5698 | 0 | 0 | 0 | 3.342e-09 |  | 9.5627e-08 | 0 | 9.5627e-08 | 4.7814e-08 | 0 | 4.7814e-08 | 1.2295e-07 | 0 | 1.2295e-07 | [16 empty] | 7.3.1.3 Ignition probability mapping showing the probability of ignition along the electric lines and equipmentWLDFRAggregatedAggregated | WLDFR | HFTD - Distribution - Tier 3 - 2QU CoRE ¦ 3QU LoRE | Non-Red Flag Warning - Catastrophic Fires | Aggregated | Aggregated | 2051 | 3.6379e-06 | 0 | 267.1271 | 0.00097178 | 2051 | Mitigation | 0.08575 | 30 | 0 | esc | 0 | 0 | 0 | 0 | 0.0015435 | 5.6151e-09
[79 empty] | WLDFR | HFTD - Distribution - Tier 3 - 2QU CoRE ¦ 2QU LoRE | Seismic - Red Flag Warning - Catastrophic Fires | 2038 | 4.012e-12 | 2.006e-12 | 5.1583e-12 | 24976.6418 | 511.3745 | 15898.8237 | 8566.4437 | 0 | 0 | 0 | 3.342e-09 |  | 1.0021e-07 | 0 | 1.0021e-07 | 5.0103e-08 | 0 | 5.0103e-08 | 1.2884e-07 | 0 | 1.2884e-07 | [16 empty] | 7.3.1.3 Ignition probability mapping showing the probability of ignition along the electric lines and equipmentWLDFRAggregatedAggregated | WLDFR | HFTD - Distribution - Tier 3 - 2QU CoRE ¦ 3QU LoRE | Non-Red Flag Warning - Destructive Fires | Aggregated | Aggregated | 2021 | 3.8895e-06 | 0 | 267.1271 | 0.001039 | 2021 | Mitigation | 0.08575 | 30 | 0 | esc | 0.0012005 | 4.6694e-09 | 0.00060025 | 2.3347e-09 | 0 | 0
[79 empty] | WLDFR | HFTD - Distribution - Tier 3 - 2QU CoRE ¦ 2QU LoRE | Seismic - Red Flag Warning - Catastrophic Fires | 2039 | 4.012e-12 | 2.006e-12 | 5.1583e-12 | 24976.6418 | 511.3745 | 15898.8237 | 8566.4437 | 0 | 0 | 0 | 3.342e-09 |  | 1.0021e-07 | 0 | 1.0021e-07 | 5.0103e-08 | 0 | 5.0103e-08 | 1.2884e-07 | 0 | 1.2884e-07 | [16 empty] | 7.3.1.3 Ignition probability mapping showing the probability of ignition along the electric lines and equipmentWLDFRAggregatedAggregated | WLDFR | HFTD - Distribution - Tier 3 - 2QU CoRE ¦ 3QU LoRE | Non-Red Flag Warning - Destructive Fires | Aggregated | Aggregated | 2022 | 3.8895e-06 | 0 | 267.1271 | 0.001039 | 2022 | Mitigation | 0.08575 | 30 | 0 | esc | 0.0012005 | 4.6694e-09 | 0.00060025 | 2.3347e-09 | 0.0015435 | 6.0035e-09
[79 empty] | WLDFR | HFTD - Distribution - Tier 3 - 2QU CoRE ¦ 2QU LoRE | Seismic - Red Flag Warning - Catastrophic Fires | 2040 | 4.012e-12 | 2.006e-12 | 5.1583e-12 | 24976.6418 | 511.3745 | 15898.8237 | 8566.4437 | 0 | 0 | 0 | 3.342e-09 |  | 1.0021e-07 | 0 | 1.0021e-07 | 5.0103e-08 | 0 | 5.0103e-08 | 1.2884e-07 | 0 | 1.2884e-07 | [16 empty] | 7.3.1.3 Ignition probability mapping showing the probability of ignition along the electric lines and equipmentWLDFRAggregatedAggregated | WLDFR | HFTD - Distribution - Tier 3 - 2QU CoRE ¦ 3QU LoRE | Non-Red Flag Warning - Destructive Fires | Aggregated | Aggregated | 2023 | 3.8895e-06 | 0 | 267.1271 | 0.001039 | 2023 | Mitigation | 0.08575 | 30 | 0 | esc | 0.0012005 | 4.6694e-09 | 0.00060025 | 2.3347e-09 | 0.0015435 | 6.0035e-09
[79 empty] | WLDFR | HFTD - Distribution - Tier 3 - 2QU CoRE ¦ 2QU LoRE | Seismic - Red Flag Warning - Catastrophic Fires | 2041 | 4.012e-12 | 2.006e-12 | 5.1583e-12 | 24976.6418 | 511.3745 | 15898.8237 | 8566.4437 | 0 | 0 | 0 | 3.342e-09 |  | 1.0021e-07 | 0 | 1.0021e-07 | 5.0103e-08 | 0 | 5.0103e-08 | 1.2884e-07 | 0 | 1.2884e-07 | [16 empty] | 7.3.1.3 Ignition probability mapping showing the probability of ignition along the electric lines and equipmentWLDFRAggregatedAggregated | WLDFR | HFTD - Distribution - Tier 3 - 2QU CoRE ¦ 3QU LoRE | Non-Red Flag Warning - Destructive Fires | Aggregated | Aggregated | 2024 | 3.8895e-06 | 0 | 267.1271 | 0.001039 | 2024 | Mitigation | 0.08575 | 30 | 0 | esc | 0.0012005 | 4.6694e-09 | 0.00060025 | 2.3347e-09 | 0.0015435 | 6.0035e-09
[79 empty] | WLDFR | HFTD - Distribution - Tier 3 - 2QU CoRE ¦ 2QU LoRE | Seismic - Red Flag Warning - Catastrophic Fires | 2042 | 4.012e-12 | 2.006e-12 | 5.1583e-12 | 24976.6418 | 511.3745 | 15898.8237 | 8566.4437 | 0 | 0 | 0 | 3.342e-09 |  | 1.0021e-07 | 0 | 1.0021e-07 | 5.0103e-08 | 0 | 5.0103e-08 | 1.2884e-07 | 0 | 1.2884e-07 | [16 empty] | 7.3.1.3 Ignition probability mapping showing the probability of ignition along the electric lines and equipmentWLDFRAggregatedAggregated | WLDFR | HFTD - Distribution - Tier 3 - 2QU CoRE ¦ 3QU LoRE | Non-Red Flag Warning - Destructive Fires | Aggregated | Aggregated | 2025 | 3.8895e-06 | 0 | 267.1271 | 0.001039 | 2025 | Mitigation | 0.08575 | 30 | 0 | esc | 0.0012005 | 4.6694e-09 | 0.00060025 | 2.3347e-09 | 0.0015435 | 6.0035e-09
[79 empty] | WLDFR | HFTD - Distribution - Tier 3 - 2QU CoRE ¦ 2QU LoRE | Seismic - Red Flag Warning - Catastrophic Fires | 2043 | 4.012e-12 | 2.006e-12 | 5.1583e-12 | 26191.7278 | 544.1291 | 16654.7414 | 8992.8573 | 0 | 0 | 0 | 3.342e-09 |  | 1.0508e-07 | 0 | 1.0508e-07 | 5.2541e-08 | 0 | 5.2541e-08 | 1.351e-07 | 0 | 1.351e-07 | [16 empty] | 7.3.1.3 Ignition probability mapping showing the probability of ignition along the electric lines and equipmentWLDFRAggregatedAggregated | WLDFR | HFTD - Distribution - Tier 3 - 2QU CoRE ¦ 3QU LoRE | Non-Red Flag Warning - Destructive Fires | Aggregated | Aggregated | 2026 | 3.8895e-06 | 0 | 267.1271 | 0.001039 | 2026 | Mitigation | 0.08575 | 30 | 0 | esc | 0.0012005 | 4.6694e-09 | 0.00060025 | 2.3347e-09 | 0.0015435 | 6.0035e-09
[79 empty] | WLDFR | HFTD - Distribution - Tier 3 - 2QU CoRE ¦ 2QU LoRE | Seismic - Red Flag Warning - Catastrophic Fires | 2044 | 4.012e-12 | 2.006e-12 | 5.1583e-12 | 26191.7278 | 544.1291 | 16654.7414 | 8992.8573 | 0 | 0 | 0 | 3.342e-09 |  | 1.0508e-07 | 0 | 1.0508e-07 | 5.2541e-08 | 0 | 5.2541e-08 | 1.351e-07 | 0 | 1.351e-07 | [16 empty] | 7.3.1.3 Ignition probability mapping showing the probability of ignition along the electric lines and equipmentWLDFRAggregatedAggregated | WLDFR | HFTD - Distribution - Tier 3 - 2QU CoRE ¦ 3QU LoRE | Non-Red Flag Warning - Destructive Fires | Aggregated | Aggregated | 2027 | 3.8895e-06 | 0 | 267.1271 | 0.001039 | 2027 | Mitigation | 0.08575 | 30 | 0 | esc | 0.0012005 | 4.6694e-09 | 0.00060025 | 2.3347e-09 | 0.0015435 | 6.0035e-09
[79 empty] | WLDFR | HFTD - Distribution - Tier 3 - 2QU CoRE ¦ 2QU LoRE | Seismic - Red Flag Warning - Catastrophic Fires | 2045 | 4.012e-12 | 2.006e-12 | 5.1583e-12 | 26191.7278 | 544.1291 | 16654.7414 | 8992.8573 | 0 | 0 | 0 | 3.342e-09 |  | 1.0508e-07 | 0 | 1.0508e-07 | 5.2541e-08 | 0 | 5.2541e-08 | 1.351e-07 | 0 | 1.351e-07 | [16 empty] | 7.3.1.3 Ignition probability mapping showing the probability of ignition along the electric lines and equipmentWLDFRAggregatedAggregated | WLDFR | HFTD - Distribution - Tier 3 - 2QU CoRE ¦ 3QU LoRE | Non-Red Flag Warning - Destructive Fires | Aggregated | Aggregated | 2028 | 3.8895e-06 | 0 | 267.1271 | 0.001039 | 2028 | Mitigation | 0.08575 | 30 | 0 | esc | 0.0012005 | 4.6694e-09 | 0.00060025 | 2.3347e-09 | 0.0015435 | 6.0035e-09
[79 empty] | WLDFR | HFTD - Distribution - Tier 3 - 2QU CoRE ¦ 2QU LoRE | Seismic - Red Flag Warning - Catastrophic Fires | 2046 | 4.012e-12 | 2.006e-12 | 5.1583e-12 | 26191.7278 | 544.1291 | 16654.7414 | 8992.8573 | 0 | 0 | 0 | 3.342e-09 |  | 1.0508e-07 | 0 | 1.0508e-07 | 5.2541e-08 | 0 | 5.2541e-08 | 1.351e-07 | 0 | 1.351e-07 | [16 empty] | 7.3.1.3 Ignition probability mapping showing the probability of ignition along the electric lines and equipmentWLDFRAggregatedAggregated | WLDFR | HFTD - Distribution - Tier 3 - 2QU CoRE ¦ 3QU LoRE | Non-Red Flag Warning - Destructive Fires | Aggregated | Aggregated | 2029 | 3.8895e-06 | 0 | 267.1271 | 0.001039 | 2029 | Mitigation | 0.08575 | 30 | 0 | esc | 0.0012005 | 4.6694e-09 | 0.00060025 | 2.3347e-09 | 0.0015435 | 6.0035e-09
[79 empty] | WLDFR | HFTD - Distribution - Tier 3 - 2QU CoRE ¦ 2QU LoRE | Seismic - Red Flag Warning - Catastrophic Fires | 2047 | 4.012e-12 | 2.006e-12 | 5.1583e-12 | 26191.7278 | 544.1291 | 16654.7414 | 8992.8573 | 0 | 0 | 0 | 3.342e-09 |  | 1.0508e-07 | 0 | 1.0508e-07 | 5.2541e-08 | 0 | 5.2541e-08 | 1.351e-07 | 0 | 1.351e-07 | [16 empty] | 7.3.1.3 Ignition probability mapping showing the probability of ignition along the electric lines and equipmentWLDFRAggregatedAggregated | WLDFR | HFTD - Distribution - Tier 3 - 2QU CoRE ¦ 3QU LoRE | Non-Red Flag Warning - Destructive Fires | Aggregated | Aggregated | 2030 | 3.8895e-06 | 0 | 267.1271 | 0.001039 | 2030 | Mitigation | 0.08575 | 30 | 0 | esc | 0.0012005 | 4.6694e-09 | 0.00060025 | 2.3347e-09 | 0.0015435 | 6.0035e-09
[79 empty] | WLDFR | HFTD - Distribution - Tier 3 - 2QU CoRE ¦ 2QU LoRE | Seismic - Red Flag Warning - Catastrophic Fires | 2048 | 4.012e-12 | 2.006e-12 | 5.1583e-12 | 27464.7227 | 578.8407 | 17445.538 | 9440.3441 | 0 | 0 | 0 | 3.342e-09 |  | 1.1019e-07 | 0 | 1.1019e-07 | 5.5094e-08 | 0 | 5.5094e-08 | 1.4167e-07 | 0 | 1.4167e-07 | [16 empty] | 7.3.1.3 Ignition probability mapping showing the probability of ignition along the electric lines and equipmentWLDFRAggregatedAggregated | WLDFR | HFTD - Distribution - Tier 3 - 2QU CoRE ¦ 3QU LoRE | Non-Red Flag Warning - Destructive Fires | Aggregated | Aggregated | 2031 | 3.8895e-06 | 0 | 267.1271 | 0.001039 | 2031 | Mitigation | 0.08575 | 30 | 0 | esc | 0.0012005 | 4.6694e-09 | 0.00060025 | 2.3347e-09 | 0.0015435 | 6.0035e-09
[79 empty] | WLDFR | HFTD - Distribution - Tier 3 - 2QU CoRE ¦ 2QU LoRE | Seismic - Red Flag Warning - Catastrophic Fires | 2049 | 4.012e-12 | 2.006e-12 | 5.1583e-12 | 27464.7227 | 578.8407 | 17445.538 | 9440.3441 | 0 | 0 | 0 | 3.342e-09 |  | 1.1019e-07 | 0 | 1.1019e-07 | 5.5094e-08 | 0 | 5.5094e-08 | 1.4167e-07 | 0 | 1.4167e-07 | [16 empty] | 7.3.1.3 Ignition probability mapping showing the probability of ignition along the electric lines and equipmentWLDFRAggregatedAggregated | WLDFR | HFTD - Distribution - Tier 3 - 2QU CoRE ¦ 3QU LoRE | Non-Red Flag Warning - Destructive Fires | Aggregated | Aggregated | 2032 | 3.8895e-06 | 0 | 267.1271 | 0.001039 | 2032 | Mitigation | 0.08575 | 30 | 0 | esc | 0.0012005 | 4.6694e-09 | 0.00060025 | 2.3347e-09 | 0.0015435 | 6.0035e-09
[79 empty] | WLDFR | HFTD - Distribution - Tier 3 - 2QU CoRE ¦ 2QU LoRE | Seismic - Red Flag Warning - Catastrophic Fires | 2050 | 0 | 2.006e-12 | 5.1583e-12 | 27464.7227 | 578.8407 | 17445.538 | 9440.3441 | 0 | 0 | 0 | 3.342e-09 |  | 0 | 0 | 0 | 5.5094e-08 | 0 | 5.5094e-08 | 1.4167e-07 | 0 | 1.4167e-07 | [16 empty] | 7.3.1.3 Ignition probability mapping showing the probability of ignition along the electric lines and equipmentWLDFRAggregatedAggregated | WLDFR | HFTD - Distribution - Tier 3 - 2QU CoRE ¦ 3QU LoRE | Non-Red Flag Warning - Destructive Fires | Aggregated | Aggregated | 2033 | 3.8895e-06 | 0 | 267.1271 | 0.001039 | 2033 | Mitigation | 0.08575 | 30 | 0 | esc | 0.0012005 | 4.6694e-09 | 0.00060025 | 2.3347e-09 | 0.0015435 | 6.0035e-09
[79 empty] | WLDFR | HFTD - Distribution - Tier 3 - 2QU CoRE ¦ 2QU LoRE | Seismic - Red Flag Warning - Catastrophic Fires | 2051 | 0 | 0 | 5.1583e-12 | 27464.7227 | 578.8407 | 17445.538 | 9440.3441 | 0 | 0 | 0 | 3.342e-09 |  | 0 | 0 | 0 | 0 | 0 | 0 | 1.4167e-07 | 0 | 1.4167e-07 | [16 empty] | 7.3.1.3 Ignition probability mapping showing the probability of ignition along the electric lines and equipmentWLDFRAggregatedAggregated | WLDFR | HFTD - Distribution - Tier 3 - 2QU CoRE ¦ 3QU LoRE | Non-Red Flag Warning - Destructive Fires | Aggregated | Aggregated | 2034 | 3.8895e-06 | 0 | 267.1271 | 0.001039 | 2034 | Mitigation | 0.08575 | 30 | 0 | esc | 0.0012005 | 4.6694e-09 | 0.00060025 | 2.3347e-09 | 0.0015435 | 6.0035e-09
[79 empty] | WLDFR | HFTD - Distribution - Tier 3 - 2QU CoRE ¦ 3QU LoRE | Non-Red Flag Warning - Catastrophic Fires | 2020 | 4.3673e-09 | 0 | 0 | 14146.1306 | 222.2294 | 8585.7228 | 5338.1784 | 0 | 0 | 0 | 3.6379e-06 |  | 6.178e-05 | 0 | 6.178e-05 | 0 | 0 | 0 | 0 | 0 | 0 | [16 empty] | 7.3.1.3 Ignition probability mapping showing the probability of ignition along the electric lines and equipmentWLDFRAggregatedAggregated | WLDFR | HFTD - Distribution - Tier 3 - 2QU CoRE ¦ 3QU LoRE | Non-Red Flag Warning - Destructive Fires | Aggregated | Aggregated | 2035 | 3.8895e-06 | 0 | 267.1271 | 0.001039 | 2035 | Mitigation | 0.08575 | 30 | 0 | esc | 0.0012005 | 4.6694e-09 | 0.00060025 | 2.3347e-09 | 0.0015435 | 6.0035e-09
[79 empty] | WLDFR | HFTD - Distribution - Tier 3 - 2QU CoRE ¦ 3QU LoRE | Non-Red Flag Warning - Catastrophic Fires | 2021 | 4.3673e-09 | 2.1836e-09 | 0 | 14146.1306 | 222.2294 | 8585.7228 | 5338.1784 | 0 | 0 | 0 | 3.6379e-06 |  | 6.178e-05 | 0 | 6.178e-05 | 3.089e-05 | 0 | 3.089e-05 | 0 | 0 | 0 | [16 empty] | 7.3.1.3 Ignition probability mapping showing the probability of ignition along the electric lines and equipmentWLDFRAggregatedAggregated | WLDFR | HFTD - Distribution - Tier 3 - 2QU CoRE ¦ 3QU LoRE | Non-Red Flag Warning - Destructive Fires | Aggregated | Aggregated | 2036 | 3.8895e-06 | 0 | 267.1271 | 0.001039 | 2036 | Mitigation | 0.08575 | 30 | 0 | esc | 0.0012005 | 4.6694e-09 | 0.00060025 | 2.3347e-09 | 0.0015435 | 6.0035e-09
[79 empty] | WLDFR | HFTD - Distribution - Tier 3 - 2QU CoRE ¦ 3QU LoRE | Non-Red Flag Warning - Catastrophic Fires | 2022 | 4.3673e-09 | 2.1836e-09 | 5.6151e-09 | 14146.1306 | 222.2294 | 8585.7228 | 5338.1784 | 0 | 0 | 0 | 3.6379e-06 |  | 6.178e-05 | 0 | 6.178e-05 | 3.089e-05 | 0 | 3.089e-05 | 7.9432e-05 | 0 | 7.9432e-05 | [16 empty] | 7.3.1.3 Ignition probability mapping showing the probability of ignition along the electric lines and equipmentWLDFRAggregatedAggregated | WLDFR | HFTD - Distribution - Tier 3 - 2QU CoRE ¦ 3QU LoRE | Non-Red Flag Warning - Destructive Fires | Aggregated | Aggregated | 2037 | 3.8895e-06 | 0 | 267.1271 | 0.001039 | 2037 | Mitigation | 0.08575 | 30 | 0 | esc | 0.0012005 | 4.6694e-09 | 0.00060025 | 2.3347e-09 | 0.0015435 | 6.0035e-09
[79 empty] | WLDFR | HFTD - Distribution - Tier 3 - 2QU CoRE ¦ 3QU LoRE | Non-Red Flag Warning - Catastrophic Fires | 2023 | 4.3673e-09 | 2.1836e-09 | 5.6151e-09 | 14664.6376 | 233.2301 | 8896.516 | 5534.8915 | 0 | 0 | 0 | 3.6379e-06 |  | 6.4045e-05 | 0 | 6.4045e-05 | 3.2022e-05 | 0 | 3.2022e-05 | 8.2343e-05 | 0 | 8.2343e-05 | [16 empty] | 7.3.1.3 Ignition probability mapping showing the probability of ignition along the electric lines and equipmentWLDFRAggregatedAggregated | WLDFR | HFTD - Distribution - Tier 3 - 2QU CoRE ¦ 3QU LoRE | Non-Red Flag Warning - Destructive Fires | Aggregated | Aggregated | 2038 | 3.8895e-06 | 0 | 267.1271 | 0.001039 | 2038 | Mitigation | 0.08575 | 30 | 0 | esc | 0.0012005 | 4.6694e-09 | 0.00060025 | 2.3347e-09 | 0.0015435 | 6.0035e-09
[79 empty] | WLDFR | HFTD - Distribution - Tier 3 - 2QU CoRE ¦ 3QU LoRE | Non-Red Flag Warning - Catastrophic Fires | 2024 | 4.3673e-09 | 2.1836e-09 | 5.6151e-09 | 14664.6376 | 233.2301 | 8896.516 | 5534.8915 | 0 | 0 | 0 | 3.6379e-06 |  | 6.4045e-05 | 0 | 6.4045e-05 | 3.2022e-05 | 0 | 3.2022e-05 | 8.2343e-05 | 0 | 8.2343e-05 | [16 empty] | 7.3.1.3 Ignition probability mapping showing the probability of ignition along the electric lines and equipmentWLDFRAggregatedAggregated | WLDFR | HFTD - Distribution - Tier 3 - 2QU CoRE ¦ 3QU LoRE | Non-Red Flag Warning - Destructive Fires | Aggregated | Aggregated | 2039 | 3.8895e-06 | 0 | 267.1271 | 0.001039 | 2039 | Mitigation | 0.08575 | 30 | 0 | esc | 0.0012005 | 4.6694e-09 | 0.00060025 | 2.3347e-09 | 0.0015435 | 6.0035e-09
[79 empty] | WLDFR | HFTD - Distribution - Tier 3 - 2QU CoRE ¦ 3QU LoRE | Non-Red Flag Warning - Catastrophic Fires | 2025 | 4.3673e-09 | 2.1836e-09 | 5.6151e-09 | 14664.6376 | 233.2301 | 8896.516 | 5534.8915 | 0 | 0 | 0 | 3.6379e-06 |  | 6.4045e-05 | 0 | 6.4045e-05 | 3.2022e-05 | 0 | 3.2022e-05 | 8.2343e-05 | 0 | 8.2343e-05 | [16 empty] | 7.3.1.3 Ignition probability mapping showing the probability of ignition along the electric lines and equipmentWLDFRAggregatedAggregated | WLDFR | HFTD - Distribution - Tier 3 - 2QU CoRE ¦ 3QU LoRE | Non-Red Flag Warning - Destructive Fires | Aggregated | Aggregated | 2040 | 3.8895e-06 | 0 | 267.1271 | 0.001039 | 2040 | Mitigation | 0.08575 | 30 | 0 | esc | 0.0012005 | 4.6694e-09 | 0.00060025 | 2.3347e-09 | 0.0015435 | 6.0035e-09
[79 empty] | WLDFR | HFTD - Distribution - Tier 3 - 2QU CoRE ¦ 3QU LoRE | Non-Red Flag Warning - Catastrophic Fires | 2026 | 4.3673e-09 | 2.1836e-09 | 5.6151e-09 | 14664.6376 | 233.2301 | 8896.516 | 5534.8915 | 0 | 0 | 0 | 3.6379e-06 |  | 6.4045e-05 | 0 | 6.4045e-05 | 3.2022e-05 | 0 | 3.2022e-05 | 8.2343e-05 | 0 | 8.2343e-05 | [16 empty] | 7.3.1.3 Ignition probability mapping showing the probability of ignition along the electric lines and equipmentWLDFRAggregatedAggregated | WLDFR | HFTD - Distribution - Tier 3 - 2QU CoRE ¦ 3QU LoRE | Non-Red Flag Warning - Destructive Fires | Aggregated | Aggregated | 2041 | 3.8895e-06 | 0 | 267.1271 | 0.001039 | 2041 | Mitigation | 0.08575 | 30 | 0 | esc | 0.0012005 | 4.6694e-09 | 0.00060025 | 2.3347e-09 | 0.0015435 | 6.0035e-09
[79 empty] | WLDFR | HFTD - Distribution - Tier 3 - 2QU CoRE ¦ 3QU LoRE | Non-Red Flag Warning - Catastrophic Fires | 2027 | 4.3673e-09 | 2.1836e-09 | 5.6151e-09 | 14664.6376 | 233.2301 | 8896.516 | 5534.8915 | 0 | 0 | 0 | 3.6379e-06 |  | 6.4045e-05 | 0 | 6.4045e-05 | 3.2022e-05 | 0 | 3.2022e-05 | 8.2343e-05 | 0 | 8.2343e-05 | [16 empty] | 7.3.1.3 Ignition probability mapping showing the probability of ignition along the electric lines and equipmentWLDFRAggregatedAggregated | WLDFR | HFTD - Distribution - Tier 3 - 2QU CoRE ¦ 3QU LoRE | Non-Red Flag Warning - Destructive Fires | Aggregated | Aggregated | 2042 | 3.8895e-06 | 0 | 267.1271 | 0.001039 | 2042 | Mitigation | 0.08575 | 30 | 0 | esc | 0.0012005 | 4.6694e-09 | 0.00060025 | 2.3347e-09 | 0.0015435 | 6.0035e-09
[79 empty] | WLDFR | HFTD - Distribution - Tier 3 - 2QU CoRE ¦ 3QU LoRE | Non-Red Flag Warning - Catastrophic Fires | 2028 | 4.3673e-09 | 2.1836e-09 | 5.6151e-09 | 15317.9909 | 247.273 | 9287.6491 | 5783.0689 | 0 | 0 | 0 | 3.6379e-06 |  | 6.6898e-05 | 0 | 6.6898e-05 | 3.3449e-05 | 0 | 3.3449e-05 | 8.6012e-05 | 0 | 8.6012e-05 | [16 empty] | 7.3.1.3 Ignition probability mapping showing the probability of ignition along the electric lines and equipmentWLDFRAggregatedAggregated | WLDFR | HFTD - Distribution - Tier 3 - 2QU CoRE ¦ 3QU LoRE | Non-Red Flag Warning - Destructive Fires | Aggregated | Aggregated | 2043 | 3.8895e-06 | 0 | 267.1271 | 0.001039 | 2043 | Mitigation | 0.08575 | 30 | 0 | esc | 0.0012005 | 4.6694e-09 | 0.00060025 | 2.3347e-09 | 0.0015435 | 6.0035e-09
[79 empty] | WLDFR | HFTD - Distribution - Tier 3 - 2QU CoRE ¦ 3QU LoRE | Non-Red Flag Warning - Catastrophic Fires | 2029 | 4.3673e-09 | 2.1836e-09 | 5.6151e-09 | 15317.9909 | 247.273 | 9287.6491 | 5783.0689 | 0 | 0 | 0 | 3.6379e-06 |  | 6.6898e-05 | 0 | 6.6898e-05 | 3.3449e-05 | 0 | 3.3449e-05 | 8.6012e-05 | 0 | 8.6012e-05 | [16 empty] | 7.3.1.3 Ignition probability mapping showing the probability of ignition along the electric lines and equipmentWLDFRAggregatedAggregated | WLDFR | HFTD - Distribution - Tier 3 - 2QU CoRE ¦ 3QU LoRE | Non-Red Flag Warning - Destructive Fires | Aggregated | Aggregated | 2044 | 3.8895e-06 | 0 | 267.1271 | 0.001039 | 2044 | Mitigation | 0.08575 | 30 | 0 | esc | 0.0012005 | 4.6694e-09 | 0.00060025 | 2.3347e-09 | 0.0015435 | 6.0035e-09
[79 empty] | WLDFR | HFTD - Distribution - Tier 3 - 2QU CoRE ¦ 3QU LoRE | Non-Red Flag Warning - Catastrophic Fires | 2030 | 4.3673e-09 | 2.1836e-09 | 5.6151e-09 | 15317.9909 | 247.273 | 9287.6491 | 5783.0689 | 0 | 0 | 0 | 3.6379e-06 |  | 6.6898e-05 | 0 | 6.6898e-05 | 3.3449e-05 | 0 | 3.3449e-05 | 8.6012e-05 | 0 | 8.6012e-05 | [16 empty] | 7.3.1.3 Ignition probability mapping showing the probability of ignition along the electric lines and equipmentWLDFRAggregatedAggregated | WLDFR | HFTD - Distribution - Tier 3 - 2QU CoRE ¦ 3QU LoRE | Non-Red Flag Warning - Destructive Fires | Aggregated | Aggregated | 2045 | 3.8895e-06 | 0 | 267.1271 | 0.001039 | 2045 | Mitigation | 0.08575 | 30 | 0 | esc | 0.0012005 | 4.6694e-09 | 0.00060025 | 2.3347e-09 | 0.0015435 | 6.0035e-09
[79 empty] | WLDFR | HFTD - Distribution - Tier 3 - 2QU CoRE ¦ 3QU LoRE | Non-Red Flag Warning - Catastrophic Fires | 2031 | 4.3673e-09 | 2.1836e-09 | 5.6151e-09 | 15317.9909 | 247.273 | 9287.6491 | 5783.0689 | 0 | 0 | 0 | 3.6379e-06 |  | 6.6898e-05 | 0 | 6.6898e-05 | 3.3449e-05 | 0 | 3.3449e-05 | 8.6012e-05 | 0 | 8.6012e-05 | [16 empty] | 7.3.1.3 Ignition probability mapping showing the probability of ignition along the electric lines and equipmentWLDFRAggregatedAggregated | WLDFR | HFTD - Distribution - Tier 3 - 2QU CoRE ¦ 3QU LoRE | Non-Red Flag Warning - Destructive Fires | Aggregated | Aggregated | 2046 | 3.8895e-06 | 0 | 267.1271 | 0.001039 | 2046 | Mitigation | 0.08575 | 30 | 0 | esc | 0.0012005 | 4.6694e-09 | 0.00060025 | 2.3347e-09 | 0.0015435 | 6.0035e-09
[79 empty] | WLDFR | HFTD - Distribution - Tier 3 - 2QU CoRE ¦ 3QU LoRE | Non-Red Flag Warning - Catastrophic Fires | 2032 | 4.3673e-09 | 2.1836e-09 | 5.6151e-09 | 15317.9909 | 247.273 | 9287.6491 | 5783.0689 | 0 | 0 | 0 | 3.6379e-06 |  | 6.6898e-05 | 0 | 6.6898e-05 | 3.3449e-05 | 0 | 3.3449e-05 | 8.6012e-05 | 0 | 8.6012e-05 | [16 empty] | 7.3.1.3 Ignition probability mapping showing the probability of ignition along the electric lines and equipmentWLDFRAggregatedAggregated | WLDFR | HFTD - Distribution - Tier 3 - 2QU CoRE ¦ 3QU LoRE | Non-Red Flag Warning - Destructive Fires | Aggregated | Aggregated | 2047 | 3.8895e-06 | 0 | 267.1271 | 0.001039 | 2047 | Mitigation | 0.08575 | 30 | 0 | esc | 0.0012005 | 4.6694e-09 | 0.00060025 | 2.3347e-09 | 0.0015435 | 6.0035e-09
[79 empty] | WLDFR | HFTD - Distribution - Tier 3 - 2QU CoRE ¦ 3QU LoRE | Non-Red Flag Warning - Catastrophic Fires | 2033 | 4.3673e-09 | 2.1836e-09 | 5.6151e-09 | 16044.1264 | 263.1074 | 9721.74 | 6059.2791 | 0 | 0 | 0 | 3.6379e-06 |  | 7.0069e-05 | 0 | 7.0069e-05 | 3.5035e-05 | 0 | 3.5035e-05 | 9.0089e-05 | 0 | 9.0089e-05 | [16 empty] | 7.3.1.3 Ignition probability mapping showing the probability of ignition along the electric lines and equipmentWLDFRAggregatedAggregated | WLDFR | HFTD - Distribution - Tier 3 - 2QU CoRE ¦ 3QU LoRE | Non-Red Flag Warning - Destructive Fires | Aggregated | Aggregated | 2048 | 3.8895e-06 | 0 | 267.1271 | 0.001039 | 2048 | Mitigation | 0.08575 | 30 | 0 | esc | 0.0012005 | 4.6694e-09 | 0.00060025 | 2.3347e-09 | 0.0015435 | 6.0035e-09
[79 empty] | WLDFR | HFTD - Distribution - Tier 3 - 2QU CoRE ¦ 3QU LoRE | Non-Red Flag Warning - Catastrophic Fires | 2034 | 4.3673e-09 | 2.1836e-09 | 5.6151e-09 | 16044.1264 | 263.1074 | 9721.74 | 6059.2791 | 0 | 0 | 0 | 3.6379e-06 |  | 7.0069e-05 | 0 | 7.0069e-05 | 3.5035e-05 | 0 | 3.5035e-05 | 9.0089e-05 | 0 | 9.0089e-05 | [16 empty] | 7.3.1.3 Ignition probability mapping showing the probability of ignition along the electric lines and equipmentWLDFRAggregatedAggregated | WLDFR | HFTD - Distribution - Tier 3 - 2QU CoRE ¦ 3QU LoRE | Non-Red Flag Warning - Destructive Fires | Aggregated | Aggregated | 2049 | 3.8895e-06 | 0 | 267.1271 | 0.001039 | 2049 | Mitigation | 0.08575 | 30 | 0 | esc | 0.0012005 | 4.6694e-09 | 0.00060025 | 2.3347e-09 | 0.0015435 | 6.0035e-09
[79 empty] | WLDFR | HFTD - Distribution - Tier 3 - 2QU CoRE ¦ 3QU LoRE | Non-Red Flag Warning - Catastrophic Fires | 2035 | 4.3673e-09 | 2.1836e-09 | 5.6151e-09 | 16044.1264 | 263.1074 | 9721.74 | 6059.2791 | 0 | 0 | 0 | 3.6379e-06 |  | 7.0069e-05 | 0 | 7.0069e-05 | 3.5035e-05 | 0 | 3.5035e-05 | 9.0089e-05 | 0 | 9.0089e-05 | [16 empty] | 7.3.1.3 Ignition probability mapping showing the probability of ignition along the electric lines and equipmentWLDFRAggregatedAggregated | WLDFR | HFTD - Distribution - Tier 3 - 2QU CoRE ¦ 3QU LoRE | Non-Red Flag Warning - Destructive Fires | Aggregated | Aggregated | 2050 | 3.8895e-06 | 0 | 267.1271 | 0.001039 | 2050 | Mitigation | 0.08575 | 30 | 0 | esc | 0 | 0 | 0.00060025 | 2.3347e-09 | 0.0015435 | 6.0035e-09
[79 empty] | WLDFR | HFTD - Distribution - Tier 3 - 2QU CoRE ¦ 3QU LoRE | Non-Red Flag Warning - Catastrophic Fires | 2036 | 4.3673e-09 | 2.1836e-09 | 5.6151e-09 | 16044.1264 | 263.1074 | 9721.74 | 6059.2791 | 0 | 0 | 0 | 3.6379e-06 |  | 7.0069e-05 | 0 | 7.0069e-05 | 3.5035e-05 | 0 | 3.5035e-05 | 9.0089e-05 | 0 | 9.0089e-05 | [16 empty] | 7.3.1.3 Ignition probability mapping showing the probability of ignition along the electric lines and equipmentWLDFRAggregatedAggregated | WLDFR | HFTD - Distribution - Tier 3 - 2QU CoRE ¦ 3QU LoRE | Non-Red Flag Warning - Destructive Fires | Aggregated | Aggregated | 2051 | 3.8895e-06 | 0 | 267.1271 | 0.001039 | 2051 | Mitigation | 0.08575 | 30 | 0 | esc | 0 | 0 | 0 | 0 | 0.0015435 | 6.0035e-09
[79 empty] | WLDFR | HFTD - Distribution - Tier 3 - 2QU CoRE ¦ 3QU LoRE | Non-Red Flag Warning - Catastrophic Fires | 2037 | 4.3673e-09 | 2.1836e-09 | 5.6151e-09 | 16044.1264 | 263.1074 | 9721.74 | 6059.2791 | 0 | 0 | 0 | 3.6379e-06 |  | 7.0069e-05 | 0 | 7.0069e-05 | 3.5035e-05 | 0 | 3.5035e-05 | 9.0089e-05 | 0 | 9.0089e-05 | [16 empty] | 7.3.1.3 Ignition probability mapping showing the probability of ignition along the electric lines and equipmentWLDFRAggregatedAggregated | WLDFR | HFTD - Distribution - Tier 3 - 2QU CoRE ¦ 3QU LoRE | Non-Red Flag Warning - Large Fires | Aggregated | Aggregated | 2021 | 3.4352e-05 | 0 | 267.1271 | 0.0091763 | 2021 | Mitigation | 0.08575 | 30 | 0 | esc | 0.0012005 | 4.124e-08 | 0.00060025 | 2.062e-08 | 0 | 0
[79 empty] | WLDFR | HFTD - Distribution - Tier 3 - 2QU CoRE ¦ 3QU LoRE | Non-Red Flag Warning - Catastrophic Fires | 2038 | 4.3673e-09 | 2.1836e-09 | 5.6151e-09 | 16832.3912 | 280.5544 | 10192.2718 | 6359.5651 | 0 | 0 | 0 | 3.6379e-06 |  | 7.3512e-05 | 0 | 7.3512e-05 | 3.6756e-05 | 0 | 3.6756e-05 | 9.4515e-05 | 0 | 9.4515e-05 | [16 empty] | 7.3.1.3 Ignition probability mapping showing the probability of ignition along the electric lines and equipmentWLDFRAggregatedAggregated | WLDFR | HFTD - Distribution - Tier 3 - 2QU CoRE ¦ 3QU LoRE | Non-Red Flag Warning - Large Fires | Aggregated | Aggregated | 2022 | 3.4352e-05 | 0 | 267.1271 | 0.0091763 | 2022 | Mitigation | 0.08575 | 30 | 0 | esc | 0.0012005 | 4.124e-08 | 0.00060025 | 2.062e-08 | 0.0015435 | 5.3022e-08
[79 empty] | WLDFR | HFTD - Distribution - Tier 3 - 2QU CoRE ¦ 3QU LoRE | Non-Red Flag Warning - Catastrophic Fires | 2039 | 4.3673e-09 | 2.1836e-09 | 5.6151e-09 | 16832.3912 | 280.5544 | 10192.2718 | 6359.5651 | 0 | 0 | 0 | 3.6379e-06 |  | 7.3512e-05 | 0 | 7.3512e-05 | 3.6756e-05 | 0 | 3.6756e-05 | 9.4515e-05 | 0 | 9.4515e-05 | [16 empty] | 7.3.1.3 Ignition probability mapping showing the probability of ignition along the electric lines and equipmentWLDFRAggregatedAggregated | WLDFR | HFTD - Distribution - Tier 3 - 2QU CoRE ¦ 3QU LoRE | Non-Red Flag Warning - Large Fires | Aggregated | Aggregated | 2023 | 3.4352e-05 | 0 | 267.1271 | 0.0091763 | 2023 | Mitigation | 0.08575 | 30 | 0 | esc | 0.0012005 | 4.124e-08 | 0.00060025 | 2.062e-08 | 0.0015435 | 5.3022e-08
[79 empty] | WLDFR | HFTD - Distribution - Tier 3 - 2QU CoRE ¦ 3QU LoRE | Non-Red Flag Warning - Catastrophic Fires | 2040 | 4.3673e-09 | 2.1836e-09 | 5.6151e-09 | 16832.3912 | 280.5544 | 10192.2718 | 6359.5651 | 0 | 0 | 0 | 3.6379e-06 |  | 7.3512e-05 | 0 | 7.3512e-05 | 3.6756e-05 | 0 | 3.6756e-05 | 9.4515e-05 | 0 | 9.4515e-05 | [16 empty] | 7.3.1.3 Ignition probability mapping showing the probability of ignition along the electric lines and equipmentWLDFRAggregatedAggregated | WLDFR | HFTD - Distribution - Tier 3 - 2QU CoRE ¦ 3QU LoRE | Non-Red Flag Warning - Large Fires | Aggregated | Aggregated | 2024 | 3.4352e-05 | 0 | 267.1271 | 0.0091763 | 2024 | Mitigation | 0.08575 | 30 | 0 | esc | 0.0012005 | 4.124e-08 | 0.00060025 | 2.062e-08 | 0.0015435 | 5.3022e-08
[79 empty] | WLDFR | HFTD - Distribution - Tier 3 - 2QU CoRE ¦ 3QU LoRE | Non-Red Flag Warning - Catastrophic Fires | 2041 | 4.3673e-09 | 2.1836e-09 | 5.6151e-09 | 16832.3912 | 280.5544 | 10192.2718 | 6359.5651 | 0 | 0 | 0 | 3.6379e-06 |  | 7.3512e-05 | 0 | 7.3512e-05 | 3.6756e-05 | 0 | 3.6756e-05 | 9.4515e-05 | 0 | 9.4515e-05 | [16 empty] | 7.3.1.3 Ignition probability mapping showing the probability of ignition along the electric lines and equipmentWLDFRAggregatedAggregated | WLDFR | HFTD - Distribution - Tier 3 - 2QU CoRE ¦ 3QU LoRE | Non-Red Flag Warning - Large Fires | Aggregated | Aggregated | 2025 | 3.4352e-05 | 0 | 267.1271 | 0.0091763 | 2025 | Mitigation | 0.08575 | 30 | 0 | esc | 0.0012005 | 4.124e-08 | 0.00060025 | 2.062e-08 | 0.0015435 | 5.3022e-08
[79 empty] | WLDFR | HFTD - Distribution - Tier 3 - 2QU CoRE ¦ 3QU LoRE | Non-Red Flag Warning - Catastrophic Fires | 2042 | 4.3673e-09 | 2.1836e-09 | 5.6151e-09 | 16832.3912 | 280.5544 | 10192.2718 | 6359.5651 | 0 | 0 | 0 | 3.6379e-06 |  | 7.3512e-05 | 0 | 7.3512e-05 | 3.6756e-05 | 0 | 3.6756e-05 | 9.4515e-05 | 0 | 9.4515e-05 | [16 empty] | 7.3.1.3 Ignition probability mapping showing the probability of ignition along the electric lines and equipmentWLDFRAggregatedAggregated | WLDFR | HFTD - Distribution - Tier 3 - 2QU CoRE ¦ 3QU LoRE | Non-Red Flag Warning - Large Fires | Aggregated | Aggregated | 2026 | 3.4352e-05 | 0 | 267.1271 | 0.0091763 | 2026 | Mitigation | 0.08575 | 30 | 0 | esc | 0.0012005 | 4.124e-08 | 0.00060025 | 2.062e-08 | 0.0015435 | 5.3022e-08
[79 empty] | WLDFR | HFTD - Distribution - Tier 3 - 2QU CoRE ¦ 3QU LoRE | Non-Red Flag Warning - Catastrophic Fires | 2043 | 4.3673e-09 | 2.1836e-09 | 5.6151e-09 | 17672.0852 | 299.42 | 10692.7362 | 6679.929 | 0 | 0 | 0 | 3.6379e-06 |  | 7.7179e-05 | 0 | 7.7179e-05 | 3.859e-05 | 0 | 3.859e-05 | 9.923e-05 | 0 | 9.923e-05 | [16 empty] | 7.3.1.3 Ignition probability mapping showing the probability of ignition along the electric lines and equipmentWLDFRAggregatedAggregated | WLDFR | HFTD - Distribution - Tier 3 - 2QU CoRE ¦ 3QU LoRE | Non-Red Flag Warning - Large Fires | Aggregated | Aggregated | 2027 | 3.4352e-05 | 0 | 267.1271 | 0.0091763 | 2027 | Mitigation | 0.08575 | 30 | 0 | esc | 0.0012005 | 4.124e-08 | 0.00060025 | 2.062e-08 | 0.0015435 | 5.3022e-08
[79 empty] | WLDFR | HFTD - Distribution - Tier 3 - 2QU CoRE ¦ 3QU LoRE | Non-Red Flag Warning - Catastrophic Fires | 2044 | 4.3673e-09 | 2.1836e-09 | 5.6151e-09 | 17672.0852 | 299.42 | 10692.7362 | 6679.929 | 0 | 0 | 0 | 3.6379e-06 |  | 7.7179e-05 | 0 | 7.7179e-05 | 3.859e-05 | 0 | 3.859e-05 | 9.923e-05 | 0 | 9.923e-05 | [16 empty] | 7.3.1.3 Ignition probability mapping showing the probability of ignition along the electric lines and equipmentWLDFRAggregatedAggregated | WLDFR | HFTD - Distribution - Tier 3 - 2QU CoRE ¦ 3QU LoRE | Non-Red Flag Warning - Large Fires | Aggregated | Aggregated | 2028 | 3.4352e-05 | 0 | 267.1271 | 0.0091763 | 2028 | Mitigation | 0.08575 | 30 | 0 | esc | 0.0012005 | 4.124e-08 | 0.00060025 | 2.062e-08 | 0.0015435 | 5.3022e-08
[79 empty] | WLDFR | HFTD - Distribution - Tier 3 - 2QU CoRE ¦ 3QU LoRE | Non-Red Flag Warning - Catastrophic Fires | 2045 | 4.3673e-09 | 2.1836e-09 | 5.6151e-09 | 17672.0852 | 299.42 | 10692.7362 | 6679.929 | 0 | 0 | 0 | 3.6379e-06 |  | 7.7179e-05 | 0 | 7.7179e-05 | 3.859e-05 | 0 | 3.859e-05 | 9.923e-05 | 0 | 9.923e-05 | [16 empty] | 7.3.1.3 Ignition probability mapping showing the probability of ignition along the electric lines and equipmentWLDFRAggregatedAggregated | WLDFR | HFTD - Distribution - Tier 3 - 2QU CoRE ¦ 3QU LoRE | Non-Red Flag Warning - Large Fires | Aggregated | Aggregated | 2029 | 3.4352e-05 | 0 | 267.1271 | 0.0091763 | 2029 | Mitigation | 0.08575 | 30 | 0 | esc | 0.0012005 | 4.124e-08 | 0.00060025 | 2.062e-08 | 0.0015435 | 5.3022e-08
[79 empty] | WLDFR | HFTD - Distribution - Tier 3 - 2QU CoRE ¦ 3QU LoRE | Non-Red Flag Warning - Catastrophic Fires | 2046 | 4.3673e-09 | 2.1836e-09 | 5.6151e-09 | 17672.0852 | 299.42 | 10692.7362 | 6679.929 | 0 | 0 | 0 | 3.6379e-06 |  | 7.7179e-05 | 0 | 7.7179e-05 | 3.859e-05 | 0 | 3.859e-05 | 9.923e-05 | 0 | 9.923e-05 | [16 empty] | 7.3.1.3 Ignition probability mapping showing the probability of ignition along the electric lines and equipmentWLDFRAggregatedAggregated | WLDFR | HFTD - Distribution - Tier 3 - 2QU CoRE ¦ 3QU LoRE | Non-Red Flag Warning - Large Fires | Aggregated | Aggregated | 2030 | 3.4352e-05 | 0 | 267.1271 | 0.0091763 | 2030 | Mitigation | 0.08575 | 30 | 0 | esc | 0.0012005 | 4.124e-08 | 0.00060025 | 2.062e-08 | 0.0015435 | 5.3022e-08
[79 empty] | WLDFR | HFTD - Distribution - Tier 3 - 2QU CoRE ¦ 3QU LoRE | Non-Red Flag Warning - Catastrophic Fires | 2047 | 4.3673e-09 | 2.1836e-09 | 5.6151e-09 | 17672.0852 | 299.42 | 10692.7362 | 6679.929 | 0 | 0 | 0 | 3.6379e-06 |  | 7.7179e-05 | 0 | 7.7179e-05 | 3.859e-05 | 0 | 3.859e-05 | 9.923e-05 | 0 | 9.923e-05 | [16 empty] | 7.3.1.3 Ignition probability mapping showing the probability of ignition along the electric lines and equipmentWLDFRAggregatedAggregated | WLDFR | HFTD - Distribution - Tier 3 - 2QU CoRE ¦ 3QU LoRE | Non-Red Flag Warning - Large Fires | Aggregated | Aggregated | 2031 | 3.4352e-05 | 0 | 267.1271 | 0.0091763 | 2031 | Mitigation | 0.08575 | 30 | 0 | esc | 0.0012005 | 4.124e-08 | 0.00060025 | 2.062e-08 | 0.0015435 | 5.3022e-08
[79 empty] | WLDFR | HFTD - Distribution - Tier 3 - 2QU CoRE ¦ 3QU LoRE | Non-Red Flag Warning - Catastrophic Fires | 2048 | 4.3673e-09 | 2.1836e-09 | 5.6151e-09 | 18552.3348 | 319.4911 | 11216.5626 | 7016.281 | 0 | 0 | 0 | 3.6379e-06 |  | 8.1024e-05 | 0 | 8.1024e-05 | 4.0512e-05 | 0 | 4.0512e-05 | 0.00010417 | 0 | 0.00010417 | [16 empty] | 7.3.1.3 Ignition probability mapping showing the probability of ignition along the electric lines and equipmentWLDFRAggregatedAggregated | WLDFR | HFTD - Distribution - Tier 3 - 2QU CoRE ¦ 3QU LoRE | Non-Red Flag Warning - Large Fires | Aggregated | Aggregated | 2032 | 3.4352e-05 | 0 | 267.1271 | 0.0091763 | 2032 | Mitigation | 0.08575 | 30 | 0 | esc | 0.0012005 | 4.124e-08 | 0.00060025 | 2.062e-08 | 0.0015435 | 5.3022e-08
[79 empty] | WLDFR | HFTD - Distribution - Tier 3 - 2QU CoRE ¦ 3QU LoRE | Non-Red Flag Warning - Catastrophic Fires | 2049 | 4.3673e-09 | 2.1836e-09 | 5.6151e-09 | 18552.3348 | 319.4911 | 11216.5626 | 7016.281 | 0 | 0 | 0 | 3.6379e-06 |  | 8.1024e-05 | 0 | 8.1024e-05 | 4.0512e-05 | 0 | 4.0512e-05 | 0.00010417 | 0 | 0.00010417 | [16 empty] | 7.3.1.3 Ignition probability mapping showing the probability of ignition along the electric lines and equipmentWLDFRAggregatedAggregated | WLDFR | HFTD - Distribution - Tier 3 - 2QU CoRE ¦ 3QU LoRE | Non-Red Flag Warning - Large Fires | Aggregated | Aggregated | 2033 | 3.4352e-05 | 0 | 267.1271 | 0.0091763 | 2033 | Mitigation | 0.08575 | 30 | 0 | esc | 0.0012005 | 4.124e-08 | 0.00060025 | 2.062e-08 | 0.0015435 | 5.3022e-08
[79 empty] | WLDFR | HFTD - Distribution - Tier 3 - 2QU CoRE ¦ 3QU LoRE | Non-Red Flag Warning - Catastrophic Fires | 2050 | 0 | 2.1836e-09 | 5.6151e-09 | 18552.3348 | 319.4911 | 11216.5626 | 7016.281 | 0 | 0 | 0 | 3.6379e-06 |  | 0 | 0 | 0 | 4.0512e-05 | 0 | 4.0512e-05 | 0.00010417 | 0 | 0.00010417 | [16 empty] | 7.3.1.3 Ignition probability mapping showing the probability of ignition along the electric lines and equipmentWLDFRAggregatedAggregated | WLDFR | HFTD - Distribution - Tier 3 - 2QU CoRE ¦ 3QU LoRE | Non-Red Flag Warning - Large Fires | Aggregated | Aggregated | 2034 | 3.4352e-05 | 0 | 267.1271 | 0.0091763 | 2034 | Mitigation | 0.08575 | 30 | 0 | esc | 0.0012005 | 4.124e-08 | 0.00060025 | 2.062e-08 | 0.0015435 | 5.3022e-08
[79 empty] | WLDFR | HFTD - Distribution - Tier 3 - 2QU CoRE ¦ 3QU LoRE | Non-Red Flag Warning - Catastrophic Fires | 2051 | 0 | 0 | 5.6151e-09 | 18552.3348 | 319.4911 | 11216.5626 | 7016.281 | 0 | 0 | 0 | 3.6379e-06 |  | 0 | 0 | 0 | 0 | 0 | 0 | 0.00010417 | 0 | 0.00010417 | [16 empty] | 7.3.1.3 Ignition probability mapping showing the probability of ignition along the electric lines and equipmentWLDFRAggregatedAggregated | WLDFR | HFTD - Distribution - Tier 3 - 2QU CoRE ¦ 3QU LoRE | Non-Red Flag Warning - Large Fires | Aggregated | Aggregated | 2035 | 3.4352e-05 | 0 | 267.1271 | 0.0091763 | 2035 | Mitigation | 0.08575 | 30 | 0 | esc | 0.0012005 | 4.124e-08 | 0.00060025 | 2.062e-08 | 0.0015435 | 5.3022e-08
[79 empty] | WLDFR | HFTD - Distribution - Tier 3 - 2QU CoRE ¦ 3QU LoRE | Non-Red Flag Warning - Destructive Fires | 2020 | 4.6694e-09 | 0 | 0 | 8807.9522 | 222.2294 | 8585.7228 | 0 | 0 | 0 | 0 | 3.8895e-06 |  | 4.1128e-05 | 0 | 4.1128e-05 | 0 | 0 | 0 | 0 | 0 | 0 | [16 empty] | 7.3.1.3 Ignition probability mapping showing the probability of ignition along the electric lines and equipmentWLDFRAggregatedAggregated | WLDFR | HFTD - Distribution - Tier 3 - 2QU CoRE ¦ 3QU LoRE | Non-Red Flag Warning - Large Fires | Aggregated | Aggregated | 2036 | 3.4352e-05 | 0 | 267.1271 | 0.0091763 | 2036 | Mitigation | 0.08575 | 30 | 0 | esc | 0.0012005 | 4.124e-08 | 0.00060025 | 2.062e-08 | 0.0015435 | 5.3022e-08
[79 empty] | WLDFR | HFTD - Distribution - Tier 3 - 2QU CoRE ¦ 3QU LoRE | Non-Red Flag Warning - Destructive Fires | 2021 | 4.6694e-09 | 2.3347e-09 | 0 | 8807.9522 | 222.2294 | 8585.7228 | 0 | 0 | 0 | 0 | 3.8895e-06 |  | 4.1128e-05 | 0 | 4.1128e-05 | 2.0564e-05 | 0 | 2.0564e-05 | 0 | 0 | 0 | [16 empty] | 7.3.1.3 Ignition probability mapping showing the probability of ignition along the electric lines and equipmentWLDFRAggregatedAggregated | WLDFR | HFTD - Distribution - Tier 3 - 2QU CoRE ¦ 3QU LoRE | Non-Red Flag Warning - Large Fires | Aggregated | Aggregated | 2037 | 3.4352e-05 | 0 | 267.1271 | 0.0091763 | 2037 | Mitigation | 0.08575 | 30 | 0 | esc | 0.0012005 | 4.124e-08 | 0.00060025 | 2.062e-08 | 0.0015435 | 5.3022e-08
[79 empty] | WLDFR | HFTD - Distribution - Tier 3 - 2QU CoRE ¦ 3QU LoRE | Non-Red Flag Warning - Destructive Fires | 2022 | 4.6694e-09 | 2.3347e-09 | 6.0035e-09 | 8807.9522 | 222.2294 | 8585.7228 | 0 | 0 | 0 | 0 | 3.8895e-06 |  | 4.1128e-05 | 0 | 4.1128e-05 | 2.0564e-05 | 0 | 2.0564e-05 | 5.2879e-05 | 0 | 5.2879e-05 | [16 empty] | 7.3.1.3 Ignition probability mapping showing the probability of ignition along the electric lines and equipmentWLDFRAggregatedAggregated | WLDFR | HFTD - Distribution - Tier 3 - 2QU CoRE ¦ 3QU LoRE | Non-Red Flag Warning - Large Fires | Aggregated | Aggregated | 2038 | 3.4352e-05 | 0 | 267.1271 | 0.0091763 | 2038 | Mitigation | 0.08575 | 30 | 0 | esc | 0.0012005 | 4.124e-08 | 0.00060025 | 2.062e-08 | 0.0015435 | 5.3022e-08
[79 empty] | WLDFR | HFTD - Distribution - Tier 3 - 2QU CoRE ¦ 3QU LoRE | Non-Red Flag Warning - Destructive Fires | 2023 | 4.6694e-09 | 2.3347e-09 | 6.0035e-09 | 9129.7461 | 233.2301 | 8896.516 | 0 | 0 | 0 | 0 | 3.8895e-06 |  | 4.263e-05 | 0 | 4.263e-05 | 2.1315e-05 | 0 | 2.1315e-05 | 5.4811e-05 | 0 | 5.4811e-05 | [16 empty] | 7.3.1.3 Ignition probability mapping showing the probability of ignition along the electric lines and equipmentWLDFRAggregatedAggregated | WLDFR | HFTD - Distribution - Tier 3 - 2QU CoRE ¦ 3QU LoRE | Non-Red Flag Warning - Large Fires | Aggregated | Aggregated | 2039 | 3.4352e-05 | 0 | 267.1271 | 0.0091763 | 2039 | Mitigation | 0.08575 | 30 | 0 | esc | 0.0012005 | 4.124e-08 | 0.00060025 | 2.062e-08 | 0.0015435 | 5.3022e-08
[79 empty] | WLDFR | HFTD - Distribution - Tier 3 - 2QU CoRE ¦ 3QU LoRE | Non-Red Flag Warning - Destructive Fires | 2024 | 4.6694e-09 | 2.3347e-09 | 6.0035e-09 | 9129.7461 | 233.2301 | 8896.516 | 0 | 0 | 0 | 0 | 3.8895e-06 |  | 4.263e-05 | 0 | 4.263e-05 | 2.1315e-05 | 0 | 2.1315e-05 | 5.4811e-05 | 0 | 5.4811e-05 | [16 empty] | 7.3.1.3 Ignition probability mapping showing the probability of ignition along the electric lines and equipmentWLDFRAggregatedAggregated | WLDFR | HFTD - Distribution - Tier 3 - 2QU CoRE ¦ 3QU LoRE | Non-Red Flag Warning - Large Fires | Aggregated | Aggregated | 2040 | 3.4352e-05 | 0 | 267.1271 | 0.0091763 | 2040 | Mitigation | 0.08575 | 30 | 0 | esc | 0.0012005 | 4.124e-08 | 0.00060025 | 2.062e-08 | 0.0015435 | 5.3022e-08
[79 empty] | WLDFR | HFTD - Distribution - Tier 3 - 2QU CoRE ¦ 3QU LoRE | Non-Red Flag Warning - Destructive Fires | 2025 | 4.6694e-09 | 2.3347e-09 | 6.0035e-09 | 9129.7461 | 233.2301 | 8896.516 | 0 | 0 | 0 | 0 | 3.8895e-06 |  | 4.263e-05 | 0 | 4.263e-05 | 2.1315e-05 | 0 | 2.1315e-05 | 5.4811e-05 | 0 | 5.4811e-05 | [16 empty] | 7.3.1.3 Ignition probability mapping showing the probability of ignition along the electric lines and equipmentWLDFRAggregatedAggregated | WLDFR | HFTD - Distribution - Tier 3 - 2QU CoRE ¦ 3QU LoRE | Non-Red Flag Warning - Large Fires | Aggregated | Aggregated | 2041 | 3.4352e-05 | 0 | 267.1271 | 0.0091763 | 2041 | Mitigation | 0.08575 | 30 | 0 | esc | 0.0012005 | 4.124e-08 | 0.00060025 | 2.062e-08 | 0.0015435 | 5.3022e-08
[79 empty] | WLDFR | HFTD - Distribution - Tier 3 - 2QU CoRE ¦ 3QU LoRE | Non-Red Flag Warning - Destructive Fires | 2026 | 4.6694e-09 | 2.3347e-09 | 6.0035e-09 | 9129.7461 | 233.2301 | 8896.516 | 0 | 0 | 0 | 0 | 3.8895e-06 |  | 4.263e-05 | 0 | 4.263e-05 | 2.1315e-05 | 0 | 2.1315e-05 | 5.4811e-05 | 0 | 5.4811e-05 | [16 empty] | 7.3.1.3 Ignition probability mapping showing the probability of ignition along the electric lines and equipmentWLDFRAggregatedAggregated | WLDFR | HFTD - Distribution - Tier 3 - 2QU CoRE ¦ 3QU LoRE | Non-Red Flag Warning - Large Fires | Aggregated | Aggregated | 2042 | 3.4352e-05 | 0 | 267.1271 | 0.0091763 | 2042 | Mitigation | 0.08575 | 30 | 0 | esc | 0.0012005 | 4.124e-08 | 0.00060025 | 2.062e-08 | 0.0015435 | 5.3022e-08
[79 empty] | WLDFR | HFTD - Distribution - Tier 3 - 2QU CoRE ¦ 3QU LoRE | Non-Red Flag Warning - Destructive Fires | 2027 | 4.6694e-09 | 2.3347e-09 | 6.0035e-09 | 9129.7461 | 233.2301 | 8896.516 | 0 | 0 | 0 | 0 | 3.8895e-06 |  | 4.263e-05 | 0 | 4.263e-05 | 2.1315e-05 | 0 | 2.1315e-05 | 5.4811e-05 | 0 | 5.4811e-05 | [16 empty] | 7.3.1.3 Ignition probability mapping showing the probability of ignition along the electric lines and equipmentWLDFRAggregatedAggregated | WLDFR | HFTD - Distribution - Tier 3 - 2QU CoRE ¦ 3QU LoRE | Non-Red Flag Warning - Large Fires | Aggregated | Aggregated | 2043 | 3.4352e-05 | 0 | 267.1271 | 0.0091763 | 2043 | Mitigation | 0.08575 | 30 | 0 | esc | 0.0012005 | 4.124e-08 | 0.00060025 | 2.062e-08 | 0.0015435 | 5.3022e-08
[79 empty] | WLDFR | HFTD - Distribution - Tier 3 - 2QU CoRE ¦ 3QU LoRE | Non-Red Flag Warning - Destructive Fires | 2028 | 4.6694e-09 | 2.3347e-09 | 6.0035e-09 | 9534.9221 | 247.273 | 9287.6491 | 0 | 0 | 0 | 0 | 3.8895e-06 |  | 4.4522e-05 | 0 | 4.4522e-05 | 2.2261e-05 | 0 | 2.2261e-05 | 5.7243e-05 | 0 | 5.7243e-05 | [16 empty] | 7.3.1.3 Ignition probability mapping showing the probability of ignition along the electric lines and equipmentWLDFRAggregatedAggregated | WLDFR | HFTD - Distribution - Tier 3 - 2QU CoRE ¦ 3QU LoRE | Non-Red Flag Warning - Large Fires | Aggregated | Aggregated | 2044 | 3.4352e-05 | 0 | 267.1271 | 0.0091763 | 2044 | Mitigation | 0.08575 | 30 | 0 | esc | 0.0012005 | 4.124e-08 | 0.00060025 | 2.062e-08 | 0.0015435 | 5.3022e-08
[79 empty] | WLDFR | HFTD - Distribution - Tier 3 - 2QU CoRE ¦ 3QU LoRE | Non-Red Flag Warning - Destructive Fires | 2029 | 4.6694e-09 | 2.3347e-09 | 6.0035e-09 | 9534.9221 | 247.273 | 9287.6491 | 0 | 0 | 0 | 0 | 3.8895e-06 |  | 4.4522e-05 | 0 | 4.4522e-05 | 2.2261e-05 | 0 | 2.2261e-05 | 5.7243e-05 | 0 | 5.7243e-05 | [16 empty] | 7.3.1.3 Ignition probability mapping showing the probability of ignition along the electric lines and equipmentWLDFRAggregatedAggregated | WLDFR | HFTD - Distribution - Tier 3 - 2QU CoRE ¦ 3QU LoRE | Non-Red Flag Warning - Large Fires | Aggregated | Aggregated | 2045 | 3.4352e-05 | 0 | 267.1271 | 0.0091763 | 2045 | Mitigation | 0.08575 | 30 | 0 | esc | 0.0012005 | 4.124e-08 | 0.00060025 | 2.062e-08 | 0.0015435 | 5.3022e-08
[79 empty] | WLDFR | HFTD - Distribution - Tier 3 - 2QU CoRE ¦ 3QU LoRE | Non-Red Flag Warning - Destructive Fires | 2030 | 4.6694e-09 | 2.3347e-09 | 6.0035e-09 | 9534.9221 | 247.273 | 9287.6491 | 0 | 0 | 0 | 0 | 3.8895e-06 |  | 4.4522e-05 | 0 | 4.4522e-05 | 2.2261e-05 | 0 | 2.2261e-05 | 5.7243e-05 | 0 | 5.7243e-05 | [16 empty] | 7.3.1.3 Ignition probability mapping showing the probability of ignition along the electric lines and equipmentWLDFRAggregatedAggregated | WLDFR | HFTD - Distribution - Tier 3 - 2QU CoRE ¦ 3QU LoRE | Non-Red Flag Warning - Large Fires | Aggregated | Aggregated | 2046 | 3.4352e-05 | 0 | 267.1271 | 0.0091763 | 2046 | Mitigation | 0.08575 | 30 | 0 | esc | 0.0012005 | 4.124e-08 | 0.00060025 | 2.062e-08 | 0.0015435 | 5.3022e-08
[79 empty] | WLDFR | HFTD - Distribution - Tier 3 - 2QU CoRE ¦ 3QU LoRE | Non-Red Flag Warning - Destructive Fires | 2031 | 4.6694e-09 | 2.3347e-09 | 6.0035e-09 | 9534.9221 | 247.273 | 9287.6491 | 0 | 0 | 0 | 0 | 3.8895e-06 |  | 4.4522e-05 | 0 | 4.4522e-05 | 2.2261e-05 | 0 | 2.2261e-05 | 5.7243e-05 | 0 | 5.7243e-05 | [16 empty] | 7.3.1.3 Ignition probability mapping showing the probability of ignition along the electric lines and equipmentWLDFRAggregatedAggregated | WLDFR | HFTD - Distribution - Tier 3 - 2QU CoRE ¦ 3QU LoRE | Non-Red Flag Warning - Large Fires | Aggregated | Aggregated | 2047 | 3.4352e-05 | 0 | 267.1271 | 0.0091763 | 2047 | Mitigation | 0.08575 | 30 | 0 | esc | 0.0012005 | 4.124e-08 | 0.00060025 | 2.062e-08 | 0.0015435 | 5.3022e-08
[79 empty] | WLDFR | HFTD - Distribution - Tier 3 - 2QU CoRE ¦ 3QU LoRE | Non-Red Flag Warning - Destructive Fires | 2032 | 4.6694e-09 | 2.3347e-09 | 6.0035e-09 | 9534.9221 | 247.273 | 9287.6491 | 0 | 0 | 0 | 0 | 3.8895e-06 |  | 4.4522e-05 | 0 | 4.4522e-05 | 2.2261e-05 | 0 | 2.2261e-05 | 5.7243e-05 | 0 | 5.7243e-05 | [16 empty] | 7.3.1.3 Ignition probability mapping showing the probability of ignition along the electric lines and equipmentWLDFRAggregatedAggregated | WLDFR | HFTD - Distribution - Tier 3 - 2QU CoRE ¦ 3QU LoRE | Non-Red Flag Warning - Large Fires | Aggregated | Aggregated | 2048 | 3.4352e-05 | 0 | 267.1271 | 0.0091763 | 2048 | Mitigation | 0.08575 | 30 | 0 | esc | 0.0012005 | 4.124e-08 | 0.00060025 | 2.062e-08 | 0.0015435 | 5.3022e-08
[79 empty] | WLDFR | HFTD - Distribution - Tier 3 - 2QU CoRE ¦ 3QU LoRE | Non-Red Flag Warning - Destructive Fires | 2033 | 4.6694e-09 | 2.3347e-09 | 6.0035e-09 | 9984.8474 | 263.1074 | 9721.74 | 0 | 0 | 0 | 0 | 3.8895e-06 |  | 4.6623e-05 | 0 | 4.6623e-05 | 2.3312e-05 | 0 | 2.3312e-05 | 5.9944e-05 | 0 | 5.9944e-05 | [16 empty] | 7.3.1.3 Ignition probability mapping showing the probability of ignition along the electric lines and equipmentWLDFRAggregatedAggregated | WLDFR | HFTD - Distribution - Tier 3 - 2QU CoRE ¦ 3QU LoRE | Non-Red Flag Warning - Large Fires | Aggregated | Aggregated | 2049 | 3.4352e-05 | 0 | 267.1271 | 0.0091763 | 2049 | Mitigation | 0.08575 | 30 | 0 | esc | 0.0012005 | 4.124e-08 | 0.00060025 | 2.062e-08 | 0.0015435 | 5.3022e-08
[79 empty] | WLDFR | HFTD - Distribution - Tier 3 - 2QU CoRE ¦ 3QU LoRE | Non-Red Flag Warning - Destructive Fires | 2034 | 4.6694e-09 | 2.3347e-09 | 6.0035e-09 | 9984.8474 | 263.1074 | 9721.74 | 0 | 0 | 0 | 0 | 3.8895e-06 |  | 4.6623e-05 | 0 | 4.6623e-05 | 2.3312e-05 | 0 | 2.3312e-05 | 5.9944e-05 | 0 | 5.9944e-05 | [16 empty] | 7.3.1.3 Ignition probability mapping showing the probability of ignition along the electric lines and equipmentWLDFRAggregatedAggregated | WLDFR | HFTD - Distribution - Tier 3 - 2QU CoRE ¦ 3QU LoRE | Non-Red Flag Warning - Large Fires | Aggregated | Aggregated | 2050 | 3.4352e-05 | 0 | 267.1271 | 0.0091763 | 2050 | Mitigation | 0.08575 | 30 | 0 | esc | 0 | 0 | 0.00060025 | 2.062e-08 | 0.0015435 | 5.3022e-08
[79 empty] | WLDFR | HFTD - Distribution - Tier 3 - 2QU CoRE ¦ 3QU LoRE | Non-Red Flag Warning - Destructive Fires | 2035 | 4.6694e-09 | 2.3347e-09 | 6.0035e-09 | 9984.8474 | 263.1074 | 9721.74 | 0 | 0 | 0 | 0 | 3.8895e-06 |  | 4.6623e-05 | 0 | 4.6623e-05 | 2.3312e-05 | 0 | 2.3312e-05 | 5.9944e-05 | 0 | 5.9944e-05 | [16 empty] | 7.3.1.3 Ignition probability mapping showing the probability of ignition along the electric lines and equipmentWLDFRAggregatedAggregated | WLDFR | HFTD - Distribution - Tier 3 - 2QU CoRE ¦ 3QU LoRE | Non-Red Flag Warning - Large Fires | Aggregated | Aggregated | 2051 | 3.4352e-05 | 0 | 267.1271 | 0.0091763 | 2051 | Mitigation | 0.08575 | 30 | 0 | esc | 0 | 0 | 0 | 0 | 0.0015435 | 5.3022e-08
[79 empty] | WLDFR | HFTD - Distribution - Tier 3 - 2QU CoRE ¦ 3QU LoRE | Non-Red Flag Warning - Destructive Fires | 2036 | 4.6694e-09 | 2.3347e-09 | 6.0035e-09 | 9984.8474 | 263.1074 | 9721.74 | 0 | 0 | 0 | 0 | 3.8895e-06 |  | 4.6623e-05 | 0 | 4.6623e-05 | 2.3312e-05 | 0 | 2.3312e-05 | 5.9944e-05 | 0 | 5.9944e-05 | [16 empty] | 7.3.1.3 Ignition probability mapping showing the probability of ignition along the electric lines and equipmentWLDFRAggregatedAggregated | WLDFR | HFTD - Distribution - Tier 3 - 2QU CoRE ¦ 3QU LoRE | Non-Red Flag Warning - Small Fires | Aggregated | Aggregated | 2021 | 0.0044233 | 0 | 267.1271 | 1.1816 | 2021 | Mitigation | 0.08575 | 30 | 0 | esc | 0.0012005 | 5.3102e-06 | 0.00060025 | 2.6551e-06 | 0 | 0
[79 empty] | WLDFR | HFTD - Distribution - Tier 3 - 2QU CoRE ¦ 3QU LoRE | Non-Red Flag Warning - Destructive Fires | 2037 | 4.6694e-09 | 2.3347e-09 | 6.0035e-09 | 9984.8474 | 263.1074 | 9721.74 | 0 | 0 | 0 | 0 | 3.8895e-06 |  | 4.6623e-05 | 0 | 4.6623e-05 | 2.3312e-05 | 0 | 2.3312e-05 | 5.9944e-05 | 0 | 5.9944e-05 | [16 empty] | 7.3.1.3 Ignition probability mapping showing the probability of ignition along the electric lines and equipmentWLDFRAggregatedAggregated | WLDFR | HFTD - Distribution - Tier 3 - 2QU CoRE ¦ 3QU LoRE | Non-Red Flag Warning - Small Fires | Aggregated | Aggregated | 2022 | 0.0044233 | 0 | 267.1271 | 1.1816 | 2022 | Mitigation | 0.08575 | 30 | 0 | esc | 0.0012005 | 5.3102e-06 | 0.00060025 | 2.6551e-06 | 0.0015435 | 6.8274e-06
[79 empty] | WLDFR | HFTD - Distribution - Tier 3 - 2QU CoRE ¦ 3QU LoRE | Non-Red Flag Warning - Destructive Fires | 2038 | 4.6694e-09 | 2.3347e-09 | 6.0035e-09 | 10472.8261 | 280.5544 | 10192.2718 | 0 | 0 | 0 | 0 | 3.8895e-06 |  | 4.8902e-05 | 0 | 4.8902e-05 | 2.4451e-05 | 0 | 2.4451e-05 | 6.2874e-05 | 0 | 6.2874e-05 | [16 empty] | 7.3.1.3 Ignition probability mapping showing the probability of ignition along the electric lines and equipmentWLDFRAggregatedAggregated | WLDFR | HFTD - Distribution - Tier 3 - 2QU CoRE ¦ 3QU LoRE | Non-Red Flag Warning - Small Fires | Aggregated | Aggregated | 2023 | 0.0044233 | 0 | 267.1271 | 1.1816 | 2023 | Mitigation | 0.08575 | 30 | 0 | esc | 0.0012005 | 5.3102e-06 | 0.00060025 | 2.6551e-06 | 0.0015435 | 6.8274e-06
[79 empty] | WLDFR | HFTD - Distribution - Tier 3 - 2QU CoRE ¦ 3QU LoRE | Non-Red Flag Warning - Destructive Fires | 2039 | 4.6694e-09 | 2.3347e-09 | 6.0035e-09 | 10472.8261 | 280.5544 | 10192.2718 | 0 | 0 | 0 | 0 | 3.8895e-06 |  | 4.8902e-05 | 0 | 4.8902e-05 | 2.4451e-05 | 0 | 2.4451e-05 | 6.2874e-05 | 0 | 6.2874e-05 | [16 empty] | 7.3.1.3 Ignition probability mapping showing the probability of ignition along the electric lines and equipmentWLDFRAggregatedAggregated | WLDFR | HFTD - Distribution - Tier 3 - 2QU CoRE ¦ 3QU LoRE | Non-Red Flag Warning - Small Fires | Aggregated | Aggregated | 2024 | 0.0044233 | 0 | 267.1271 | 1.1816 | 2024 | Mitigation | 0.08575 | 30 | 0 | esc | 0.0012005 | 5.3102e-06 | 0.00060025 | 2.6551e-06 | 0.0015435 | 6.8274e-06
[79 empty] | WLDFR | HFTD - Distribution - Tier 3 - 2QU CoRE ¦ 3QU LoRE | Non-Red Flag Warning - Destructive Fires | 2040 | 4.6694e-09 | 2.3347e-09 | 6.0035e-09 | 10472.8261 | 280.5544 | 10192.2718 | 0 | 0 | 0 | 0 | 3.8895e-06 |  | 4.8902e-05 | 0 | 4.8902e-05 | 2.4451e-05 | 0 | 2.4451e-05 | 6.2874e-05 | 0 | 6.2874e-05 | [16 empty] | 7.3.1.3 Ignition probability mapping showing the probability of ignition along the electric lines and equipmentWLDFRAggregatedAggregated | WLDFR | HFTD - Distribution - Tier 3 - 2QU CoRE ¦ 3QU LoRE | Non-Red Flag Warning - Small Fires | Aggregated | Aggregated | 2025 | 0.0044233 | 0 | 267.1271 | 1.1816 | 2025 | Mitigation | 0.08575 | 30 | 0 | esc | 0.0012005 | 5.3102e-06 | 0.00060025 | 2.6551e-06 | 0.0015435 | 6.8274e-06
[79 empty] | WLDFR | HFTD - Distribution - Tier 3 - 2QU CoRE ¦ 3QU LoRE | Non-Red Flag Warning - Destructive Fires | 2041 | 4.6694e-09 | 2.3347e-09 | 6.0035e-09 | 10472.8261 | 280.5544 | 10192.2718 | 0 | 0 | 0 | 0 | 3.8895e-06 |  | 4.8902e-05 | 0 | 4.8902e-05 | 2.4451e-05 | 0 | 2.4451e-05 | 6.2874e-05 | 0 | 6.2874e-05 | [16 empty] | 7.3.1.3 Ignition probability mapping showing the probability of ignition along the electric lines and equipmentWLDFRAggregatedAggregated | WLDFR | HFTD - Distribution - Tier 3 - 2QU CoRE ¦ 3QU LoRE | Non-Red Flag Warning - Small Fires | Aggregated | Aggregated | 2026 | 0.0044233 | 0 | 267.1271 | 1.1816 | 2026 | Mitigation | 0.08575 | 30 | 0 | esc | 0.0012005 | 5.3102e-06 | 0.00060025 | 2.6551e-06 | 0.0015435 | 6.8274e-06
[79 empty] | WLDFR | HFTD - Distribution - Tier 3 - 2QU CoRE ¦ 3QU LoRE | Non-Red Flag Warning - Destructive Fires | 2042 | 4.6694e-09 | 2.3347e-09 | 6.0035e-09 | 10472.8261 | 280.5544 | 10192.2718 | 0 | 0 | 0 | 0 | 3.8895e-06 |  | 4.8902e-05 | 0 | 4.8902e-05 | 2.4451e-05 | 0 | 2.4451e-05 | 6.2874e-05 | 0 | 6.2874e-05 | [16 empty] | 7.3.1.3 Ignition probability mapping showing the probability of ignition along the electric lines and equipmentWLDFRAggregatedAggregated | WLDFR | HFTD - Distribution - Tier 3 - 2QU CoRE ¦ 3QU LoRE | Non-Red Flag Warning - Small Fires | Aggregated | Aggregated | 2027 | 0.0044233 | 0 | 267.1271 | 1.1816 | 2027 | Mitigation | 0.08575 | 30 | 0 | esc | 0.0012005 | 5.3102e-06 | 0.00060025 | 2.6551e-06 | 0.0015435 | 6.8274e-06
[79 empty] | WLDFR | HFTD - Distribution - Tier 3 - 2QU CoRE ¦ 3QU LoRE | Non-Red Flag Warning - Destructive Fires | 2043 | 4.6694e-09 | 2.3347e-09 | 6.0035e-09 | 10992.1562 | 299.42 | 10692.7362 | 0 | 0 | 0 | 0 | 3.8895e-06 |  | 5.1327e-05 | 0 | 5.1327e-05 | 2.5663e-05 | 0 | 2.5663e-05 | 6.5992e-05 | 0 | 6.5992e-05 | [16 empty] | 7.3.1.3 Ignition probability mapping showing the probability of ignition along the electric lines and equipmentWLDFRAggregatedAggregated | WLDFR | HFTD - Distribution - Tier 3 - 2QU CoRE ¦ 3QU LoRE | Non-Red Flag Warning - Small Fires | Aggregated | Aggregated | 2028 | 0.0044233 | 0 | 267.1271 | 1.1816 | 2028 | Mitigation | 0.08575 | 30 | 0 | esc | 0.0012005 | 5.3102e-06 | 0.00060025 | 2.6551e-06 | 0.0015435 | 6.8274e-06
[79 empty] | WLDFR | HFTD - Distribution - Tier 3 - 2QU CoRE ¦ 3QU LoRE | Non-Red Flag Warning - Destructive Fires | 2044 | 4.6694e-09 | 2.3347e-09 | 6.0035e-09 | 10992.1562 | 299.42 | 10692.7362 | 0 | 0 | 0 | 0 | 3.8895e-06 |  | 5.1327e-05 | 0 | 5.1327e-05 | 2.5663e-05 | 0 | 2.5663e-05 | 6.5992e-05 | 0 | 6.5992e-05 | [16 empty] | 7.3.1.3 Ignition probability mapping showing the probability of ignition along the electric lines and equipmentWLDFRAggregatedAggregated | WLDFR | HFTD - Distribution - Tier 3 - 2QU CoRE ¦ 3QU LoRE | Non-Red Flag Warning - Small Fires | Aggregated | Aggregated | 2029 | 0.0044233 | 0 | 267.1271 | 1.1816 | 2029 | Mitigation | 0.08575 | 30 | 0 | esc | 0.0012005 | 5.3102e-06 | 0.00060025 | 2.6551e-06 | 0.0015435 | 6.8274e-06
[79 empty] | WLDFR | HFTD - Distribution - Tier 3 - 2QU CoRE ¦ 3QU LoRE | Non-Red Flag Warning - Destructive Fires | 2045 | 4.6694e-09 | 2.3347e-09 | 6.0035e-09 | 10992.1562 | 299.42 | 10692.7362 | 0 | 0 | 0 | 0 | 3.8895e-06 |  | 5.1327e-05 | 0 | 5.1327e-05 | 2.5663e-05 | 0 | 2.5663e-05 | 6.5992e-05 | 0 | 6.5992e-05 | [16 empty] | 7.3.1.3 Ignition probability mapping showing the probability of ignition along the electric lines and equipmentWLDFRAggregatedAggregated | WLDFR | HFTD - Distribution - Tier 3 - 2QU CoRE ¦ 3QU LoRE | Non-Red Flag Warning - Small Fires | Aggregated | Aggregated | 2030 | 0.0044233 | 0 | 267.1271 | 1.1816 | 2030 | Mitigation | 0.08575 | 30 | 0 | esc | 0.0012005 | 5.3102e-06 | 0.00060025 | 2.6551e-06 | 0.0015435 | 6.8274e-06
[79 empty] | WLDFR | HFTD - Distribution - Tier 3 - 2QU CoRE ¦ 3QU LoRE | Non-Red Flag Warning - Destructive Fires | 2046 | 4.6694e-09 | 2.3347e-09 | 6.0035e-09 | 10992.1562 | 299.42 | 10692.7362 | 0 | 0 | 0 | 0 | 3.8895e-06 |  | 5.1327e-05 | 0 | 5.1327e-05 | 2.5663e-05 | 0 | 2.5663e-05 | 6.5992e-05 | 0 | 6.5992e-05 | [16 empty] | 7.3.1.3 Ignition probability mapping showing the probability of ignition along the electric lines and equipmentWLDFRAggregatedAggregated | WLDFR | HFTD - Distribution - Tier 3 - 2QU CoRE ¦ 3QU LoRE | Non-Red Flag Warning - Small Fires | Aggregated | Aggregated | 2031 | 0.0044233 | 0 | 267.1271 | 1.1816 | 2031 | Mitigation | 0.08575 | 30 | 0 | esc | 0.0012005 | 5.3102e-06 | 0.00060025 | 2.6551e-06 | 0.0015435 | 6.8274e-06
[79 empty] | WLDFR | HFTD - Distribution - Tier 3 - 2QU CoRE ¦ 3QU LoRE | Non-Red Flag Warning - Destructive Fires | 2047 | 4.6694e-09 | 2.3347e-09 | 6.0035e-09 | 10992.1562 | 299.42 | 10692.7362 | 0 | 0 | 0 | 0 | 3.8895e-06 |  | 5.1327e-05 | 0 | 5.1327e-05 | 2.5663e-05 | 0 | 2.5663e-05 | 6.5992e-05 | 0 | 6.5992e-05 | [16 empty] | 7.3.1.3 Ignition probability mapping showing the probability of ignition along the electric lines and equipmentWLDFRAggregatedAggregated | WLDFR | HFTD - Distribution - Tier 3 - 2QU CoRE ¦ 3QU LoRE | Non-Red Flag Warning - Small Fires | Aggregated | Aggregated | 2032 | 0.0044233 | 0 | 267.1271 | 1.1816 | 2032 | Mitigation | 0.08575 | 30 | 0 | esc | 0.0012005 | 5.3102e-06 | 0.00060025 | 2.6551e-06 | 0.0015435 | 6.8274e-06
[79 empty] | WLDFR | HFTD - Distribution - Tier 3 - 2QU CoRE ¦ 3QU LoRE | Non-Red Flag Warning - Destructive Fires | 2048 | 4.6694e-09 | 2.3347e-09 | 6.0035e-09 | 11536.0538 | 319.4911 | 11216.5626 | 0 | 0 | 0 | 0 | 3.8895e-06 |  | 5.3866e-05 | 0 | 5.3866e-05 | 2.6933e-05 | 0 | 2.6933e-05 | 6.9257e-05 | 0 | 6.9257e-05 | [16 empty] | 7.3.1.3 Ignition probability mapping showing the probability of ignition along the electric lines and equipmentWLDFRAggregatedAggregated | WLDFR | HFTD - Distribution - Tier 3 - 2QU CoRE ¦ 3QU LoRE | Non-Red Flag Warning - Small Fires | Aggregated | Aggregated | 2033 | 0.0044233 | 0 | 267.1271 | 1.1816 | 2033 | Mitigation | 0.08575 | 30 | 0 | esc | 0.0012005 | 5.3102e-06 | 0.00060025 | 2.6551e-06 | 0.0015435 | 6.8274e-06
[79 empty] | WLDFR | HFTD - Distribution - Tier 3 - 2QU CoRE ¦ 3QU LoRE | Non-Red Flag Warning - Destructive Fires | 2049 | 4.6694e-09 | 2.3347e-09 | 6.0035e-09 | 11536.0538 | 319.4911 | 11216.5626 | 0 | 0 | 0 | 0 | 3.8895e-06 |  | 5.3866e-05 | 0 | 5.3866e-05 | 2.6933e-05 | 0 | 2.6933e-05 | 6.9257e-05 | 0 | 6.9257e-05 | [16 empty] | 7.3.1.3 Ignition probability mapping showing the probability of ignition along the electric lines and equipmentWLDFRAggregatedAggregated | WLDFR | HFTD - Distribution - Tier 3 - 2QU CoRE ¦ 3QU LoRE | Non-Red Flag Warning - Small Fires | Aggregated | Aggregated | 2034 | 0.0044233 | 0 | 267.1271 | 1.1816 | 2034 | Mitigation | 0.08575 | 30 | 0 | esc | 0.0012005 | 5.3102e-06 | 0.00060025 | 2.6551e-06 | 0.0015435 | 6.8274e-06
[79 empty] | WLDFR | HFTD - Distribution - Tier 3 - 2QU CoRE ¦ 3QU LoRE | Non-Red Flag Warning - Destructive Fires | 2050 | 0 | 2.3347e-09 | 6.0035e-09 | 11536.0538 | 319.4911 | 11216.5626 | 0 | 0 | 0 | 0 | 3.8895e-06 |  | 0 | 0 | 0 | 2.6933e-05 | 0 | 2.6933e-05 | 6.9257e-05 | 0 | 6.9257e-05 | [16 empty] | 7.3.1.3 Ignition probability mapping showing the probability of ignition along the electric lines and equipmentWLDFRAggregatedAggregated | WLDFR | HFTD - Distribution - Tier 3 - 2QU CoRE ¦ 3QU LoRE | Non-Red Flag Warning - Small Fires | Aggregated | Aggregated | 2035 | 0.0044233 | 0 | 267.1271 | 1.1816 | 2035 | Mitigation | 0.08575 | 30 | 0 | esc | 0.0012005 | 5.3102e-06 | 0.00060025 | 2.6551e-06 | 0.0015435 | 6.8274e-06
[79 empty] | WLDFR | HFTD - Distribution - Tier 3 - 2QU CoRE ¦ 3QU LoRE | Non-Red Flag Warning - Destructive Fires | 2051 | 0 | 0 | 6.0035e-09 | 11536.0538 | 319.4911 | 11216.5626 | 0 | 0 | 0 | 0 | 3.8895e-06 |  | 0 | 0 | 0 | 0 | 0 | 0 | 6.9257e-05 | 0 | 6.9257e-05 | [16 empty] | 7.3.1.3 Ignition probability mapping showing the probability of ignition along the electric lines and equipmentWLDFRAggregatedAggregated | WLDFR | HFTD - Distribution - Tier 3 - 2QU CoRE ¦ 3QU LoRE | Non-Red Flag Warning - Small Fires | Aggregated | Aggregated | 2036 | 0.0044233 | 0 | 267.1271 | 1.1816 | 2036 | Mitigation | 0.08575 | 30 | 0 | esc | 0.0012005 | 5.3102e-06 | 0.00060025 | 2.6551e-06 | 0.0015435 | 6.8274e-06
[79 empty] | WLDFR | HFTD - Distribution - Tier 3 - 2QU CoRE ¦ 3QU LoRE | Non-Red Flag Warning - Large Fires | 2020 | 4.124e-08 | 0 | 0 | 5.2406 | 0.69642 | 2.942 | 1.6022 | 0 | 0 | 0 | 3.4352e-05 |  | 2.1612e-07 | 0 | 2.1612e-07 | 0 | 0 | 0 | 0 | 0 | 0 | [16 empty] | 7.3.1.3 Ignition probability mapping showing the probability of ignition along the electric lines and equipmentWLDFRAggregatedAggregated | WLDFR | HFTD - Distribution - Tier 3 - 2QU CoRE ¦ 3QU LoRE | Non-Red Flag Warning - Small Fires | Aggregated | Aggregated | 2037 | 0.0044233 | 0 | 267.1271 | 1.1816 | 2037 | Mitigation | 0.08575 | 30 | 0 | esc | 0.0012005 | 5.3102e-06 | 0.00060025 | 2.6551e-06 | 0.0015435 | 6.8274e-06
[79 empty] | WLDFR | HFTD - Distribution - Tier 3 - 2QU CoRE ¦ 3QU LoRE | Non-Red Flag Warning - Large Fires | 2021 | 4.124e-08 | 2.062e-08 | 0 | 5.2406 | 0.69642 | 2.942 | 1.6022 | 0 | 0 | 0 | 3.4352e-05 |  | 2.1612e-07 | 0 | 2.1612e-07 | 1.0806e-07 | 0 | 1.0806e-07 | 0 | 0 | 0 | [16 empty] | 7.3.1.3 Ignition probability mapping showing the probability of ignition along the electric lines and equipmentWLDFRAggregatedAggregated | WLDFR | HFTD - Distribution - Tier 3 - 2QU CoRE ¦ 3QU LoRE | Non-Red Flag Warning - Small Fires | Aggregated | Aggregated | 2038 | 0.0044233 | 0 | 267.1271 | 1.1816 | 2038 | Mitigation | 0.08575 | 30 | 0 | esc | 0.0012005 | 5.3102e-06 | 0.00060025 | 2.6551e-06 | 0.0015435 | 6.8274e-06
[79 empty] | WLDFR | HFTD - Distribution - Tier 3 - 2QU CoRE ¦ 3QU LoRE | Non-Red Flag Warning - Large Fires | 2022 | 4.124e-08 | 2.062e-08 | 5.3022e-08 | 5.2406 | 0.69642 | 2.942 | 1.6022 | 0 | 0 | 0 | 3.4352e-05 |  | 2.1612e-07 | 0 | 2.1612e-07 | 1.0806e-07 | 0 | 1.0806e-07 | 2.7787e-07 | 0 | 2.7787e-07 | [16 empty] | 7.3.1.3 Ignition probability mapping showing the probability of ignition along the electric lines and equipmentWLDFRAggregatedAggregated | WLDFR | HFTD - Distribution - Tier 3 - 2QU CoRE ¦ 3QU LoRE | Non-Red Flag Warning - Small Fires | Aggregated | Aggregated | 2039 | 0.0044233 | 0 | 267.1271 | 1.1816 | 2039 | Mitigation | 0.08575 | 30 | 0 | esc | 0.0012005 | 5.3102e-06 | 0.00060025 | 2.6551e-06 | 0.0015435 | 6.8274e-06
[79 empty] | WLDFR | HFTD - Distribution - Tier 3 - 2QU CoRE ¦ 3QU LoRE | Non-Red Flag Warning - Large Fires | 2023 | 4.124e-08 | 2.062e-08 | 5.3022e-08 | 5.475 | 0.71896 | 3.0715 | 1.6846 | 0 | 0 | 0 | 3.4352e-05 |  | 2.2579e-07 | 0 | 2.2579e-07 | 1.1289e-07 | 0 | 1.1289e-07 | 2.903e-07 | 0 | 2.903e-07 | [16 empty] | 7.3.1.3 Ignition probability mapping showing the probability of ignition along the electric lines and equipmentWLDFRAggregatedAggregated | WLDFR | HFTD - Distribution - Tier 3 - 2QU CoRE ¦ 3QU LoRE | Non-Red Flag Warning - Small Fires | Aggregated | Aggregated | 2040 | 0.0044233 | 0 | 267.1271 | 1.1816 | 2040 | Mitigation | 0.08575 | 30 | 0 | esc | 0.0012005 | 5.3102e-06 | 0.00060025 | 2.6551e-06 | 0.0015435 | 6.8274e-06
[79 empty] | WLDFR | HFTD - Distribution - Tier 3 - 2QU CoRE ¦ 3QU LoRE | Non-Red Flag Warning - Large Fires | 2024 | 4.124e-08 | 2.062e-08 | 5.3022e-08 | 5.475 | 0.71896 | 3.0715 | 1.6846 | 0 | 0 | 0 | 3.4352e-05 |  | 2.2579e-07 | 0 | 2.2579e-07 | 1.1289e-07 | 0 | 1.1289e-07 | 2.903e-07 | 0 | 2.903e-07 | [16 empty] | 7.3.1.3 Ignition probability mapping showing the probability of ignition along the electric lines and equipmentWLDFRAggregatedAggregated | WLDFR | HFTD - Distribution - Tier 3 - 2QU CoRE ¦ 3QU LoRE | Non-Red Flag Warning - Small Fires | Aggregated | Aggregated | 2041 | 0.0044233 | 0 | 267.1271 | 1.1816 | 2041 | Mitigation | 0.08575 | 30 | 0 | esc | 0.0012005 | 5.3102e-06 | 0.00060025 | 2.6551e-06 | 0.0015435 | 6.8274e-06
[79 empty] | WLDFR | HFTD - Distribution - Tier 3 - 2QU CoRE ¦ 3QU LoRE | Non-Red Flag Warning - Large Fires | 2025 | 4.124e-08 | 2.062e-08 | 5.3022e-08 | 5.475 | 0.71896 | 3.0715 | 1.6846 | 0 | 0 | 0 | 3.4352e-05 |  | 2.2579e-07 | 0 | 2.2579e-07 | 1.1289e-07 | 0 | 1.1289e-07 | 2.903e-07 | 0 | 2.903e-07 | [16 empty] | 7.3.1.3 Ignition probability mapping showing the probability of ignition along the electric lines and equipmentWLDFRAggregatedAggregated | WLDFR | HFTD - Distribution - Tier 3 - 2QU CoRE ¦ 3QU LoRE | Non-Red Flag Warning - Small Fires | Aggregated | Aggregated | 2042 | 0.0044233 | 0 | 267.1271 | 1.1816 | 2042 | Mitigation | 0.08575 | 30 | 0 | esc | 0.0012005 | 5.3102e-06 | 0.00060025 | 2.6551e-06 | 0.0015435 | 6.8274e-06
[79 empty] | WLDFR | HFTD - Distribution - Tier 3 - 2QU CoRE ¦ 3QU LoRE | Non-Red Flag Warning - Large Fires | 2026 | 4.124e-08 | 2.062e-08 | 5.3022e-08 | 5.475 | 0.71896 | 3.0715 | 1.6846 | 0 | 0 | 0 | 3.4352e-05 |  | 2.2579e-07 | 0 | 2.2579e-07 | 1.1289e-07 | 0 | 1.1289e-07 | 2.903e-07 | 0 | 2.903e-07 | [16 empty] | 7.3.1.3 Ignition probability mapping showing the probability of ignition along the electric lines and equipmentWLDFRAggregatedAggregated | WLDFR | HFTD - Distribution - Tier 3 - 2QU CoRE ¦ 3QU LoRE | Non-Red Flag Warning - Small Fires | Aggregated | Aggregated | 2043 | 0.0044233 | 0 | 267.1271 | 1.1816 | 2043 | Mitigation | 0.08575 | 30 | 0 | esc | 0.0012005 | 5.3102e-06 | 0.00060025 | 2.6551e-06 | 0.0015435 | 6.8274e-06
[79 empty] | WLDFR | HFTD - Distribution - Tier 3 - 2QU CoRE ¦ 3QU LoRE | Non-Red Flag Warning - Large Fires | 2027 | 4.124e-08 | 2.062e-08 | 5.3022e-08 | 5.475 | 0.71896 | 3.0715 | 1.6846 | 0 | 0 | 0 | 3.4352e-05 |  | 2.2579e-07 | 0 | 2.2579e-07 | 1.1289e-07 | 0 | 1.1289e-07 | 2.903e-07 | 0 | 2.903e-07 | [16 empty] | 7.3.1.3 Ignition probability mapping showing the probability of ignition along the electric lines and equipmentWLDFRAggregatedAggregated | WLDFR | HFTD - Distribution - Tier 3 - 2QU CoRE ¦ 3QU LoRE | Non-Red Flag Warning - Small Fires | Aggregated | Aggregated | 2044 | 0.0044233 | 0 | 267.1271 | 1.1816 | 2044 | Mitigation | 0.08575 | 30 | 0 | esc | 0.0012005 | 5.3102e-06 | 0.00060025 | 2.6551e-06 | 0.0015435 | 6.8274e-06
[79 empty] | WLDFR | HFTD - Distribution - Tier 3 - 2QU CoRE ¦ 3QU LoRE | Non-Red Flag Warning - Large Fires | 2028 | 4.124e-08 | 2.062e-08 | 5.3022e-08 | 5.777 | 0.74734 | 3.238 | 1.7917 | 0 | 0 | 0 | 3.4352e-05 |  | 2.3824e-07 | 0 | 2.3824e-07 | 1.1912e-07 | 0 | 1.1912e-07 | 3.0631e-07 | 0 | 3.0631e-07 | [16 empty] | 7.3.1.3 Ignition probability mapping showing the probability of ignition along the electric lines and equipmentWLDFRAggregatedAggregated | WLDFR | HFTD - Distribution - Tier 3 - 2QU CoRE ¦ 3QU LoRE | Non-Red Flag Warning - Small Fires | Aggregated | Aggregated | 2045 | 0.0044233 | 0 | 267.1271 | 1.1816 | 2045 | Mitigation | 0.08575 | 30 | 0 | esc | 0.0012005 | 5.3102e-06 | 0.00060025 | 2.6551e-06 | 0.0015435 | 6.8274e-06
[79 empty] | WLDFR | HFTD - Distribution - Tier 3 - 2QU CoRE ¦ 3QU LoRE | Non-Red Flag Warning - Large Fires | 2029 | 4.124e-08 | 2.062e-08 | 5.3022e-08 | 5.777 | 0.74734 | 3.238 | 1.7917 | 0 | 0 | 0 | 3.4352e-05 |  | 2.3824e-07 | 0 | 2.3824e-07 | 1.1912e-07 | 0 | 1.1912e-07 | 3.0631e-07 | 0 | 3.0631e-07 | [16 empty] | 7.3.1.3 Ignition probability mapping showing the probability of ignition along the electric lines and equipmentWLDFRAggregatedAggregated | WLDFR | HFTD - Distribution - Tier 3 - 2QU CoRE ¦ 3QU LoRE | Non-Red Flag Warning - Small Fires | Aggregated | Aggregated | 2046 | 0.0044233 | 0 | 267.1271 | 1.1816 | 2046 | Mitigation | 0.08575 | 30 | 0 | esc | 0.0012005 | 5.3102e-06 | 0.00060025 | 2.6551e-06 | 0.0015435 | 6.8274e-06
[79 empty] | WLDFR | HFTD - Distribution - Tier 3 - 2QU CoRE ¦ 3QU LoRE | Non-Red Flag Warning - Large Fires | 2030 | 4.124e-08 | 2.062e-08 | 5.3022e-08 | 5.777 | 0.74734 | 3.238 | 1.7917 | 0 | 0 | 0 | 3.4352e-05 |  | 2.3824e-07 | 0 | 2.3824e-07 | 1.1912e-07 | 0 | 1.1912e-07 | 3.0631e-07 | 0 | 3.0631e-07 | [16 empty] | 7.3.1.3 Ignition probability mapping showing the probability of ignition along the electric lines and equipmentWLDFRAggregatedAggregated | WLDFR | HFTD - Distribution - Tier 3 - 2QU CoRE ¦ 3QU LoRE | Non-Red Flag Warning - Small Fires | Aggregated | Aggregated | 2047 | 0.0044233 | 0 | 267.1271 | 1.1816 | 2047 | Mitigation | 0.08575 | 30 | 0 | esc | 0.0012005 | 5.3102e-06 | 0.00060025 | 2.6551e-06 | 0.0015435 | 6.8274e-06
[79 empty] | WLDFR | HFTD - Distribution - Tier 3 - 2QU CoRE ¦ 3QU LoRE | Non-Red Flag Warning - Large Fires | 2031 | 4.124e-08 | 2.062e-08 | 5.3022e-08 | 5.777 | 0.74734 | 3.238 | 1.7917 | 0 | 0 | 0 | 3.4352e-05 |  | 2.3824e-07 | 0 | 2.3824e-07 | 1.1912e-07 | 0 | 1.1912e-07 | 3.0631e-07 | 0 | 3.0631e-07 | [16 empty] | 7.3.1.3 Ignition probability mapping showing the probability of ignition along the electric lines and equipmentWLDFRAggregatedAggregated | WLDFR | HFTD - Distribution - Tier 3 - 2QU CoRE ¦ 3QU LoRE | Non-Red Flag Warning - Small Fires | Aggregated | Aggregated | 2048 | 0.0044233 | 0 | 267.1271 | 1.1816 | 2048 | Mitigation | 0.08575 | 30 | 0 | esc | 0.0012005 | 5.3102e-06 | 0.00060025 | 2.6551e-06 | 0.0015435 | 6.8274e-06
[79 empty] | WLDFR | HFTD - Distribution - Tier 3 - 2QU CoRE ¦ 3QU LoRE | Non-Red Flag Warning - Large Fires | 2032 | 4.124e-08 | 2.062e-08 | 5.3022e-08 | 5.777 | 0.74734 | 3.238 | 1.7917 | 0 | 0 | 0 | 3.4352e-05 |  | 2.3824e-07 | 0 | 2.3824e-07 | 1.1912e-07 | 0 | 1.1912e-07 | 3.0631e-07 | 0 | 3.0631e-07 | [16 empty] | 7.3.1.3 Ignition probability mapping showing the probability of ignition along the electric lines and equipmentWLDFRAggregatedAggregated | WLDFR | HFTD - Distribution - Tier 3 - 2QU CoRE ¦ 3QU LoRE | Non-Red Flag Warning - Small Fires | Aggregated | Aggregated | 2049 | 0.0044233 | 0 | 267.1271 | 1.1816 | 2049 | Mitigation | 0.08575 | 30 | 0 | esc | 0.0012005 | 5.3102e-06 | 0.00060025 | 2.6551e-06 | 0.0015435 | 6.8274e-06
[79 empty] | WLDFR | HFTD - Distribution - Tier 3 - 2QU CoRE ¦ 3QU LoRE | Non-Red Flag Warning - Large Fires | 2033 | 4.124e-08 | 2.062e-08 | 5.3022e-08 | 6.1205 | 0.77885 | 3.4265 | 1.9151 | 0 | 0 | 0 | 3.4352e-05 |  | 2.5241e-07 | 0 | 2.5241e-07 | 1.262e-07 | 0 | 1.262e-07 | 3.2452e-07 | 0 | 3.2452e-07 | [16 empty] | 7.3.1.3 Ignition probability mapping showing the probability of ignition along the electric lines and equipmentWLDFRAggregatedAggregated | WLDFR | HFTD - Distribution - Tier 3 - 2QU CoRE ¦ 3QU LoRE | Non-Red Flag Warning - Small Fires | Aggregated | Aggregated | 2050 | 0.0044233 | 0 | 267.1271 | 1.1816 | 2050 | Mitigation | 0.08575 | 30 | 0 | esc | 0 | 0 | 0.00060025 | 2.6551e-06 | 0.0015435 | 6.8274e-06
[79 empty] | WLDFR | HFTD - Distribution - Tier 3 - 2QU CoRE ¦ 3QU LoRE | Non-Red Flag Warning - Large Fires | 2034 | 4.124e-08 | 2.062e-08 | 5.3022e-08 | 6.1205 | 0.77885 | 3.4265 | 1.9151 | 0 | 0 | 0 | 3.4352e-05 |  | 2.5241e-07 | 0 | 2.5241e-07 | 1.262e-07 | 0 | 1.262e-07 | 3.2452e-07 | 0 | 3.2452e-07 | [16 empty] | 7.3.1.3 Ignition probability mapping showing the probability of ignition along the electric lines and equipmentWLDFRAggregatedAggregated | WLDFR | HFTD - Distribution - Tier 3 - 2QU CoRE ¦ 3QU LoRE | Non-Red Flag Warning - Small Fires | Aggregated | Aggregated | 2051 | 0.0044233 | 0 | 267.1271 | 1.1816 | 2051 | Mitigation | 0.08575 | 30 | 0 | esc | 0 | 0 | 0 | 0 | 0.0015435 | 6.8274e-06
[79 empty] | WLDFR | HFTD - Distribution - Tier 3 - 2QU CoRE ¦ 3QU LoRE | Non-Red Flag Warning - Large Fires | 2035 | 4.124e-08 | 2.062e-08 | 5.3022e-08 | 6.1205 | 0.77885 | 3.4265 | 1.9151 | 0 | 0 | 0 | 3.4352e-05 |  | 2.5241e-07 | 0 | 2.5241e-07 | 1.262e-07 | 0 | 1.262e-07 | 3.2452e-07 | 0 | 3.2452e-07 | [16 empty] | 7.3.1.3 Ignition probability mapping showing the probability of ignition along the electric lines and equipmentWLDFRAggregatedAggregated | WLDFR | HFTD - Distribution - Tier 3 - 2QU CoRE ¦ 3QU LoRE | Red Flag Warning - Catastrophic Fires | Aggregated | Aggregated | 2021 | 6.6473e-05 | 0 | 267.1271 | 0.017757 | 2021 | Mitigation | 0.08575 | 30 | 0 | esc | 0.0012005 | 7.98e-08 | 0.00060025 | 3.99e-08 | 0 | 0
[79 empty] | WLDFR | HFTD - Distribution - Tier 3 - 2QU CoRE ¦ 3QU LoRE | Non-Red Flag Warning - Large Fires | 2036 | 4.124e-08 | 2.062e-08 | 5.3022e-08 | 6.1205 | 0.77885 | 3.4265 | 1.9151 | 0 | 0 | 0 | 3.4352e-05 |  | 2.5241e-07 | 0 | 2.5241e-07 | 1.262e-07 | 0 | 1.262e-07 | 3.2452e-07 | 0 | 3.2452e-07 | [16 empty] | 7.3.1.3 Ignition probability mapping showing the probability of ignition along the electric lines and equipmentWLDFRAggregatedAggregated | WLDFR | HFTD - Distribution - Tier 3 - 2QU CoRE ¦ 3QU LoRE | Red Flag Warning - Catastrophic Fires | Aggregated | Aggregated | 2022 | 6.6473e-05 | 0 | 267.1271 | 0.017757 | 2022 | Mitigation | 0.08575 | 30 | 0 | esc | 0.0012005 | 7.98e-08 | 0.00060025 | 3.99e-08 | 0.0015435 | 1.026e-07
[79 empty] | WLDFR | HFTD - Distribution - Tier 3 - 2QU CoRE ¦ 3QU LoRE | Non-Red Flag Warning - Large Fires | 2037 | 4.124e-08 | 2.062e-08 | 5.3022e-08 | 6.1205 | 0.77885 | 3.4265 | 1.9151 | 0 | 0 | 0 | 3.4352e-05 |  | 2.5241e-07 | 0 | 2.5241e-07 | 1.262e-07 | 0 | 1.262e-07 | 3.2452e-07 | 0 | 3.2452e-07 | [16 empty] | 7.3.1.3 Ignition probability mapping showing the probability of ignition along the electric lines and equipmentWLDFRAggregatedAggregated | WLDFR | HFTD - Distribution - Tier 3 - 2QU CoRE ¦ 3QU LoRE | Red Flag Warning - Catastrophic Fires | Aggregated | Aggregated | 2023 | 6.6473e-05 | 0 | 267.1271 | 0.017757 | 2023 | Mitigation | 0.08575 | 30 | 0 | esc | 0.0012005 | 7.98e-08 | 0.00060025 | 3.99e-08 | 0.0015435 | 1.026e-07
[79 empty] | WLDFR | HFTD - Distribution - Tier 3 - 2QU CoRE ¦ 3QU LoRE | Non-Red Flag Warning - Large Fires | 2038 | 4.124e-08 | 2.062e-08 | 5.3022e-08 | 6.5028 | 0.81304 | 3.6355 | 2.0543 | 0 | 0 | 0 | 3.4352e-05 |  | 2.6817e-07 | 0 | 2.6817e-07 | 1.3409e-07 | 0 | 1.3409e-07 | 3.4479e-07 | 0 | 3.4479e-07 | [16 empty] | 7.3.1.3 Ignition probability mapping showing the probability of ignition along the electric lines and equipmentWLDFRAggregatedAggregated | WLDFR | HFTD - Distribution - Tier 3 - 2QU CoRE ¦ 3QU LoRE | Red Flag Warning - Catastrophic Fires | Aggregated | Aggregated | 2024 | 6.6473e-05 | 0 | 267.1271 | 0.017757 | 2024 | Mitigation | 0.08575 | 30 | 0 | esc | 0.0012005 | 7.98e-08 | 0.00060025 | 3.99e-08 | 0.0015435 | 1.026e-07
[79 empty] | WLDFR | HFTD - Distribution - Tier 3 - 2QU CoRE ¦ 3QU LoRE | Non-Red Flag Warning - Large Fires | 2039 | 4.124e-08 | 2.062e-08 | 5.3022e-08 | 6.5028 | 0.81304 | 3.6355 | 2.0543 | 0 | 0 | 0 | 3.4352e-05 |  | 2.6817e-07 | 0 | 2.6817e-07 | 1.3409e-07 | 0 | 1.3409e-07 | 3.4479e-07 | 0 | 3.4479e-07 | [16 empty] | 7.3.1.3 Ignition probability mapping showing the probability of ignition along the electric lines and equipmentWLDFRAggregatedAggregated | WLDFR | HFTD - Distribution - Tier 3 - 2QU CoRE ¦ 3QU LoRE | Red Flag Warning - Catastrophic Fires | Aggregated | Aggregated | 2025 | 6.6473e-05 | 0 | 267.1271 | 0.017757 | 2025 | Mitigation | 0.08575 | 30 | 0 | esc | 0.0012005 | 7.98e-08 | 0.00060025 | 3.99e-08 | 0.0015435 | 1.026e-07
[79 empty] | WLDFR | HFTD - Distribution - Tier 3 - 2QU CoRE ¦ 3QU LoRE | Non-Red Flag Warning - Large Fires | 2040 | 4.124e-08 | 2.062e-08 | 5.3022e-08 | 6.5028 | 0.81304 | 3.6355 | 2.0543 | 0 | 0 | 0 | 3.4352e-05 |  | 2.6817e-07 | 0 | 2.6817e-07 | 1.3409e-07 | 0 | 1.3409e-07 | 3.4479e-07 | 0 | 3.4479e-07 | [16 empty] | 7.3.1.3 Ignition probability mapping showing the probability of ignition along the electric lines and equipmentWLDFRAggregatedAggregated | WLDFR | HFTD - Distribution - Tier 3 - 2QU CoRE ¦ 3QU LoRE | Red Flag Warning - Catastrophic Fires | Aggregated | Aggregated | 2026 | 6.6473e-05 | 0 | 267.1271 | 0.017757 | 2026 | Mitigation | 0.08575 | 30 | 0 | esc | 0.0012005 | 7.98e-08 | 0.00060025 | 3.99e-08 | 0.0015435 | 1.026e-07
[79 empty] | WLDFR | HFTD - Distribution - Tier 3 - 2QU CoRE ¦ 3QU LoRE | Non-Red Flag Warning - Large Fires | 2041 | 4.124e-08 | 2.062e-08 | 5.3022e-08 | 6.5028 | 0.81304 | 3.6355 | 2.0543 | 0 | 0 | 0 | 3.4352e-05 |  | 2.6817e-07 | 0 | 2.6817e-07 | 1.3409e-07 | 0 | 1.3409e-07 | 3.4479e-07 | 0 | 3.4479e-07 | [16 empty] | 7.3.1.3 Ignition probability mapping showing the probability of ignition along the electric lines and equipmentWLDFRAggregatedAggregated | WLDFR | HFTD - Distribution - Tier 3 - 2QU CoRE ¦ 3QU LoRE | Red Flag Warning - Catastrophic Fires | Aggregated | Aggregated | 2027 | 6.6473e-05 | 0 | 267.1271 | 0.017757 | 2027 | Mitigation | 0.08575 | 30 | 0 | esc | 0.0012005 | 7.98e-08 | 0.00060025 | 3.99e-08 | 0.0015435 | 1.026e-07
[79 empty] | WLDFR | HFTD - Distribution - Tier 3 - 2QU CoRE ¦ 3QU LoRE | Non-Red Flag Warning - Large Fires | 2042 | 4.124e-08 | 2.062e-08 | 5.3022e-08 | 6.5028 | 0.81304 | 3.6355 | 2.0543 | 0 | 0 | 0 | 3.4352e-05 |  | 2.6817e-07 | 0 | 2.6817e-07 | 1.3409e-07 | 0 | 1.3409e-07 | 3.4479e-07 | 0 | 3.4479e-07 | [16 empty] | 7.3.1.3 Ignition probability mapping showing the probability of ignition along the electric lines and equipmentWLDFRAggregatedAggregated | WLDFR | HFTD - Distribution - Tier 3 - 2QU CoRE ¦ 3QU LoRE | Red Flag Warning - Catastrophic Fires | Aggregated | Aggregated | 2028 | 6.6473e-05 | 0 | 267.1271 | 0.017757 | 2028 | Mitigation | 0.08575 | 30 | 0 | esc | 0.0012005 | 7.98e-08 | 0.00060025 | 3.99e-08 | 0.0015435 | 1.026e-07
[79 empty] | WLDFR | HFTD - Distribution - Tier 3 - 2QU CoRE ¦ 3QU LoRE | Non-Red Flag Warning - Large Fires | 2043 | 4.124e-08 | 2.062e-08 | 5.3022e-08 | 6.9209 | 0.84944 | 3.8632 | 2.2083 | 0 | 0 | 0 | 3.4352e-05 |  | 2.8542e-07 | 0 | 2.8542e-07 | 1.4271e-07 | 0 | 1.4271e-07 | 3.6696e-07 | 0 | 3.6696e-07 | [16 empty] | 7.3.1.3 Ignition probability mapping showing the probability of ignition along the electric lines and equipmentWLDFRAggregatedAggregated | WLDFR | HFTD - Distribution - Tier 3 - 2QU CoRE ¦ 3QU LoRE | Red Flag Warning - Catastrophic Fires | Aggregated | Aggregated | 2029 | 6.6473e-05 | 0 | 267.1271 | 0.017757 | 2029 | Mitigation | 0.08575 | 30 | 0 | esc | 0.0012005 | 7.98e-08 | 0.00060025 | 3.99e-08 | 0.0015435 | 1.026e-07
[79 empty] | WLDFR | HFTD - Distribution - Tier 3 - 2QU CoRE ¦ 3QU LoRE | Non-Red Flag Warning - Large Fires | 2044 | 4.124e-08 | 2.062e-08 | 5.3022e-08 | 6.9209 | 0.84944 | 3.8632 | 2.2083 | 0 | 0 | 0 | 3.4352e-05 |  | 2.8542e-07 | 0 | 2.8542e-07 | 1.4271e-07 | 0 | 1.4271e-07 | 3.6696e-07 | 0 | 3.6696e-07 | [16 empty] | 7.3.1.3 Ignition probability mapping showing the probability of ignition along the electric lines and equipmentWLDFRAggregatedAggregated | WLDFR | HFTD - Distribution - Tier 3 - 2QU CoRE ¦ 3QU LoRE | Red Flag Warning - Catastrophic Fires | Aggregated | Aggregated | 2030 | 6.6473e-05 | 0 | 267.1271 | 0.017757 | 2030 | Mitigation | 0.08575 | 30 | 0 | esc | 0.0012005 | 7.98e-08 | 0.00060025 | 3.99e-08 | 0.0015435 | 1.026e-07
[79 empty] | WLDFR | HFTD - Distribution - Tier 3 - 2QU CoRE ¦ 3QU LoRE | Non-Red Flag Warning - Large Fires | 2045 | 4.124e-08 | 2.062e-08 | 5.3022e-08 | 6.9209 | 0.84944 | 3.8632 | 2.2083 | 0 | 0 | 0 | 3.4352e-05 |  | 2.8542e-07 | 0 | 2.8542e-07 | 1.4271e-07 | 0 | 1.4271e-07 | 3.6696e-07 | 0 | 3.6696e-07 | [16 empty] | 7.3.1.3 Ignition probability mapping showing the probability of ignition along the electric lines and equipmentWLDFRAggregatedAggregated | WLDFR | HFTD - Distribution - Tier 3 - 2QU CoRE ¦ 3QU LoRE | Red Flag Warning - Catastrophic Fires | Aggregated | Aggregated | 2031 | 6.6473e-05 | 0 | 267.1271 | 0.017757 | 2031 | Mitigation | 0.08575 | 30 | 0 | esc | 0.0012005 | 7.98e-08 | 0.00060025 | 3.99e-08 | 0.0015435 | 1.026e-07
[79 empty] | WLDFR | HFTD - Distribution - Tier 3 - 2QU CoRE ¦ 3QU LoRE | Non-Red Flag Warning - Large Fires | 2046 | 4.124e-08 | 2.062e-08 | 5.3022e-08 | 6.9209 | 0.84944 | 3.8632 | 2.2083 | 0 | 0 | 0 | 3.4352e-05 |  | 2.8542e-07 | 0 | 2.8542e-07 | 1.4271e-07 | 0 | 1.4271e-07 | 3.6696e-07 | 0 | 3.6696e-07 | [16 empty] | 7.3.1.3 Ignition probability mapping showing the probability of ignition along the electric lines and equipmentWLDFRAggregatedAggregated | WLDFR | HFTD - Distribution - Tier 3 - 2QU CoRE ¦ 3QU LoRE | Red Flag Warning - Catastrophic Fires | Aggregated | Aggregated | 2032 | 6.6473e-05 | 0 | 267.1271 | 0.017757 | 2032 | Mitigation | 0.08575 | 30 | 0 | esc | 0.0012005 | 7.98e-08 | 0.00060025 | 3.99e-08 | 0.0015435 | 1.026e-07
[79 empty] | WLDFR | HFTD - Distribution - Tier 3 - 2QU CoRE ¦ 3QU LoRE | Non-Red Flag Warning - Large Fires | 2047 | 4.124e-08 | 2.062e-08 | 5.3022e-08 | 6.9209 | 0.84944 | 3.8632 | 2.2083 | 0 | 0 | 0 | 3.4352e-05 |  | 2.8542e-07 | 0 | 2.8542e-07 | 1.4271e-07 | 0 | 1.4271e-07 | 3.6696e-07 | 0 | 3.6696e-07 | [16 empty] | 7.3.1.3 Ignition probability mapping showing the probability of ignition along the electric lines and equipmentWLDFRAggregatedAggregated | WLDFR | HFTD - Distribution - Tier 3 - 2QU CoRE ¦ 3QU LoRE | Red Flag Warning - Catastrophic Fires | Aggregated | Aggregated | 2033 | 6.6473e-05 | 0 | 267.1271 | 0.017757 | 2033 | Mitigation | 0.08575 | 30 | 0 | esc | 0.0012005 | 7.98e-08 | 0.00060025 | 3.99e-08 | 0.0015435 | 1.026e-07
[79 empty] | WLDFR | HFTD - Distribution - Tier 3 - 2QU CoRE ¦ 3QU LoRE | Non-Red Flag Warning - Large Fires | 2048 | 4.124e-08 | 2.062e-08 | 5.3022e-08 | 7.3713 | 0.88759 | 4.1075 | 2.3763 | 0 | 0 | 0 | 3.4352e-05 |  | 3.0399e-07 | 0 | 3.0399e-07 | 1.52e-07 | 0 | 1.52e-07 | 3.9085e-07 | 0 | 3.9085e-07 | [16 empty] | 7.3.1.3 Ignition probability mapping showing the probability of ignition along the electric lines and equipmentWLDFRAggregatedAggregated | WLDFR | HFTD - Distribution - Tier 3 - 2QU CoRE ¦ 3QU LoRE | Red Flag Warning - Catastrophic Fires | Aggregated | Aggregated | 2034 | 6.6473e-05 | 0 | 267.1271 | 0.017757 | 2034 | Mitigation | 0.08575 | 30 | 0 | esc | 0.0012005 | 7.98e-08 | 0.00060025 | 3.99e-08 | 0.0015435 | 1.026e-07
[79 empty] | WLDFR | HFTD - Distribution - Tier 3 - 2QU CoRE ¦ 3QU LoRE | Non-Red Flag Warning - Large Fires | 2049 | 4.124e-08 | 2.062e-08 | 5.3022e-08 | 7.3713 | 0.88759 | 4.1075 | 2.3763 | 0 | 0 | 0 | 3.4352e-05 |  | 3.0399e-07 | 0 | 3.0399e-07 | 1.52e-07 | 0 | 1.52e-07 | 3.9085e-07 | 0 | 3.9085e-07 | [16 empty] | 7.3.1.3 Ignition probability mapping showing the probability of ignition along the electric lines and equipmentWLDFRAggregatedAggregated | WLDFR | HFTD - Distribution - Tier 3 - 2QU CoRE ¦ 3QU LoRE | Red Flag Warning - Catastrophic Fires | Aggregated | Aggregated | 2035 | 6.6473e-05 | 0 | 267.1271 | 0.017757 | 2035 | Mitigation | 0.08575 | 30 | 0 | esc | 0.0012005 | 7.98e-08 | 0.00060025 | 3.99e-08 | 0.0015435 | 1.026e-07
[79 empty] | WLDFR | HFTD - Distribution - Tier 3 - 2QU CoRE ¦ 3QU LoRE | Non-Red Flag Warning - Large Fires | 2050 | 0 | 2.062e-08 | 5.3022e-08 | 7.3713 | 0.88759 | 4.1075 | 2.3763 | 0 | 0 | 0 | 3.4352e-05 |  | 0 | 0 | 0 | 1.52e-07 | 0 | 1.52e-07 | 3.9085e-07 | 0 | 3.9085e-07 | [16 empty] | 7.3.1.3 Ignition probability mapping showing the probability of ignition along the electric lines and equipmentWLDFRAggregatedAggregated | WLDFR | HFTD - Distribution - Tier 3 - 2QU CoRE ¦ 3QU LoRE | Red Flag Warning - Catastrophic Fires | Aggregated | Aggregated | 2036 | 6.6473e-05 | 0 | 267.1271 | 0.017757 | 2036 | Mitigation | 0.08575 | 30 | 0 | esc | 0.0012005 | 7.98e-08 | 0.00060025 | 3.99e-08 | 0.0015435 | 1.026e-07
[79 empty] | WLDFR | HFTD - Distribution - Tier 3 - 2QU CoRE ¦ 3QU LoRE | Non-Red Flag Warning - Large Fires | 2051 | 0 | 0 | 5.3022e-08 | 7.3713 | 0.88759 | 4.1075 | 2.3763 | 0 | 0 | 0 | 3.4352e-05 |  | 0 | 0 | 0 | 0 | 0 | 0 | 3.9085e-07 | 0 | 3.9085e-07 | [16 empty] | 7.3.1.3 Ignition probability mapping showing the probability of ignition along the electric lines and equipmentWLDFRAggregatedAggregated | WLDFR | HFTD - Distribution - Tier 3 - 2QU CoRE ¦ 3QU LoRE | Red Flag Warning - Catastrophic Fires | Aggregated | Aggregated | 2037 | 6.6473e-05 | 0 | 267.1271 | 0.017757 | 2037 | Mitigation | 0.08575 | 30 | 0 | esc | 0.0012005 | 7.98e-08 | 0.00060025 | 3.99e-08 | 0.0015435 | 1.026e-07
[79 empty] | WLDFR | HFTD - Distribution - Tier 3 - 2QU CoRE ¦ 3QU LoRE | Non-Red Flag Warning - Small Fires | 2020 | 5.3102e-06 | 0 | 0 | 0.077901 | 0.036425 | 0.0015809 | 0.039895 | 0 | 0 | 0 | 0.0044233 |  | 4.1367e-07 | 0 | 4.1367e-07 | 0 | 0 | 0 | 0 | 0 | 0 | [16 empty] | 7.3.1.3 Ignition probability mapping showing the probability of ignition along the electric lines and equipmentWLDFRAggregatedAggregated | WLDFR | HFTD - Distribution - Tier 3 - 2QU CoRE ¦ 3QU LoRE | Red Flag Warning - Catastrophic Fires | Aggregated | Aggregated | 2038 | 6.6473e-05 | 0 | 267.1271 | 0.017757 | 2038 | Mitigation | 0.08575 | 30 | 0 | esc | 0.0012005 | 7.98e-08 | 0.00060025 | 3.99e-08 | 0.0015435 | 1.026e-07
[79 empty] | WLDFR | HFTD - Distribution - Tier 3 - 2QU CoRE ¦ 3QU LoRE | Non-Red Flag Warning - Small Fires | 2021 | 5.3102e-06 | 2.6551e-06 | 0 | 0.077901 | 0.036425 | 0.0015809 | 0.039895 | 0 | 0 | 0 | 0.0044233 |  | 4.1367e-07 | 0 | 4.1367e-07 | 2.0684e-07 | 0 | 2.0684e-07 | 0 | 0 | 0 | [16 empty] | 7.3.1.3 Ignition probability mapping showing the probability of ignition along the electric lines and equipmentWLDFRAggregatedAggregated | WLDFR | HFTD - Distribution - Tier 3 - 2QU CoRE ¦ 3QU LoRE | Red Flag Warning - Catastrophic Fires | Aggregated | Aggregated | 2039 | 6.6473e-05 | 0 | 267.1271 | 0.017757 | 2039 | Mitigation | 0.08575 | 30 | 0 | esc | 0.0012005 | 7.98e-08 | 0.00060025 | 3.99e-08 | 0.0015435 | 1.026e-07
[79 empty] | WLDFR | HFTD - Distribution - Tier 3 - 2QU CoRE ¦ 3QU LoRE | Non-Red Flag Warning - Small Fires | 2022 | 5.3102e-06 | 2.6551e-06 | 6.8274e-06 | 0.077901 | 0.036425 | 0.0015809 | 0.039895 | 0 | 0 | 0 | 0.0044233 |  | 4.1367e-07 | 0 | 4.1367e-07 | 2.0684e-07 | 0 | 2.0684e-07 | 5.3186e-07 | 0 | 5.3186e-07 | [16 empty] | 7.3.1.3 Ignition probability mapping showing the probability of ignition along the electric lines and equipmentWLDFRAggregatedAggregated | WLDFR | HFTD - Distribution - Tier 3 - 2QU CoRE ¦ 3QU LoRE | Red Flag Warning - Catastrophic Fires | Aggregated | Aggregated | 2040 | 6.6473e-05 | 0 | 267.1271 | 0.017757 | 2040 | Mitigation | 0.08575 | 30 | 0 | esc | 0.0012005 | 7.98e-08 | 0.00060025 | 3.99e-08 | 0.0015435 | 1.026e-07
[79 empty] | WLDFR | HFTD - Distribution - Tier 3 - 2QU CoRE ¦ 3QU LoRE | Non-Red Flag Warning - Small Fires | 2023 | 5.3102e-06 | 2.6551e-06 | 6.8274e-06 | 0.080408 | 0.03759 | 0.0016314 | 0.041187 | 0 | 0 | 0 | 0.0044233 |  | 4.2699e-07 | 0 | 4.2699e-07 | 2.1349e-07 | 0 | 2.1349e-07 | 5.4898e-07 | 0 | 5.4898e-07 | [16 empty] | 7.3.1.3 Ignition probability mapping showing the probability of ignition along the electric lines and equipmentWLDFRAggregatedAggregated | WLDFR | HFTD - Distribution - Tier 3 - 2QU CoRE ¦ 3QU LoRE | Red Flag Warning - Catastrophic Fires | Aggregated | Aggregated | 2041 | 6.6473e-05 | 0 | 267.1271 | 0.017757 | 2041 | Mitigation | 0.08575 | 30 | 0 | esc | 0.0012005 | 7.98e-08 | 0.00060025 | 3.99e-08 | 0.0015435 | 1.026e-07
[79 empty] | WLDFR | HFTD - Distribution - Tier 3 - 2QU CoRE ¦ 3QU LoRE | Non-Red Flag Warning - Small Fires | 2024 | 5.3102e-06 | 2.6551e-06 | 6.8274e-06 | 0.080408 | 0.03759 | 0.0016314 | 0.041187 | 0 | 0 | 0 | 0.0044233 |  | 4.2699e-07 | 0 | 4.2699e-07 | 2.1349e-07 | 0 | 2.1349e-07 | 5.4898e-07 | 0 | 5.4898e-07 | [16 empty] | 7.3.1.3 Ignition probability mapping showing the probability of ignition along the electric lines and equipmentWLDFRAggregatedAggregated | WLDFR | HFTD - Distribution - Tier 3 - 2QU CoRE ¦ 3QU LoRE | Red Flag Warning - Catastrophic Fires | Aggregated | Aggregated | 2042 | 6.6473e-05 | 0 | 267.1271 | 0.017757 | 2042 | Mitigation | 0.08575 | 30 | 0 | esc | 0.0012005 | 7.98e-08 | 0.00060025 | 3.99e-08 | 0.0015435 | 1.026e-07
[79 empty] | WLDFR | HFTD - Distribution - Tier 3 - 2QU CoRE ¦ 3QU LoRE | Non-Red Flag Warning - Small Fires | 2025 | 5.3102e-06 | 2.6551e-06 | 6.8274e-06 | 0.080408 | 0.03759 | 0.0016314 | 0.041187 | 0 | 0 | 0 | 0.0044233 |  | 4.2699e-07 | 0 | 4.2699e-07 | 2.1349e-07 | 0 | 2.1349e-07 | 5.4898e-07 | 0 | 5.4898e-07 | [16 empty] | 7.3.1.3 Ignition probability mapping showing the probability of ignition along the electric lines and equipmentWLDFRAggregatedAggregated | WLDFR | HFTD - Distribution - Tier 3 - 2QU CoRE ¦ 3QU LoRE | Red Flag Warning - Catastrophic Fires | Aggregated | Aggregated | 2043 | 6.6473e-05 | 0 | 267.1271 | 0.017757 | 2043 | Mitigation | 0.08575 | 30 | 0 | esc | 0.0012005 | 7.98e-08 | 0.00060025 | 3.99e-08 | 0.0015435 | 1.026e-07
[79 empty] | WLDFR | HFTD - Distribution - Tier 3 - 2QU CoRE ¦ 3QU LoRE | Non-Red Flag Warning - Small Fires | 2026 | 5.3102e-06 | 2.6551e-06 | 6.8274e-06 | 0.080408 | 0.03759 | 0.0016314 | 0.041187 | 0 | 0 | 0 | 0.0044233 |  | 4.2699e-07 | 0 | 4.2699e-07 | 2.1349e-07 | 0 | 2.1349e-07 | 5.4898e-07 | 0 | 5.4898e-07 | [16 empty] | 7.3.1.3 Ignition probability mapping showing the probability of ignition along the electric lines and equipmentWLDFRAggregatedAggregated | WLDFR | HFTD - Distribution - Tier 3 - 2QU CoRE ¦ 3QU LoRE | Red Flag Warning - Catastrophic Fires | Aggregated | Aggregated | 2044 | 6.6473e-05 | 0 | 267.1271 | 0.017757 | 2044 | Mitigation | 0.08575 | 30 | 0 | esc | 0.0012005 | 7.98e-08 | 0.00060025 | 3.99e-08 | 0.0015435 | 1.026e-07
[79 empty] | WLDFR | HFTD - Distribution - Tier 3 - 2QU CoRE ¦ 3QU LoRE | Non-Red Flag Warning - Small Fires | 2027 | 5.3102e-06 | 2.6551e-06 | 6.8274e-06 | 0.080408 | 0.03759 | 0.0016314 | 0.041187 | 0 | 0 | 0 | 0.0044233 |  | 4.2699e-07 | 0 | 4.2699e-07 | 2.1349e-07 | 0 | 2.1349e-07 | 5.4898e-07 | 0 | 5.4898e-07 | [16 empty] | 7.3.1.3 Ignition probability mapping showing the probability of ignition along the electric lines and equipmentWLDFRAggregatedAggregated | WLDFR | HFTD - Distribution - Tier 3 - 2QU CoRE ¦ 3QU LoRE | Red Flag Warning - Catastrophic Fires | Aggregated | Aggregated | 2045 | 6.6473e-05 | 0 | 267.1271 | 0.017757 | 2045 | Mitigation | 0.08575 | 30 | 0 | esc | 0.0012005 | 7.98e-08 | 0.00060025 | 3.99e-08 | 0.0015435 | 1.026e-07
[79 empty] | WLDFR | HFTD - Distribution - Tier 3 - 2QU CoRE ¦ 3QU LoRE | Non-Red Flag Warning - Small Fires | 2028 | 5.3102e-06 | 2.6551e-06 | 6.8274e-06 | 0.083606 | 0.039055 | 0.001695 | 0.042856 | 0 | 0 | 0 | 0.0044233 |  | 4.4397e-07 | 0 | 4.4397e-07 | 2.2198e-07 | 0 | 2.2198e-07 | 5.7082e-07 | 0 | 5.7082e-07 | [16 empty] | 7.3.1.3 Ignition probability mapping showing the probability of ignition along the electric lines and equipmentWLDFRAggregatedAggregated | WLDFR | HFTD - Distribution - Tier 3 - 2QU CoRE ¦ 3QU LoRE | Red Flag Warning - Catastrophic Fires | Aggregated | Aggregated | 2046 | 6.6473e-05 | 0 | 267.1271 | 0.017757 | 2046 | Mitigation | 0.08575 | 30 | 0 | esc | 0.0012005 | 7.98e-08 | 0.00060025 | 3.99e-08 | 0.0015435 | 1.026e-07
[79 empty] | WLDFR | HFTD - Distribution - Tier 3 - 2QU CoRE ¦ 3QU LoRE | Non-Red Flag Warning - Small Fires | 2029 | 5.3102e-06 | 2.6551e-06 | 6.8274e-06 | 0.083606 | 0.039055 | 0.001695 | 0.042856 | 0 | 0 | 0 | 0.0044233 |  | 4.4397e-07 | 0 | 4.4397e-07 | 2.2198e-07 | 0 | 2.2198e-07 | 5.7082e-07 | 0 | 5.7082e-07 | [16 empty] | 7.3.1.3 Ignition probability mapping showing the probability of ignition along the electric lines and equipmentWLDFRAggregatedAggregated | WLDFR | HFTD - Distribution - Tier 3 - 2QU CoRE ¦ 3QU LoRE | Red Flag Warning - Catastrophic Fires | Aggregated | Aggregated | 2047 | 6.6473e-05 | 0 | 267.1271 | 0.017757 | 2047 | Mitigation | 0.08575 | 30 | 0 | esc | 0.0012005 | 7.98e-08 | 0.00060025 | 3.99e-08 | 0.0015435 | 1.026e-07
[79 empty] | WLDFR | HFTD - Distribution - Tier 3 - 2QU CoRE ¦ 3QU LoRE | Non-Red Flag Warning - Small Fires | 2030 | 5.3102e-06 | 2.6551e-06 | 6.8274e-06 | 0.083606 | 0.039055 | 0.001695 | 0.042856 | 0 | 0 | 0 | 0.0044233 |  | 4.4397e-07 | 0 | 4.4397e-07 | 2.2198e-07 | 0 | 2.2198e-07 | 5.7082e-07 | 0 | 5.7082e-07 | [16 empty] | 7.3.1.3 Ignition probability mapping showing the probability of ignition along the electric lines and equipmentWLDFRAggregatedAggregated | WLDFR | HFTD - Distribution - Tier 3 - 2QU CoRE ¦ 3QU LoRE | Red Flag Warning - Catastrophic Fires | Aggregated | Aggregated | 2048 | 6.6473e-05 | 0 | 267.1271 | 0.017757 | 2048 | Mitigation | 0.08575 | 30 | 0 | esc | 0.0012005 | 7.98e-08 | 0.00060025 | 3.99e-08 | 0.0015435 | 1.026e-07
[79 empty] | WLDFR | HFTD - Distribution - Tier 3 - 2QU CoRE ¦ 3QU LoRE | Non-Red Flag Warning - Small Fires | 2031 | 5.3102e-06 | 2.6551e-06 | 6.8274e-06 | 0.083606 | 0.039055 | 0.001695 | 0.042856 | 0 | 0 | 0 | 0.0044233 |  | 4.4397e-07 | 0 | 4.4397e-07 | 2.2198e-07 | 0 | 2.2198e-07 | 5.7082e-07 | 0 | 5.7082e-07 | [16 empty] | 7.3.1.3 Ignition probability mapping showing the probability of ignition along the electric lines and equipmentWLDFRAggregatedAggregated | WLDFR | HFTD - Distribution - Tier 3 - 2QU CoRE ¦ 3QU LoRE | Red Flag Warning - Catastrophic Fires | Aggregated | Aggregated | 2049 | 6.6473e-05 | 0 | 267.1271 | 0.017757 | 2049 | Mitigation | 0.08575 | 30 | 0 | esc | 0.0012005 | 7.98e-08 | 0.00060025 | 3.99e-08 | 0.0015435 | 1.026e-07
[79 empty] | WLDFR | HFTD - Distribution - Tier 3 - 2QU CoRE ¦ 3QU LoRE | Non-Red Flag Warning - Small Fires | 2032 | 5.3102e-06 | 2.6551e-06 | 6.8274e-06 | 0.083606 | 0.039055 | 0.001695 | 0.042856 | 0 | 0 | 0 | 0.0044233 |  | 4.4397e-07 | 0 | 4.4397e-07 | 2.2198e-07 | 0 | 2.2198e-07 | 5.7082e-07 | 0 | 5.7082e-07 | [16 empty] | 7.3.1.3 Ignition probability mapping showing the probability of ignition along the electric lines and equipmentWLDFRAggregatedAggregated | WLDFR | HFTD - Distribution - Tier 3 - 2QU CoRE ¦ 3QU LoRE | Red Flag Warning - Catastrophic Fires | Aggregated | Aggregated | 2050 | 6.6473e-05 | 0 | 267.1271 | 0.017757 | 2050 | Mitigation | 0.08575 | 30 | 0 | esc | 0 | 0 | 0.00060025 | 3.99e-08 | 0.0015435 | 1.026e-07
[79 empty] | WLDFR | HFTD - Distribution - Tier 3 - 2QU CoRE ¦ 3QU LoRE | Non-Red Flag Warning - Small Fires | 2033 | 5.3102e-06 | 2.6551e-06 | 6.8274e-06 | 0.087211 | 0.040679 | 0.0017655 | 0.044766 | 0 | 0 | 0 | 0.0044233 |  | 4.6311e-07 | 0 | 4.6311e-07 | 2.3156e-07 | 0 | 2.3156e-07 | 5.9543e-07 | 0 | 5.9543e-07 | [16 empty] | 7.3.1.3 Ignition probability mapping showing the probability of ignition along the electric lines and equipmentWLDFRAggregatedAggregated | WLDFR | HFTD - Distribution - Tier 3 - 2QU CoRE ¦ 3QU LoRE | Red Flag Warning - Catastrophic Fires | Aggregated | Aggregated | 2051 | 6.6473e-05 | 0 | 267.1271 | 0.017757 | 2051 | Mitigation | 0.08575 | 30 | 0 | esc | 0 | 0 | 0 | 0 | 0.0015435 | 1.026e-07
[79 empty] | WLDFR | HFTD - Distribution - Tier 3 - 2QU CoRE ¦ 3QU LoRE | Non-Red Flag Warning - Small Fires | 2034 | 5.3102e-06 | 2.6551e-06 | 6.8274e-06 | 0.087211 | 0.040679 | 0.0017655 | 0.044766 | 0 | 0 | 0 | 0.0044233 |  | 4.6311e-07 | 0 | 4.6311e-07 | 2.3156e-07 | 0 | 2.3156e-07 | 5.9543e-07 | 0 | 5.9543e-07 | [16 empty] | 7.3.1.3 Ignition probability mapping showing the probability of ignition along the electric lines and equipmentWLDFRAggregatedAggregated | WLDFR | HFTD - Distribution - Tier 3 - 2QU CoRE ¦ 3QU LoRE | Red Flag Warning - Destructive Fires | Aggregated | Aggregated | 2021 | 8.7837e-06 | 0 | 267.1271 | 0.0023464 | 2021 | Mitigation | 0.08575 | 30 | 0 | esc | 0.0012005 | 1.0545e-08 | 0.00060025 | 5.2724e-09 | 0 | 0
[79 empty] | WLDFR | HFTD - Distribution - Tier 3 - 2QU CoRE ¦ 3QU LoRE | Non-Red Flag Warning - Small Fires | 2035 | 5.3102e-06 | 2.6551e-06 | 6.8274e-06 | 0.087211 | 0.040679 | 0.0017655 | 0.044766 | 0 | 0 | 0 | 0.0044233 |  | 4.6311e-07 | 0 | 4.6311e-07 | 2.3156e-07 | 0 | 2.3156e-07 | 5.9543e-07 | 0 | 5.9543e-07 | [16 empty] | 7.3.1.3 Ignition probability mapping showing the probability of ignition along the electric lines and equipmentWLDFRAggregatedAggregated | WLDFR | HFTD - Distribution - Tier 3 - 2QU CoRE ¦ 3QU LoRE | Red Flag Warning - Destructive Fires | Aggregated | Aggregated | 2022 | 8.7837e-06 | 0 | 267.1271 | 0.0023464 | 2022 | Mitigation | 0.08575 | 30 | 0 | esc | 0.0012005 | 1.0545e-08 | 0.00060025 | 5.2724e-09 | 0.0015435 | 1.3558e-08
[79 empty] | WLDFR | HFTD - Distribution - Tier 3 - 2QU CoRE ¦ 3QU LoRE | Non-Red Flag Warning - Small Fires | 2036 | 5.3102e-06 | 2.6551e-06 | 6.8274e-06 | 0.087211 | 0.040679 | 0.0017655 | 0.044766 | 0 | 0 | 0 | 0.0044233 |  | 4.6311e-07 | 0 | 4.6311e-07 | 2.3156e-07 | 0 | 2.3156e-07 | 5.9543e-07 | 0 | 5.9543e-07 | [16 empty] | 7.3.1.3 Ignition probability mapping showing the probability of ignition along the electric lines and equipmentWLDFRAggregatedAggregated | WLDFR | HFTD - Distribution - Tier 3 - 2QU CoRE ¦ 3QU LoRE | Red Flag Warning - Destructive Fires | Aggregated | Aggregated | 2023 | 8.7837e-06 | 0 | 267.1271 | 0.0023464 | 2023 | Mitigation | 0.08575 | 30 | 0 | esc | 0.0012005 | 1.0545e-08 | 0.00060025 | 5.2724e-09 | 0.0015435 | 1.3558e-08
[79 empty] | WLDFR | HFTD - Distribution - Tier 3 - 2QU CoRE ¦ 3QU LoRE | Non-Red Flag Warning - Small Fires | 2037 | 5.3102e-06 | 2.6551e-06 | 6.8274e-06 | 0.087211 | 0.040679 | 0.0017655 | 0.044766 | 0 | 0 | 0 | 0.0044233 |  | 4.6311e-07 | 0 | 4.6311e-07 | 2.3156e-07 | 0 | 2.3156e-07 | 5.9543e-07 | 0 | 5.9543e-07 | [16 empty] | 7.3.1.3 Ignition probability mapping showing the probability of ignition along the electric lines and equipmentWLDFRAggregatedAggregated | WLDFR | HFTD - Distribution - Tier 3 - 2QU CoRE ¦ 3QU LoRE | Red Flag Warning - Destructive Fires | Aggregated | Aggregated | 2024 | 8.7837e-06 | 0 | 267.1271 | 0.0023464 | 2024 | Mitigation | 0.08575 | 30 | 0 | esc | 0.0012005 | 1.0545e-08 | 0.00060025 | 5.2724e-09 | 0.0015435 | 1.3558e-08
[79 empty] | WLDFR | HFTD - Distribution - Tier 3 - 2QU CoRE ¦ 3QU LoRE | Non-Red Flag Warning - Small Fires | 2038 | 5.3102e-06 | 2.6551e-06 | 6.8274e-06 | 0.091184 | 0.042438 | 0.0018418 | 0.046905 | 0 | 0 | 0 | 0.0044233 |  | 4.8421e-07 | 0 | 4.8421e-07 | 2.421e-07 | 0 | 2.421e-07 | 6.2255e-07 | 0 | 6.2255e-07 | [16 empty] | 7.3.1.3 Ignition probability mapping showing the probability of ignition along the electric lines and equipmentWLDFRAggregatedAggregated | WLDFR | HFTD - Distribution - Tier 3 - 2QU CoRE ¦ 3QU LoRE | Red Flag Warning - Destructive Fires | Aggregated | Aggregated | 2025 | 8.7837e-06 | 0 | 267.1271 | 0.0023464 | 2025 | Mitigation | 0.08575 | 30 | 0 | esc | 0.0012005 | 1.0545e-08 | 0.00060025 | 5.2724e-09 | 0.0015435 | 1.3558e-08
[79 empty] | WLDFR | HFTD - Distribution - Tier 3 - 2QU CoRE ¦ 3QU LoRE | Non-Red Flag Warning - Small Fires | 2039 | 5.3102e-06 | 2.6551e-06 | 6.8274e-06 | 0.091184 | 0.042438 | 0.0018418 | 0.046905 | 0 | 0 | 0 | 0.0044233 |  | 4.8421e-07 | 0 | 4.8421e-07 | 2.421e-07 | 0 | 2.421e-07 | 6.2255e-07 | 0 | 6.2255e-07 | [16 empty] | 7.3.1.3 Ignition probability mapping showing the probability of ignition along the electric lines and equipmentWLDFRAggregatedAggregated | WLDFR | HFTD - Distribution - Tier 3 - 2QU CoRE ¦ 3QU LoRE | Red Flag Warning - Destructive Fires | Aggregated | Aggregated | 2026 | 8.7837e-06 | 0 | 267.1271 | 0.0023464 | 2026 | Mitigation | 0.08575 | 30 | 0 | esc | 0.0012005 | 1.0545e-08 | 0.00060025 | 5.2724e-09 | 0.0015435 | 1.3558e-08
[79 empty] | WLDFR | HFTD - Distribution - Tier 3 - 2QU CoRE ¦ 3QU LoRE | Non-Red Flag Warning - Small Fires | 2040 | 5.3102e-06 | 2.6551e-06 | 6.8274e-06 | 0.091184 | 0.042438 | 0.0018418 | 0.046905 | 0 | 0 | 0 | 0.0044233 |  | 4.8421e-07 | 0 | 4.8421e-07 | 2.421e-07 | 0 | 2.421e-07 | 6.2255e-07 | 0 | 6.2255e-07 | [16 empty] | 7.3.1.3 Ignition probability mapping showing the probability of ignition along the electric lines and equipmentWLDFRAggregatedAggregated | WLDFR | HFTD - Distribution - Tier 3 - 2QU CoRE ¦ 3QU LoRE | Red Flag Warning - Destructive Fires | Aggregated | Aggregated | 2027 | 8.7837e-06 | 0 | 267.1271 | 0.0023464 | 2027 | Mitigation | 0.08575 | 30 | 0 | esc | 0.0012005 | 1.0545e-08 | 0.00060025 | 5.2724e-09 | 0.0015435 | 1.3558e-08
[79 empty] | WLDFR | HFTD - Distribution - Tier 3 - 2QU CoRE ¦ 3QU LoRE | Non-Red Flag Warning - Small Fires | 2041 | 5.3102e-06 | 2.6551e-06 | 6.8274e-06 | 0.091184 | 0.042438 | 0.0018418 | 0.046905 | 0 | 0 | 0 | 0.0044233 |  | 4.8421e-07 | 0 | 4.8421e-07 | 2.421e-07 | 0 | 2.421e-07 | 6.2255e-07 | 0 | 6.2255e-07 | [16 empty] | 7.3.1.3 Ignition probability mapping showing the probability of ignition along the electric lines and equipmentWLDFRAggregatedAggregated | WLDFR | HFTD - Distribution - Tier 3 - 2QU CoRE ¦ 3QU LoRE | Red Flag Warning - Destructive Fires | Aggregated | Aggregated | 2028 | 8.7837e-06 | 0 | 267.1271 | 0.0023464 | 2028 | Mitigation | 0.08575 | 30 | 0 | esc | 0.0012005 | 1.0545e-08 | 0.00060025 | 5.2724e-09 | 0.0015435 | 1.3558e-08
[79 empty] | WLDFR | HFTD - Distribution - Tier 3 - 2QU CoRE ¦ 3QU LoRE | Non-Red Flag Warning - Small Fires | 2042 | 5.3102e-06 | 2.6551e-06 | 6.8274e-06 | 0.091184 | 0.042438 | 0.0018418 | 0.046905 | 0 | 0 | 0 | 0.0044233 |  | 4.8421e-07 | 0 | 4.8421e-07 | 2.421e-07 | 0 | 2.421e-07 | 6.2255e-07 | 0 | 6.2255e-07 | [16 empty] | 7.3.1.3 Ignition probability mapping showing the probability of ignition along the electric lines and equipmentWLDFRAggregatedAggregated | WLDFR | HFTD - Distribution - Tier 3 - 2QU CoRE ¦ 3QU LoRE | Red Flag Warning - Destructive Fires | Aggregated | Aggregated | 2029 | 8.7837e-06 | 0 | 267.1271 | 0.0023464 | 2029 | Mitigation | 0.08575 | 30 | 0 | esc | 0.0012005 | 1.0545e-08 | 0.00060025 | 5.2724e-09 | 0.0015435 | 1.3558e-08
[79 empty] | WLDFR | HFTD - Distribution - Tier 3 - 2QU CoRE ¦ 3QU LoRE | Non-Red Flag Warning - Small Fires | 2043 | 5.3102e-06 | 2.6551e-06 | 6.8274e-06 | 0.095486 | 0.044306 | 0.0019228 | 0.049257 | 0 | 0 | 0 | 0.0044233 |  | 5.0705e-07 | 0 | 5.0705e-07 | 2.5353e-07 | 0 | 2.5353e-07 | 6.5192e-07 | 0 | 6.5192e-07 | [16 empty] | 7.3.1.3 Ignition probability mapping showing the probability of ignition along the electric lines and equipmentWLDFRAggregatedAggregated | WLDFR | HFTD - Distribution - Tier 3 - 2QU CoRE ¦ 3QU LoRE | Red Flag Warning - Destructive Fires | Aggregated | Aggregated | 2030 | 8.7837e-06 | 0 | 267.1271 | 0.0023464 | 2030 | Mitigation | 0.08575 | 30 | 0 | esc | 0.0012005 | 1.0545e-08 | 0.00060025 | 5.2724e-09 | 0.0015435 | 1.3558e-08
[79 empty] | WLDFR | HFTD - Distribution - Tier 3 - 2QU CoRE ¦ 3QU LoRE | Non-Red Flag Warning - Small Fires | 2044 | 5.3102e-06 | 2.6551e-06 | 6.8274e-06 | 0.095486 | 0.044306 | 0.0019228 | 0.049257 | 0 | 0 | 0 | 0.0044233 |  | 5.0705e-07 | 0 | 5.0705e-07 | 2.5353e-07 | 0 | 2.5353e-07 | 6.5192e-07 | 0 | 6.5192e-07 | [16 empty] | 7.3.1.3 Ignition probability mapping showing the probability of ignition along the electric lines and equipmentWLDFRAggregatedAggregated | WLDFR | HFTD - Distribution - Tier 3 - 2QU CoRE ¦ 3QU LoRE | Red Flag Warning - Destructive Fires | Aggregated | Aggregated | 2031 | 8.7837e-06 | 0 | 267.1271 | 0.0023464 | 2031 | Mitigation | 0.08575 | 30 | 0 | esc | 0.0012005 | 1.0545e-08 | 0.00060025 | 5.2724e-09 | 0.0015435 | 1.3558e-08
[79 empty] | WLDFR | HFTD - Distribution - Tier 3 - 2QU CoRE ¦ 3QU LoRE | Non-Red Flag Warning - Small Fires | 2045 | 5.3102e-06 | 2.6551e-06 | 6.8274e-06 | 0.095486 | 0.044306 | 0.0019228 | 0.049257 | 0 | 0 | 0 | 0.0044233 |  | 5.0705e-07 | 0 | 5.0705e-07 | 2.5353e-07 | 0 | 2.5353e-07 | 6.5192e-07 | 0 | 6.5192e-07 | [16 empty] | 7.3.1.3 Ignition probability mapping showing the probability of ignition along the electric lines and equipmentWLDFRAggregatedAggregated | WLDFR | HFTD - Distribution - Tier 3 - 2QU CoRE ¦ 3QU LoRE | Red Flag Warning - Destructive Fires | Aggregated | Aggregated | 2032 | 8.7837e-06 | 0 | 267.1271 | 0.0023464 | 2032 | Mitigation | 0.08575 | 30 | 0 | esc | 0.0012005 | 1.0545e-08 | 0.00060025 | 5.2724e-09 | 0.0015435 | 1.3558e-08
[79 empty] | WLDFR | HFTD - Distribution - Tier 3 - 2QU CoRE ¦ 3QU LoRE | Non-Red Flag Warning - Small Fires | 2046 | 5.3102e-06 | 2.6551e-06 | 6.8274e-06 | 0.095486 | 0.044306 | 0.0019228 | 0.049257 | 0 | 0 | 0 | 0.0044233 |  | 5.0705e-07 | 0 | 5.0705e-07 | 2.5353e-07 | 0 | 2.5353e-07 | 6.5192e-07 | 0 | 6.5192e-07 | [16 empty] | 7.3.1.3 Ignition probability mapping showing the probability of ignition along the electric lines and equipmentWLDFRAggregatedAggregated | WLDFR | HFTD - Distribution - Tier 3 - 2QU CoRE ¦ 3QU LoRE | Red Flag Warning - Destructive Fires | Aggregated | Aggregated | 2033 | 8.7837e-06 | 0 | 267.1271 | 0.0023464 | 2033 | Mitigation | 0.08575 | 30 | 0 | esc | 0.0012005 | 1.0545e-08 | 0.00060025 | 5.2724e-09 | 0.0015435 | 1.3558e-08
[79 empty] | WLDFR | HFTD - Distribution - Tier 3 - 2QU CoRE ¦ 3QU LoRE | Non-Red Flag Warning - Small Fires | 2047 | 5.3102e-06 | 2.6551e-06 | 6.8274e-06 | 0.095486 | 0.044306 | 0.0019228 | 0.049257 | 0 | 0 | 0 | 0.0044233 |  | 5.0705e-07 | 0 | 5.0705e-07 | 2.5353e-07 | 0 | 2.5353e-07 | 6.5192e-07 | 0 | 6.5192e-07 | [16 empty] | 7.3.1.3 Ignition probability mapping showing the probability of ignition along the electric lines and equipmentWLDFRAggregatedAggregated | WLDFR | HFTD - Distribution - Tier 3 - 2QU CoRE ¦ 3QU LoRE | Red Flag Warning - Destructive Fires | Aggregated | Aggregated | 2034 | 8.7837e-06 | 0 | 267.1271 | 0.0023464 | 2034 | Mitigation | 0.08575 | 30 | 0 | esc | 0.0012005 | 1.0545e-08 | 0.00060025 | 5.2724e-09 | 0.0015435 | 1.3558e-08
[79 empty] | WLDFR | HFTD - Distribution - Tier 3 - 2QU CoRE ¦ 3QU LoRE | Non-Red Flag Warning - Small Fires | 2048 | 5.3102e-06 | 2.6551e-06 | 6.8274e-06 | 0.10007 | 0.04626 | 0.0020076 | 0.051804 | 0 | 0 | 0 | 0.0044233 |  | 5.314e-07 | 0 | 5.314e-07 | 2.657e-07 | 0 | 2.657e-07 | 6.8323e-07 | 0 | 6.8323e-07 | [16 empty] | 7.3.1.3 Ignition probability mapping showing the probability of ignition along the electric lines and equipmentWLDFRAggregatedAggregated | WLDFR | HFTD - Distribution - Tier 3 - 2QU CoRE ¦ 3QU LoRE | Red Flag Warning - Destructive Fires | Aggregated | Aggregated | 2035 | 8.7837e-06 | 0 | 267.1271 | 0.0023464 | 2035 | Mitigation | 0.08575 | 30 | 0 | esc | 0.0012005 | 1.0545e-08 | 0.00060025 | 5.2724e-09 | 0.0015435 | 1.3558e-08
[79 empty] | WLDFR | HFTD - Distribution - Tier 3 - 2QU CoRE ¦ 3QU LoRE | Non-Red Flag Warning - Small Fires | 2049 | 5.3102e-06 | 2.6551e-06 | 6.8274e-06 | 0.10007 | 0.04626 | 0.0020076 | 0.051804 | 0 | 0 | 0 | 0.0044233 |  | 5.314e-07 | 0 | 5.314e-07 | 2.657e-07 | 0 | 2.657e-07 | 6.8323e-07 | 0 | 6.8323e-07 | [16 empty] | 7.3.1.3 Ignition probability mapping showing the probability of ignition along the electric lines and equipmentWLDFRAggregatedAggregated | WLDFR | HFTD - Distribution - Tier 3 - 2QU CoRE ¦ 3QU LoRE | Red Flag Warning - Destructive Fires | Aggregated | Aggregated | 2036 | 8.7837e-06 | 0 | 267.1271 | 0.0023464 | 2036 | Mitigation | 0.08575 | 30 | 0 | esc | 0.0012005 | 1.0545e-08 | 0.00060025 | 5.2724e-09 | 0.0015435 | 1.3558e-08
[79 empty] | WLDFR | HFTD - Distribution - Tier 3 - 2QU CoRE ¦ 3QU LoRE | Non-Red Flag Warning - Small Fires | 2050 | 0 | 2.6551e-06 | 6.8274e-06 | 0.10007 | 0.04626 | 0.0020076 | 0.051804 | 0 | 0 | 0 | 0.0044233 |  | 0 | 0 | 0 | 2.657e-07 | 0 | 2.657e-07 | 6.8323e-07 | 0 | 6.8323e-07 | [16 empty] | 7.3.1.3 Ignition probability mapping showing the probability of ignition along the electric lines and equipmentWLDFRAggregatedAggregated | WLDFR | HFTD - Distribution - Tier 3 - 2QU CoRE ¦ 3QU LoRE | Red Flag Warning - Destructive Fires | Aggregated | Aggregated | 2037 | 8.7837e-06 | 0 | 267.1271 | 0.0023464 | 2037 | Mitigation | 0.08575 | 30 | 0 | esc | 0.0012005 | 1.0545e-08 | 0.00060025 | 5.2724e-09 | 0.0015435 | 1.3558e-08
[79 empty] | WLDFR | HFTD - Distribution - Tier 3 - 2QU CoRE ¦ 3QU LoRE | Non-Red Flag Warning - Small Fires | 2051 | 0 | 0 | 6.8274e-06 | 0.10007 | 0.04626 | 0.0020076 | 0.051804 | 0 | 0 | 0 | 0.0044233 |  | 0 | 0 | 0 | 0 | 0 | 0 | 6.8323e-07 | 0 | 6.8323e-07 | [16 empty] | 7.3.1.3 Ignition probability mapping showing the probability of ignition along the electric lines and equipmentWLDFRAggregatedAggregated | WLDFR | HFTD - Distribution - Tier 3 - 2QU CoRE ¦ 3QU LoRE | Red Flag Warning - Destructive Fires | Aggregated | Aggregated | 2038 | 8.7837e-06 | 0 | 267.1271 | 0.0023464 | 2038 | Mitigation | 0.08575 | 30 | 0 | esc | 0.0012005 | 1.0545e-08 | 0.00060025 | 5.2724e-09 | 0.0015435 | 1.3558e-08
[79 empty] | WLDFR | HFTD - Distribution - Tier 3 - 2QU CoRE ¦ 3QU LoRE | Red Flag Warning - Catastrophic Fires | 2020 | 7.98e-08 | 0 | 0 | 14146.1306 | 222.2294 | 8585.7228 | 5338.1784 | 0 | 0 | 0 | 6.6473e-05 |  | 0.0011289 | 0 | 0.0011289 | 0 | 0 | 0 | 0 | 0 | 0 | [16 empty] | 7.3.1.3 Ignition probability mapping showing the probability of ignition along the electric lines and equipmentWLDFRAggregatedAggregated | WLDFR | HFTD - Distribution - Tier 3 - 2QU CoRE ¦ 3QU LoRE | Red Flag Warning - Destructive Fires | Aggregated | Aggregated | 2039 | 8.7837e-06 | 0 | 267.1271 | 0.0023464 | 2039 | Mitigation | 0.08575 | 30 | 0 | esc | 0.0012005 | 1.0545e-08 | 0.00060025 | 5.2724e-09 | 0.0015435 | 1.3558e-08
[79 empty] | WLDFR | HFTD - Distribution - Tier 3 - 2QU CoRE ¦ 3QU LoRE | Red Flag Warning - Catastrophic Fires | 2021 | 7.98e-08 | 3.99e-08 | 0 | 14146.1306 | 222.2294 | 8585.7228 | 5338.1784 | 0 | 0 | 0 | 6.6473e-05 |  | 0.0011289 | 0 | 0.0011289 | 0.00056443 | 0 | 0.00056443 | 0 | 0 | 0 | [16 empty] | 7.3.1.3 Ignition probability mapping showing the probability of ignition along the electric lines and equipmentWLDFRAggregatedAggregated | WLDFR | HFTD - Distribution - Tier 3 - 2QU CoRE ¦ 3QU LoRE | Red Flag Warning - Destructive Fires | Aggregated | Aggregated | 2040 | 8.7837e-06 | 0 | 267.1271 | 0.0023464 | 2040 | Mitigation | 0.08575 | 30 | 0 | esc | 0.0012005 | 1.0545e-08 | 0.00060025 | 5.2724e-09 | 0.0015435 | 1.3558e-08
[79 empty] | WLDFR | HFTD - Distribution - Tier 3 - 2QU CoRE ¦ 3QU LoRE | Red Flag Warning - Catastrophic Fires | 2022 | 7.98e-08 | 3.99e-08 | 1.026e-07 | 14146.1306 | 222.2294 | 8585.7228 | 5338.1784 | 0 | 0 | 0 | 6.6473e-05 |  | 0.0011289 | 0 | 0.0011289 | 0.00056443 | 0 | 0.00056443 | 0.0014514 | 0 | 0.0014514 | [16 empty] | 7.3.1.3 Ignition probability mapping showing the probability of ignition along the electric lines and equipmentWLDFRAggregatedAggregated | WLDFR | HFTD - Distribution - Tier 3 - 2QU CoRE ¦ 3QU LoRE | Red Flag Warning - Destructive Fires | Aggregated | Aggregated | 2041 | 8.7837e-06 | 0 | 267.1271 | 0.0023464 | 2041 | Mitigation | 0.08575 | 30 | 0 | esc | 0.0012005 | 1.0545e-08 | 0.00060025 | 5.2724e-09 | 0.0015435 | 1.3558e-08
[79 empty] | WLDFR | HFTD - Distribution - Tier 3 - 2QU CoRE ¦ 3QU LoRE | Red Flag Warning - Catastrophic Fires | 2023 | 7.98e-08 | 3.99e-08 | 1.026e-07 | 14664.6376 | 233.2301 | 8896.516 | 5534.8915 | 0 | 0 | 0 | 6.6473e-05 |  | 0.0011702 | 0 | 0.0011702 | 0.00058512 | 0 | 0.00058512 | 0.0015046 | 0 | 0.0015046 | [16 empty] | 7.3.1.3 Ignition probability mapping showing the probability of ignition along the electric lines and equipmentWLDFRAggregatedAggregated | WLDFR | HFTD - Distribution - Tier 3 - 2QU CoRE ¦ 3QU LoRE | Red Flag Warning - Destructive Fires | Aggregated | Aggregated | 2042 | 8.7837e-06 | 0 | 267.1271 | 0.0023464 | 2042 | Mitigation | 0.08575 | 30 | 0 | esc | 0.0012005 | 1.0545e-08 | 0.00060025 | 5.2724e-09 | 0.0015435 | 1.3558e-08
[79 empty] | WLDFR | HFTD - Distribution - Tier 3 - 2QU CoRE ¦ 3QU LoRE | Red Flag Warning - Catastrophic Fires | 2024 | 7.98e-08 | 3.99e-08 | 1.026e-07 | 14664.6376 | 233.2301 | 8896.516 | 5534.8915 | 0 | 0 | 0 | 6.6473e-05 |  | 0.0011702 | 0 | 0.0011702 | 0.00058512 | 0 | 0.00058512 | 0.0015046 | 0 | 0.0015046 | [16 empty] | 7.3.1.3 Ignition probability mapping showing the probability of ignition along the electric lines and equipmentWLDFRAggregatedAggregated | WLDFR | HFTD - Distribution - Tier 3 - 2QU CoRE ¦ 3QU LoRE | Red Flag Warning - Destructive Fires | Aggregated | Aggregated | 2043 | 8.7837e-06 | 0 | 267.1271 | 0.0023464 | 2043 | Mitigation | 0.08575 | 30 | 0 | esc | 0.0012005 | 1.0545e-08 | 0.00060025 | 5.2724e-09 | 0.0015435 | 1.3558e-08
[79 empty] | WLDFR | HFTD - Distribution - Tier 3 - 2QU CoRE ¦ 3QU LoRE | Red Flag Warning - Catastrophic Fires | 2025 | 7.98e-08 | 3.99e-08 | 1.026e-07 | 14664.6376 | 233.2301 | 8896.516 | 5534.8915 | 0 | 0 | 0 | 6.6473e-05 |  | 0.0011702 | 0 | 0.0011702 | 0.00058512 | 0 | 0.00058512 | 0.0015046 | 0 | 0.0015046 | [16 empty] | 7.3.1.3 Ignition probability mapping showing the probability of ignition along the electric lines and equipmentWLDFRAggregatedAggregated | WLDFR | HFTD - Distribution - Tier 3 - 2QU CoRE ¦ 3QU LoRE | Red Flag Warning - Destructive Fires | Aggregated | Aggregated | 2044 | 8.7837e-06 | 0 | 267.1271 | 0.0023464 | 2044 | Mitigation | 0.08575 | 30 | 0 | esc | 0.0012005 | 1.0545e-08 | 0.00060025 | 5.2724e-09 | 0.0015435 | 1.3558e-08
[79 empty] | WLDFR | HFTD - Distribution - Tier 3 - 2QU CoRE ¦ 3QU LoRE | Red Flag Warning - Catastrophic Fires | 2026 | 7.98e-08 | 3.99e-08 | 1.026e-07 | 14664.6376 | 233.2301 | 8896.516 | 5534.8915 | 0 | 0 | 0 | 6.6473e-05 |  | 0.0011702 | 0 | 0.0011702 | 0.00058512 | 0 | 0.00058512 | 0.0015046 | 0 | 0.0015046 | [16 empty] | 7.3.1.3 Ignition probability mapping showing the probability of ignition along the electric lines and equipmentWLDFRAggregatedAggregated | WLDFR | HFTD - Distribution - Tier 3 - 2QU CoRE ¦ 3QU LoRE | Red Flag Warning - Destructive Fires | Aggregated | Aggregated | 2045 | 8.7837e-06 | 0 | 267.1271 | 0.0023464 | 2045 | Mitigation | 0.08575 | 30 | 0 | esc | 0.0012005 | 1.0545e-08 | 0.00060025 | 5.2724e-09 | 0.0015435 | 1.3558e-08
[79 empty] | WLDFR | HFTD - Distribution - Tier 3 - 2QU CoRE ¦ 3QU LoRE | Red Flag Warning - Catastrophic Fires | 2027 | 7.98e-08 | 3.99e-08 | 1.026e-07 | 14664.6376 | 233.2301 | 8896.516 | 5534.8915 | 0 | 0 | 0 | 6.6473e-05 |  | 0.0011702 | 0 | 0.0011702 | 0.00058512 | 0 | 0.00058512 | 0.0015046 | 0 | 0.0015046 | [16 empty] | 7.3.1.3 Ignition probability mapping showing the probability of ignition along the electric lines and equipmentWLDFRAggregatedAggregated | WLDFR | HFTD - Distribution - Tier 3 - 2QU CoRE ¦ 3QU LoRE | Red Flag Warning - Destructive Fires | Aggregated | Aggregated | 2046 | 8.7837e-06 | 0 | 267.1271 | 0.0023464 | 2046 | Mitigation | 0.08575 | 30 | 0 | esc | 0.0012005 | 1.0545e-08 | 0.00060025 | 5.2724e-09 | 0.0015435 | 1.3558e-08
[79 empty] | WLDFR | HFTD - Distribution - Tier 3 - 2QU CoRE ¦ 3QU LoRE | Red Flag Warning - Catastrophic Fires | 2028 | 7.98e-08 | 3.99e-08 | 1.026e-07 | 15317.9909 | 247.273 | 9287.6491 | 5783.0689 | 0 | 0 | 0 | 6.6473e-05 |  | 0.0012224 | 0 | 0.0012224 | 0.00061119 | 0 | 0.00061119 | 0.0015716 | 0 | 0.0015716 | [16 empty] | 7.3.1.3 Ignition probability mapping showing the probability of ignition along the electric lines and equipmentWLDFRAggregatedAggregated | WLDFR | HFTD - Distribution - Tier 3 - 2QU CoRE ¦ 3QU LoRE | Red Flag Warning - Destructive Fires | Aggregated | Aggregated | 2047 | 8.7837e-06 | 0 | 267.1271 | 0.0023464 | 2047 | Mitigation | 0.08575 | 30 | 0 | esc | 0.0012005 | 1.0545e-08 | 0.00060025 | 5.2724e-09 | 0.0015435 | 1.3558e-08
[79 empty] | WLDFR | HFTD - Distribution - Tier 3 - 2QU CoRE ¦ 3QU LoRE | Red Flag Warning - Catastrophic Fires | 2029 | 7.98e-08 | 3.99e-08 | 1.026e-07 | 15317.9909 | 247.273 | 9287.6491 | 5783.0689 | 0 | 0 | 0 | 6.6473e-05 |  | 0.0012224 | 0 | 0.0012224 | 0.00061119 | 0 | 0.00061119 | 0.0015716 | 0 | 0.0015716 | [16 empty] | 7.3.1.3 Ignition probability mapping showing the probability of ignition along the electric lines and equipmentWLDFRAggregatedAggregated | WLDFR | HFTD - Distribution - Tier 3 - 2QU CoRE ¦ 3QU LoRE | Red Flag Warning - Destructive Fires | Aggregated | Aggregated | 2048 | 8.7837e-06 | 0 | 267.1271 | 0.0023464 | 2048 | Mitigation | 0.08575 | 30 | 0 | esc | 0.0012005 | 1.0545e-08 | 0.00060025 | 5.2724e-09 | 0.0015435 | 1.3558e-08
[79 empty] | WLDFR | HFTD - Distribution - Tier 3 - 2QU CoRE ¦ 3QU LoRE | Red Flag Warning - Catastrophic Fires | 2030 | 7.98e-08 | 3.99e-08 | 1.026e-07 | 15317.9909 | 247.273 | 9287.6491 | 5783.0689 | 0 | 0 | 0 | 6.6473e-05 |  | 0.0012224 | 0 | 0.0012224 | 0.00061119 | 0 | 0.00061119 | 0.0015716 | 0 | 0.0015716 | [16 empty] | 7.3.1.3 Ignition probability mapping showing the probability of ignition along the electric lines and equipmentWLDFRAggregatedAggregated | WLDFR | HFTD - Distribution - Tier 3 - 2QU CoRE ¦ 3QU LoRE | Red Flag Warning - Destructive Fires | Aggregated | Aggregated | 2049 | 8.7837e-06 | 0 | 267.1271 | 0.0023464 | 2049 | Mitigation | 0.08575 | 30 | 0 | esc | 0.0012005 | 1.0545e-08 | 0.00060025 | 5.2724e-09 | 0.0015435 | 1.3558e-08
[79 empty] | WLDFR | HFTD - Distribution - Tier 3 - 2QU CoRE ¦ 3QU LoRE | Red Flag Warning - Catastrophic Fires | 2031 | 7.98e-08 | 3.99e-08 | 1.026e-07 | 15317.9909 | 247.273 | 9287.6491 | 5783.0689 | 0 | 0 | 0 | 6.6473e-05 |  | 0.0012224 | 0 | 0.0012224 | 0.00061119 | 0 | 0.00061119 | 0.0015716 | 0 | 0.0015716 | [16 empty] | 7.3.1.3 Ignition probability mapping showing the probability of ignition along the electric lines and equipmentWLDFRAggregatedAggregated | WLDFR | HFTD - Distribution - Tier 3 - 2QU CoRE ¦ 3QU LoRE | Red Flag Warning - Destructive Fires | Aggregated | Aggregated | 2050 | 8.7837e-06 | 0 | 267.1271 | 0.0023464 | 2050 | Mitigation | 0.08575 | 30 | 0 | esc | 0 | 0 | 0.00060025 | 5.2724e-09 | 0.0015435 | 1.3558e-08
[79 empty] | WLDFR | HFTD - Distribution - Tier 3 - 2QU CoRE ¦ 3QU LoRE | Red Flag Warning - Catastrophic Fires | 2032 | 7.98e-08 | 3.99e-08 | 1.026e-07 | 15317.9909 | 247.273 | 9287.6491 | 5783.0689 | 0 | 0 | 0 | 6.6473e-05 |  | 0.0012224 | 0 | 0.0012224 | 0.00061119 | 0 | 0.00061119 | 0.0015716 | 0 | 0.0015716 | [16 empty] | 7.3.1.3 Ignition probability mapping showing the probability of ignition along the electric lines and equipmentWLDFRAggregatedAggregated | WLDFR | HFTD - Distribution - Tier 3 - 2QU CoRE ¦ 3QU LoRE | Red Flag Warning - Destructive Fires | Aggregated | Aggregated | 2051 | 8.7837e-06 | 0 | 267.1271 | 0.0023464 | 2051 | Mitigation | 0.08575 | 30 | 0 | esc | 0 | 0 | 0 | 0 | 0.0015435 | 1.3558e-08
[79 empty] | WLDFR | HFTD - Distribution - Tier 3 - 2QU CoRE ¦ 3QU LoRE | Red Flag Warning - Catastrophic Fires | 2033 | 7.98e-08 | 3.99e-08 | 1.026e-07 | 16044.1264 | 263.1074 | 9721.74 | 6059.2791 | 0 | 0 | 0 | 6.6473e-05 |  | 0.0012803 | 0 | 0.0012803 | 0.00064016 | 0 | 0.00064016 | 0.0016461 | 0 | 0.0016461 | [16 empty] | 7.3.1.3 Ignition probability mapping showing the probability of ignition along the electric lines and equipmentWLDFRAggregatedAggregated | WLDFR | HFTD - Distribution - Tier 3 - 2QU CoRE ¦ 3QU LoRE | Red Flag Warning - Large Fires | Aggregated | Aggregated | 2021 | 5.0925e-05 | 0 | 267.1271 | 0.013603 | 2021 | Mitigation | 0.08575 | 30 | 0 | esc | 0.0012005 | 6.1135e-08 | 0.00060025 | 3.0568e-08 | 0 | 0
[79 empty] | WLDFR | HFTD - Distribution - Tier 3 - 2QU CoRE ¦ 3QU LoRE | Red Flag Warning - Catastrophic Fires | 2034 | 7.98e-08 | 3.99e-08 | 1.026e-07 | 16044.1264 | 263.1074 | 9721.74 | 6059.2791 | 0 | 0 | 0 | 6.6473e-05 |  | 0.0012803 | 0 | 0.0012803 | 0.00064016 | 0 | 0.00064016 | 0.0016461 | 0 | 0.0016461 | [16 empty] | 7.3.1.3 Ignition probability mapping showing the probability of ignition along the electric lines and equipmentWLDFRAggregatedAggregated | WLDFR | HFTD - Distribution - Tier 3 - 2QU CoRE ¦ 3QU LoRE | Red Flag Warning - Large Fires | Aggregated | Aggregated | 2022 | 5.0925e-05 | 0 | 267.1271 | 0.013603 | 2022 | Mitigation | 0.08575 | 30 | 0 | esc | 0.0012005 | 6.1135e-08 | 0.00060025 | 3.0568e-08 | 0.0015435 | 7.8603e-08
[79 empty] | WLDFR | HFTD - Distribution - Tier 3 - 2QU CoRE ¦ 3QU LoRE | Red Flag Warning - Catastrophic Fires | 2035 | 7.98e-08 | 3.99e-08 | 1.026e-07 | 16044.1264 | 263.1074 | 9721.74 | 6059.2791 | 0 | 0 | 0 | 6.6473e-05 |  | 0.0012803 | 0 | 0.0012803 | 0.00064016 | 0 | 0.00064016 | 0.0016461 | 0 | 0.0016461 | [16 empty] | 7.3.1.3 Ignition probability mapping showing the probability of ignition along the electric lines and equipmentWLDFRAggregatedAggregated | WLDFR | HFTD - Distribution - Tier 3 - 2QU CoRE ¦ 3QU LoRE | Red Flag Warning - Large Fires | Aggregated | Aggregated | 2023 | 5.0925e-05 | 0 | 267.1271 | 0.013603 | 2023 | Mitigation | 0.08575 | 30 | 0 | esc | 0.0012005 | 6.1135e-08 | 0.00060025 | 3.0568e-08 | 0.0015435 | 7.8603e-08
[79 empty] | WLDFR | HFTD - Distribution - Tier 3 - 2QU CoRE ¦ 3QU LoRE | Red Flag Warning - Catastrophic Fires | 2036 | 7.98e-08 | 3.99e-08 | 1.026e-07 | 16044.1264 | 263.1074 | 9721.74 | 6059.2791 | 0 | 0 | 0 | 6.6473e-05 |  | 0.0012803 | 0 | 0.0012803 | 0.00064016 | 0 | 0.00064016 | 0.0016461 | 0 | 0.0016461 | [16 empty] | 7.3.1.3 Ignition probability mapping showing the probability of ignition along the electric lines and equipmentWLDFRAggregatedAggregated | WLDFR | HFTD - Distribution - Tier 3 - 2QU CoRE ¦ 3QU LoRE | Red Flag Warning - Large Fires | Aggregated | Aggregated | 2024 | 5.0925e-05 | 0 | 267.1271 | 0.013603 | 2024 | Mitigation | 0.08575 | 30 | 0 | esc | 0.0012005 | 6.1135e-08 | 0.00060025 | 3.0568e-08 | 0.0015435 | 7.8603e-08
[79 empty] | WLDFR | HFTD - Distribution - Tier 3 - 2QU CoRE ¦ 3QU LoRE | Red Flag Warning - Catastrophic Fires | 2037 | 7.98e-08 | 3.99e-08 | 1.026e-07 | 16044.1264 | 263.1074 | 9721.74 | 6059.2791 | 0 | 0 | 0 | 6.6473e-05 |  | 0.0012803 | 0 | 0.0012803 | 0.00064016 | 0 | 0.00064016 | 0.0016461 | 0 | 0.0016461 | [16 empty] | 7.3.1.3 Ignition probability mapping showing the probability of ignition along the electric lines and equipmentWLDFRAggregatedAggregated | WLDFR | HFTD - Distribution - Tier 3 - 2QU CoRE ¦ 3QU LoRE | Red Flag Warning - Large Fires | Aggregated | Aggregated | 2025 | 5.0925e-05 | 0 | 267.1271 | 0.013603 | 2025 | Mitigation | 0.08575 | 30 | 0 | esc | 0.0012005 | 6.1135e-08 | 0.00060025 | 3.0568e-08 | 0.0015435 | 7.8603e-08
[79 empty] | WLDFR | HFTD - Distribution - Tier 3 - 2QU CoRE ¦ 3QU LoRE | Red Flag Warning - Catastrophic Fires | 2038 | 7.98e-08 | 3.99e-08 | 1.026e-07 | 16832.3912 | 280.5544 | 10192.2718 | 6359.5651 | 0 | 0 | 0 | 6.6473e-05 |  | 0.0013432 | 0 | 0.0013432 | 0.00067162 | 0 | 0.00067162 | 0.001727 | 0 | 0.001727 | [16 empty] | 7.3.1.3 Ignition probability mapping showing the probability of ignition along the electric lines and equipmentWLDFRAggregatedAggregated | WLDFR | HFTD - Distribution - Tier 3 - 2QU CoRE ¦ 3QU LoRE | Red Flag Warning - Large Fires | Aggregated | Aggregated | 2026 | 5.0925e-05 | 0 | 267.1271 | 0.013603 | 2026 | Mitigation | 0.08575 | 30 | 0 | esc | 0.0012005 | 6.1135e-08 | 0.00060025 | 3.0568e-08 | 0.0015435 | 7.8603e-08
[79 empty] | WLDFR | HFTD - Distribution - Tier 3 - 2QU CoRE ¦ 3QU LoRE | Red Flag Warning - Catastrophic Fires | 2039 | 7.98e-08 | 3.99e-08 | 1.026e-07 | 16832.3912 | 280.5544 | 10192.2718 | 6359.5651 | 0 | 0 | 0 | 6.6473e-05 |  | 0.0013432 | 0 | 0.0013432 | 0.00067162 | 0 | 0.00067162 | 0.001727 | 0 | 0.001727 | [16 empty] | 7.3.1.3 Ignition probability mapping showing the probability of ignition along the electric lines and equipmentWLDFRAggregatedAggregated | WLDFR | HFTD - Distribution - Tier 3 - 2QU CoRE ¦ 3QU LoRE | Red Flag Warning - Large Fires | Aggregated | Aggregated | 2027 | 5.0925e-05 | 0 | 267.1271 | 0.013603 | 2027 | Mitigation | 0.08575 | 30 | 0 | esc | 0.0012005 | 6.1135e-08 | 0.00060025 | 3.0568e-08 | 0.0015435 | 7.8603e-08
[79 empty] | WLDFR | HFTD - Distribution - Tier 3 - 2QU CoRE ¦ 3QU LoRE | Red Flag Warning - Catastrophic Fires | 2040 | 7.98e-08 | 3.99e-08 | 1.026e-07 | 16832.3912 | 280.5544 | 10192.2718 | 6359.5651 | 0 | 0 | 0 | 6.6473e-05 |  | 0.0013432 | 0 | 0.0013432 | 0.00067162 | 0 | 0.00067162 | 0.001727 | 0 | 0.001727 | [16 empty] | 7.3.1.3 Ignition probability mapping showing the probability of ignition along the electric lines and equipmentWLDFRAggregatedAggregated | WLDFR | HFTD - Distribution - Tier 3 - 2QU CoRE ¦ 3QU LoRE | Red Flag Warning - Large Fires | Aggregated | Aggregated | 2028 | 5.0925e-05 | 0 | 267.1271 | 0.013603 | 2028 | Mitigation | 0.08575 | 30 | 0 | esc | 0.0012005 | 6.1135e-08 | 0.00060025 | 3.0568e-08 | 0.0015435 | 7.8603e-08
[79 empty] | WLDFR | HFTD - Distribution - Tier 3 - 2QU CoRE ¦ 3QU LoRE | Red Flag Warning - Catastrophic Fires | 2041 | 7.98e-08 | 3.99e-08 | 1.026e-07 | 16832.3912 | 280.5544 | 10192.2718 | 6359.5651 | 0 | 0 | 0 | 6.6473e-05 |  | 0.0013432 | 0 | 0.0013432 | 0.00067162 | 0 | 0.00067162 | 0.001727 | 0 | 0.001727 | [16 empty] | 7.3.1.3 Ignition probability mapping showing the probability of ignition along the electric lines and equipmentWLDFRAggregatedAggregated | WLDFR | HFTD - Distribution - Tier 3 - 2QU CoRE ¦ 3QU LoRE | Red Flag Warning - Large Fires | Aggregated | Aggregated | 2029 | 5.0925e-05 | 0 | 267.1271 | 0.013603 | 2029 | Mitigation | 0.08575 | 30 | 0 | esc | 0.0012005 | 6.1135e-08 | 0.00060025 | 3.0568e-08 | 0.0015435 | 7.8603e-08
[79 empty] | WLDFR | HFTD - Distribution - Tier 3 - 2QU CoRE ¦ 3QU LoRE | Red Flag Warning - Catastrophic Fires | 2042 | 7.98e-08 | 3.99e-08 | 1.026e-07 | 16832.3912 | 280.5544 | 10192.2718 | 6359.5651 | 0 | 0 | 0 | 6.6473e-05 |  | 0.0013432 | 0 | 0.0013432 | 0.00067162 | 0 | 0.00067162 | 0.001727 | 0 | 0.001727 | [16 empty] | 7.3.1.3 Ignition probability mapping showing the probability of ignition along the electric lines and equipmentWLDFRAggregatedAggregated | WLDFR | HFTD - Distribution - Tier 3 - 2QU CoRE ¦ 3QU LoRE | Red Flag Warning - Large Fires | Aggregated | Aggregated | 2030 | 5.0925e-05 | 0 | 267.1271 | 0.013603 | 2030 | Mitigation | 0.08575 | 30 | 0 | esc | 0.0012005 | 6.1135e-08 | 0.00060025 | 3.0568e-08 | 0.0015435 | 7.8603e-08
[79 empty] | WLDFR | HFTD - Distribution - Tier 3 - 2QU CoRE ¦ 3QU LoRE | Red Flag Warning - Catastrophic Fires | 2043 | 7.98e-08 | 3.99e-08 | 1.026e-07 | 17672.0852 | 299.42 | 10692.7362 | 6679.929 | 0 | 0 | 0 | 6.6473e-05 |  | 0.0014102 | 0 | 0.0014102 | 0.00070512 | 0 | 0.00070512 | 0.0018132 | 0 | 0.0018132 | [16 empty] | 7.3.1.3 Ignition probability mapping showing the probability of ignition along the electric lines and equipmentWLDFRAggregatedAggregated | WLDFR | HFTD - Distribution - Tier 3 - 2QU CoRE ¦ 3QU LoRE | Red Flag Warning - Large Fires | Aggregated | Aggregated | 2031 | 5.0925e-05 | 0 | 267.1271 | 0.013603 | 2031 | Mitigation | 0.08575 | 30 | 0 | esc | 0.0012005 | 6.1135e-08 | 0.00060025 | 3.0568e-08 | 0.0015435 | 7.8603e-08
[79 empty] | WLDFR | HFTD - Distribution - Tier 3 - 2QU CoRE ¦ 3QU LoRE | Red Flag Warning - Catastrophic Fires | 2044 | 7.98e-08 | 3.99e-08 | 1.026e-07 | 17672.0852 | 299.42 | 10692.7362 | 6679.929 | 0 | 0 | 0 | 6.6473e-05 |  | 0.0014102 | 0 | 0.0014102 | 0.00070512 | 0 | 0.00070512 | 0.0018132 | 0 | 0.0018132 | [16 empty] | 7.3.1.3 Ignition probability mapping showing the probability of ignition along the electric lines and equipmentWLDFRAggregatedAggregated | WLDFR | HFTD - Distribution - Tier 3 - 2QU CoRE ¦ 3QU LoRE | Red Flag Warning - Large Fires | Aggregated | Aggregated | 2032 | 5.0925e-05 | 0 | 267.1271 | 0.013603 | 2032 | Mitigation | 0.08575 | 30 | 0 | esc | 0.0012005 | 6.1135e-08 | 0.00060025 | 3.0568e-08 | 0.0015435 | 7.8603e-08
[79 empty] | WLDFR | HFTD - Distribution - Tier 3 - 2QU CoRE ¦ 3QU LoRE | Red Flag Warning - Catastrophic Fires | 2045 | 7.98e-08 | 3.99e-08 | 1.026e-07 | 17672.0852 | 299.42 | 10692.7362 | 6679.929 | 0 | 0 | 0 | 6.6473e-05 |  | 0.0014102 | 0 | 0.0014102 | 0.00070512 | 0 | 0.00070512 | 0.0018132 | 0 | 0.0018132 | [16 empty] | 7.3.1.3 Ignition probability mapping showing the probability of ignition along the electric lines and equipmentWLDFRAggregatedAggregated | WLDFR | HFTD - Distribution - Tier 3 - 2QU CoRE ¦ 3QU LoRE | Red Flag Warning - Large Fires | Aggregated | Aggregated | 2033 | 5.0925e-05 | 0 | 267.1271 | 0.013603 | 2033 | Mitigation | 0.08575 | 30 | 0 | esc | 0.0012005 | 6.1135e-08 | 0.00060025 | 3.0568e-08 | 0.0015435 | 7.8603e-08
[79 empty] | WLDFR | HFTD - Distribution - Tier 3 - 2QU CoRE ¦ 3QU LoRE | Red Flag Warning - Catastrophic Fires | 2046 | 7.98e-08 | 3.99e-08 | 1.026e-07 | 17672.0852 | 299.42 | 10692.7362 | 6679.929 | 0 | 0 | 0 | 6.6473e-05 |  | 0.0014102 | 0 | 0.0014102 | 0.00070512 | 0 | 0.00070512 | 0.0018132 | 0 | 0.0018132 | [16 empty] | 7.3.1.3 Ignition probability mapping showing the probability of ignition along the electric lines and equipmentWLDFRAggregatedAggregated | WLDFR | HFTD - Distribution - Tier 3 - 2QU CoRE ¦ 3QU LoRE | Red Flag Warning - Large Fires | Aggregated | Aggregated | 2034 | 5.0925e-05 | 0 | 267.1271 | 0.013603 | 2034 | Mitigation | 0.08575 | 30 | 0 | esc | 0.0012005 | 6.1135e-08 | 0.00060025 | 3.0568e-08 | 0.0015435 | 7.8603e-08
[79 empty] | WLDFR | HFTD - Distribution - Tier 3 - 2QU CoRE ¦ 3QU LoRE | Red Flag Warning - Catastrophic Fires | 2047 | 7.98e-08 | 3.99e-08 | 1.026e-07 | 17672.0852 | 299.42 | 10692.7362 | 6679.929 | 0 | 0 | 0 | 6.6473e-05 |  | 0.0014102 | 0 | 0.0014102 | 0.00070512 | 0 | 0.00070512 | 0.0018132 | 0 | 0.0018132 | [16 empty] | 7.3.1.3 Ignition probability mapping showing the probability of ignition along the electric lines and equipmentWLDFRAggregatedAggregated | WLDFR | HFTD - Distribution - Tier 3 - 2QU CoRE ¦ 3QU LoRE | Red Flag Warning - Large Fires | Aggregated | Aggregated | 2035 | 5.0925e-05 | 0 | 267.1271 | 0.013603 | 2035 | Mitigation | 0.08575 | 30 | 0 | esc | 0.0012005 | 6.1135e-08 | 0.00060025 | 3.0568e-08 | 0.0015435 | 7.8603e-08
[79 empty] | WLDFR | HFTD - Distribution - Tier 3 - 2QU CoRE ¦ 3QU LoRE | Red Flag Warning - Catastrophic Fires | 2048 | 7.98e-08 | 3.99e-08 | 1.026e-07 | 18552.3348 | 319.4911 | 11216.5626 | 7016.281 | 0 | 0 | 0 | 6.6473e-05 |  | 0.0014805 | 0 | 0.0014805 | 0.00074024 | 0 | 0.00074024 | 0.0019035 | 0 | 0.0019035 | [16 empty] | 7.3.1.3 Ignition probability mapping showing the probability of ignition along the electric lines and equipmentWLDFRAggregatedAggregated | WLDFR | HFTD - Distribution - Tier 3 - 2QU CoRE ¦ 3QU LoRE | Red Flag Warning - Large Fires | Aggregated | Aggregated | 2036 | 5.0925e-05 | 0 | 267.1271 | 0.013603 | 2036 | Mitigation | 0.08575 | 30 | 0 | esc | 0.0012005 | 6.1135e-08 | 0.00060025 | 3.0568e-08 | 0.0015435 | 7.8603e-08
[79 empty] | WLDFR | HFTD - Distribution - Tier 3 - 2QU CoRE ¦ 3QU LoRE | Red Flag Warning - Catastrophic Fires | 2049 | 7.98e-08 | 3.99e-08 | 1.026e-07 | 18552.3348 | 319.4911 | 11216.5626 | 7016.281 | 0 | 0 | 0 | 6.6473e-05 |  | 0.0014805 | 0 | 0.0014805 | 0.00074024 | 0 | 0.00074024 | 0.0019035 | 0 | 0.0019035 | [16 empty] | 7.3.1.3 Ignition probability mapping showing the probability of ignition along the electric lines and equipmentWLDFRAggregatedAggregated | WLDFR | HFTD - Distribution - Tier 3 - 2QU CoRE ¦ 3QU LoRE | Red Flag Warning - Large Fires | Aggregated | Aggregated | 2037 | 5.0925e-05 | 0 | 267.1271 | 0.013603 | 2037 | Mitigation | 0.08575 | 30 | 0 | esc | 0.0012005 | 6.1135e-08 | 0.00060025 | 3.0568e-08 | 0.0015435 | 7.8603e-08
[79 empty] | WLDFR | HFTD - Distribution - Tier 3 - 2QU CoRE ¦ 3QU LoRE | Red Flag Warning - Catastrophic Fires | 2050 | 0 | 3.99e-08 | 1.026e-07 | 18552.3348 | 319.4911 | 11216.5626 | 7016.281 | 0 | 0 | 0 | 6.6473e-05 |  | 0 | 0 | 0 | 0.00074024 | 0 | 0.00074024 | 0.0019035 | 0 | 0.0019035 | [16 empty] | 7.3.1.3 Ignition probability mapping showing the probability of ignition along the electric lines and equipmentWLDFRAggregatedAggregated | WLDFR | HFTD - Distribution - Tier 3 - 2QU CoRE ¦ 3QU LoRE | Red Flag Warning - Large Fires | Aggregated | Aggregated | 2038 | 5.0925e-05 | 0 | 267.1271 | 0.013603 | 2038 | Mitigation | 0.08575 | 30 | 0 | esc | 0.0012005 | 6.1135e-08 | 0.00060025 | 3.0568e-08 | 0.0015435 | 7.8603e-08
[79 empty] | WLDFR | HFTD - Distribution - Tier 3 - 2QU CoRE ¦ 3QU LoRE | Red Flag Warning - Catastrophic Fires | 2051 | 0 | 0 | 1.026e-07 | 18552.3348 | 319.4911 | 11216.5626 | 7016.281 | 0 | 0 | 0 | 6.6473e-05 |  | 0 | 0 | 0 | 0 | 0 | 0 | 0.0019035 | 0 | 0.0019035 | [16 empty] | 7.3.1.3 Ignition probability mapping showing the probability of ignition along the electric lines and equipmentWLDFRAggregatedAggregated | WLDFR | HFTD - Distribution - Tier 3 - 2QU CoRE ¦ 3QU LoRE | Red Flag Warning - Large Fires | Aggregated | Aggregated | 2039 | 5.0925e-05 | 0 | 267.1271 | 0.013603 | 2039 | Mitigation | 0.08575 | 30 | 0 | esc | 0.0012005 | 6.1135e-08 | 0.00060025 | 3.0568e-08 | 0.0015435 | 7.8603e-08
[79 empty] | WLDFR | HFTD - Distribution - Tier 3 - 2QU CoRE ¦ 3QU LoRE | Red Flag Warning - Destructive Fires | 2020 | 1.0545e-08 | 0 | 0 | 8807.9522 | 222.2294 | 8585.7228 | 0 | 0 | 0 | 0 | 8.7837e-06 |  | 9.2878e-05 | 0 | 9.2878e-05 | 0 | 0 | 0 | 0 | 0 | 0 | [16 empty] | 7.3.1.3 Ignition probability mapping showing the probability of ignition along the electric lines and equipmentWLDFRAggregatedAggregated | WLDFR | HFTD - Distribution - Tier 3 - 2QU CoRE ¦ 3QU LoRE | Red Flag Warning - Large Fires | Aggregated | Aggregated | 2040 | 5.0925e-05 | 0 | 267.1271 | 0.013603 | 2040 | Mitigation | 0.08575 | 30 | 0 | esc | 0.0012005 | 6.1135e-08 | 0.00060025 | 3.0568e-08 | 0.0015435 | 7.8603e-08
[79 empty] | WLDFR | HFTD - Distribution - Tier 3 - 2QU CoRE ¦ 3QU LoRE | Red Flag Warning - Destructive Fires | 2021 | 1.0545e-08 | 5.2724e-09 | 0 | 8807.9522 | 222.2294 | 8585.7228 | 0 | 0 | 0 | 0 | 8.7837e-06 |  | 9.2878e-05 | 0 | 9.2878e-05 | 4.6439e-05 | 0 | 4.6439e-05 | 0 | 0 | 0 | [16 empty] | 7.3.1.3 Ignition probability mapping showing the probability of ignition along the electric lines and equipmentWLDFRAggregatedAggregated | WLDFR | HFTD - Distribution - Tier 3 - 2QU CoRE ¦ 3QU LoRE | Red Flag Warning - Large Fires | Aggregated | Aggregated | 2041 | 5.0925e-05 | 0 | 267.1271 | 0.013603 | 2041 | Mitigation | 0.08575 | 30 | 0 | esc | 0.0012005 | 6.1135e-08 | 0.00060025 | 3.0568e-08 | 0.0015435 | 7.8603e-08
[79 empty] | WLDFR | HFTD - Distribution - Tier 3 - 2QU CoRE ¦ 3QU LoRE | Red Flag Warning - Destructive Fires | 2022 | 1.0545e-08 | 5.2724e-09 | 1.3558e-08 | 8807.9522 | 222.2294 | 8585.7228 | 0 | 0 | 0 | 0 | 8.7837e-06 |  | 9.2878e-05 | 0 | 9.2878e-05 | 4.6439e-05 | 0 | 4.6439e-05 | 0.00011941 | 0 | 0.00011941 | [16 empty] | 7.3.1.3 Ignition probability mapping showing the probability of ignition along the electric lines and equipmentWLDFRAggregatedAggregated | WLDFR | HFTD - Distribution - Tier 3 - 2QU CoRE ¦ 3QU LoRE | Red Flag Warning - Large Fires | Aggregated | Aggregated | 2042 | 5.0925e-05 | 0 | 267.1271 | 0.013603 | 2042 | Mitigation | 0.08575 | 30 | 0 | esc | 0.0012005 | 6.1135e-08 | 0.00060025 | 3.0568e-08 | 0.0015435 | 7.8603e-08
[79 empty] | WLDFR | HFTD - Distribution - Tier 3 - 2QU CoRE ¦ 3QU LoRE | Red Flag Warning - Destructive Fires | 2023 | 1.0545e-08 | 5.2724e-09 | 1.3558e-08 | 9129.7461 | 233.2301 | 8896.516 | 0 | 0 | 0 | 0 | 8.7837e-06 |  | 9.6271e-05 | 0 | 9.6271e-05 | 4.8136e-05 | 0 | 4.8136e-05 | 0.00012378 | 0 | 0.00012378 | [16 empty] | 7.3.1.3 Ignition probability mapping showing the probability of ignition along the electric lines and equipmentWLDFRAggregatedAggregated | WLDFR | HFTD - Distribution - Tier 3 - 2QU CoRE ¦ 3QU LoRE | Red Flag Warning - Large Fires | Aggregated | Aggregated | 2043 | 5.0925e-05 | 0 | 267.1271 | 0.013603 | 2043 | Mitigation | 0.08575 | 30 | 0 | esc | 0.0012005 | 6.1135e-08 | 0.00060025 | 3.0568e-08 | 0.0015435 | 7.8603e-08
[79 empty] | WLDFR | HFTD - Distribution - Tier 3 - 2QU CoRE ¦ 3QU LoRE | Red Flag Warning - Destructive Fires | 2024 | 1.0545e-08 | 5.2724e-09 | 1.3558e-08 | 9129.7461 | 233.2301 | 8896.516 | 0 | 0 | 0 | 0 | 8.7837e-06 |  | 9.6271e-05 | 0 | 9.6271e-05 | 4.8136e-05 | 0 | 4.8136e-05 | 0.00012378 | 0 | 0.00012378 | [16 empty] | 7.3.1.3 Ignition probability mapping showing the probability of ignition along the electric lines and equipmentWLDFRAggregatedAggregated | WLDFR | HFTD - Distribution - Tier 3 - 2QU CoRE ¦ 3QU LoRE | Red Flag Warning - Large Fires | Aggregated | Aggregated | 2044 | 5.0925e-05 | 0 | 267.1271 | 0.013603 | 2044 | Mitigation | 0.08575 | 30 | 0 | esc | 0.0012005 | 6.1135e-08 | 0.00060025 | 3.0568e-08 | 0.0015435 | 7.8603e-08
[79 empty] | WLDFR | HFTD - Distribution - Tier 3 - 2QU CoRE ¦ 3QU LoRE | Red Flag Warning - Destructive Fires | 2025 | 1.0545e-08 | 5.2724e-09 | 1.3558e-08 | 9129.7461 | 233.2301 | 8896.516 | 0 | 0 | 0 | 0 | 8.7837e-06 |  | 9.6271e-05 | 0 | 9.6271e-05 | 4.8136e-05 | 0 | 4.8136e-05 | 0.00012378 | 0 | 0.00012378 | [16 empty] | 7.3.1.3 Ignition probability mapping showing the probability of ignition along the electric lines and equipmentWLDFRAggregatedAggregated | WLDFR | HFTD - Distribution - Tier 3 - 2QU CoRE ¦ 3QU LoRE | Red Flag Warning - Large Fires | Aggregated | Aggregated | 2045 | 5.0925e-05 | 0 | 267.1271 | 0.013603 | 2045 | Mitigation | 0.08575 | 30 | 0 | esc | 0.0012005 | 6.1135e-08 | 0.00060025 | 3.0568e-08 | 0.0015435 | 7.8603e-08
[79 empty] | WLDFR | HFTD - Distribution - Tier 3 - 2QU CoRE ¦ 3QU LoRE | Red Flag Warning - Destructive Fires | 2026 | 1.0545e-08 | 5.2724e-09 | 1.3558e-08 | 9129.7461 | 233.2301 | 8896.516 | 0 | 0 | 0 | 0 | 8.7837e-06 |  | 9.6271e-05 | 0 | 9.6271e-05 | 4.8136e-05 | 0 | 4.8136e-05 | 0.00012378 | 0 | 0.00012378 | [16 empty] | 7.3.1.3 Ignition probability mapping showing the probability of ignition along the electric lines and equipmentWLDFRAggregatedAggregated | WLDFR | HFTD - Distribution - Tier 3 - 2QU CoRE ¦ 3QU LoRE | Red Flag Warning - Large Fires | Aggregated | Aggregated | 2046 | 5.0925e-05 | 0 | 267.1271 | 0.013603 | 2046 | Mitigation | 0.08575 | 30 | 0 | esc | 0.0012005 | 6.1135e-08 | 0.00060025 | 3.0568e-08 | 0.0015435 | 7.8603e-08
[79 empty] | WLDFR | HFTD - Distribution - Tier 3 - 2QU CoRE ¦ 3QU LoRE | Red Flag Warning - Destructive Fires | 2027 | 1.0545e-08 | 5.2724e-09 | 1.3558e-08 | 9129.7461 | 233.2301 | 8896.516 | 0 | 0 | 0 | 0 | 8.7837e-06 |  | 9.6271e-05 | 0 | 9.6271e-05 | 4.8136e-05 | 0 | 4.8136e-05 | 0.00012378 | 0 | 0.00012378 | [16 empty] | 7.3.1.3 Ignition probability mapping showing the probability of ignition along the electric lines and equipmentWLDFRAggregatedAggregated | WLDFR | HFTD - Distribution - Tier 3 - 2QU CoRE ¦ 3QU LoRE | Red Flag Warning - Large Fires | Aggregated | Aggregated | 2047 | 5.0925e-05 | 0 | 267.1271 | 0.013603 | 2047 | Mitigation | 0.08575 | 30 | 0 | esc | 0.0012005 | 6.1135e-08 | 0.00060025 | 3.0568e-08 | 0.0015435 | 7.8603e-08
[79 empty] | WLDFR | HFTD - Distribution - Tier 3 - 2QU CoRE ¦ 3QU LoRE | Red Flag Warning - Destructive Fires | 2028 | 1.0545e-08 | 5.2724e-09 | 1.3558e-08 | 9534.9221 | 247.273 | 9287.6491 | 0 | 0 | 0 | 0 | 8.7837e-06 |  | 0.00010054 | 0 | 0.00010054 | 5.0272e-05 | 0 | 5.0272e-05 | 0.00012927 | 0 | 0.00012927 | [16 empty] | 7.3.1.3 Ignition probability mapping showing the probability of ignition along the electric lines and equipmentWLDFRAggregatedAggregated | WLDFR | HFTD - Distribution - Tier 3 - 2QU CoRE ¦ 3QU LoRE | Red Flag Warning - Large Fires | Aggregated | Aggregated | 2048 | 5.0925e-05 | 0 | 267.1271 | 0.013603 | 2048 | Mitigation | 0.08575 | 30 | 0 | esc | 0.0012005 | 6.1135e-08 | 0.00060025 | 3.0568e-08 | 0.0015435 | 7.8603e-08
[79 empty] | WLDFR | HFTD - Distribution - Tier 3 - 2QU CoRE ¦ 3QU LoRE | Red Flag Warning - Destructive Fires | 2029 | 1.0545e-08 | 5.2724e-09 | 1.3558e-08 | 9534.9221 | 247.273 | 9287.6491 | 0 | 0 | 0 | 0 | 8.7837e-06 |  | 0.00010054 | 0 | 0.00010054 | 5.0272e-05 | 0 | 5.0272e-05 | 0.00012927 | 0 | 0.00012927 | [16 empty] | 7.3.1.3 Ignition probability mapping showing the probability of ignition along the electric lines and equipmentWLDFRAggregatedAggregated | WLDFR | HFTD - Distribution - Tier 3 - 2QU CoRE ¦ 3QU LoRE | Red Flag Warning - Large Fires | Aggregated | Aggregated | 2049 | 5.0925e-05 | 0 | 267.1271 | 0.013603 | 2049 | Mitigation | 0.08575 | 30 | 0 | esc | 0.0012005 | 6.1135e-08 | 0.00060025 | 3.0568e-08 | 0.0015435 | 7.8603e-08
[79 empty] | WLDFR | HFTD - Distribution - Tier 3 - 2QU CoRE ¦ 3QU LoRE | Red Flag Warning - Destructive Fires | 2030 | 1.0545e-08 | 5.2724e-09 | 1.3558e-08 | 9534.9221 | 247.273 | 9287.6491 | 0 | 0 | 0 | 0 | 8.7837e-06 |  | 0.00010054 | 0 | 0.00010054 | 5.0272e-05 | 0 | 5.0272e-05 | 0.00012927 | 0 | 0.00012927 | [16 empty] | 7.3.1.3 Ignition probability mapping showing the probability of ignition along the electric lines and equipmentWLDFRAggregatedAggregated | WLDFR | HFTD - Distribution - Tier 3 - 2QU CoRE ¦ 3QU LoRE | Red Flag Warning - Large Fires | Aggregated | Aggregated | 2050 | 5.0925e-05 | 0 | 267.1271 | 0.013603 | 2050 | Mitigation | 0.08575 | 30 | 0 | esc | 0 | 0 | 0.00060025 | 3.0568e-08 | 0.0015435 | 7.8603e-08
[79 empty] | WLDFR | HFTD - Distribution - Tier 3 - 2QU CoRE ¦ 3QU LoRE | Red Flag Warning - Destructive Fires | 2031 | 1.0545e-08 | 5.2724e-09 | 1.3558e-08 | 9534.9221 | 247.273 | 9287.6491 | 0 | 0 | 0 | 0 | 8.7837e-06 |  | 0.00010054 | 0 | 0.00010054 | 5.0272e-05 | 0 | 5.0272e-05 | 0.00012927 | 0 | 0.00012927 | [16 empty] | 7.3.1.3 Ignition probability mapping showing the probability of ignition along the electric lines and equipmentWLDFRAggregatedAggregated | WLDFR | HFTD - Distribution - Tier 3 - 2QU CoRE ¦ 3QU LoRE | Red Flag Warning - Large Fires | Aggregated | Aggregated | 2051 | 5.0925e-05 | 0 | 267.1271 | 0.013603 | 2051 | Mitigation | 0.08575 | 30 | 0 | esc | 0 | 0 | 0 | 0 | 0.0015435 | 7.8603e-08
[79 empty] | WLDFR | HFTD - Distribution - Tier 3 - 2QU CoRE ¦ 3QU LoRE | Red Flag Warning - Destructive Fires | 2032 | 1.0545e-08 | 5.2724e-09 | 1.3558e-08 | 9534.9221 | 247.273 | 9287.6491 | 0 | 0 | 0 | 0 | 8.7837e-06 |  | 0.00010054 | 0 | 0.00010054 | 5.0272e-05 | 0 | 5.0272e-05 | 0.00012927 | 0 | 0.00012927 | [16 empty] | 7.3.1.3 Ignition probability mapping showing the probability of ignition along the electric lines and equipmentWLDFRAggregatedAggregated | WLDFR | HFTD - Distribution - Tier 3 - 2QU CoRE ¦ 3QU LoRE | Red Flag Warning - Small Fires | Aggregated | Aggregated | 2021 | 0.00064932 | 0 | 267.1271 | 0.17345 | 2021 | Mitigation | 0.08575 | 30 | 0 | esc | 0.0012005 | 7.7951e-07 | 0.00060025 | 3.8975e-07 | 0 | 0
[79 empty] | WLDFR | HFTD - Distribution - Tier 3 - 2QU CoRE ¦ 3QU LoRE | Red Flag Warning - Destructive Fires | 2033 | 1.0545e-08 | 5.2724e-09 | 1.3558e-08 | 9984.8474 | 263.1074 | 9721.74 | 0 | 0 | 0 | 0 | 8.7837e-06 |  | 0.00010529 | 0 | 0.00010529 | 5.2644e-05 | 0 | 5.2644e-05 | 0.00013537 | 0 | 0.00013537 | [16 empty] | 7.3.1.3 Ignition probability mapping showing the probability of ignition along the electric lines and equipmentWLDFRAggregatedAggregated | WLDFR | HFTD - Distribution - Tier 3 - 2QU CoRE ¦ 3QU LoRE | Red Flag Warning - Small Fires | Aggregated | Aggregated | 2022 | 0.00064932 | 0 | 267.1271 | 0.17345 | 2022 | Mitigation | 0.08575 | 30 | 0 | esc | 0.0012005 | 7.7951e-07 | 0.00060025 | 3.8975e-07 | 0.0015435 | 1.0022e-06
[79 empty] | WLDFR | HFTD - Distribution - Tier 3 - 2QU CoRE ¦ 3QU LoRE | Red Flag Warning - Destructive Fires | 2034 | 1.0545e-08 | 5.2724e-09 | 1.3558e-08 | 9984.8474 | 263.1074 | 9721.74 | 0 | 0 | 0 | 0 | 8.7837e-06 |  | 0.00010529 | 0 | 0.00010529 | 5.2644e-05 | 0 | 5.2644e-05 | 0.00013537 | 0 | 0.00013537 | [16 empty] | 7.3.1.3 Ignition probability mapping showing the probability of ignition along the electric lines and equipmentWLDFRAggregatedAggregated | WLDFR | HFTD - Distribution - Tier 3 - 2QU CoRE ¦ 3QU LoRE | Red Flag Warning - Small Fires | Aggregated | Aggregated | 2023 | 0.00064932 | 0 | 267.1271 | 0.17345 | 2023 | Mitigation | 0.08575 | 30 | 0 | esc | 0.0012005 | 7.7951e-07 | 0.00060025 | 3.8975e-07 | 0.0015435 | 1.0022e-06
[79 empty] | WLDFR | HFTD - Distribution - Tier 3 - 2QU CoRE ¦ 3QU LoRE | Red Flag Warning - Destructive Fires | 2035 | 1.0545e-08 | 5.2724e-09 | 1.3558e-08 | 9984.8474 | 263.1074 | 9721.74 | 0 | 0 | 0 | 0 | 8.7837e-06 |  | 0.00010529 | 0 | 0.00010529 | 5.2644e-05 | 0 | 5.2644e-05 | 0.00013537 | 0 | 0.00013537 | [16 empty] | 7.3.1.3 Ignition probability mapping showing the probability of ignition along the electric lines and equipmentWLDFRAggregatedAggregated | WLDFR | HFTD - Distribution - Tier 3 - 2QU CoRE ¦ 3QU LoRE | Red Flag Warning - Small Fires | Aggregated | Aggregated | 2024 | 0.00064932 | 0 | 267.1271 | 0.17345 | 2024 | Mitigation | 0.08575 | 30 | 0 | esc | 0.0012005 | 7.7951e-07 | 0.00060025 | 3.8975e-07 | 0.0015435 | 1.0022e-06
[79 empty] | WLDFR | HFTD - Distribution - Tier 3 - 2QU CoRE ¦ 3QU LoRE | Red Flag Warning - Destructive Fires | 2036 | 1.0545e-08 | 5.2724e-09 | 1.3558e-08 | 9984.8474 | 263.1074 | 9721.74 | 0 | 0 | 0 | 0 | 8.7837e-06 |  | 0.00010529 | 0 | 0.00010529 | 5.2644e-05 | 0 | 5.2644e-05 | 0.00013537 | 0 | 0.00013537 | [16 empty] | 7.3.1.3 Ignition probability mapping showing the probability of ignition along the electric lines and equipmentWLDFRAggregatedAggregated | WLDFR | HFTD - Distribution - Tier 3 - 2QU CoRE ¦ 3QU LoRE | Red Flag Warning - Small Fires | Aggregated | Aggregated | 2025 | 0.00064932 | 0 | 267.1271 | 0.17345 | 2025 | Mitigation | 0.08575 | 30 | 0 | esc | 0.0012005 | 7.7951e-07 | 0.00060025 | 3.8975e-07 | 0.0015435 | 1.0022e-06
[79 empty] | WLDFR | HFTD - Distribution - Tier 3 - 2QU CoRE ¦ 3QU LoRE | Red Flag Warning - Destructive Fires | 2037 | 1.0545e-08 | 5.2724e-09 | 1.3558e-08 | 9984.8474 | 263.1074 | 9721.74 | 0 | 0 | 0 | 0 | 8.7837e-06 |  | 0.00010529 | 0 | 0.00010529 | 5.2644e-05 | 0 | 5.2644e-05 | 0.00013537 | 0 | 0.00013537 | [16 empty] | 7.3.1.3 Ignition probability mapping showing the probability of ignition along the electric lines and equipmentWLDFRAggregatedAggregated | WLDFR | HFTD - Distribution - Tier 3 - 2QU CoRE ¦ 3QU LoRE | Red Flag Warning - Small Fires | Aggregated | Aggregated | 2026 | 0.00064932 | 0 | 267.1271 | 0.17345 | 2026 | Mitigation | 0.08575 | 30 | 0 | esc | 0.0012005 | 7.7951e-07 | 0.00060025 | 3.8975e-07 | 0.0015435 | 1.0022e-06
[79 empty] | WLDFR | HFTD - Distribution - Tier 3 - 2QU CoRE ¦ 3QU LoRE | Red Flag Warning - Destructive Fires | 2038 | 1.0545e-08 | 5.2724e-09 | 1.3558e-08 | 10472.8261 | 280.5544 | 10192.2718 | 0 | 0 | 0 | 0 | 8.7837e-06 |  | 0.00011043 | 0 | 0.00011043 | 5.5217e-05 | 0 | 5.5217e-05 | 0.00014199 | 0 | 0.00014199 | [16 empty] | 7.3.1.3 Ignition probability mapping showing the probability of ignition along the electric lines and equipmentWLDFRAggregatedAggregated | WLDFR | HFTD - Distribution - Tier 3 - 2QU CoRE ¦ 3QU LoRE | Red Flag Warning - Small Fires | Aggregated | Aggregated | 2027 | 0.00064932 | 0 | 267.1271 | 0.17345 | 2027 | Mitigation | 0.08575 | 30 | 0 | esc | 0.0012005 | 7.7951e-07 | 0.00060025 | 3.8975e-07 | 0.0015435 | 1.0022e-06
[79 empty] | WLDFR | HFTD - Distribution - Tier 3 - 2QU CoRE ¦ 3QU LoRE | Red Flag Warning - Destructive Fires | 2039 | 1.0545e-08 | 5.2724e-09 | 1.3558e-08 | 10472.8261 | 280.5544 | 10192.2718 | 0 | 0 | 0 | 0 | 8.7837e-06 |  | 0.00011043 | 0 | 0.00011043 | 5.5217e-05 | 0 | 5.5217e-05 | 0.00014199 | 0 | 0.00014199 | [16 empty] | 7.3.1.3 Ignition probability mapping showing the probability of ignition along the electric lines and equipmentWLDFRAggregatedAggregated | WLDFR | HFTD - Distribution - Tier 3 - 2QU CoRE ¦ 3QU LoRE | Red Flag Warning - Small Fires | Aggregated | Aggregated | 2028 | 0.00064932 | 0 | 267.1271 | 0.17345 | 2028 | Mitigation | 0.08575 | 30 | 0 | esc | 0.0012005 | 7.7951e-07 | 0.00060025 | 3.8975e-07 | 0.0015435 | 1.0022e-06
[79 empty] | WLDFR | HFTD - Distribution - Tier 3 - 2QU CoRE ¦ 3QU LoRE | Red Flag Warning - Destructive Fires | 2040 | 1.0545e-08 | 5.2724e-09 | 1.3558e-08 | 10472.8261 | 280.5544 | 10192.2718 | 0 | 0 | 0 | 0 | 8.7837e-06 |  | 0.00011043 | 0 | 0.00011043 | 5.5217e-05 | 0 | 5.5217e-05 | 0.00014199 | 0 | 0.00014199 | [16 empty] | 7.3.1.3 Ignition probability mapping showing the probability of ignition along the electric lines and equipmentWLDFRAggregatedAggregated | WLDFR | HFTD - Distribution - Tier 3 - 2QU CoRE ¦ 3QU LoRE | Red Flag Warning - Small Fires | Aggregated | Aggregated | 2029 | 0.00064932 | 0 | 267.1271 | 0.17345 | 2029 | Mitigation | 0.08575 | 30 | 0 | esc | 0.0012005 | 7.7951e-07 | 0.00060025 | 3.8975e-07 | 0.0015435 | 1.0022e-06
[79 empty] | WLDFR | HFTD - Distribution - Tier 3 - 2QU CoRE ¦ 3QU LoRE | Red Flag Warning - Destructive Fires | 2041 | 1.0545e-08 | 5.2724e-09 | 1.3558e-08 | 10472.8261 | 280.5544 | 10192.2718 | 0 | 0 | 0 | 0 | 8.7837e-06 |  | 0.00011043 | 0 | 0.00011043 | 5.5217e-05 | 0 | 5.5217e-05 | 0.00014199 | 0 | 0.00014199 | [16 empty] | 7.3.1.3 Ignition probability mapping showing the probability of ignition along the electric lines and equipmentWLDFRAggregatedAggregated | WLDFR | HFTD - Distribution - Tier 3 - 2QU CoRE ¦ 3QU LoRE | Red Flag Warning - Small Fires | Aggregated | Aggregated | 2030 | 0.00064932 | 0 | 267.1271 | 0.17345 | 2030 | Mitigation | 0.08575 | 30 | 0 | esc | 0.0012005 | 7.7951e-07 | 0.00060025 | 3.8975e-07 | 0.0015435 | 1.0022e-06
[79 empty] | WLDFR | HFTD - Distribution - Tier 3 - 2QU CoRE ¦ 3QU LoRE | Red Flag Warning - Destructive Fires | 2042 | 1.0545e-08 | 5.2724e-09 | 1.3558e-08 | 10472.8261 | 280.5544 | 10192.2718 | 0 | 0 | 0 | 0 | 8.7837e-06 |  | 0.00011043 | 0 | 0.00011043 | 5.5217e-05 | 0 | 5.5217e-05 | 0.00014199 | 0 | 0.00014199 | [16 empty] | 7.3.1.3 Ignition probability mapping showing the probability of ignition along the electric lines and equipmentWLDFRAggregatedAggregated | WLDFR | HFTD - Distribution - Tier 3 - 2QU CoRE ¦ 3QU LoRE | Red Flag Warning - Small Fires | Aggregated | Aggregated | 2031 | 0.00064932 | 0 | 267.1271 | 0.17345 | 2031 | Mitigation | 0.08575 | 30 | 0 | esc | 0.0012005 | 7.7951e-07 | 0.00060025 | 3.8975e-07 | 0.0015435 | 1.0022e-06
[79 empty] | WLDFR | HFTD - Distribution - Tier 3 - 2QU CoRE ¦ 3QU LoRE | Red Flag Warning - Destructive Fires | 2043 | 1.0545e-08 | 5.2724e-09 | 1.3558e-08 | 10992.1562 | 299.42 | 10692.7362 | 0 | 0 | 0 | 0 | 8.7837e-06 |  | 0.00011591 | 0 | 0.00011591 | 5.7955e-05 | 0 | 5.7955e-05 | 0.00014903 | 0 | 0.00014903 | [16 empty] | 7.3.1.3 Ignition probability mapping showing the probability of ignition along the electric lines and equipmentWLDFRAggregatedAggregated | WLDFR | HFTD - Distribution - Tier 3 - 2QU CoRE ¦ 3QU LoRE | Red Flag Warning - Small Fires | Aggregated | Aggregated | 2032 | 0.00064932 | 0 | 267.1271 | 0.17345 | 2032 | Mitigation | 0.08575 | 30 | 0 | esc | 0.0012005 | 7.7951e-07 | 0.00060025 | 3.8975e-07 | 0.0015435 | 1.0022e-06
[79 empty] | WLDFR | HFTD - Distribution - Tier 3 - 2QU CoRE ¦ 3QU LoRE | Red Flag Warning - Destructive Fires | 2044 | 1.0545e-08 | 5.2724e-09 | 1.3558e-08 | 10992.1562 | 299.42 | 10692.7362 | 0 | 0 | 0 | 0 | 8.7837e-06 |  | 0.00011591 | 0 | 0.00011591 | 5.7955e-05 | 0 | 5.7955e-05 | 0.00014903 | 0 | 0.00014903 | [16 empty] | 7.3.1.3 Ignition probability mapping showing the probability of ignition along the electric lines and equipmentWLDFRAggregatedAggregated | WLDFR | HFTD - Distribution - Tier 3 - 2QU CoRE ¦ 3QU LoRE | Red Flag Warning - Small Fires | Aggregated | Aggregated | 2033 | 0.00064932 | 0 | 267.1271 | 0.17345 | 2033 | Mitigation | 0.08575 | 30 | 0 | esc | 0.0012005 | 7.7951e-07 | 0.00060025 | 3.8975e-07 | 0.0015435 | 1.0022e-06
[79 empty] | WLDFR | HFTD - Distribution - Tier 3 - 2QU CoRE ¦ 3QU LoRE | Red Flag Warning - Destructive Fires | 2045 | 1.0545e-08 | 5.2724e-09 | 1.3558e-08 | 10992.1562 | 299.42 | 10692.7362 | 0 | 0 | 0 | 0 | 8.7837e-06 |  | 0.00011591 | 0 | 0.00011591 | 5.7955e-05 | 0 | 5.7955e-05 | 0.00014903 | 0 | 0.00014903 | [16 empty] | 7.3.1.3 Ignition probability mapping showing the probability of ignition along the electric lines and equipmentWLDFRAggregatedAggregated | WLDFR | HFTD - Distribution - Tier 3 - 2QU CoRE ¦ 3QU LoRE | Red Flag Warning - Small Fires | Aggregated | Aggregated | 2034 | 0.00064932 | 0 | 267.1271 | 0.17345 | 2034 | Mitigation | 0.08575 | 30 | 0 | esc | 0.0012005 | 7.7951e-07 | 0.00060025 | 3.8975e-07 | 0.0015435 | 1.0022e-06
[79 empty] | WLDFR | HFTD - Distribution - Tier 3 - 2QU CoRE ¦ 3QU LoRE | Red Flag Warning - Destructive Fires | 2046 | 1.0545e-08 | 5.2724e-09 | 1.3558e-08 | 10992.1562 | 299.42 | 10692.7362 | 0 | 0 | 0 | 0 | 8.7837e-06 |  | 0.00011591 | 0 | 0.00011591 | 5.7955e-05 | 0 | 5.7955e-05 | 0.00014903 | 0 | 0.00014903 | [16 empty] | 7.3.1.3 Ignition probability mapping showing the probability of ignition along the electric lines and equipmentWLDFRAggregatedAggregated | WLDFR | HFTD - Distribution - Tier 3 - 2QU CoRE ¦ 3QU LoRE | Red Flag Warning - Small Fires | Aggregated | Aggregated | 2035 | 0.00064932 | 0 | 267.1271 | 0.17345 | 2035 | Mitigation | 0.08575 | 30 | 0 | esc | 0.0012005 | 7.7951e-07 | 0.00060025 | 3.8975e-07 | 0.0015435 | 1.0022e-06
[79 empty] | WLDFR | HFTD - Distribution - Tier 3 - 2QU CoRE ¦ 3QU LoRE | Red Flag Warning - Destructive Fires | 2047 | 1.0545e-08 | 5.2724e-09 | 1.3558e-08 | 10992.1562 | 299.42 | 10692.7362 | 0 | 0 | 0 | 0 | 8.7837e-06 |  | 0.00011591 | 0 | 0.00011591 | 5.7955e-05 | 0 | 5.7955e-05 | 0.00014903 | 0 | 0.00014903 | [16 empty] | 7.3.1.3 Ignition probability mapping showing the probability of ignition along the electric lines and equipmentWLDFRAggregatedAggregated | WLDFR | HFTD - Distribution - Tier 3 - 2QU CoRE ¦ 3QU LoRE | Red Flag Warning - Small Fires | Aggregated | Aggregated | 2036 | 0.00064932 | 0 | 267.1271 | 0.17345 | 2036 | Mitigation | 0.08575 | 30 | 0 | esc | 0.0012005 | 7.7951e-07 | 0.00060025 | 3.8975e-07 | 0.0015435 | 1.0022e-06
[79 empty] | WLDFR | HFTD - Distribution - Tier 3 - 2QU CoRE ¦ 3QU LoRE | Red Flag Warning - Destructive Fires | 2048 | 1.0545e-08 | 5.2724e-09 | 1.3558e-08 | 11536.0538 | 319.4911 | 11216.5626 | 0 | 0 | 0 | 0 | 8.7837e-06 |  | 0.00012165 | 0 | 0.00012165 | 6.0823e-05 | 0 | 6.0823e-05 | 0.0001564 | 0 | 0.0001564 | [16 empty] | 7.3.1.3 Ignition probability mapping showing the probability of ignition along the electric lines and equipmentWLDFRAggregatedAggregated | WLDFR | HFTD - Distribution - Tier 3 - 2QU CoRE ¦ 3QU LoRE | Red Flag Warning - Small Fires | Aggregated | Aggregated | 2037 | 0.00064932 | 0 | 267.1271 | 0.17345 | 2037 | Mitigation | 0.08575 | 30 | 0 | esc | 0.0012005 | 7.7951e-07 | 0.00060025 | 3.8975e-07 | 0.0015435 | 1.0022e-06
[79 empty] | WLDFR | HFTD - Distribution - Tier 3 - 2QU CoRE ¦ 3QU LoRE | Red Flag Warning - Destructive Fires | 2049 | 1.0545e-08 | 5.2724e-09 | 1.3558e-08 | 11536.0538 | 319.4911 | 11216.5626 | 0 | 0 | 0 | 0 | 8.7837e-06 |  | 0.00012165 | 0 | 0.00012165 | 6.0823e-05 | 0 | 6.0823e-05 | 0.0001564 | 0 | 0.0001564 | [16 empty] | 7.3.1.3 Ignition probability mapping showing the probability of ignition along the electric lines and equipmentWLDFRAggregatedAggregated | WLDFR | HFTD - Distribution - Tier 3 - 2QU CoRE ¦ 3QU LoRE | Red Flag Warning - Small Fires | Aggregated | Aggregated | 2038 | 0.00064932 | 0 | 267.1271 | 0.17345 | 2038 | Mitigation | 0.08575 | 30 | 0 | esc | 0.0012005 | 7.7951e-07 | 0.00060025 | 3.8975e-07 | 0.0015435 | 1.0022e-06
[79 empty] | WLDFR | HFTD - Distribution - Tier 3 - 2QU CoRE ¦ 3QU LoRE | Red Flag Warning - Destructive Fires | 2050 | 0 | 5.2724e-09 | 1.3558e-08 | 11536.0538 | 319.4911 | 11216.5626 | 0 | 0 | 0 | 0 | 8.7837e-06 |  | 0 | 0 | 0 | 6.0823e-05 | 0 | 6.0823e-05 | 0.0001564 | 0 | 0.0001564 | [16 empty] | 7.3.1.3 Ignition probability mapping showing the probability of ignition along the electric lines and equipmentWLDFRAggregatedAggregated | WLDFR | HFTD - Distribution - Tier 3 - 2QU CoRE ¦ 3QU LoRE | Red Flag Warning - Small Fires | Aggregated | Aggregated | 2039 | 0.00064932 | 0 | 267.1271 | 0.17345 | 2039 | Mitigation | 0.08575 | 30 | 0 | esc | 0.0012005 | 7.7951e-07 | 0.00060025 | 3.8975e-07 | 0.0015435 | 1.0022e-06
[79 empty] | WLDFR | HFTD - Distribution - Tier 3 - 2QU CoRE ¦ 3QU LoRE | Red Flag Warning - Destructive Fires | 2051 | 0 | 0 | 1.3558e-08 | 11536.0538 | 319.4911 | 11216.5626 | 0 | 0 | 0 | 0 | 8.7837e-06 |  | 0 | 0 | 0 | 0 | 0 | 0 | 0.0001564 | 0 | 0.0001564 | [16 empty] | 7.3.1.3 Ignition probability mapping showing the probability of ignition along the electric lines and equipmentWLDFRAggregatedAggregated | WLDFR | HFTD - Distribution - Tier 3 - 2QU CoRE ¦ 3QU LoRE | Red Flag Warning - Small Fires | Aggregated | Aggregated | 2040 | 0.00064932 | 0 | 267.1271 | 0.17345 | 2040 | Mitigation | 0.08575 | 30 | 0 | esc | 0.0012005 | 7.7951e-07 | 0.00060025 | 3.8975e-07 | 0.0015435 | 1.0022e-06
[79 empty] | WLDFR | HFTD - Distribution - Tier 3 - 2QU CoRE ¦ 3QU LoRE | Red Flag Warning - Large Fires | 2020 | 6.1135e-08 | 0 | 0 | 5.2406 | 0.69642 | 2.942 | 1.6022 | 0 | 0 | 0 | 5.0925e-05 |  | 3.2038e-07 | 0 | 3.2038e-07 | 0 | 0 | 0 | 0 | 0 | 0 | [16 empty] | 7.3.1.3 Ignition probability mapping showing the probability of ignition along the electric lines and equipmentWLDFRAggregatedAggregated | WLDFR | HFTD - Distribution - Tier 3 - 2QU CoRE ¦ 3QU LoRE | Red Flag Warning - Small Fires | Aggregated | Aggregated | 2041 | 0.00064932 | 0 | 267.1271 | 0.17345 | 2041 | Mitigation | 0.08575 | 30 | 0 | esc | 0.0012005 | 7.7951e-07 | 0.00060025 | 3.8975e-07 | 0.0015435 | 1.0022e-06
[79 empty] | WLDFR | HFTD - Distribution - Tier 3 - 2QU CoRE ¦ 3QU LoRE | Red Flag Warning - Large Fires | 2021 | 6.1135e-08 | 3.0568e-08 | 0 | 5.2406 | 0.69642 | 2.942 | 1.6022 | 0 | 0 | 0 | 5.0925e-05 |  | 3.2038e-07 | 0 | 3.2038e-07 | 1.6019e-07 | 0 | 1.6019e-07 | 0 | 0 | 0 | [16 empty] | 7.3.1.3 Ignition probability mapping showing the probability of ignition along the electric lines and equipmentWLDFRAggregatedAggregated | WLDFR | HFTD - Distribution - Tier 3 - 2QU CoRE ¦ 3QU LoRE | Red Flag Warning - Small Fires | Aggregated | Aggregated | 2042 | 0.00064932 | 0 | 267.1271 | 0.17345 | 2042 | Mitigation | 0.08575 | 30 | 0 | esc | 0.0012005 | 7.7951e-07 | 0.00060025 | 3.8975e-07 | 0.0015435 | 1.0022e-06
[79 empty] | WLDFR | HFTD - Distribution - Tier 3 - 2QU CoRE ¦ 3QU LoRE | Red Flag Warning - Large Fires | 2022 | 6.1135e-08 | 3.0568e-08 | 7.8603e-08 | 5.2406 | 0.69642 | 2.942 | 1.6022 | 0 | 0 | 0 | 5.0925e-05 |  | 3.2038e-07 | 0 | 3.2038e-07 | 1.6019e-07 | 0 | 1.6019e-07 | 4.1192e-07 | 0 | 4.1192e-07 | [16 empty] | 7.3.1.3 Ignition probability mapping showing the probability of ignition along the electric lines and equipmentWLDFRAggregatedAggregated | WLDFR | HFTD - Distribution - Tier 3 - 2QU CoRE ¦ 3QU LoRE | Red Flag Warning - Small Fires | Aggregated | Aggregated | 2043 | 0.00064932 | 0 | 267.1271 | 0.17345 | 2043 | Mitigation | 0.08575 | 30 | 0 | esc | 0.0012005 | 7.7951e-07 | 0.00060025 | 3.8975e-07 | 0.0015435 | 1.0022e-06
[79 empty] | WLDFR | HFTD - Distribution - Tier 3 - 2QU CoRE ¦ 3QU LoRE | Red Flag Warning - Large Fires | 2023 | 6.1135e-08 | 3.0568e-08 | 7.8603e-08 | 5.475 | 0.71896 | 3.0715 | 1.6846 | 0 | 0 | 0 | 5.0925e-05 |  | 3.3472e-07 | 0 | 3.3472e-07 | 1.6736e-07 | 0 | 1.6736e-07 | 4.3035e-07 | 0 | 4.3035e-07 | [16 empty] | 7.3.1.3 Ignition probability mapping showing the probability of ignition along the electric lines and equipmentWLDFRAggregatedAggregated | WLDFR | HFTD - Distribution - Tier 3 - 2QU CoRE ¦ 3QU LoRE | Red Flag Warning - Small Fires | Aggregated | Aggregated | 2044 | 0.00064932 | 0 | 267.1271 | 0.17345 | 2044 | Mitigation | 0.08575 | 30 | 0 | esc | 0.0012005 | 7.7951e-07 | 0.00060025 | 3.8975e-07 | 0.0015435 | 1.0022e-06
[79 empty] | WLDFR | HFTD - Distribution - Tier 3 - 2QU CoRE ¦ 3QU LoRE | Red Flag Warning - Large Fires | 2024 | 6.1135e-08 | 3.0568e-08 | 7.8603e-08 | 5.475 | 0.71896 | 3.0715 | 1.6846 | 0 | 0 | 0 | 5.0925e-05 |  | 3.3472e-07 | 0 | 3.3472e-07 | 1.6736e-07 | 0 | 1.6736e-07 | 4.3035e-07 | 0 | 4.3035e-07 | [16 empty] | 7.3.1.3 Ignition probability mapping showing the probability of ignition along the electric lines and equipmentWLDFRAggregatedAggregated | WLDFR | HFTD - Distribution - Tier 3 - 2QU CoRE ¦ 3QU LoRE | Red Flag Warning - Small Fires | Aggregated | Aggregated | 2045 | 0.00064932 | 0 | 267.1271 | 0.17345 | 2045 | Mitigation | 0.08575 | 30 | 0 | esc | 0.0012005 | 7.7951e-07 | 0.00060025 | 3.8975e-07 | 0.0015435 | 1.0022e-06
[79 empty] | WLDFR | HFTD - Distribution - Tier 3 - 2QU CoRE ¦ 3QU LoRE | Red Flag Warning - Large Fires | 2025 | 6.1135e-08 | 3.0568e-08 | 7.8603e-08 | 5.475 | 0.71896 | 3.0715 | 1.6846 | 0 | 0 | 0 | 5.0925e-05 |  | 3.3472e-07 | 0 | 3.3472e-07 | 1.6736e-07 | 0 | 1.6736e-07 | 4.3035e-07 | 0 | 4.3035e-07 | [16 empty] | 7.3.1.3 Ignition probability mapping showing the probability of ignition along the electric lines and equipmentWLDFRAggregatedAggregated | WLDFR | HFTD - Distribution - Tier 3 - 2QU CoRE ¦ 3QU LoRE | Red Flag Warning - Small Fires | Aggregated | Aggregated | 2046 | 0.00064932 | 0 | 267.1271 | 0.17345 | 2046 | Mitigation | 0.08575 | 30 | 0 | esc | 0.0012005 | 7.7951e-07 | 0.00060025 | 3.8975e-07 | 0.0015435 | 1.0022e-06
[79 empty] | WLDFR | HFTD - Distribution - Tier 3 - 2QU CoRE ¦ 3QU LoRE | Red Flag Warning - Large Fires | 2026 | 6.1135e-08 | 3.0568e-08 | 7.8603e-08 | 5.475 | 0.71896 | 3.0715 | 1.6846 | 0 | 0 | 0 | 5.0925e-05 |  | 3.3472e-07 | 0 | 3.3472e-07 | 1.6736e-07 | 0 | 1.6736e-07 | 4.3035e-07 | 0 | 4.3035e-07 | [16 empty] | 7.3.1.3 Ignition probability mapping showing the probability of ignition along the electric lines and equipmentWLDFRAggregatedAggregated | WLDFR | HFTD - Distribution - Tier 3 - 2QU CoRE ¦ 3QU LoRE | Red Flag Warning - Small Fires | Aggregated | Aggregated | 2047 | 0.00064932 | 0 | 267.1271 | 0.17345 | 2047 | Mitigation | 0.08575 | 30 | 0 | esc | 0.0012005 | 7.7951e-07 | 0.00060025 | 3.8975e-07 | 0.0015435 | 1.0022e-06
[79 empty] | WLDFR | HFTD - Distribution - Tier 3 - 2QU CoRE ¦ 3QU LoRE | Red Flag Warning - Large Fires | 2027 | 6.1135e-08 | 3.0568e-08 | 7.8603e-08 | 5.475 | 0.71896 | 3.0715 | 1.6846 | 0 | 0 | 0 | 5.0925e-05 |  | 3.3472e-07 | 0 | 3.3472e-07 | 1.6736e-07 | 0 | 1.6736e-07 | 4.3035e-07 | 0 | 4.3035e-07 | [16 empty] | 7.3.1.3 Ignition probability mapping showing the probability of ignition along the electric lines and equipmentWLDFRAggregatedAggregated | WLDFR | HFTD - Distribution - Tier 3 - 2QU CoRE ¦ 3QU LoRE | Red Flag Warning - Small Fires | Aggregated | Aggregated | 2048 | 0.00064932 | 0 | 267.1271 | 0.17345 | 2048 | Mitigation | 0.08575 | 30 | 0 | esc | 0.0012005 | 7.7951e-07 | 0.00060025 | 3.8975e-07 | 0.0015435 | 1.0022e-06
[79 empty] | WLDFR | HFTD - Distribution - Tier 3 - 2QU CoRE ¦ 3QU LoRE | Red Flag Warning - Large Fires | 2028 | 6.1135e-08 | 3.0568e-08 | 7.8603e-08 | 5.777 | 0.74734 | 3.238 | 1.7917 | 0 | 0 | 0 | 5.0925e-05 |  | 3.5318e-07 | 0 | 3.5318e-07 | 1.7659e-07 | 0 | 1.7659e-07 | 4.5409e-07 | 0 | 4.5409e-07 | [16 empty] | 7.3.1.3 Ignition probability mapping showing the probability of ignition along the electric lines and equipmentWLDFRAggregatedAggregated | WLDFR | HFTD - Distribution - Tier 3 - 2QU CoRE ¦ 3QU LoRE | Red Flag Warning - Small Fires | Aggregated | Aggregated | 2049 | 0.00064932 | 0 | 267.1271 | 0.17345 | 2049 | Mitigation | 0.08575 | 30 | 0 | esc | 0.0012005 | 7.7951e-07 | 0.00060025 | 3.8975e-07 | 0.0015435 | 1.0022e-06
[79 empty] | WLDFR | HFTD - Distribution - Tier 3 - 2QU CoRE ¦ 3QU LoRE | Red Flag Warning - Large Fires | 2029 | 6.1135e-08 | 3.0568e-08 | 7.8603e-08 | 5.777 | 0.74734 | 3.238 | 1.7917 | 0 | 0 | 0 | 5.0925e-05 |  | 3.5318e-07 | 0 | 3.5318e-07 | 1.7659e-07 | 0 | 1.7659e-07 | 4.5409e-07 | 0 | 4.5409e-07 | [16 empty] | 7.3.1.3 Ignition probability mapping showing the probability of ignition along the electric lines and equipmentWLDFRAggregatedAggregated | WLDFR | HFTD - Distribution - Tier 3 - 2QU CoRE ¦ 3QU LoRE | Red Flag Warning - Small Fires | Aggregated | Aggregated | 2050 | 0.00064932 | 0 | 267.1271 | 0.17345 | 2050 | Mitigation | 0.08575 | 30 | 0 | esc | 0 | 0 | 0.00060025 | 3.8975e-07 | 0.0015435 | 1.0022e-06
[79 empty] | WLDFR | HFTD - Distribution - Tier 3 - 2QU CoRE ¦ 3QU LoRE | Red Flag Warning - Large Fires | 2030 | 6.1135e-08 | 3.0568e-08 | 7.8603e-08 | 5.777 | 0.74734 | 3.238 | 1.7917 | 0 | 0 | 0 | 5.0925e-05 |  | 3.5318e-07 | 0 | 3.5318e-07 | 1.7659e-07 | 0 | 1.7659e-07 | 4.5409e-07 | 0 | 4.5409e-07 | [16 empty] | 7.3.1.3 Ignition probability mapping showing the probability of ignition along the electric lines and equipmentWLDFRAggregatedAggregated | WLDFR | HFTD - Distribution - Tier 3 - 2QU CoRE ¦ 3QU LoRE | Red Flag Warning - Small Fires | Aggregated | Aggregated | 2051 | 0.00064932 | 0 | 267.1271 | 0.17345 | 2051 | Mitigation | 0.08575 | 30 | 0 | esc | 0 | 0 | 0 | 0 | 0.0015435 | 1.0022e-06
[79 empty] | WLDFR | HFTD - Distribution - Tier 3 - 2QU CoRE ¦ 3QU LoRE | Red Flag Warning - Large Fires | 2031 | 6.1135e-08 | 3.0568e-08 | 7.8603e-08 | 5.777 | 0.74734 | 3.238 | 1.7917 | 0 | 0 | 0 | 5.0925e-05 |  | 3.5318e-07 | 0 | 3.5318e-07 | 1.7659e-07 | 0 | 1.7659e-07 | 4.5409e-07 | 0 | 4.5409e-07 | [16 empty] | 7.3.1.3 Ignition probability mapping showing the probability of ignition along the electric lines and equipmentWLDFRAggregatedAggregated | WLDFR | HFTD - Distribution - Tier 3 - 2QU CoRE ¦ 3QU LoRE | Seismic - Non-Red Flag Warning - Catastrophic Fires | Aggregated | Aggregated | 2021 | 4.0136e-10 | 0 | 267.1271 | 1.0721e-07 | 2021 | Mitigation | 0.08575 | 30 | 0 | esc | 0.0012005 | 4.8183e-13 | 0.00060025 | 2.4092e-13 | 0 | 0
[79 empty] | WLDFR | HFTD - Distribution - Tier 3 - 2QU CoRE ¦ 3QU LoRE | Red Flag Warning - Large Fires | 2032 | 6.1135e-08 | 3.0568e-08 | 7.8603e-08 | 5.777 | 0.74734 | 3.238 | 1.7917 | 0 | 0 | 0 | 5.0925e-05 |  | 3.5318e-07 | 0 | 3.5318e-07 | 1.7659e-07 | 0 | 1.7659e-07 | 4.5409e-07 | 0 | 4.5409e-07 | [16 empty] | 7.3.1.3 Ignition probability mapping showing the probability of ignition along the electric lines and equipmentWLDFRAggregatedAggregated | WLDFR | HFTD - Distribution - Tier 3 - 2QU CoRE ¦ 3QU LoRE | Seismic - Non-Red Flag Warning - Catastrophic Fires | Aggregated | Aggregated | 2022 | 4.0136e-10 | 0 | 267.1271 | 1.0721e-07 | 2022 | Mitigation | 0.08575 | 30 | 0 | esc | 0.0012005 | 4.8183e-13 | 0.00060025 | 2.4092e-13 | 0.0015435 | 6.195e-13
[79 empty] | WLDFR | HFTD - Distribution - Tier 3 - 2QU CoRE ¦ 3QU LoRE | Red Flag Warning - Large Fires | 2033 | 6.1135e-08 | 3.0568e-08 | 7.8603e-08 | 6.1205 | 0.77885 | 3.4265 | 1.9151 | 0 | 0 | 0 | 5.0925e-05 |  | 3.7418e-07 | 0 | 3.7418e-07 | 1.8709e-07 | 0 | 1.8709e-07 | 4.8109e-07 | 0 | 4.8109e-07 | [16 empty] | 7.3.1.3 Ignition probability mapping showing the probability of ignition along the electric lines and equipmentWLDFRAggregatedAggregated | WLDFR | HFTD - Distribution - Tier 3 - 2QU CoRE ¦ 3QU LoRE | Seismic - Non-Red Flag Warning - Catastrophic Fires | Aggregated | Aggregated | 2023 | 4.0136e-10 | 0 | 267.1271 | 1.0721e-07 | 2023 | Mitigation | 0.08575 | 30 | 0 | esc | 0.0012005 | 4.8183e-13 | 0.00060025 | 2.4092e-13 | 0.0015435 | 6.195e-13
[79 empty] | WLDFR | HFTD - Distribution - Tier 3 - 2QU CoRE ¦ 3QU LoRE | Red Flag Warning - Large Fires | 2034 | 6.1135e-08 | 3.0568e-08 | 7.8603e-08 | 6.1205 | 0.77885 | 3.4265 | 1.9151 | 0 | 0 | 0 | 5.0925e-05 |  | 3.7418e-07 | 0 | 3.7418e-07 | 1.8709e-07 | 0 | 1.8709e-07 | 4.8109e-07 | 0 | 4.8109e-07 | [16 empty] | 7.3.1.3 Ignition probability mapping showing the probability of ignition along the electric lines and equipmentWLDFRAggregatedAggregated | WLDFR | HFTD - Distribution - Tier 3 - 2QU CoRE ¦ 3QU LoRE | Seismic - Non-Red Flag Warning - Catastrophic Fires | Aggregated | Aggregated | 2024 | 4.0136e-10 | 0 | 267.1271 | 1.0721e-07 | 2024 | Mitigation | 0.08575 | 30 | 0 | esc | 0.0012005 | 4.8183e-13 | 0.00060025 | 2.4092e-13 | 0.0015435 | 6.195e-13
[79 empty] | WLDFR | HFTD - Distribution - Tier 3 - 2QU CoRE ¦ 3QU LoRE | Red Flag Warning - Large Fires | 2035 | 6.1135e-08 | 3.0568e-08 | 7.8603e-08 | 6.1205 | 0.77885 | 3.4265 | 1.9151 | 0 | 0 | 0 | 5.0925e-05 |  | 3.7418e-07 | 0 | 3.7418e-07 | 1.8709e-07 | 0 | 1.8709e-07 | 4.8109e-07 | 0 | 4.8109e-07 | [16 empty] | 7.3.1.3 Ignition probability mapping showing the probability of ignition along the electric lines and equipmentWLDFRAggregatedAggregated | WLDFR | HFTD - Distribution - Tier 3 - 2QU CoRE ¦ 3QU LoRE | Seismic - Non-Red Flag Warning - Catastrophic Fires | Aggregated | Aggregated | 2025 | 4.0136e-10 | 0 | 267.1271 | 1.0721e-07 | 2025 | Mitigation | 0.08575 | 30 | 0 | esc | 0.0012005 | 4.8183e-13 | 0.00060025 | 2.4092e-13 | 0.0015435 | 6.195e-13
[79 empty] | WLDFR | HFTD - Distribution - Tier 3 - 2QU CoRE ¦ 3QU LoRE | Red Flag Warning - Large Fires | 2036 | 6.1135e-08 | 3.0568e-08 | 7.8603e-08 | 6.1205 | 0.77885 | 3.4265 | 1.9151 | 0 | 0 | 0 | 5.0925e-05 |  | 3.7418e-07 | 0 | 3.7418e-07 | 1.8709e-07 | 0 | 1.8709e-07 | 4.8109e-07 | 0 | 4.8109e-07 | [16 empty] | 7.3.1.3 Ignition probability mapping showing the probability of ignition along the electric lines and equipmentWLDFRAggregatedAggregated | WLDFR | HFTD - Distribution - Tier 3 - 2QU CoRE ¦ 3QU LoRE | Seismic - Non-Red Flag Warning - Catastrophic Fires | Aggregated | Aggregated | 2026 | 4.0136e-10 | 0 | 267.1271 | 1.0721e-07 | 2026 | Mitigation | 0.08575 | 30 | 0 | esc | 0.0012005 | 4.8183e-13 | 0.00060025 | 2.4092e-13 | 0.0015435 | 6.195e-13
[79 empty] | WLDFR | HFTD - Distribution - Tier 3 - 2QU CoRE ¦ 3QU LoRE | Red Flag Warning - Large Fires | 2037 | 6.1135e-08 | 3.0568e-08 | 7.8603e-08 | 6.1205 | 0.77885 | 3.4265 | 1.9151 | 0 | 0 | 0 | 5.0925e-05 |  | 3.7418e-07 | 0 | 3.7418e-07 | 1.8709e-07 | 0 | 1.8709e-07 | 4.8109e-07 | 0 | 4.8109e-07 | [16 empty] | 7.3.1.3 Ignition probability mapping showing the probability of ignition along the electric lines and equipmentWLDFRAggregatedAggregated | WLDFR | HFTD - Distribution - Tier 3 - 2QU CoRE ¦ 3QU LoRE | Seismic - Non-Red Flag Warning - Catastrophic Fires | Aggregated | Aggregated | 2027 | 4.0136e-10 | 0 | 267.1271 | 1.0721e-07 | 2027 | Mitigation | 0.08575 | 30 | 0 | esc | 0.0012005 | 4.8183e-13 | 0.00060025 | 2.4092e-13 | 0.0015435 | 6.195e-13
[79 empty] | WLDFR | HFTD - Distribution - Tier 3 - 2QU CoRE ¦ 3QU LoRE | Red Flag Warning - Large Fires | 2038 | 6.1135e-08 | 3.0568e-08 | 7.8603e-08 | 6.5028 | 0.81304 | 3.6355 | 2.0543 | 0 | 0 | 0 | 5.0925e-05 |  | 3.9755e-07 | 0 | 3.9755e-07 | 1.9878e-07 | 0 | 1.9878e-07 | 5.1114e-07 | 0 | 5.1114e-07 | [16 empty] | 7.3.1.3 Ignition probability mapping showing the probability of ignition along the electric lines and equipmentWLDFRAggregatedAggregated | WLDFR | HFTD - Distribution - Tier 3 - 2QU CoRE ¦ 3QU LoRE | Seismic - Non-Red Flag Warning - Catastrophic Fires | Aggregated | Aggregated | 2028 | 4.0136e-10 | 0 | 267.1271 | 1.0721e-07 | 2028 | Mitigation | 0.08575 | 30 | 0 | esc | 0.0012005 | 4.8183e-13 | 0.00060025 | 2.4092e-13 | 0.0015435 | 6.195e-13
[79 empty] | WLDFR | HFTD - Distribution - Tier 3 - 2QU CoRE ¦ 3QU LoRE | Red Flag Warning - Large Fires | 2039 | 6.1135e-08 | 3.0568e-08 | 7.8603e-08 | 6.5028 | 0.81304 | 3.6355 | 2.0543 | 0 | 0 | 0 | 5.0925e-05 |  | 3.9755e-07 | 0 | 3.9755e-07 | 1.9878e-07 | 0 | 1.9878e-07 | 5.1114e-07 | 0 | 5.1114e-07 | [16 empty] | 7.3.1.3 Ignition probability mapping showing the probability of ignition along the electric lines and equipmentWLDFRAggregatedAggregated | WLDFR | HFTD - Distribution - Tier 3 - 2QU CoRE ¦ 3QU LoRE | Seismic - Non-Red Flag Warning - Catastrophic Fires | Aggregated | Aggregated | 2029 | 4.0136e-10 | 0 | 267.1271 | 1.0721e-07 | 2029 | Mitigation | 0.08575 | 30 | 0 | esc | 0.0012005 | 4.8183e-13 | 0.00060025 | 2.4092e-13 | 0.0015435 | 6.195e-13
[79 empty] | WLDFR | HFTD - Distribution - Tier 3 - 2QU CoRE ¦ 3QU LoRE | Red Flag Warning - Large Fires | 2040 | 6.1135e-08 | 3.0568e-08 | 7.8603e-08 | 6.5028 | 0.81304 | 3.6355 | 2.0543 | 0 | 0 | 0 | 5.0925e-05 |  | 3.9755e-07 | 0 | 3.9755e-07 | 1.9878e-07 | 0 | 1.9878e-07 | 5.1114e-07 | 0 | 5.1114e-07 | [16 empty] | 7.3.1.3 Ignition probability mapping showing the probability of ignition along the electric lines and equipmentWLDFRAggregatedAggregated | WLDFR | HFTD - Distribution - Tier 3 - 2QU CoRE ¦ 3QU LoRE | Seismic - Non-Red Flag Warning - Catastrophic Fires | Aggregated | Aggregated | 2030 | 4.0136e-10 | 0 | 267.1271 | 1.0721e-07 | 2030 | Mitigation | 0.08575 | 30 | 0 | esc | 0.0012005 | 4.8183e-13 | 0.00060025 | 2.4092e-13 | 0.0015435 | 6.195e-13
[79 empty] | WLDFR | HFTD - Distribution - Tier 3 - 2QU CoRE ¦ 3QU LoRE | Red Flag Warning - Large Fires | 2041 | 6.1135e-08 | 3.0568e-08 | 7.8603e-08 | 6.5028 | 0.81304 | 3.6355 | 2.0543 | 0 | 0 | 0 | 5.0925e-05 |  | 3.9755e-07 | 0 | 3.9755e-07 | 1.9878e-07 | 0 | 1.9878e-07 | 5.1114e-07 | 0 | 5.1114e-07 | [16 empty] | 7.3.1.3 Ignition probability mapping showing the probability of ignition along the electric lines and equipmentWLDFRAggregatedAggregated | WLDFR | HFTD - Distribution - Tier 3 - 2QU CoRE ¦ 3QU LoRE | Seismic - Non-Red Flag Warning - Catastrophic Fires | Aggregated | Aggregated | 2031 | 4.0136e-10 | 0 | 267.1271 | 1.0721e-07 | 2031 | Mitigation | 0.08575 | 30 | 0 | esc | 0.0012005 | 4.8183e-13 | 0.00060025 | 2.4092e-13 | 0.0015435 | 6.195e-13
[79 empty] | WLDFR | HFTD - Distribution - Tier 3 - 2QU CoRE ¦ 3QU LoRE | Red Flag Warning - Large Fires | 2042 | 6.1135e-08 | 3.0568e-08 | 7.8603e-08 | 6.5028 | 0.81304 | 3.6355 | 2.0543 | 0 | 0 | 0 | 5.0925e-05 |  | 3.9755e-07 | 0 | 3.9755e-07 | 1.9878e-07 | 0 | 1.9878e-07 | 5.1114e-07 | 0 | 5.1114e-07 | [16 empty] | 7.3.1.3 Ignition probability mapping showing the probability of ignition along the electric lines and equipmentWLDFRAggregatedAggregated | WLDFR | HFTD - Distribution - Tier 3 - 2QU CoRE ¦ 3QU LoRE | Seismic - Non-Red Flag Warning - Catastrophic Fires | Aggregated | Aggregated | 2032 | 4.0136e-10 | 0 | 267.1271 | 1.0721e-07 | 2032 | Mitigation | 0.08575 | 30 | 0 | esc | 0.0012005 | 4.8183e-13 | 0.00060025 | 2.4092e-13 | 0.0015435 | 6.195e-13
[79 empty] | WLDFR | HFTD - Distribution - Tier 3 - 2QU CoRE ¦ 3QU LoRE | Red Flag Warning - Large Fires | 2043 | 6.1135e-08 | 3.0568e-08 | 7.8603e-08 | 6.9209 | 0.84944 | 3.8632 | 2.2083 | 0 | 0 | 0 | 5.0925e-05 |  | 4.2311e-07 | 0 | 4.2311e-07 | 2.1156e-07 | 0 | 2.1156e-07 | 5.44e-07 | 0 | 5.44e-07 | [16 empty] | 7.3.1.3 Ignition probability mapping showing the probability of ignition along the electric lines and equipmentWLDFRAggregatedAggregated | WLDFR | HFTD - Distribution - Tier 3 - 2QU CoRE ¦ 3QU LoRE | Seismic - Non-Red Flag Warning - Catastrophic Fires | Aggregated | Aggregated | 2033 | 4.0136e-10 | 0 | 267.1271 | 1.0721e-07 | 2033 | Mitigation | 0.08575 | 30 | 0 | esc | 0.0012005 | 4.8183e-13 | 0.00060025 | 2.4092e-13 | 0.0015435 | 6.195e-13
[79 empty] | WLDFR | HFTD - Distribution - Tier 3 - 2QU CoRE ¦ 3QU LoRE | Red Flag Warning - Large Fires | 2044 | 6.1135e-08 | 3.0568e-08 | 7.8603e-08 | 6.9209 | 0.84944 | 3.8632 | 2.2083 | 0 | 0 | 0 | 5.0925e-05 |  | 4.2311e-07 | 0 | 4.2311e-07 | 2.1156e-07 | 0 | 2.1156e-07 | 5.44e-07 | 0 | 5.44e-07 | [16 empty] | 7.3.1.3 Ignition probability mapping showing the probability of ignition along the electric lines and equipmentWLDFRAggregatedAggregated | WLDFR | HFTD - Distribution - Tier 3 - 2QU CoRE ¦ 3QU LoRE | Seismic - Non-Red Flag Warning - Catastrophic Fires | Aggregated | Aggregated | 2034 | 4.0136e-10 | 0 | 267.1271 | 1.0721e-07 | 2034 | Mitigation | 0.08575 | 30 | 0 | esc | 0.0012005 | 4.8183e-13 | 0.00060025 | 2.4092e-13 | 0.0015435 | 6.195e-13
[79 empty] | WLDFR | HFTD - Distribution - Tier 3 - 2QU CoRE ¦ 3QU LoRE | Red Flag Warning - Large Fires | 2045 | 6.1135e-08 | 3.0568e-08 | 7.8603e-08 | 6.9209 | 0.84944 | 3.8632 | 2.2083 | 0 | 0 | 0 | 5.0925e-05 |  | 4.2311e-07 | 0 | 4.2311e-07 | 2.1156e-07 | 0 | 2.1156e-07 | 5.44e-07 | 0 | 5.44e-07 | [16 empty] | 7.3.1.3 Ignition probability mapping showing the probability of ignition along the electric lines and equipmentWLDFRAggregatedAggregated | WLDFR | HFTD - Distribution - Tier 3 - 2QU CoRE ¦ 3QU LoRE | Seismic - Non-Red Flag Warning - Catastrophic Fires | Aggregated | Aggregated | 2035 | 4.0136e-10 | 0 | 267.1271 | 1.0721e-07 | 2035 | Mitigation | 0.08575 | 30 | 0 | esc | 0.0012005 | 4.8183e-13 | 0.00060025 | 2.4092e-13 | 0.0015435 | 6.195e-13
[79 empty] | WLDFR | HFTD - Distribution - Tier 3 - 2QU CoRE ¦ 3QU LoRE | Red Flag Warning - Large Fires | 2046 | 6.1135e-08 | 3.0568e-08 | 7.8603e-08 | 6.9209 | 0.84944 | 3.8632 | 2.2083 | 0 | 0 | 0 | 5.0925e-05 |  | 4.2311e-07 | 0 | 4.2311e-07 | 2.1156e-07 | 0 | 2.1156e-07 | 5.44e-07 | 0 | 5.44e-07 | [16 empty] | 7.3.1.3 Ignition probability mapping showing the probability of ignition along the electric lines and equipmentWLDFRAggregatedAggregated | WLDFR | HFTD - Distribution - Tier 3 - 2QU CoRE ¦ 3QU LoRE | Seismic - Non-Red Flag Warning - Catastrophic Fires | Aggregated | Aggregated | 2036 | 4.0136e-10 | 0 | 267.1271 | 1.0721e-07 | 2036 | Mitigation | 0.08575 | 30 | 0 | esc | 0.0012005 | 4.8183e-13 | 0.00060025 | 2.4092e-13 | 0.0015435 | 6.195e-13
[79 empty] | WLDFR | HFTD - Distribution - Tier 3 - 2QU CoRE ¦ 3QU LoRE | Red Flag Warning - Large Fires | 2047 | 6.1135e-08 | 3.0568e-08 | 7.8603e-08 | 6.9209 | 0.84944 | 3.8632 | 2.2083 | 0 | 0 | 0 | 5.0925e-05 |  | 4.2311e-07 | 0 | 4.2311e-07 | 2.1156e-07 | 0 | 2.1156e-07 | 5.44e-07 | 0 | 5.44e-07 | [16 empty] | 7.3.1.3 Ignition probability mapping showing the probability of ignition along the electric lines and equipmentWLDFRAggregatedAggregated | WLDFR | HFTD - Distribution - Tier 3 - 2QU CoRE ¦ 3QU LoRE | Seismic - Non-Red Flag Warning - Catastrophic Fires | Aggregated | Aggregated | 2037 | 4.0136e-10 | 0 | 267.1271 | 1.0721e-07 | 2037 | Mitigation | 0.08575 | 30 | 0 | esc | 0.0012005 | 4.8183e-13 | 0.00060025 | 2.4092e-13 | 0.0015435 | 6.195e-13
[79 empty] | WLDFR | HFTD - Distribution - Tier 3 - 2QU CoRE ¦ 3QU LoRE | Red Flag Warning - Large Fires | 2048 | 6.1135e-08 | 3.0568e-08 | 7.8603e-08 | 7.3713 | 0.88759 | 4.1075 | 2.3763 | 0 | 0 | 0 | 5.0925e-05 |  | 4.5065e-07 | 0 | 4.5065e-07 | 2.2533e-07 | 0 | 2.2533e-07 | 5.7941e-07 | 0 | 5.7941e-07 | [16 empty] | 7.3.1.3 Ignition probability mapping showing the probability of ignition along the electric lines and equipmentWLDFRAggregatedAggregated | WLDFR | HFTD - Distribution - Tier 3 - 2QU CoRE ¦ 3QU LoRE | Seismic - Non-Red Flag Warning - Catastrophic Fires | Aggregated | Aggregated | 2038 | 4.0136e-10 | 0 | 267.1271 | 1.0721e-07 | 2038 | Mitigation | 0.08575 | 30 | 0 | esc | 0.0012005 | 4.8183e-13 | 0.00060025 | 2.4092e-13 | 0.0015435 | 6.195e-13
[79 empty] | WLDFR | HFTD - Distribution - Tier 3 - 2QU CoRE ¦ 3QU LoRE | Red Flag Warning - Large Fires | 2049 | 6.1135e-08 | 3.0568e-08 | 7.8603e-08 | 7.3713 | 0.88759 | 4.1075 | 2.3763 | 0 | 0 | 0 | 5.0925e-05 |  | 4.5065e-07 | 0 | 4.5065e-07 | 2.2533e-07 | 0 | 2.2533e-07 | 5.7941e-07 | 0 | 5.7941e-07 | [16 empty] | 7.3.1.3 Ignition probability mapping showing the probability of ignition along the electric lines and equipmentWLDFRAggregatedAggregated | WLDFR | HFTD - Distribution - Tier 3 - 2QU CoRE ¦ 3QU LoRE | Seismic - Non-Red Flag Warning - Catastrophic Fires | Aggregated | Aggregated | 2039 | 4.0136e-10 | 0 | 267.1271 | 1.0721e-07 | 2039 | Mitigation | 0.08575 | 30 | 0 | esc | 0.0012005 | 4.8183e-13 | 0.00060025 | 2.4092e-13 | 0.0015435 | 6.195e-13
[79 empty] | WLDFR | HFTD - Distribution - Tier 3 - 2QU CoRE ¦ 3QU LoRE | Red Flag Warning - Large Fires | 2050 | 0 | 3.0568e-08 | 7.8603e-08 | 7.3713 | 0.88759 | 4.1075 | 2.3763 | 0 | 0 | 0 | 5.0925e-05 |  | 0 | 0 | 0 | 2.2533e-07 | 0 | 2.2533e-07 | 5.7941e-07 | 0 | 5.7941e-07 | [16 empty] | 7.3.1.3 Ignition probability mapping showing the probability of ignition along the electric lines and equipmentWLDFRAggregatedAggregated | WLDFR | HFTD - Distribution - Tier 3 - 2QU CoRE ¦ 3QU LoRE | Seismic - Non-Red Flag Warning - Catastrophic Fires | Aggregated | Aggregated | 2040 | 4.0136e-10 | 0 | 267.1271 | 1.0721e-07 | 2040 | Mitigation | 0.08575 | 30 | 0 | esc | 0.0012005 | 4.8183e-13 | 0.00060025 | 2.4092e-13 | 0.0015435 | 6.195e-13
[79 empty] | WLDFR | HFTD - Distribution - Tier 3 - 2QU CoRE ¦ 3QU LoRE | Red Flag Warning - Large Fires | 2051 | 0 | 0 | 7.8603e-08 | 7.3713 | 0.88759 | 4.1075 | 2.3763 | 0 | 0 | 0 | 5.0925e-05 |  | 0 | 0 | 0 | 0 | 0 | 0 | 5.7941e-07 | 0 | 5.7941e-07 | [16 empty] | 7.3.1.3 Ignition probability mapping showing the probability of ignition along the electric lines and equipmentWLDFRAggregatedAggregated | WLDFR | HFTD - Distribution - Tier 3 - 2QU CoRE ¦ 3QU LoRE | Seismic - Non-Red Flag Warning - Catastrophic Fires | Aggregated | Aggregated | 2041 | 4.0136e-10 | 0 | 267.1271 | 1.0721e-07 | 2041 | Mitigation | 0.08575 | 30 | 0 | esc | 0.0012005 | 4.8183e-13 | 0.00060025 | 2.4092e-13 | 0.0015435 | 6.195e-13
[79 empty] | WLDFR | HFTD - Distribution - Tier 3 - 2QU CoRE ¦ 3QU LoRE | Red Flag Warning - Small Fires | 2020 | 7.7951e-07 | 0 | 0 | 0.077901 | 0.036425 | 0.0015809 | 0.039895 | 0 | 0 | 0 | 0.00064932 |  | 6.0724e-08 | 0 | 6.0724e-08 | 0 | 0 | 0 | 0 | 0 | 0 | [16 empty] | 7.3.1.3 Ignition probability mapping showing the probability of ignition along the electric lines and equipmentWLDFRAggregatedAggregated | WLDFR | HFTD - Distribution - Tier 3 - 2QU CoRE ¦ 3QU LoRE | Seismic - Non-Red Flag Warning - Catastrophic Fires | Aggregated | Aggregated | 2042 | 4.0136e-10 | 0 | 267.1271 | 1.0721e-07 | 2042 | Mitigation | 0.08575 | 30 | 0 | esc | 0.0012005 | 4.8183e-13 | 0.00060025 | 2.4092e-13 | 0.0015435 | 6.195e-13
[79 empty] | WLDFR | HFTD - Distribution - Tier 3 - 2QU CoRE ¦ 3QU LoRE | Red Flag Warning - Small Fires | 2021 | 7.7951e-07 | 3.8975e-07 | 0 | 0.077901 | 0.036425 | 0.0015809 | 0.039895 | 0 | 0 | 0 | 0.00064932 |  | 6.0724e-08 | 0 | 6.0724e-08 | 3.0362e-08 | 0 | 3.0362e-08 | 0 | 0 | 0 | [16 empty] | 7.3.1.3 Ignition probability mapping showing the probability of ignition along the electric lines and equipmentWLDFRAggregatedAggregated | WLDFR | HFTD - Distribution - Tier 3 - 2QU CoRE ¦ 3QU LoRE | Seismic - Non-Red Flag Warning - Catastrophic Fires | Aggregated | Aggregated | 2043 | 4.0136e-10 | 0 | 267.1271 | 1.0721e-07 | 2043 | Mitigation | 0.08575 | 30 | 0 | esc | 0.0012005 | 4.8183e-13 | 0.00060025 | 2.4092e-13 | 0.0015435 | 6.195e-13
[79 empty] | WLDFR | HFTD - Distribution - Tier 3 - 2QU CoRE ¦ 3QU LoRE | Red Flag Warning - Small Fires | 2022 | 7.7951e-07 | 3.8975e-07 | 1.0022e-06 | 0.077901 | 0.036425 | 0.0015809 | 0.039895 | 0 | 0 | 0 | 0.00064932 |  | 6.0724e-08 | 0 | 6.0724e-08 | 3.0362e-08 | 0 | 3.0362e-08 | 7.8074e-08 | 0 | 7.8074e-08 | [16 empty] | 7.3.1.3 Ignition probability mapping showing the probability of ignition along the electric lines and equipmentWLDFRAggregatedAggregated | WLDFR | HFTD - Distribution - Tier 3 - 2QU CoRE ¦ 3QU LoRE | Seismic - Non-Red Flag Warning - Catastrophic Fires | Aggregated | Aggregated | 2044 | 4.0136e-10 | 0 | 267.1271 | 1.0721e-07 | 2044 | Mitigation | 0.08575 | 30 | 0 | esc | 0.0012005 | 4.8183e-13 | 0.00060025 | 2.4092e-13 | 0.0015435 | 6.195e-13
[79 empty] | WLDFR | HFTD - Distribution - Tier 3 - 2QU CoRE ¦ 3QU LoRE | Red Flag Warning - Small Fires | 2023 | 7.7951e-07 | 3.8975e-07 | 1.0022e-06 | 0.080408 | 0.03759 | 0.0016314 | 0.041187 | 0 | 0 | 0 | 0.00064932 |  | 6.2679e-08 | 0 | 6.2679e-08 | 3.1339e-08 | 0 | 3.1339e-08 | 8.0587e-08 | 0 | 8.0587e-08 | [16 empty] | 7.3.1.3 Ignition probability mapping showing the probability of ignition along the electric lines and equipmentWLDFRAggregatedAggregated | WLDFR | HFTD - Distribution - Tier 3 - 2QU CoRE ¦ 3QU LoRE | Seismic - Non-Red Flag Warning - Catastrophic Fires | Aggregated | Aggregated | 2045 | 4.0136e-10 | 0 | 267.1271 | 1.0721e-07 | 2045 | Mitigation | 0.08575 | 30 | 0 | esc | 0.0012005 | 4.8183e-13 | 0.00060025 | 2.4092e-13 | 0.0015435 | 6.195e-13
[79 empty] | WLDFR | HFTD - Distribution - Tier 3 - 2QU CoRE ¦ 3QU LoRE | Red Flag Warning - Small Fires | 2024 | 7.7951e-07 | 3.8975e-07 | 1.0022e-06 | 0.080408 | 0.03759 | 0.0016314 | 0.041187 | 0 | 0 | 0 | 0.00064932 |  | 6.2679e-08 | 0 | 6.2679e-08 | 3.1339e-08 | 0 | 3.1339e-08 | 8.0587e-08 | 0 | 8.0587e-08 | [16 empty] | 7.3.1.3 Ignition probability mapping showing the probability of ignition along the electric lines and equipmentWLDFRAggregatedAggregated | WLDFR | HFTD - Distribution - Tier 3 - 2QU CoRE ¦ 3QU LoRE | Seismic - Non-Red Flag Warning - Catastrophic Fires | Aggregated | Aggregated | 2046 | 4.0136e-10 | 0 | 267.1271 | 1.0721e-07 | 2046 | Mitigation | 0.08575 | 30 | 0 | esc | 0.0012005 | 4.8183e-13 | 0.00060025 | 2.4092e-13 | 0.0015435 | 6.195e-13
[79 empty] | WLDFR | HFTD - Distribution - Tier 3 - 2QU CoRE ¦ 3QU LoRE | Red Flag Warning - Small Fires | 2025 | 7.7951e-07 | 3.8975e-07 | 1.0022e-06 | 0.080408 | 0.03759 | 0.0016314 | 0.041187 | 0 | 0 | 0 | 0.00064932 |  | 6.2679e-08 | 0 | 6.2679e-08 | 3.1339e-08 | 0 | 3.1339e-08 | 8.0587e-08 | 0 | 8.0587e-08 | [16 empty] | 7.3.1.3 Ignition probability mapping showing the probability of ignition along the electric lines and equipmentWLDFRAggregatedAggregated | WLDFR | HFTD - Distribution - Tier 3 - 2QU CoRE ¦ 3QU LoRE | Seismic - Non-Red Flag Warning - Catastrophic Fires | Aggregated | Aggregated | 2047 | 4.0136e-10 | 0 | 267.1271 | 1.0721e-07 | 2047 | Mitigation | 0.08575 | 30 | 0 | esc | 0.0012005 | 4.8183e-13 | 0.00060025 | 2.4092e-13 | 0.0015435 | 6.195e-13
[79 empty] | WLDFR | HFTD - Distribution - Tier 3 - 2QU CoRE ¦ 3QU LoRE | Red Flag Warning - Small Fires | 2026 | 7.7951e-07 | 3.8975e-07 | 1.0022e-06 | 0.080408 | 0.03759 | 0.0016314 | 0.041187 | 0 | 0 | 0 | 0.00064932 |  | 6.2679e-08 | 0 | 6.2679e-08 | 3.1339e-08 | 0 | 3.1339e-08 | 8.0587e-08 | 0 | 8.0587e-08 | [16 empty] | 7.3.1.3 Ignition probability mapping showing the probability of ignition along the electric lines and equipmentWLDFRAggregatedAggregated | WLDFR | HFTD - Distribution - Tier 3 - 2QU CoRE ¦ 3QU LoRE | Seismic - Non-Red Flag Warning - Catastrophic Fires | Aggregated | Aggregated | 2048 | 4.0136e-10 | 0 | 267.1271 | 1.0721e-07 | 2048 | Mitigation | 0.08575 | 30 | 0 | esc | 0.0012005 | 4.8183e-13 | 0.00060025 | 2.4092e-13 | 0.0015435 | 6.195e-13
[79 empty] | WLDFR | HFTD - Distribution - Tier 3 - 2QU CoRE ¦ 3QU LoRE | Red Flag Warning - Small Fires | 2027 | 7.7951e-07 | 3.8975e-07 | 1.0022e-06 | 0.080408 | 0.03759 | 0.0016314 | 0.041187 | 0 | 0 | 0 | 0.00064932 |  | 6.2679e-08 | 0 | 6.2679e-08 | 3.1339e-08 | 0 | 3.1339e-08 | 8.0587e-08 | 0 | 8.0587e-08 | [16 empty] | 7.3.1.3 Ignition probability mapping showing the probability of ignition along the electric lines and equipmentWLDFRAggregatedAggregated | WLDFR | HFTD - Distribution - Tier 3 - 2QU CoRE ¦ 3QU LoRE | Seismic - Non-Red Flag Warning - Catastrophic Fires | Aggregated | Aggregated | 2049 | 4.0136e-10 | 0 | 267.1271 | 1.0721e-07 | 2049 | Mitigation | 0.08575 | 30 | 0 | esc | 0.0012005 | 4.8183e-13 | 0.00060025 | 2.4092e-13 | 0.0015435 | 6.195e-13
[79 empty] | WLDFR | HFTD - Distribution - Tier 3 - 2QU CoRE ¦ 3QU LoRE | Red Flag Warning - Small Fires | 2028 | 7.7951e-07 | 3.8975e-07 | 1.0022e-06 | 0.083606 | 0.039055 | 0.001695 | 0.042856 | 0 | 0 | 0 | 0.00064932 |  | 6.5172e-08 | 0 | 6.5172e-08 | 3.2586e-08 | 0 | 3.2586e-08 | 8.3792e-08 | 0 | 8.3792e-08 | [16 empty] | 7.3.1.3 Ignition probability mapping showing the probability of ignition along the electric lines and equipmentWLDFRAggregatedAggregated | WLDFR | HFTD - Distribution - Tier 3 - 2QU CoRE ¦ 3QU LoRE | Seismic - Non-Red Flag Warning - Catastrophic Fires | Aggregated | Aggregated | 2050 | 4.0136e-10 | 0 | 267.1271 | 1.0721e-07 | 2050 | Mitigation | 0.08575 | 30 | 0 | esc | 0 | 0 | 0.00060025 | 2.4092e-13 | 0.0015435 | 6.195e-13
[79 empty] | WLDFR | HFTD - Distribution - Tier 3 - 2QU CoRE ¦ 3QU LoRE | Red Flag Warning - Small Fires | 2029 | 7.7951e-07 | 3.8975e-07 | 1.0022e-06 | 0.083606 | 0.039055 | 0.001695 | 0.042856 | 0 | 0 | 0 | 0.00064932 |  | 6.5172e-08 | 0 | 6.5172e-08 | 3.2586e-08 | 0 | 3.2586e-08 | 8.3792e-08 | 0 | 8.3792e-08 | [16 empty] | 7.3.1.3 Ignition probability mapping showing the probability of ignition along the electric lines and equipmentWLDFRAggregatedAggregated | WLDFR | HFTD - Distribution - Tier 3 - 2QU CoRE ¦ 3QU LoRE | Seismic - Non-Red Flag Warning - Catastrophic Fires | Aggregated | Aggregated | 2051 | 4.0136e-10 | 0 | 267.1271 | 1.0721e-07 | 2051 | Mitigation | 0.08575 | 30 | 0 | esc | 0 | 0 | 0 | 0 | 0.0015435 | 6.195e-13
[79 empty] | WLDFR | HFTD - Distribution - Tier 3 - 2QU CoRE ¦ 3QU LoRE | Red Flag Warning - Small Fires | 2030 | 7.7951e-07 | 3.8975e-07 | 1.0022e-06 | 0.083606 | 0.039055 | 0.001695 | 0.042856 | 0 | 0 | 0 | 0.00064932 |  | 6.5172e-08 | 0 | 6.5172e-08 | 3.2586e-08 | 0 | 3.2586e-08 | 8.3792e-08 | 0 | 8.3792e-08 | [16 empty] | 7.3.1.3 Ignition probability mapping showing the probability of ignition along the electric lines and equipmentWLDFRAggregatedAggregated | WLDFR | HFTD - Distribution - Tier 3 - 2QU CoRE ¦ 3QU LoRE | Seismic - Red Flag Warning - Catastrophic Fires | Aggregated | Aggregated | 2021 | 1.731e-08 | 0 | 267.1271 | 4.624e-06 | 2021 | Mitigation | 0.08575 | 30 | 0 | esc | 0.0012005 | 2.0781e-11 | 0.00060025 | 1.039e-11 | 0 | 0
[79 empty] | WLDFR | HFTD - Distribution - Tier 3 - 2QU CoRE ¦ 3QU LoRE | Red Flag Warning - Small Fires | 2031 | 7.7951e-07 | 3.8975e-07 | 1.0022e-06 | 0.083606 | 0.039055 | 0.001695 | 0.042856 | 0 | 0 | 0 | 0.00064932 |  | 6.5172e-08 | 0 | 6.5172e-08 | 3.2586e-08 | 0 | 3.2586e-08 | 8.3792e-08 | 0 | 8.3792e-08 | [16 empty] | 7.3.1.3 Ignition probability mapping showing the probability of ignition along the electric lines and equipmentWLDFRAggregatedAggregated | WLDFR | HFTD - Distribution - Tier 3 - 2QU CoRE ¦ 3QU LoRE | Seismic - Red Flag Warning - Catastrophic Fires | Aggregated | Aggregated | 2022 | 1.731e-08 | 0 | 267.1271 | 4.624e-06 | 2022 | Mitigation | 0.08575 | 30 | 0 | esc | 0.0012005 | 2.0781e-11 | 0.00060025 | 1.039e-11 | 0.0015435 | 2.6718e-11
[79 empty] | WLDFR | HFTD - Distribution - Tier 3 - 2QU CoRE ¦ 3QU LoRE | Red Flag Warning - Small Fires | 2032 | 7.7951e-07 | 3.8975e-07 | 1.0022e-06 | 0.083606 | 0.039055 | 0.001695 | 0.042856 | 0 | 0 | 0 | 0.00064932 |  | 6.5172e-08 | 0 | 6.5172e-08 | 3.2586e-08 | 0 | 3.2586e-08 | 8.3792e-08 | 0 | 8.3792e-08 | [16 empty] | 7.3.1.3 Ignition probability mapping showing the probability of ignition along the electric lines and equipmentWLDFRAggregatedAggregated | WLDFR | HFTD - Distribution - Tier 3 - 2QU CoRE ¦ 3QU LoRE | Seismic - Red Flag Warning - Catastrophic Fires | Aggregated | Aggregated | 2023 | 1.731e-08 | 0 | 267.1271 | 4.624e-06 | 2023 | Mitigation | 0.08575 | 30 | 0 | esc | 0.0012005 | 2.0781e-11 | 0.00060025 | 1.039e-11 | 0.0015435 | 2.6718e-11
[79 empty] | WLDFR | HFTD - Distribution - Tier 3 - 2QU CoRE ¦ 3QU LoRE | Red Flag Warning - Small Fires | 2033 | 7.7951e-07 | 3.8975e-07 | 1.0022e-06 | 0.087211 | 0.040679 | 0.0017655 | 0.044766 | 0 | 0 | 0 | 0.00064932 |  | 6.7982e-08 | 0 | 6.7982e-08 | 3.3991e-08 | 0 | 3.3991e-08 | 8.7405e-08 | 0 | 8.7405e-08 | [16 empty] | 7.3.1.3 Ignition probability mapping showing the probability of ignition along the electric lines and equipmentWLDFRAggregatedAggregated | WLDFR | HFTD - Distribution - Tier 3 - 2QU CoRE ¦ 3QU LoRE | Seismic - Red Flag Warning - Catastrophic Fires | Aggregated | Aggregated | 2024 | 1.731e-08 | 0 | 267.1271 | 4.624e-06 | 2024 | Mitigation | 0.08575 | 30 | 0 | esc | 0.0012005 | 2.0781e-11 | 0.00060025 | 1.039e-11 | 0.0015435 | 2.6718e-11
[79 empty] | WLDFR | HFTD - Distribution - Tier 3 - 2QU CoRE ¦ 3QU LoRE | Red Flag Warning - Small Fires | 2034 | 7.7951e-07 | 3.8975e-07 | 1.0022e-06 | 0.087211 | 0.040679 | 0.0017655 | 0.044766 | 0 | 0 | 0 | 0.00064932 |  | 6.7982e-08 | 0 | 6.7982e-08 | 3.3991e-08 | 0 | 3.3991e-08 | 8.7405e-08 | 0 | 8.7405e-08 | [16 empty] | 7.3.1.3 Ignition probability mapping showing the probability of ignition along the electric lines and equipmentWLDFRAggregatedAggregated | WLDFR | HFTD - Distribution - Tier 3 - 2QU CoRE ¦ 3QU LoRE | Seismic - Red Flag Warning - Catastrophic Fires | Aggregated | Aggregated | 2025 | 1.731e-08 | 0 | 267.1271 | 4.624e-06 | 2025 | Mitigation | 0.08575 | 30 | 0 | esc | 0.0012005 | 2.0781e-11 | 0.00060025 | 1.039e-11 | 0.0015435 | 2.6718e-11
[79 empty] | WLDFR | HFTD - Distribution - Tier 3 - 2QU CoRE ¦ 3QU LoRE | Red Flag Warning - Small Fires | 2035 | 7.7951e-07 | 3.8975e-07 | 1.0022e-06 | 0.087211 | 0.040679 | 0.0017655 | 0.044766 | 0 | 0 | 0 | 0.00064932 |  | 6.7982e-08 | 0 | 6.7982e-08 | 3.3991e-08 | 0 | 3.3991e-08 | 8.7405e-08 | 0 | 8.7405e-08 | [16 empty] | 7.3.1.3 Ignition probability mapping showing the probability of ignition along the electric lines and equipmentWLDFRAggregatedAggregated | WLDFR | HFTD - Distribution - Tier 3 - 2QU CoRE ¦ 3QU LoRE | Seismic - Red Flag Warning - Catastrophic Fires | Aggregated | Aggregated | 2026 | 1.731e-08 | 0 | 267.1271 | 4.624e-06 | 2026 | Mitigation | 0.08575 | 30 | 0 | esc | 0.0012005 | 2.0781e-11 | 0.00060025 | 1.039e-11 | 0.0015435 | 2.6718e-11
[79 empty] | WLDFR | HFTD - Distribution - Tier 3 - 2QU CoRE ¦ 3QU LoRE | Red Flag Warning - Small Fires | 2036 | 7.7951e-07 | 3.8975e-07 | 1.0022e-06 | 0.087211 | 0.040679 | 0.0017655 | 0.044766 | 0 | 0 | 0 | 0.00064932 |  | 6.7982e-08 | 0 | 6.7982e-08 | 3.3991e-08 | 0 | 3.3991e-08 | 8.7405e-08 | 0 | 8.7405e-08 | [16 empty] | 7.3.1.3 Ignition probability mapping showing the probability of ignition along the electric lines and equipmentWLDFRAggregatedAggregated | WLDFR | HFTD - Distribution - Tier 3 - 2QU CoRE ¦ 3QU LoRE | Seismic - Red Flag Warning - Catastrophic Fires | Aggregated | Aggregated | 2027 | 1.731e-08 | 0 | 267.1271 | 4.624e-06 | 2027 | Mitigation | 0.08575 | 30 | 0 | esc | 0.0012005 | 2.0781e-11 | 0.00060025 | 1.039e-11 | 0.0015435 | 2.6718e-11
[79 empty] | WLDFR | HFTD - Distribution - Tier 3 - 2QU CoRE ¦ 3QU LoRE | Red Flag Warning - Small Fires | 2037 | 7.7951e-07 | 3.8975e-07 | 1.0022e-06 | 0.087211 | 0.040679 | 0.0017655 | 0.044766 | 0 | 0 | 0 | 0.00064932 |  | 6.7982e-08 | 0 | 6.7982e-08 | 3.3991e-08 | 0 | 3.3991e-08 | 8.7405e-08 | 0 | 8.7405e-08 | [16 empty] | 7.3.1.3 Ignition probability mapping showing the probability of ignition along the electric lines and equipmentWLDFRAggregatedAggregated | WLDFR | HFTD - Distribution - Tier 3 - 2QU CoRE ¦ 3QU LoRE | Seismic - Red Flag Warning - Catastrophic Fires | Aggregated | Aggregated | 2028 | 1.731e-08 | 0 | 267.1271 | 4.624e-06 | 2028 | Mitigation | 0.08575 | 30 | 0 | esc | 0.0012005 | 2.0781e-11 | 0.00060025 | 1.039e-11 | 0.0015435 | 2.6718e-11
[79 empty] | WLDFR | HFTD - Distribution - Tier 3 - 2QU CoRE ¦ 3QU LoRE | Red Flag Warning - Small Fires | 2038 | 7.7951e-07 | 3.8975e-07 | 1.0022e-06 | 0.091184 | 0.042438 | 0.0018418 | 0.046905 | 0 | 0 | 0 | 0.00064932 |  | 7.1079e-08 | 0 | 7.1079e-08 | 3.5539e-08 | 0 | 3.5539e-08 | 9.1387e-08 | 0 | 9.1387e-08 | [16 empty] | 7.3.1.3 Ignition probability mapping showing the probability of ignition along the electric lines and equipmentWLDFRAggregatedAggregated | WLDFR | HFTD - Distribution - Tier 3 - 2QU CoRE ¦ 3QU LoRE | Seismic - Red Flag Warning - Catastrophic Fires | Aggregated | Aggregated | 2029 | 1.731e-08 | 0 | 267.1271 | 4.624e-06 | 2029 | Mitigation | 0.08575 | 30 | 0 | esc | 0.0012005 | 2.0781e-11 | 0.00060025 | 1.039e-11 | 0.0015435 | 2.6718e-11
[79 empty] | WLDFR | HFTD - Distribution - Tier 3 - 2QU CoRE ¦ 3QU LoRE | Red Flag Warning - Small Fires | 2039 | 7.7951e-07 | 3.8975e-07 | 1.0022e-06 | 0.091184 | 0.042438 | 0.0018418 | 0.046905 | 0 | 0 | 0 | 0.00064932 |  | 7.1079e-08 | 0 | 7.1079e-08 | 3.5539e-08 | 0 | 3.5539e-08 | 9.1387e-08 | 0 | 9.1387e-08 | [16 empty] | 7.3.1.3 Ignition probability mapping showing the probability of ignition along the electric lines and equipmentWLDFRAggregatedAggregated | WLDFR | HFTD - Distribution - Tier 3 - 2QU CoRE ¦ 3QU LoRE | Seismic - Red Flag Warning - Catastrophic Fires | Aggregated | Aggregated | 2030 | 1.731e-08 | 0 | 267.1271 | 4.624e-06 | 2030 | Mitigation | 0.08575 | 30 | 0 | esc | 0.0012005 | 2.0781e-11 | 0.00060025 | 1.039e-11 | 0.0015435 | 2.6718e-11
[79 empty] | WLDFR | HFTD - Distribution - Tier 3 - 2QU CoRE ¦ 3QU LoRE | Red Flag Warning - Small Fires | 2040 | 7.7951e-07 | 3.8975e-07 | 1.0022e-06 | 0.091184 | 0.042438 | 0.0018418 | 0.046905 | 0 | 0 | 0 | 0.00064932 |  | 7.1079e-08 | 0 | 7.1079e-08 | 3.5539e-08 | 0 | 3.5539e-08 | 9.1387e-08 | 0 | 9.1387e-08 | [16 empty] | 7.3.1.3 Ignition probability mapping showing the probability of ignition along the electric lines and equipmentWLDFRAggregatedAggregated | WLDFR | HFTD - Distribution - Tier 3 - 2QU CoRE ¦ 3QU LoRE | Seismic - Red Flag Warning - Catastrophic Fires | Aggregated | Aggregated | 2031 | 1.731e-08 | 0 | 267.1271 | 4.624e-06 | 2031 | Mitigation | 0.08575 | 30 | 0 | esc | 0.0012005 | 2.0781e-11 | 0.00060025 | 1.039e-11 | 0.0015435 | 2.6718e-11
[79 empty] | WLDFR | HFTD - Distribution - Tier 3 - 2QU CoRE ¦ 3QU LoRE | Red Flag Warning - Small Fires | 2041 | 7.7951e-07 | 3.8975e-07 | 1.0022e-06 | 0.091184 | 0.042438 | 0.0018418 | 0.046905 | 0 | 0 | 0 | 0.00064932 |  | 7.1079e-08 | 0 | 7.1079e-08 | 3.5539e-08 | 0 | 3.5539e-08 | 9.1387e-08 | 0 | 9.1387e-08 | [16 empty] | 7.3.1.3 Ignition probability mapping showing the probability of ignition along the electric lines and equipmentWLDFRAggregatedAggregated | WLDFR | HFTD - Distribution - Tier 3 - 2QU CoRE ¦ 3QU LoRE | Seismic - Red Flag Warning - Catastrophic Fires | Aggregated | Aggregated | 2032 | 1.731e-08 | 0 | 267.1271 | 4.624e-06 | 2032 | Mitigation | 0.08575 | 30 | 0 | esc | 0.0012005 | 2.0781e-11 | 0.00060025 | 1.039e-11 | 0.0015435 | 2.6718e-11
[79 empty] | WLDFR | HFTD - Distribution - Tier 3 - 2QU CoRE ¦ 3QU LoRE | Red Flag Warning - Small Fires | 2042 | 7.7951e-07 | 3.8975e-07 | 1.0022e-06 | 0.091184 | 0.042438 | 0.0018418 | 0.046905 | 0 | 0 | 0 | 0.00064932 |  | 7.1079e-08 | 0 | 7.1079e-08 | 3.5539e-08 | 0 | 3.5539e-08 | 9.1387e-08 | 0 | 9.1387e-08 | [16 empty] | 7.3.1.3 Ignition probability mapping showing the probability of ignition along the electric lines and equipmentWLDFRAggregatedAggregated | WLDFR | HFTD - Distribution - Tier 3 - 2QU CoRE ¦ 3QU LoRE | Seismic - Red Flag Warning - Catastrophic Fires | Aggregated | Aggregated | 2033 | 1.731e-08 | 0 | 267.1271 | 4.624e-06 | 2033 | Mitigation | 0.08575 | 30 | 0 | esc | 0.0012005 | 2.0781e-11 | 0.00060025 | 1.039e-11 | 0.0015435 | 2.6718e-11
[79 empty] | WLDFR | HFTD - Distribution - Tier 3 - 2QU CoRE ¦ 3QU LoRE | Red Flag Warning - Small Fires | 2043 | 7.7951e-07 | 3.8975e-07 | 1.0022e-06 | 0.095486 | 0.044306 | 0.0019228 | 0.049257 | 0 | 0 | 0 | 0.00064932 |  | 7.4432e-08 | 0 | 7.4432e-08 | 3.7216e-08 | 0 | 3.7216e-08 | 9.5698e-08 | 0 | 9.5698e-08 | [16 empty] | 7.3.1.3 Ignition probability mapping showing the probability of ignition along the electric lines and equipmentWLDFRAggregatedAggregated | WLDFR | HFTD - Distribution - Tier 3 - 2QU CoRE ¦ 3QU LoRE | Seismic - Red Flag Warning - Catastrophic Fires | Aggregated | Aggregated | 2034 | 1.731e-08 | 0 | 267.1271 | 4.624e-06 | 2034 | Mitigation | 0.08575 | 30 | 0 | esc | 0.0012005 | 2.0781e-11 | 0.00060025 | 1.039e-11 | 0.0015435 | 2.6718e-11
[79 empty] | WLDFR | HFTD - Distribution - Tier 3 - 2QU CoRE ¦ 3QU LoRE | Red Flag Warning - Small Fires | 2044 | 7.7951e-07 | 3.8975e-07 | 1.0022e-06 | 0.095486 | 0.044306 | 0.0019228 | 0.049257 | 0 | 0 | 0 | 0.00064932 |  | 7.4432e-08 | 0 | 7.4432e-08 | 3.7216e-08 | 0 | 3.7216e-08 | 9.5698e-08 | 0 | 9.5698e-08 | [16 empty] | 7.3.1.3 Ignition probability mapping showing the probability of ignition along the electric lines and equipmentWLDFRAggregatedAggregated | WLDFR | HFTD - Distribution - Tier 3 - 2QU CoRE ¦ 3QU LoRE | Seismic - Red Flag Warning - Catastrophic Fires | Aggregated | Aggregated | 2035 | 1.731e-08 | 0 | 267.1271 | 4.624e-06 | 2035 | Mitigation | 0.08575 | 30 | 0 | esc | 0.0012005 | 2.0781e-11 | 0.00060025 | 1.039e-11 | 0.0015435 | 2.6718e-11
[79 empty] | WLDFR | HFTD - Distribution - Tier 3 - 2QU CoRE ¦ 3QU LoRE | Red Flag Warning - Small Fires | 2045 | 7.7951e-07 | 3.8975e-07 | 1.0022e-06 | 0.095486 | 0.044306 | 0.0019228 | 0.049257 | 0 | 0 | 0 | 0.00064932 |  | 7.4432e-08 | 0 | 7.4432e-08 | 3.7216e-08 | 0 | 3.7216e-08 | 9.5698e-08 | 0 | 9.5698e-08 | [16 empty] | 7.3.1.3 Ignition probability mapping showing the probability of ignition along the electric lines and equipmentWLDFRAggregatedAggregated | WLDFR | HFTD - Distribution - Tier 3 - 2QU CoRE ¦ 3QU LoRE | Seismic - Red Flag Warning - Catastrophic Fires | Aggregated | Aggregated | 2036 | 1.731e-08 | 0 | 267.1271 | 4.624e-06 | 2036 | Mitigation | 0.08575 | 30 | 0 | esc | 0.0012005 | 2.0781e-11 | 0.00060025 | 1.039e-11 | 0.0015435 | 2.6718e-11
[79 empty] | WLDFR | HFTD - Distribution - Tier 3 - 2QU CoRE ¦ 3QU LoRE | Red Flag Warning - Small Fires | 2046 | 7.7951e-07 | 3.8975e-07 | 1.0022e-06 | 0.095486 | 0.044306 | 0.0019228 | 0.049257 | 0 | 0 | 0 | 0.00064932 |  | 7.4432e-08 | 0 | 7.4432e-08 | 3.7216e-08 | 0 | 3.7216e-08 | 9.5698e-08 | 0 | 9.5698e-08 | [16 empty] | 7.3.1.3 Ignition probability mapping showing the probability of ignition along the electric lines and equipmentWLDFRAggregatedAggregated | WLDFR | HFTD - Distribution - Tier 3 - 2QU CoRE ¦ 3QU LoRE | Seismic - Red Flag Warning - Catastrophic Fires | Aggregated | Aggregated | 2037 | 1.731e-08 | 0 | 267.1271 | 4.624e-06 | 2037 | Mitigation | 0.08575 | 30 | 0 | esc | 0.0012005 | 2.0781e-11 | 0.00060025 | 1.039e-11 | 0.0015435 | 2.6718e-11
[79 empty] | WLDFR | HFTD - Distribution - Tier 3 - 2QU CoRE ¦ 3QU LoRE | Red Flag Warning - Small Fires | 2047 | 7.7951e-07 | 3.8975e-07 | 1.0022e-06 | 0.095486 | 0.044306 | 0.0019228 | 0.049257 | 0 | 0 | 0 | 0.00064932 |  | 7.4432e-08 | 0 | 7.4432e-08 | 3.7216e-08 | 0 | 3.7216e-08 | 9.5698e-08 | 0 | 9.5698e-08 | [16 empty] | 7.3.1.3 Ignition probability mapping showing the probability of ignition along the electric lines and equipmentWLDFRAggregatedAggregated | WLDFR | HFTD - Distribution - Tier 3 - 2QU CoRE ¦ 3QU LoRE | Seismic - Red Flag Warning - Catastrophic Fires | Aggregated | Aggregated | 2038 | 1.731e-08 | 0 | 267.1271 | 4.624e-06 | 2038 | Mitigation | 0.08575 | 30 | 0 | esc | 0.0012005 | 2.0781e-11 | 0.00060025 | 1.039e-11 | 0.0015435 | 2.6718e-11
[79 empty] | WLDFR | HFTD - Distribution - Tier 3 - 2QU CoRE ¦ 3QU LoRE | Red Flag Warning - Small Fires | 2048 | 7.7951e-07 | 3.8975e-07 | 1.0022e-06 | 0.10007 | 0.04626 | 0.0020076 | 0.051804 | 0 | 0 | 0 | 0.00064932 |  | 7.8007e-08 | 0 | 7.8007e-08 | 3.9003e-08 | 0 | 3.9003e-08 | 1.0029e-07 | 0 | 1.0029e-07 | [16 empty] | 7.3.1.3 Ignition probability mapping showing the probability of ignition along the electric lines and equipmentWLDFRAggregatedAggregated | WLDFR | HFTD - Distribution - Tier 3 - 2QU CoRE ¦ 3QU LoRE | Seismic - Red Flag Warning - Catastrophic Fires | Aggregated | Aggregated | 2039 | 1.731e-08 | 0 | 267.1271 | 4.624e-06 | 2039 | Mitigation | 0.08575 | 30 | 0 | esc | 0.0012005 | 2.0781e-11 | 0.00060025 | 1.039e-11 | 0.0015435 | 2.6718e-11
[79 empty] | WLDFR | HFTD - Distribution - Tier 3 - 2QU CoRE ¦ 3QU LoRE | Red Flag Warning - Small Fires | 2049 | 7.7951e-07 | 3.8975e-07 | 1.0022e-06 | 0.10007 | 0.04626 | 0.0020076 | 0.051804 | 0 | 0 | 0 | 0.00064932 |  | 7.8007e-08 | 0 | 7.8007e-08 | 3.9003e-08 | 0 | 3.9003e-08 | 1.0029e-07 | 0 | 1.0029e-07 | [16 empty] | 7.3.1.3 Ignition probability mapping showing the probability of ignition along the electric lines and equipmentWLDFRAggregatedAggregated | WLDFR | HFTD - Distribution - Tier 3 - 2QU CoRE ¦ 3QU LoRE | Seismic - Red Flag Warning - Catastrophic Fires | Aggregated | Aggregated | 2040 | 1.731e-08 | 0 | 267.1271 | 4.624e-06 | 2040 | Mitigation | 0.08575 | 30 | 0 | esc | 0.0012005 | 2.0781e-11 | 0.00060025 | 1.039e-11 | 0.0015435 | 2.6718e-11
[79 empty] | WLDFR | HFTD - Distribution - Tier 3 - 2QU CoRE ¦ 3QU LoRE | Red Flag Warning - Small Fires | 2050 | 0 | 3.8975e-07 | 1.0022e-06 | 0.10007 | 0.04626 | 0.0020076 | 0.051804 | 0 | 0 | 0 | 0.00064932 |  | 0 | 0 | 0 | 3.9003e-08 | 0 | 3.9003e-08 | 1.0029e-07 | 0 | 1.0029e-07 | [16 empty] | 7.3.1.3 Ignition probability mapping showing the probability of ignition along the electric lines and equipmentWLDFRAggregatedAggregated | WLDFR | HFTD - Distribution - Tier 3 - 2QU CoRE ¦ 3QU LoRE | Seismic - Red Flag Warning - Catastrophic Fires | Aggregated | Aggregated | 2041 | 1.731e-08 | 0 | 267.1271 | 4.624e-06 | 2041 | Mitigation | 0.08575 | 30 | 0 | esc | 0.0012005 | 2.0781e-11 | 0.00060025 | 1.039e-11 | 0.0015435 | 2.6718e-11
[79 empty] | WLDFR | HFTD - Distribution - Tier 3 - 2QU CoRE ¦ 3QU LoRE | Red Flag Warning - Small Fires | 2051 | 0 | 0 | 1.0022e-06 | 0.10007 | 0.04626 | 0.0020076 | 0.051804 | 0 | 0 | 0 | 0.00064932 |  | 0 | 0 | 0 | 0 | 0 | 0 | 1.0029e-07 | 0 | 1.0029e-07 | [16 empty] | 7.3.1.3 Ignition probability mapping showing the probability of ignition along the electric lines and equipmentWLDFRAggregatedAggregated | WLDFR | HFTD - Distribution - Tier 3 - 2QU CoRE ¦ 3QU LoRE | Seismic - Red Flag Warning - Catastrophic Fires | Aggregated | Aggregated | 2042 | 1.731e-08 | 0 | 267.1271 | 4.624e-06 | 2042 | Mitigation | 0.08575 | 30 | 0 | esc | 0.0012005 | 2.0781e-11 | 0.00060025 | 1.039e-11 | 0.0015435 | 2.6718e-11
[79 empty] | WLDFR | HFTD - Distribution - Tier 3 - 2QU CoRE ¦ 3QU LoRE | Seismic - Non-Red Flag Warning - Catastrophic Fires | 2020 | 4.8183e-13 | 0 | 0 | 21083.8428 | 409.2237 | 13469.0878 | 7205.5313 | 0 | 0 | 0 | 4.0136e-10 |  | 1.0159e-08 | 0 | 1.0159e-08 | 0 | 0 | 0 | 0 | 0 | 0 | [16 empty] | 7.3.1.3 Ignition probability mapping showing the probability of ignition along the electric lines and equipmentWLDFRAggregatedAggregated | WLDFR | HFTD - Distribution - Tier 3 - 2QU CoRE ¦ 3QU LoRE | Seismic - Red Flag Warning - Catastrophic Fires | Aggregated | Aggregated | 2043 | 1.731e-08 | 0 | 267.1271 | 4.624e-06 | 2043 | Mitigation | 0.08575 | 30 | 0 | esc | 0.0012005 | 2.0781e-11 | 0.00060025 | 1.039e-11 | 0.0015435 | 2.6718e-11
[79 empty] | WLDFR | HFTD - Distribution - Tier 3 - 2QU CoRE ¦ 3QU LoRE | Seismic - Non-Red Flag Warning - Catastrophic Fires | 2021 | 4.8183e-13 | 2.4092e-13 | 0 | 21083.8428 | 409.2237 | 13469.0878 | 7205.5313 | 0 | 0 | 0 | 4.0136e-10 |  | 1.0159e-08 | 0 | 1.0159e-08 | 5.0794e-09 | 0 | 5.0794e-09 | 0 | 0 | 0 | [16 empty] | 7.3.1.3 Ignition probability mapping showing the probability of ignition along the electric lines and equipmentWLDFRAggregatedAggregated | WLDFR | HFTD - Distribution - Tier 3 - 2QU CoRE ¦ 3QU LoRE | Seismic - Red Flag Warning - Catastrophic Fires | Aggregated | Aggregated | 2044 | 1.731e-08 | 0 | 267.1271 | 4.624e-06 | 2044 | Mitigation | 0.08575 | 30 | 0 | esc | 0.0012005 | 2.0781e-11 | 0.00060025 | 1.039e-11 | 0.0015435 | 2.6718e-11
[79 empty] | WLDFR | HFTD - Distribution - Tier 3 - 2QU CoRE ¦ 3QU LoRE | Seismic - Non-Red Flag Warning - Catastrophic Fires | 2022 | 4.8183e-13 | 2.4092e-13 | 6.195e-13 | 21083.8428 | 409.2237 | 13469.0878 | 7205.5313 | 0 | 0 | 0 | 4.0136e-10 |  | 1.0159e-08 | 0 | 1.0159e-08 | 5.0794e-09 | 0 | 5.0794e-09 | 1.3061e-08 | 0 | 1.3061e-08 | [16 empty] | 7.3.1.3 Ignition probability mapping showing the probability of ignition along the electric lines and equipmentWLDFRAggregatedAggregated | WLDFR | HFTD - Distribution - Tier 3 - 2QU CoRE ¦ 3QU LoRE | Seismic - Red Flag Warning - Catastrophic Fires | Aggregated | Aggregated | 2045 | 1.731e-08 | 0 | 267.1271 | 4.624e-06 | 2045 | Mitigation | 0.08575 | 30 | 0 | esc | 0.0012005 | 2.0781e-11 | 0.00060025 | 1.039e-11 | 0.0015435 | 2.6718e-11
[79 empty] | WLDFR | HFTD - Distribution - Tier 3 - 2QU CoRE ¦ 3QU LoRE | Seismic - Non-Red Flag Warning - Catastrophic Fires | 2023 | 4.8183e-13 | 2.4092e-13 | 6.195e-13 | 21835.9781 | 428.6023 | 13939.561 | 7467.8148 | 0 | 0 | 0 | 4.0136e-10 |  | 1.0521e-08 | 0 | 1.0521e-08 | 5.2606e-09 | 0 | 5.2606e-09 | 1.3527e-08 | 0 | 1.3527e-08 | [16 empty] | 7.3.1.3 Ignition probability mapping showing the probability of ignition along the electric lines and equipmentWLDFRAggregatedAggregated | WLDFR | HFTD - Distribution - Tier 3 - 2QU CoRE ¦ 3QU LoRE | Seismic - Red Flag Warning - Catastrophic Fires | Aggregated | Aggregated | 2046 | 1.731e-08 | 0 | 267.1271 | 4.624e-06 | 2046 | Mitigation | 0.08575 | 30 | 0 | esc | 0.0012005 | 2.0781e-11 | 0.00060025 | 1.039e-11 | 0.0015435 | 2.6718e-11
[79 empty] | WLDFR | HFTD - Distribution - Tier 3 - 2QU CoRE ¦ 3QU LoRE | Seismic - Non-Red Flag Warning - Catastrophic Fires | 2024 | 4.8183e-13 | 2.4092e-13 | 6.195e-13 | 21835.9781 | 428.6023 | 13939.561 | 7467.8148 | 0 | 0 | 0 | 4.0136e-10 |  | 1.0521e-08 | 0 | 1.0521e-08 | 5.2606e-09 | 0 | 5.2606e-09 | 1.3527e-08 | 0 | 1.3527e-08 | [16 empty] | 7.3.1.3 Ignition probability mapping showing the probability of ignition along the electric lines and equipmentWLDFRAggregatedAggregated | WLDFR | HFTD - Distribution - Tier 3 - 2QU CoRE ¦ 3QU LoRE | Seismic - Red Flag Warning - Catastrophic Fires | Aggregated | Aggregated | 2047 | 1.731e-08 | 0 | 267.1271 | 4.624e-06 | 2047 | Mitigation | 0.08575 | 30 | 0 | esc | 0.0012005 | 2.0781e-11 | 0.00060025 | 1.039e-11 | 0.0015435 | 2.6718e-11
[79 empty] | WLDFR | HFTD - Distribution - Tier 3 - 2QU CoRE ¦ 3QU LoRE | Seismic - Non-Red Flag Warning - Catastrophic Fires | 2025 | 4.8183e-13 | 2.4092e-13 | 6.195e-13 | 21835.9781 | 428.6023 | 13939.561 | 7467.8148 | 0 | 0 | 0 | 4.0136e-10 |  | 1.0521e-08 | 0 | 1.0521e-08 | 5.2606e-09 | 0 | 5.2606e-09 | 1.3527e-08 | 0 | 1.3527e-08 | [16 empty] | 7.3.1.3 Ignition probability mapping showing the probability of ignition along the electric lines and equipmentWLDFRAggregatedAggregated | WLDFR | HFTD - Distribution - Tier 3 - 2QU CoRE ¦ 3QU LoRE | Seismic - Red Flag Warning - Catastrophic Fires | Aggregated | Aggregated | 2048 | 1.731e-08 | 0 | 267.1271 | 4.624e-06 | 2048 | Mitigation | 0.08575 | 30 | 0 | esc | 0.0012005 | 2.0781e-11 | 0.00060025 | 1.039e-11 | 0.0015435 | 2.6718e-11
[79 empty] | WLDFR | HFTD - Distribution - Tier 3 - 2QU CoRE ¦ 3QU LoRE | Seismic - Non-Red Flag Warning - Catastrophic Fires | 2026 | 4.8183e-13 | 2.4092e-13 | 6.195e-13 | 21835.9781 | 428.6023 | 13939.561 | 7467.8148 | 0 | 0 | 0 | 4.0136e-10 |  | 1.0521e-08 | 0 | 1.0521e-08 | 5.2606e-09 | 0 | 5.2606e-09 | 1.3527e-08 | 0 | 1.3527e-08 | [16 empty] | 7.3.1.3 Ignition probability mapping showing the probability of ignition along the electric lines and equipmentWLDFRAggregatedAggregated | WLDFR | HFTD - Distribution - Tier 3 - 2QU CoRE ¦ 3QU LoRE | Seismic - Red Flag Warning - Catastrophic Fires | Aggregated | Aggregated | 2049 | 1.731e-08 | 0 | 267.1271 | 4.624e-06 | 2049 | Mitigation | 0.08575 | 30 | 0 | esc | 0.0012005 | 2.0781e-11 | 0.00060025 | 1.039e-11 | 0.0015435 | 2.6718e-11
[79 empty] | WLDFR | HFTD - Distribution - Tier 3 - 2QU CoRE ¦ 3QU LoRE | Seismic - Non-Red Flag Warning - Catastrophic Fires | 2027 | 4.8183e-13 | 2.4092e-13 | 6.195e-13 | 21835.9781 | 428.6023 | 13939.561 | 7467.8148 | 0 | 0 | 0 | 4.0136e-10 |  | 1.0521e-08 | 0 | 1.0521e-08 | 5.2606e-09 | 0 | 5.2606e-09 | 1.3527e-08 | 0 | 1.3527e-08 | [16 empty] | 7.3.1.3 Ignition probability mapping showing the probability of ignition along the electric lines and equipmentWLDFRAggregatedAggregated | WLDFR | HFTD - Distribution - Tier 3 - 2QU CoRE ¦ 3QU LoRE | Seismic - Red Flag Warning - Catastrophic Fires | Aggregated | Aggregated | 2050 | 1.731e-08 | 0 | 267.1271 | 4.624e-06 | 2050 | Mitigation | 0.08575 | 30 | 0 | esc | 0 | 0 | 0.00060025 | 1.039e-11 | 0.0015435 | 2.6718e-11
[79 empty] | WLDFR | HFTD - Distribution - Tier 3 - 2QU CoRE ¦ 3QU LoRE | Seismic - Non-Red Flag Warning - Catastrophic Fires | 2028 | 4.8183e-13 | 2.4092e-13 | 6.195e-13 | 22783.187 | 453.261 | 14531.3357 | 7798.5904 | 0 | 0 | 0 | 4.0136e-10 |  | 1.0978e-08 | 0 | 1.0978e-08 | 5.4888e-09 | 0 | 5.4888e-09 | 1.4114e-08 | 0 | 1.4114e-08 | [16 empty] | 7.3.1.3 Ignition probability mapping showing the probability of ignition along the electric lines and equipmentWLDFRAggregatedAggregated | WLDFR | HFTD - Distribution - Tier 3 - 2QU CoRE ¦ 3QU LoRE | Seismic - Red Flag Warning - Catastrophic Fires | Aggregated | Aggregated | 2051 | 1.731e-08 | 0 | 267.1271 | 4.624e-06 | 2051 | Mitigation | 0.08575 | 30 | 0 | esc | 0 | 0 | 0 | 0 | 0.0015435 | 2.6718e-11
[79 empty] | WLDFR | HFTD - Distribution - Tier 3 - 2QU CoRE ¦ 3QU LoRE | Seismic - Non-Red Flag Warning - Catastrophic Fires | 2029 | 4.8183e-13 | 2.4092e-13 | 6.195e-13 | 22783.187 | 453.261 | 14531.3357 | 7798.5904 | 0 | 0 | 0 | 4.0136e-10 |  | 1.0978e-08 | 0 | 1.0978e-08 | 5.4888e-09 | 0 | 5.4888e-09 | 1.4114e-08 | 0 | 1.4114e-08 | [16 empty] | 7.3.1.3 Ignition probability mapping showing the probability of ignition along the electric lines and equipmentWLDFRAggregatedAggregated | WLDFR | HFTD - Distribution - Tier 3 - 2QU CoRE ¦ 4QU LoRE | Non-Red Flag Warning - Catastrophic Fires | Aggregated | Aggregated | 2021 | 2.1848e-06 | 0 | 69.0654 | 0.0001509 | 2021 | Mitigation | 0.08575 | 30 | 0 | esc | 0.0012005 | 2.6229e-09 | 0.00060025 | 1.3114e-09 | 0 | 0
[79 empty] | WLDFR | HFTD - Distribution - Tier 3 - 2QU CoRE ¦ 3QU LoRE | Seismic - Non-Red Flag Warning - Catastrophic Fires | 2030 | 4.8183e-13 | 2.4092e-13 | 6.195e-13 | 22783.187 | 453.261 | 14531.3357 | 7798.5904 | 0 | 0 | 0 | 4.0136e-10 |  | 1.0978e-08 | 0 | 1.0978e-08 | 5.4888e-09 | 0 | 5.4888e-09 | 1.4114e-08 | 0 | 1.4114e-08 | [16 empty] | 7.3.1.3 Ignition probability mapping showing the probability of ignition along the electric lines and equipmentWLDFRAggregatedAggregated | WLDFR | HFTD - Distribution - Tier 3 - 2QU CoRE ¦ 4QU LoRE | Non-Red Flag Warning - Catastrophic Fires | Aggregated | Aggregated | 2022 | 2.1848e-06 | 0 | 69.0654 | 0.0001509 | 2022 | Mitigation | 0.08575 | 30 | 0 | esc | 0.0012005 | 2.6229e-09 | 0.00060025 | 1.3114e-09 | 0.0015435 | 3.3723e-09
[79 empty] | WLDFR | HFTD - Distribution - Tier 3 - 2QU CoRE ¦ 3QU LoRE | Seismic - Non-Red Flag Warning - Catastrophic Fires | 2031 | 4.8183e-13 | 2.4092e-13 | 6.195e-13 | 22783.187 | 453.261 | 14531.3357 | 7798.5904 | 0 | 0 | 0 | 4.0136e-10 |  | 1.0978e-08 | 0 | 1.0978e-08 | 5.4888e-09 | 0 | 5.4888e-09 | 1.4114e-08 | 0 | 1.4114e-08 | [16 empty] | 7.3.1.3 Ignition probability mapping showing the probability of ignition along the electric lines and equipmentWLDFRAggregatedAggregated | WLDFR | HFTD - Distribution - Tier 3 - 2QU CoRE ¦ 4QU LoRE | Non-Red Flag Warning - Catastrophic Fires | Aggregated | Aggregated | 2023 | 2.1848e-06 | 0 | 69.0654 | 0.0001509 | 2023 | Mitigation | 0.08575 | 30 | 0 | esc | 0.0012005 | 2.6229e-09 | 0.00060025 | 1.3114e-09 | 0.0015435 | 3.3723e-09
[79 empty] | WLDFR | HFTD - Distribution - Tier 3 - 2QU CoRE ¦ 3QU LoRE | Seismic - Non-Red Flag Warning - Catastrophic Fires | 2032 | 4.8183e-13 | 2.4092e-13 | 6.195e-13 | 22783.187 | 453.261 | 14531.3357 | 7798.5904 | 0 | 0 | 0 | 4.0136e-10 |  | 1.0978e-08 | 0 | 1.0978e-08 | 5.4888e-09 | 0 | 5.4888e-09 | 1.4114e-08 | 0 | 1.4114e-08 | [16 empty] | 7.3.1.3 Ignition probability mapping showing the probability of ignition along the electric lines and equipmentWLDFRAggregatedAggregated | WLDFR | HFTD - Distribution - Tier 3 - 2QU CoRE ¦ 4QU LoRE | Non-Red Flag Warning - Catastrophic Fires | Aggregated | Aggregated | 2024 | 2.1848e-06 | 0 | 69.0654 | 0.0001509 | 2024 | Mitigation | 0.08575 | 30 | 0 | esc | 0.0012005 | 2.6229e-09 | 0.00060025 | 1.3114e-09 | 0.0015435 | 3.3723e-09
[79 empty] | WLDFR | HFTD - Distribution - Tier 3 - 2QU CoRE ¦ 3QU LoRE | Seismic - Non-Red Flag Warning - Catastrophic Fires | 2033 | 4.8183e-13 | 2.4092e-13 | 6.195e-13 | 23835.2641 | 480.9649 | 15187.7294 | 8166.5698 | 0 | 0 | 0 | 4.0136e-10 |  | 1.1485e-08 | 0 | 1.1485e-08 | 5.7423e-09 | 0 | 5.7423e-09 | 1.4766e-08 | 0 | 1.4766e-08 | [16 empty] | 7.3.1.3 Ignition probability mapping showing the probability of ignition along the electric lines and equipmentWLDFRAggregatedAggregated | WLDFR | HFTD - Distribution - Tier 3 - 2QU CoRE ¦ 4QU LoRE | Non-Red Flag Warning - Catastrophic Fires | Aggregated | Aggregated | 2025 | 2.1848e-06 | 0 | 69.0654 | 0.0001509 | 2025 | Mitigation | 0.08575 | 30 | 0 | esc | 0.0012005 | 2.6229e-09 | 0.00060025 | 1.3114e-09 | 0.0015435 | 3.3723e-09
[79 empty] | WLDFR | HFTD - Distribution - Tier 3 - 2QU CoRE ¦ 3QU LoRE | Seismic - Non-Red Flag Warning - Catastrophic Fires | 2034 | 4.8183e-13 | 2.4092e-13 | 6.195e-13 | 23835.2641 | 480.9649 | 15187.7294 | 8166.5698 | 0 | 0 | 0 | 4.0136e-10 |  | 1.1485e-08 | 0 | 1.1485e-08 | 5.7423e-09 | 0 | 5.7423e-09 | 1.4766e-08 | 0 | 1.4766e-08 | [16 empty] | 7.3.1.3 Ignition probability mapping showing the probability of ignition along the electric lines and equipmentWLDFRAggregatedAggregated | WLDFR | HFTD - Distribution - Tier 3 - 2QU CoRE ¦ 4QU LoRE | Non-Red Flag Warning - Catastrophic Fires | Aggregated | Aggregated | 2026 | 2.1848e-06 | 0 | 69.0654 | 0.0001509 | 2026 | Mitigation | 0.08575 | 30 | 0 | esc | 0.0012005 | 2.6229e-09 | 0.00060025 | 1.3114e-09 | 0.0015435 | 3.3723e-09
[79 empty] | WLDFR | HFTD - Distribution - Tier 3 - 2QU CoRE ¦ 3QU LoRE | Seismic - Non-Red Flag Warning - Catastrophic Fires | 2035 | 4.8183e-13 | 2.4092e-13 | 6.195e-13 | 23835.2641 | 480.9649 | 15187.7294 | 8166.5698 | 0 | 0 | 0 | 4.0136e-10 |  | 1.1485e-08 | 0 | 1.1485e-08 | 5.7423e-09 | 0 | 5.7423e-09 | 1.4766e-08 | 0 | 1.4766e-08 | [16 empty] | 7.3.1.3 Ignition probability mapping showing the probability of ignition along the electric lines and equipmentWLDFRAggregatedAggregated | WLDFR | HFTD - Distribution - Tier 3 - 2QU CoRE ¦ 4QU LoRE | Non-Red Flag Warning - Catastrophic Fires | Aggregated | Aggregated | 2027 | 2.1848e-06 | 0 | 69.0654 | 0.0001509 | 2027 | Mitigation | 0.08575 | 30 | 0 | esc | 0.0012005 | 2.6229e-09 | 0.00060025 | 1.3114e-09 | 0.0015435 | 3.3723e-09
[79 empty] | WLDFR | HFTD - Distribution - Tier 3 - 2QU CoRE ¦ 3QU LoRE | Seismic - Non-Red Flag Warning - Catastrophic Fires | 2036 | 4.8183e-13 | 2.4092e-13 | 6.195e-13 | 23835.2641 | 480.9649 | 15187.7294 | 8166.5698 | 0 | 0 | 0 | 4.0136e-10 |  | 1.1485e-08 | 0 | 1.1485e-08 | 5.7423e-09 | 0 | 5.7423e-09 | 1.4766e-08 | 0 | 1.4766e-08 | [16 empty] | 7.3.1.3 Ignition probability mapping showing the probability of ignition along the electric lines and equipmentWLDFRAggregatedAggregated | WLDFR | HFTD - Distribution - Tier 3 - 2QU CoRE ¦ 4QU LoRE | Non-Red Flag Warning - Catastrophic Fires | Aggregated | Aggregated | 2028 | 2.1848e-06 | 0 | 69.0654 | 0.0001509 | 2028 | Mitigation | 0.08575 | 30 | 0 | esc | 0.0012005 | 2.6229e-09 | 0.00060025 | 1.3114e-09 | 0.0015435 | 3.3723e-09
[79 empty] | WLDFR | HFTD - Distribution - Tier 3 - 2QU CoRE ¦ 3QU LoRE | Seismic - Non-Red Flag Warning - Catastrophic Fires | 2037 | 4.8183e-13 | 2.4092e-13 | 6.195e-13 | 23835.2641 | 480.9649 | 15187.7294 | 8166.5698 | 0 | 0 | 0 | 4.0136e-10 |  | 1.1485e-08 | 0 | 1.1485e-08 | 5.7423e-09 | 0 | 5.7423e-09 | 1.4766e-08 | 0 | 1.4766e-08 | [16 empty] | 7.3.1.3 Ignition probability mapping showing the probability of ignition along the electric lines and equipmentWLDFRAggregatedAggregated | WLDFR | HFTD - Distribution - Tier 3 - 2QU CoRE ¦ 4QU LoRE | Non-Red Flag Warning - Catastrophic Fires | Aggregated | Aggregated | 2029 | 2.1848e-06 | 0 | 69.0654 | 0.0001509 | 2029 | Mitigation | 0.08575 | 30 | 0 | esc | 0.0012005 | 2.6229e-09 | 0.00060025 | 1.3114e-09 | 0.0015435 | 3.3723e-09
[79 empty] | WLDFR | HFTD - Distribution - Tier 3 - 2QU CoRE ¦ 3QU LoRE | Seismic - Non-Red Flag Warning - Catastrophic Fires | 2038 | 4.8183e-13 | 2.4092e-13 | 6.195e-13 | 24976.6418 | 511.3745 | 15898.8237 | 8566.4437 | 0 | 0 | 0 | 4.0136e-10 |  | 1.2035e-08 | 0 | 1.2035e-08 | 6.0173e-09 | 0 | 6.0173e-09 | 1.5473e-08 | 0 | 1.5473e-08 | [16 empty] | 7.3.1.3 Ignition probability mapping showing the probability of ignition along the electric lines and equipmentWLDFRAggregatedAggregated | WLDFR | HFTD - Distribution - Tier 3 - 2QU CoRE ¦ 4QU LoRE | Non-Red Flag Warning - Catastrophic Fires | Aggregated | Aggregated | 2030 | 2.1848e-06 | 0 | 69.0654 | 0.0001509 | 2030 | Mitigation | 0.08575 | 30 | 0 | esc | 0.0012005 | 2.6229e-09 | 0.00060025 | 1.3114e-09 | 0.0015435 | 3.3723e-09
[79 empty] | WLDFR | HFTD - Distribution - Tier 3 - 2QU CoRE ¦ 3QU LoRE | Seismic - Non-Red Flag Warning - Catastrophic Fires | 2039 | 4.8183e-13 | 2.4092e-13 | 6.195e-13 | 24976.6418 | 511.3745 | 15898.8237 | 8566.4437 | 0 | 0 | 0 | 4.0136e-10 |  | 1.2035e-08 | 0 | 1.2035e-08 | 6.0173e-09 | 0 | 6.0173e-09 | 1.5473e-08 | 0 | 1.5473e-08 | [16 empty] | 7.3.1.3 Ignition probability mapping showing the probability of ignition along the electric lines and equipmentWLDFRAggregatedAggregated | WLDFR | HFTD - Distribution - Tier 3 - 2QU CoRE ¦ 4QU LoRE | Non-Red Flag Warning - Catastrophic Fires | Aggregated | Aggregated | 2031 | 2.1848e-06 | 0 | 69.0654 | 0.0001509 | 2031 | Mitigation | 0.08575 | 30 | 0 | esc | 0.0012005 | 2.6229e-09 | 0.00060025 | 1.3114e-09 | 0.0015435 | 3.3723e-09
[79 empty] | WLDFR | HFTD - Distribution - Tier 3 - 2QU CoRE ¦ 3QU LoRE | Seismic - Non-Red Flag Warning - Catastrophic Fires | 2040 | 4.8183e-13 | 2.4092e-13 | 6.195e-13 | 24976.6418 | 511.3745 | 15898.8237 | 8566.4437 | 0 | 0 | 0 | 4.0136e-10 |  | 1.2035e-08 | 0 | 1.2035e-08 | 6.0173e-09 | 0 | 6.0173e-09 | 1.5473e-08 | 0 | 1.5473e-08 | [16 empty] | 7.3.1.3 Ignition probability mapping showing the probability of ignition along the electric lines and equipmentWLDFRAggregatedAggregated | WLDFR | HFTD - Distribution - Tier 3 - 2QU CoRE ¦ 4QU LoRE | Non-Red Flag Warning - Catastrophic Fires | Aggregated | Aggregated | 2032 | 2.1848e-06 | 0 | 69.0654 | 0.0001509 | 2032 | Mitigation | 0.08575 | 30 | 0 | esc | 0.0012005 | 2.6229e-09 | 0.00060025 | 1.3114e-09 | 0.0015435 | 3.3723e-09
[79 empty] | WLDFR | HFTD - Distribution - Tier 3 - 2QU CoRE ¦ 3QU LoRE | Seismic - Non-Red Flag Warning - Catastrophic Fires | 2041 | 4.8183e-13 | 2.4092e-13 | 6.195e-13 | 24976.6418 | 511.3745 | 15898.8237 | 8566.4437 | 0 | 0 | 0 | 4.0136e-10 |  | 1.2035e-08 | 0 | 1.2035e-08 | 6.0173e-09 | 0 | 6.0173e-09 | 1.5473e-08 | 0 | 1.5473e-08 | [16 empty] | 7.3.1.3 Ignition probability mapping showing the probability of ignition along the electric lines and equipmentWLDFRAggregatedAggregated | WLDFR | HFTD - Distribution - Tier 3 - 2QU CoRE ¦ 4QU LoRE | Non-Red Flag Warning - Catastrophic Fires | Aggregated | Aggregated | 2033 | 2.1848e-06 | 0 | 69.0654 | 0.0001509 | 2033 | Mitigation | 0.08575 | 30 | 0 | esc | 0.0012005 | 2.6229e-09 | 0.00060025 | 1.3114e-09 | 0.0015435 | 3.3723e-09
[79 empty] | WLDFR | HFTD - Distribution - Tier 3 - 2QU CoRE ¦ 3QU LoRE | Seismic - Non-Red Flag Warning - Catastrophic Fires | 2042 | 4.8183e-13 | 2.4092e-13 | 6.195e-13 | 24976.6418 | 511.3745 | 15898.8237 | 8566.4437 | 0 | 0 | 0 | 4.0136e-10 |  | 1.2035e-08 | 0 | 1.2035e-08 | 6.0173e-09 | 0 | 6.0173e-09 | 1.5473e-08 | 0 | 1.5473e-08 | [16 empty] | 7.3.1.3 Ignition probability mapping showing the probability of ignition along the electric lines and equipmentWLDFRAggregatedAggregated | WLDFR | HFTD - Distribution - Tier 3 - 2QU CoRE ¦ 4QU LoRE | Non-Red Flag Warning - Catastrophic Fires | Aggregated | Aggregated | 2034 | 2.1848e-06 | 0 | 69.0654 | 0.0001509 | 2034 | Mitigation | 0.08575 | 30 | 0 | esc | 0.0012005 | 2.6229e-09 | 0.00060025 | 1.3114e-09 | 0.0015435 | 3.3723e-09
[79 empty] | WLDFR | HFTD - Distribution - Tier 3 - 2QU CoRE ¦ 3QU LoRE | Seismic - Non-Red Flag Warning - Catastrophic Fires | 2043 | 4.8183e-13 | 2.4092e-13 | 6.195e-13 | 26191.7278 | 544.1291 | 16654.7414 | 8992.8573 | 0 | 0 | 0 | 4.0136e-10 |  | 1.262e-08 | 0 | 1.262e-08 | 6.31e-09 | 0 | 6.31e-09 | 1.6226e-08 | 0 | 1.6226e-08 | [16 empty] | 7.3.1.3 Ignition probability mapping showing the probability of ignition along the electric lines and equipmentWLDFRAggregatedAggregated | WLDFR | HFTD - Distribution - Tier 3 - 2QU CoRE ¦ 4QU LoRE | Non-Red Flag Warning - Catastrophic Fires | Aggregated | Aggregated | 2035 | 2.1848e-06 | 0 | 69.0654 | 0.0001509 | 2035 | Mitigation | 0.08575 | 30 | 0 | esc | 0.0012005 | 2.6229e-09 | 0.00060025 | 1.3114e-09 | 0.0015435 | 3.3723e-09
[79 empty] | WLDFR | HFTD - Distribution - Tier 3 - 2QU CoRE ¦ 3QU LoRE | Seismic - Non-Red Flag Warning - Catastrophic Fires | 2044 | 4.8183e-13 | 2.4092e-13 | 6.195e-13 | 26191.7278 | 544.1291 | 16654.7414 | 8992.8573 | 0 | 0 | 0 | 4.0136e-10 |  | 1.262e-08 | 0 | 1.262e-08 | 6.31e-09 | 0 | 6.31e-09 | 1.6226e-08 | 0 | 1.6226e-08 | [16 empty] | 7.3.1.3 Ignition probability mapping showing the probability of ignition along the electric lines and equipmentWLDFRAggregatedAggregated | WLDFR | HFTD - Distribution - Tier 3 - 2QU CoRE ¦ 4QU LoRE | Non-Red Flag Warning - Catastrophic Fires | Aggregated | Aggregated | 2036 | 2.1848e-06 | 0 | 69.0654 | 0.0001509 | 2036 | Mitigation | 0.08575 | 30 | 0 | esc | 0.0012005 | 2.6229e-09 | 0.00060025 | 1.3114e-09 | 0.0015435 | 3.3723e-09
[79 empty] | WLDFR | HFTD - Distribution - Tier 3 - 2QU CoRE ¦ 3QU LoRE | Seismic - Non-Red Flag Warning - Catastrophic Fires | 2045 | 4.8183e-13 | 2.4092e-13 | 6.195e-13 | 26191.7278 | 544.1291 | 16654.7414 | 8992.8573 | 0 | 0 | 0 | 4.0136e-10 |  | 1.262e-08 | 0 | 1.262e-08 | 6.31e-09 | 0 | 6.31e-09 | 1.6226e-08 | 0 | 1.6226e-08 | [16 empty] | 7.3.1.3 Ignition probability mapping showing the probability of ignition along the electric lines and equipmentWLDFRAggregatedAggregated | WLDFR | HFTD - Distribution - Tier 3 - 2QU CoRE ¦ 4QU LoRE | Non-Red Flag Warning - Catastrophic Fires | Aggregated | Aggregated | 2037 | 2.1848e-06 | 0 | 69.0654 | 0.0001509 | 2037 | Mitigation | 0.08575 | 30 | 0 | esc | 0.0012005 | 2.6229e-09 | 0.00060025 | 1.3114e-09 | 0.0015435 | 3.3723e-09
[79 empty] | WLDFR | HFTD - Distribution - Tier 3 - 2QU CoRE ¦ 3QU LoRE | Seismic - Non-Red Flag Warning - Catastrophic Fires | 2046 | 4.8183e-13 | 2.4092e-13 | 6.195e-13 | 26191.7278 | 544.1291 | 16654.7414 | 8992.8573 | 0 | 0 | 0 | 4.0136e-10 |  | 1.262e-08 | 0 | 1.262e-08 | 6.31e-09 | 0 | 6.31e-09 | 1.6226e-08 | 0 | 1.6226e-08 | [16 empty] | 7.3.1.3 Ignition probability mapping showing the probability of ignition along the electric lines and equipmentWLDFRAggregatedAggregated | WLDFR | HFTD - Distribution - Tier 3 - 2QU CoRE ¦ 4QU LoRE | Non-Red Flag Warning - Catastrophic Fires | Aggregated | Aggregated | 2038 | 2.1848e-06 | 0 | 69.0654 | 0.0001509 | 2038 | Mitigation | 0.08575 | 30 | 0 | esc | 0.0012005 | 2.6229e-09 | 0.00060025 | 1.3114e-09 | 0.0015435 | 3.3723e-09
[79 empty] | WLDFR | HFTD - Distribution - Tier 3 - 2QU CoRE ¦ 3QU LoRE | Seismic - Non-Red Flag Warning - Catastrophic Fires | 2047 | 4.8183e-13 | 2.4092e-13 | 6.195e-13 | 26191.7278 | 544.1291 | 16654.7414 | 8992.8573 | 0 | 0 | 0 | 4.0136e-10 |  | 1.262e-08 | 0 | 1.262e-08 | 6.31e-09 | 0 | 6.31e-09 | 1.6226e-08 | 0 | 1.6226e-08 | [16 empty] | 7.3.1.3 Ignition probability mapping showing the probability of ignition along the electric lines and equipmentWLDFRAggregatedAggregated | WLDFR | HFTD - Distribution - Tier 3 - 2QU CoRE ¦ 4QU LoRE | Non-Red Flag Warning - Catastrophic Fires | Aggregated | Aggregated | 2039 | 2.1848e-06 | 0 | 69.0654 | 0.0001509 | 2039 | Mitigation | 0.08575 | 30 | 0 | esc | 0.0012005 | 2.6229e-09 | 0.00060025 | 1.3114e-09 | 0.0015435 | 3.3723e-09
[79 empty] | WLDFR | HFTD - Distribution - Tier 3 - 2QU CoRE ¦ 3QU LoRE | Seismic - Non-Red Flag Warning - Catastrophic Fires | 2048 | 4.8183e-13 | 2.4092e-13 | 6.195e-13 | 27464.7227 | 578.8407 | 17445.538 | 9440.3441 | 0 | 0 | 0 | 4.0136e-10 |  | 1.3233e-08 | 0 | 1.3233e-08 | 6.6167e-09 | 0 | 6.6167e-09 | 1.7014e-08 | 0 | 1.7014e-08 | [16 empty] | 7.3.1.3 Ignition probability mapping showing the probability of ignition along the electric lines and equipmentWLDFRAggregatedAggregated | WLDFR | HFTD - Distribution - Tier 3 - 2QU CoRE ¦ 4QU LoRE | Non-Red Flag Warning - Catastrophic Fires | Aggregated | Aggregated | 2040 | 2.1848e-06 | 0 | 69.0654 | 0.0001509 | 2040 | Mitigation | 0.08575 | 30 | 0 | esc | 0.0012005 | 2.6229e-09 | 0.00060025 | 1.3114e-09 | 0.0015435 | 3.3723e-09
[79 empty] | WLDFR | HFTD - Distribution - Tier 3 - 2QU CoRE ¦ 3QU LoRE | Seismic - Non-Red Flag Warning - Catastrophic Fires | 2049 | 4.8183e-13 | 2.4092e-13 | 6.195e-13 | 27464.7227 | 578.8407 | 17445.538 | 9440.3441 | 0 | 0 | 0 | 4.0136e-10 |  | 1.3233e-08 | 0 | 1.3233e-08 | 6.6167e-09 | 0 | 6.6167e-09 | 1.7014e-08 | 0 | 1.7014e-08 | [16 empty] | 7.3.1.3 Ignition probability mapping showing the probability of ignition along the electric lines and equipmentWLDFRAggregatedAggregated | WLDFR | HFTD - Distribution - Tier 3 - 2QU CoRE ¦ 4QU LoRE | Non-Red Flag Warning - Catastrophic Fires | Aggregated | Aggregated | 2041 | 2.1848e-06 | 0 | 69.0654 | 0.0001509 | 2041 | Mitigation | 0.08575 | 30 | 0 | esc | 0.0012005 | 2.6229e-09 | 0.00060025 | 1.3114e-09 | 0.0015435 | 3.3723e-09
[79 empty] | WLDFR | HFTD - Distribution - Tier 3 - 2QU CoRE ¦ 3QU LoRE | Seismic - Non-Red Flag Warning - Catastrophic Fires | 2050 | 0 | 2.4092e-13 | 6.195e-13 | 27464.7227 | 578.8407 | 17445.538 | 9440.3441 | 0 | 0 | 0 | 4.0136e-10 |  | 0 | 0 | 0 | 6.6167e-09 | 0 | 6.6167e-09 | 1.7014e-08 | 0 | 1.7014e-08 | [16 empty] | 7.3.1.3 Ignition probability mapping showing the probability of ignition along the electric lines and equipmentWLDFRAggregatedAggregated | WLDFR | HFTD - Distribution - Tier 3 - 2QU CoRE ¦ 4QU LoRE | Non-Red Flag Warning - Catastrophic Fires | Aggregated | Aggregated | 2042 | 2.1848e-06 | 0 | 69.0654 | 0.0001509 | 2042 | Mitigation | 0.08575 | 30 | 0 | esc | 0.0012005 | 2.6229e-09 | 0.00060025 | 1.3114e-09 | 0.0015435 | 3.3723e-09
[79 empty] | WLDFR | HFTD - Distribution - Tier 3 - 2QU CoRE ¦ 3QU LoRE | Seismic - Non-Red Flag Warning - Catastrophic Fires | 2051 | 0 | 0 | 6.195e-13 | 27464.7227 | 578.8407 | 17445.538 | 9440.3441 | 0 | 0 | 0 | 4.0136e-10 |  | 0 | 0 | 0 | 0 | 0 | 0 | 1.7014e-08 | 0 | 1.7014e-08 | [16 empty] | 7.3.1.3 Ignition probability mapping showing the probability of ignition along the electric lines and equipmentWLDFRAggregatedAggregated | WLDFR | HFTD - Distribution - Tier 3 - 2QU CoRE ¦ 4QU LoRE | Non-Red Flag Warning - Catastrophic Fires | Aggregated | Aggregated | 2043 | 2.1848e-06 | 0 | 69.0654 | 0.0001509 | 2043 | Mitigation | 0.08575 | 30 | 0 | esc | 0.0012005 | 2.6229e-09 | 0.00060025 | 1.3114e-09 | 0.0015435 | 3.3723e-09
[79 empty] | WLDFR | HFTD - Distribution - Tier 3 - 2QU CoRE ¦ 3QU LoRE | Seismic - Red Flag Warning - Catastrophic Fires | 2020 | 2.0781e-11 | 0 | 0 | 21083.8428 | 409.2237 | 13469.0878 | 7205.5313 | 0 | 0 | 0 | 1.731e-08 |  | 4.3814e-07 | 0 | 4.3814e-07 | 0 | 0 | 0 | 0 | 0 | 0 | [16 empty] | 7.3.1.3 Ignition probability mapping showing the probability of ignition along the electric lines and equipmentWLDFRAggregatedAggregated | WLDFR | HFTD - Distribution - Tier 3 - 2QU CoRE ¦ 4QU LoRE | Non-Red Flag Warning - Catastrophic Fires | Aggregated | Aggregated | 2044 | 2.1848e-06 | 0 | 69.0654 | 0.0001509 | 2044 | Mitigation | 0.08575 | 30 | 0 | esc | 0.0012005 | 2.6229e-09 | 0.00060025 | 1.3114e-09 | 0.0015435 | 3.3723e-09
[79 empty] | WLDFR | HFTD - Distribution - Tier 3 - 2QU CoRE ¦ 3QU LoRE | Seismic - Red Flag Warning - Catastrophic Fires | 2021 | 2.0781e-11 | 1.039e-11 | 0 | 21083.8428 | 409.2237 | 13469.0878 | 7205.5313 | 0 | 0 | 0 | 1.731e-08 |  | 4.3814e-07 | 0 | 4.3814e-07 | 2.1907e-07 | 0 | 2.1907e-07 | 0 | 0 | 0 | [16 empty] | 7.3.1.3 Ignition probability mapping showing the probability of ignition along the electric lines and equipmentWLDFRAggregatedAggregated | WLDFR | HFTD - Distribution - Tier 3 - 2QU CoRE ¦ 4QU LoRE | Non-Red Flag Warning - Catastrophic Fires | Aggregated | Aggregated | 2045 | 2.1848e-06 | 0 | 69.0654 | 0.0001509 | 2045 | Mitigation | 0.08575 | 30 | 0 | esc | 0.0012005 | 2.6229e-09 | 0.00060025 | 1.3114e-09 | 0.0015435 | 3.3723e-09
[79 empty] | WLDFR | HFTD - Distribution - Tier 3 - 2QU CoRE ¦ 3QU LoRE | Seismic - Red Flag Warning - Catastrophic Fires | 2022 | 2.0781e-11 | 1.039e-11 | 2.6718e-11 | 21083.8428 | 409.2237 | 13469.0878 | 7205.5313 | 0 | 0 | 0 | 1.731e-08 |  | 4.3814e-07 | 0 | 4.3814e-07 | 2.1907e-07 | 0 | 2.1907e-07 | 5.6332e-07 | 0 | 5.6332e-07 | [16 empty] | 7.3.1.3 Ignition probability mapping showing the probability of ignition along the electric lines and equipmentWLDFRAggregatedAggregated | WLDFR | HFTD - Distribution - Tier 3 - 2QU CoRE ¦ 4QU LoRE | Non-Red Flag Warning - Catastrophic Fires | Aggregated | Aggregated | 2046 | 2.1848e-06 | 0 | 69.0654 | 0.0001509 | 2046 | Mitigation | 0.08575 | 30 | 0 | esc | 0.0012005 | 2.6229e-09 | 0.00060025 | 1.3114e-09 | 0.0015435 | 3.3723e-09
[79 empty] | WLDFR | HFTD - Distribution - Tier 3 - 2QU CoRE ¦ 3QU LoRE | Seismic - Red Flag Warning - Catastrophic Fires | 2023 | 2.0781e-11 | 1.039e-11 | 2.6718e-11 | 21835.9781 | 428.6023 | 13939.561 | 7467.8148 | 0 | 0 | 0 | 1.731e-08 |  | 4.5377e-07 | 0 | 4.5377e-07 | 2.2689e-07 | 0 | 2.2689e-07 | 5.8342e-07 | 0 | 5.8342e-07 | [16 empty] | 7.3.1.3 Ignition probability mapping showing the probability of ignition along the electric lines and equipmentWLDFRAggregatedAggregated | WLDFR | HFTD - Distribution - Tier 3 - 2QU CoRE ¦ 4QU LoRE | Non-Red Flag Warning - Catastrophic Fires | Aggregated | Aggregated | 2047 | 2.1848e-06 | 0 | 69.0654 | 0.0001509 | 2047 | Mitigation | 0.08575 | 30 | 0 | esc | 0.0012005 | 2.6229e-09 | 0.00060025 | 1.3114e-09 | 0.0015435 | 3.3723e-09
[79 empty] | WLDFR | HFTD - Distribution - Tier 3 - 2QU CoRE ¦ 3QU LoRE | Seismic - Red Flag Warning - Catastrophic Fires | 2024 | 2.0781e-11 | 1.039e-11 | 2.6718e-11 | 21835.9781 | 428.6023 | 13939.561 | 7467.8148 | 0 | 0 | 0 | 1.731e-08 |  | 4.5377e-07 | 0 | 4.5377e-07 | 2.2689e-07 | 0 | 2.2689e-07 | 5.8342e-07 | 0 | 5.8342e-07 | [16 empty] | 7.3.1.3 Ignition probability mapping showing the probability of ignition along the electric lines and equipmentWLDFRAggregatedAggregated | WLDFR | HFTD - Distribution - Tier 3 - 2QU CoRE ¦ 4QU LoRE | Non-Red Flag Warning - Catastrophic Fires | Aggregated | Aggregated | 2048 | 2.1848e-06 | 0 | 69.0654 | 0.0001509 | 2048 | Mitigation | 0.08575 | 30 | 0 | esc | 0.0012005 | 2.6229e-09 | 0.00060025 | 1.3114e-09 | 0.0015435 | 3.3723e-09
[79 empty] | WLDFR | HFTD - Distribution - Tier 3 - 2QU CoRE ¦ 3QU LoRE | Seismic - Red Flag Warning - Catastrophic Fires | 2025 | 2.0781e-11 | 1.039e-11 | 2.6718e-11 | 21835.9781 | 428.6023 | 13939.561 | 7467.8148 | 0 | 0 | 0 | 1.731e-08 |  | 4.5377e-07 | 0 | 4.5377e-07 | 2.2689e-07 | 0 | 2.2689e-07 | 5.8342e-07 | 0 | 5.8342e-07 | [16 empty] | 7.3.1.3 Ignition probability mapping showing the probability of ignition along the electric lines and equipmentWLDFRAggregatedAggregated | WLDFR | HFTD - Distribution - Tier 3 - 2QU CoRE ¦ 4QU LoRE | Non-Red Flag Warning - Catastrophic Fires | Aggregated | Aggregated | 2049 | 2.1848e-06 | 0 | 69.0654 | 0.0001509 | 2049 | Mitigation | 0.08575 | 30 | 0 | esc | 0.0012005 | 2.6229e-09 | 0.00060025 | 1.3114e-09 | 0.0015435 | 3.3723e-09
[79 empty] | WLDFR | HFTD - Distribution - Tier 3 - 2QU CoRE ¦ 3QU LoRE | Seismic - Red Flag Warning - Catastrophic Fires | 2026 | 2.0781e-11 | 1.039e-11 | 2.6718e-11 | 21835.9781 | 428.6023 | 13939.561 | 7467.8148 | 0 | 0 | 0 | 1.731e-08 |  | 4.5377e-07 | 0 | 4.5377e-07 | 2.2689e-07 | 0 | 2.2689e-07 | 5.8342e-07 | 0 | 5.8342e-07 | [16 empty] | 7.3.1.3 Ignition probability mapping showing the probability of ignition along the electric lines and equipmentWLDFRAggregatedAggregated | WLDFR | HFTD - Distribution - Tier 3 - 2QU CoRE ¦ 4QU LoRE | Non-Red Flag Warning - Catastrophic Fires | Aggregated | Aggregated | 2050 | 2.1848e-06 | 0 | 69.0654 | 0.0001509 | 2050 | Mitigation | 0.08575 | 30 | 0 | esc | 0 | 0 | 0.00060025 | 1.3114e-09 | 0.0015435 | 3.3723e-09
[79 empty] | WLDFR | HFTD - Distribution - Tier 3 - 2QU CoRE ¦ 3QU LoRE | Seismic - Red Flag Warning - Catastrophic Fires | 2027 | 2.0781e-11 | 1.039e-11 | 2.6718e-11 | 21835.9781 | 428.6023 | 13939.561 | 7467.8148 | 0 | 0 | 0 | 1.731e-08 |  | 4.5377e-07 | 0 | 4.5377e-07 | 2.2689e-07 | 0 | 2.2689e-07 | 5.8342e-07 | 0 | 5.8342e-07 | [16 empty] | 7.3.1.3 Ignition probability mapping showing the probability of ignition along the electric lines and equipmentWLDFRAggregatedAggregated | WLDFR | HFTD - Distribution - Tier 3 - 2QU CoRE ¦ 4QU LoRE | Non-Red Flag Warning - Catastrophic Fires | Aggregated | Aggregated | 2051 | 2.1848e-06 | 0 | 69.0654 | 0.0001509 | 2051 | Mitigation | 0.08575 | 30 | 0 | esc | 0 | 0 | 0 | 0 | 0.0015435 | 3.3723e-09
[79 empty] | WLDFR | HFTD - Distribution - Tier 3 - 2QU CoRE ¦ 3QU LoRE | Seismic - Red Flag Warning - Catastrophic Fires | 2028 | 2.0781e-11 | 1.039e-11 | 2.6718e-11 | 22783.187 | 453.261 | 14531.3357 | 7798.5904 | 0 | 0 | 0 | 1.731e-08 |  | 4.7345e-07 | 0 | 4.7345e-07 | 2.3673e-07 | 0 | 2.3673e-07 | 6.0873e-07 | 0 | 6.0873e-07 | [16 empty] | 7.3.1.3 Ignition probability mapping showing the probability of ignition along the electric lines and equipmentWLDFRAggregatedAggregated | WLDFR | HFTD - Distribution - Tier 3 - 2QU CoRE ¦ 4QU LoRE | Non-Red Flag Warning - Destructive Fires | Aggregated | Aggregated | 2021 | 2.5262e-06 | 0 | 69.0654 | 0.00017447 | 2021 | Mitigation | 0.08575 | 30 | 0 | esc | 0.0012005 | 3.0327e-09 | 0.00060025 | 1.5164e-09 | 0 | 0
[79 empty] | WLDFR | HFTD - Distribution - Tier 3 - 2QU CoRE ¦ 3QU LoRE | Seismic - Red Flag Warning - Catastrophic Fires | 2029 | 2.0781e-11 | 1.039e-11 | 2.6718e-11 | 22783.187 | 453.261 | 14531.3357 | 7798.5904 | 0 | 0 | 0 | 1.731e-08 |  | 4.7345e-07 | 0 | 4.7345e-07 | 2.3673e-07 | 0 | 2.3673e-07 | 6.0873e-07 | 0 | 6.0873e-07 | [16 empty] | 7.3.1.3 Ignition probability mapping showing the probability of ignition along the electric lines and equipmentWLDFRAggregatedAggregated | WLDFR | HFTD - Distribution - Tier 3 - 2QU CoRE ¦ 4QU LoRE | Non-Red Flag Warning - Destructive Fires | Aggregated | Aggregated | 2022 | 2.5262e-06 | 0 | 69.0654 | 0.00017447 | 2022 | Mitigation | 0.08575 | 30 | 0 | esc | 0.0012005 | 3.0327e-09 | 0.00060025 | 1.5164e-09 | 0.0015435 | 3.8992e-09
[79 empty] | WLDFR | HFTD - Distribution - Tier 3 - 2QU CoRE ¦ 3QU LoRE | Seismic - Red Flag Warning - Catastrophic Fires | 2030 | 2.0781e-11 | 1.039e-11 | 2.6718e-11 | 22783.187 | 453.261 | 14531.3357 | 7798.5904 | 0 | 0 | 0 | 1.731e-08 |  | 4.7345e-07 | 0 | 4.7345e-07 | 2.3673e-07 | 0 | 2.3673e-07 | 6.0873e-07 | 0 | 6.0873e-07 | [16 empty] | 7.3.1.3 Ignition probability mapping showing the probability of ignition along the electric lines and equipmentWLDFRAggregatedAggregated | WLDFR | HFTD - Distribution - Tier 3 - 2QU CoRE ¦ 4QU LoRE | Non-Red Flag Warning - Destructive Fires | Aggregated | Aggregated | 2023 | 2.5262e-06 | 0 | 69.0654 | 0.00017447 | 2023 | Mitigation | 0.08575 | 30 | 0 | esc | 0.0012005 | 3.0327e-09 | 0.00060025 | 1.5164e-09 | 0.0015435 | 3.8992e-09
[79 empty] | WLDFR | HFTD - Distribution - Tier 3 - 2QU CoRE ¦ 3QU LoRE | Seismic - Red Flag Warning - Catastrophic Fires | 2031 | 2.0781e-11 | 1.039e-11 | 2.6718e-11 | 22783.187 | 453.261 | 14531.3357 | 7798.5904 | 0 | 0 | 0 | 1.731e-08 |  | 4.7345e-07 | 0 | 4.7345e-07 | 2.3673e-07 | 0 | 2.3673e-07 | 6.0873e-07 | 0 | 6.0873e-07 | [16 empty] | 7.3.1.3 Ignition probability mapping showing the probability of ignition along the electric lines and equipmentWLDFRAggregatedAggregated | WLDFR | HFTD - Distribution - Tier 3 - 2QU CoRE ¦ 4QU LoRE | Non-Red Flag Warning - Destructive Fires | Aggregated | Aggregated | 2024 | 2.5262e-06 | 0 | 69.0654 | 0.00017447 | 2024 | Mitigation | 0.08575 | 30 | 0 | esc | 0.0012005 | 3.0327e-09 | 0.00060025 | 1.5164e-09 | 0.0015435 | 3.8992e-09
[79 empty] | WLDFR | HFTD - Distribution - Tier 3 - 2QU CoRE ¦ 3QU LoRE | Seismic - Red Flag Warning - Catastrophic Fires | 2032 | 2.0781e-11 | 1.039e-11 | 2.6718e-11 | 22783.187 | 453.261 | 14531.3357 | 7798.5904 | 0 | 0 | 0 | 1.731e-08 |  | 4.7345e-07 | 0 | 4.7345e-07 | 2.3673e-07 | 0 | 2.3673e-07 | 6.0873e-07 | 0 | 6.0873e-07 | [16 empty] | 7.3.1.3 Ignition probability mapping showing the probability of ignition along the electric lines and equipmentWLDFRAggregatedAggregated | WLDFR | HFTD - Distribution - Tier 3 - 2QU CoRE ¦ 4QU LoRE | Non-Red Flag Warning - Destructive Fires | Aggregated | Aggregated | 2025 | 2.5262e-06 | 0 | 69.0654 | 0.00017447 | 2025 | Mitigation | 0.08575 | 30 | 0 | esc | 0.0012005 | 3.0327e-09 | 0.00060025 | 1.5164e-09 | 0.0015435 | 3.8992e-09
[79 empty] | WLDFR | HFTD - Distribution - Tier 3 - 2QU CoRE ¦ 3QU LoRE | Seismic - Red Flag Warning - Catastrophic Fires | 2033 | 2.0781e-11 | 1.039e-11 | 2.6718e-11 | 23835.2641 | 480.9649 | 15187.7294 | 8166.5698 | 0 | 0 | 0 | 1.731e-08 |  | 4.9532e-07 | 0 | 4.9532e-07 | 2.4766e-07 | 0 | 2.4766e-07 | 6.3684e-07 | 0 | 6.3684e-07 | [16 empty] | 7.3.1.3 Ignition probability mapping showing the probability of ignition along the electric lines and equipmentWLDFRAggregatedAggregated | WLDFR | HFTD - Distribution - Tier 3 - 2QU CoRE ¦ 4QU LoRE | Non-Red Flag Warning - Destructive Fires | Aggregated | Aggregated | 2026 | 2.5262e-06 | 0 | 69.0654 | 0.00017447 | 2026 | Mitigation | 0.08575 | 30 | 0 | esc | 0.0012005 | 3.0327e-09 | 0.00060025 | 1.5164e-09 | 0.0015435 | 3.8992e-09
[79 empty] | WLDFR | HFTD - Distribution - Tier 3 - 2QU CoRE ¦ 3QU LoRE | Seismic - Red Flag Warning - Catastrophic Fires | 2034 | 2.0781e-11 | 1.039e-11 | 2.6718e-11 | 23835.2641 | 480.9649 | 15187.7294 | 8166.5698 | 0 | 0 | 0 | 1.731e-08 |  | 4.9532e-07 | 0 | 4.9532e-07 | 2.4766e-07 | 0 | 2.4766e-07 | 6.3684e-07 | 0 | 6.3684e-07 | [16 empty] | 7.3.1.3 Ignition probability mapping showing the probability of ignition along the electric lines and equipmentWLDFRAggregatedAggregated | WLDFR | HFTD - Distribution - Tier 3 - 2QU CoRE ¦ 4QU LoRE | Non-Red Flag Warning - Destructive Fires | Aggregated | Aggregated | 2027 | 2.5262e-06 | 0 | 69.0654 | 0.00017447 | 2027 | Mitigation | 0.08575 | 30 | 0 | esc | 0.0012005 | 3.0327e-09 | 0.00060025 | 1.5164e-09 | 0.0015435 | 3.8992e-09
[79 empty] | WLDFR | HFTD - Distribution - Tier 3 - 2QU CoRE ¦ 3QU LoRE | Seismic - Red Flag Warning - Catastrophic Fires | 2035 | 2.0781e-11 | 1.039e-11 | 2.6718e-11 | 23835.2641 | 480.9649 | 15187.7294 | 8166.5698 | 0 | 0 | 0 | 1.731e-08 |  | 4.9532e-07 | 0 | 4.9532e-07 | 2.4766e-07 | 0 | 2.4766e-07 | 6.3684e-07 | 0 | 6.3684e-07 | [16 empty] | 7.3.1.3 Ignition probability mapping showing the probability of ignition along the electric lines and equipmentWLDFRAggregatedAggregated | WLDFR | HFTD - Distribution - Tier 3 - 2QU CoRE ¦ 4QU LoRE | Non-Red Flag Warning - Destructive Fires | Aggregated | Aggregated | 2028 | 2.5262e-06 | 0 | 69.0654 | 0.00017447 | 2028 | Mitigation | 0.08575 | 30 | 0 | esc | 0.0012005 | 3.0327e-09 | 0.00060025 | 1.5164e-09 | 0.0015435 | 3.8992e-09
[79 empty] | WLDFR | HFTD - Distribution - Tier 3 - 2QU CoRE ¦ 3QU LoRE | Seismic - Red Flag Warning - Catastrophic Fires | 2036 | 2.0781e-11 | 1.039e-11 | 2.6718e-11 | 23835.2641 | 480.9649 | 15187.7294 | 8166.5698 | 0 | 0 | 0 | 1.731e-08 |  | 4.9532e-07 | 0 | 4.9532e-07 | 2.4766e-07 | 0 | 2.4766e-07 | 6.3684e-07 | 0 | 6.3684e-07 | [16 empty] | 7.3.1.3 Ignition probability mapping showing the probability of ignition along the electric lines and equipmentWLDFRAggregatedAggregated | WLDFR | HFTD - Distribution - Tier 3 - 2QU CoRE ¦ 4QU LoRE | Non-Red Flag Warning - Destructive Fires | Aggregated | Aggregated | 2029 | 2.5262e-06 | 0 | 69.0654 | 0.00017447 | 2029 | Mitigation | 0.08575 | 30 | 0 | esc | 0.0012005 | 3.0327e-09 | 0.00060025 | 1.5164e-09 | 0.0015435 | 3.8992e-09
[79 empty] | WLDFR | HFTD - Distribution - Tier 3 - 2QU CoRE ¦ 3QU LoRE | Seismic - Red Flag Warning - Catastrophic Fires | 2037 | 2.0781e-11 | 1.039e-11 | 2.6718e-11 | 23835.2641 | 480.9649 | 15187.7294 | 8166.5698 | 0 | 0 | 0 | 1.731e-08 |  | 4.9532e-07 | 0 | 4.9532e-07 | 2.4766e-07 | 0 | 2.4766e-07 | 6.3684e-07 | 0 | 6.3684e-07 | [16 empty] | 7.3.1.3 Ignition probability mapping showing the probability of ignition along the electric lines and equipmentWLDFRAggregatedAggregated | WLDFR | HFTD - Distribution - Tier 3 - 2QU CoRE ¦ 4QU LoRE | Non-Red Flag Warning - Destructive Fires | Aggregated | Aggregated | 2030 | 2.5262e-06 | 0 | 69.0654 | 0.00017447 | 2030 | Mitigation | 0.08575 | 30 | 0 | esc | 0.0012005 | 3.0327e-09 | 0.00060025 | 1.5164e-09 | 0.0015435 | 3.8992e-09
[79 empty] | WLDFR | HFTD - Distribution - Tier 3 - 2QU CoRE ¦ 3QU LoRE | Seismic - Red Flag Warning - Catastrophic Fires | 2038 | 2.0781e-11 | 1.039e-11 | 2.6718e-11 | 24976.6418 | 511.3745 | 15898.8237 | 8566.4437 | 0 | 0 | 0 | 1.731e-08 |  | 5.1904e-07 | 0 | 5.1904e-07 | 2.5952e-07 | 0 | 2.5952e-07 | 6.6733e-07 | 0 | 6.6733e-07 | [16 empty] | 7.3.1.3 Ignition probability mapping showing the probability of ignition along the electric lines and equipmentWLDFRAggregatedAggregated | WLDFR | HFTD - Distribution - Tier 3 - 2QU CoRE ¦ 4QU LoRE | Non-Red Flag Warning - Destructive Fires | Aggregated | Aggregated | 2031 | 2.5262e-06 | 0 | 69.0654 | 0.00017447 | 2031 | Mitigation | 0.08575 | 30 | 0 | esc | 0.0012005 | 3.0327e-09 | 0.00060025 | 1.5164e-09 | 0.0015435 | 3.8992e-09
[79 empty] | WLDFR | HFTD - Distribution - Tier 3 - 2QU CoRE ¦ 3QU LoRE | Seismic - Red Flag Warning - Catastrophic Fires | 2039 | 2.0781e-11 | 1.039e-11 | 2.6718e-11 | 24976.6418 | 511.3745 | 15898.8237 | 8566.4437 | 0 | 0 | 0 | 1.731e-08 |  | 5.1904e-07 | 0 | 5.1904e-07 | 2.5952e-07 | 0 | 2.5952e-07 | 6.6733e-07 | 0 | 6.6733e-07 | [16 empty] | 7.3.1.3 Ignition probability mapping showing the probability of ignition along the electric lines and equipmentWLDFRAggregatedAggregated | WLDFR | HFTD - Distribution - Tier 3 - 2QU CoRE ¦ 4QU LoRE | Non-Red Flag Warning - Destructive Fires | Aggregated | Aggregated | 2032 | 2.5262e-06 | 0 | 69.0654 | 0.00017447 | 2032 | Mitigation | 0.08575 | 30 | 0 | esc | 0.0012005 | 3.0327e-09 | 0.00060025 | 1.5164e-09 | 0.0015435 | 3.8992e-09
[79 empty] | WLDFR | HFTD - Distribution - Tier 3 - 2QU CoRE ¦ 3QU LoRE | Seismic - Red Flag Warning - Catastrophic Fires | 2040 | 2.0781e-11 | 1.039e-11 | 2.6718e-11 | 24976.6418 | 511.3745 | 15898.8237 | 8566.4437 | 0 | 0 | 0 | 1.731e-08 |  | 5.1904e-07 | 0 | 5.1904e-07 | 2.5952e-07 | 0 | 2.5952e-07 | 6.6733e-07 | 0 | 6.6733e-07 | [16 empty] | 7.3.1.3 Ignition probability mapping showing the probability of ignition along the electric lines and equipmentWLDFRAggregatedAggregated | WLDFR | HFTD - Distribution - Tier 3 - 2QU CoRE ¦ 4QU LoRE | Non-Red Flag Warning - Destructive Fires | Aggregated | Aggregated | 2033 | 2.5262e-06 | 0 | 69.0654 | 0.00017447 | 2033 | Mitigation | 0.08575 | 30 | 0 | esc | 0.0012005 | 3.0327e-09 | 0.00060025 | 1.5164e-09 | 0.0015435 | 3.8992e-09
[79 empty] | WLDFR | HFTD - Distribution - Tier 3 - 2QU CoRE ¦ 3QU LoRE | Seismic - Red Flag Warning - Catastrophic Fires | 2041 | 2.0781e-11 | 1.039e-11 | 2.6718e-11 | 24976.6418 | 511.3745 | 15898.8237 | 8566.4437 | 0 | 0 | 0 | 1.731e-08 |  | 5.1904e-07 | 0 | 5.1904e-07 | 2.5952e-07 | 0 | 2.5952e-07 | 6.6733e-07 | 0 | 6.6733e-07 | [16 empty] | 7.3.1.3 Ignition probability mapping showing the probability of ignition along the electric lines and equipmentWLDFRAggregatedAggregated | WLDFR | HFTD - Distribution - Tier 3 - 2QU CoRE ¦ 4QU LoRE | Non-Red Flag Warning - Destructive Fires | Aggregated | Aggregated | 2034 | 2.5262e-06 | 0 | 69.0654 | 0.00017447 | 2034 | Mitigation | 0.08575 | 30 | 0 | esc | 0.0012005 | 3.0327e-09 | 0.00060025 | 1.5164e-09 | 0.0015435 | 3.8992e-09
[79 empty] | WLDFR | HFTD - Distribution - Tier 3 - 2QU CoRE ¦ 3QU LoRE | Seismic - Red Flag Warning - Catastrophic Fires | 2042 | 2.0781e-11 | 1.039e-11 | 2.6718e-11 | 24976.6418 | 511.3745 | 15898.8237 | 8566.4437 | 0 | 0 | 0 | 1.731e-08 |  | 5.1904e-07 | 0 | 5.1904e-07 | 2.5952e-07 | 0 | 2.5952e-07 | 6.6733e-07 | 0 | 6.6733e-07 | [16 empty] | 7.3.1.3 Ignition probability mapping showing the probability of ignition along the electric lines and equipmentWLDFRAggregatedAggregated | WLDFR | HFTD - Distribution - Tier 3 - 2QU CoRE ¦ 4QU LoRE | Non-Red Flag Warning - Destructive Fires | Aggregated | Aggregated | 2035 | 2.5262e-06 | 0 | 69.0654 | 0.00017447 | 2035 | Mitigation | 0.08575 | 30 | 0 | esc | 0.0012005 | 3.0327e-09 | 0.00060025 | 1.5164e-09 | 0.0015435 | 3.8992e-09
[79 empty] | WLDFR | HFTD - Distribution - Tier 3 - 2QU CoRE ¦ 3QU LoRE | Seismic - Red Flag Warning - Catastrophic Fires | 2043 | 2.0781e-11 | 1.039e-11 | 2.6718e-11 | 26191.7278 | 544.1291 | 16654.7414 | 8992.8573 | 0 | 0 | 0 | 1.731e-08 |  | 5.4429e-07 | 0 | 5.4429e-07 | 2.7214e-07 | 0 | 2.7214e-07 | 6.998e-07 | 0 | 6.998e-07 | [16 empty] | 7.3.1.3 Ignition probability mapping showing the probability of ignition along the electric lines and equipmentWLDFRAggregatedAggregated | WLDFR | HFTD - Distribution - Tier 3 - 2QU CoRE ¦ 4QU LoRE | Non-Red Flag Warning - Destructive Fires | Aggregated | Aggregated | 2036 | 2.5262e-06 | 0 | 69.0654 | 0.00017447 | 2036 | Mitigation | 0.08575 | 30 | 0 | esc | 0.0012005 | 3.0327e-09 | 0.00060025 | 1.5164e-09 | 0.0015435 | 3.8992e-09
[79 empty] | WLDFR | HFTD - Distribution - Tier 3 - 2QU CoRE ¦ 3QU LoRE | Seismic - Red Flag Warning - Catastrophic Fires | 2044 | 2.0781e-11 | 1.039e-11 | 2.6718e-11 | 26191.7278 | 544.1291 | 16654.7414 | 8992.8573 | 0 | 0 | 0 | 1.731e-08 |  | 5.4429e-07 | 0 | 5.4429e-07 | 2.7214e-07 | 0 | 2.7214e-07 | 6.998e-07 | 0 | 6.998e-07 | [16 empty] | 7.3.1.3 Ignition probability mapping showing the probability of ignition along the electric lines and equipmentWLDFRAggregatedAggregated | WLDFR | HFTD - Distribution - Tier 3 - 2QU CoRE ¦ 4QU LoRE | Non-Red Flag Warning - Destructive Fires | Aggregated | Aggregated | 2037 | 2.5262e-06 | 0 | 69.0654 | 0.00017447 | 2037 | Mitigation | 0.08575 | 30 | 0 | esc | 0.0012005 | 3.0327e-09 | 0.00060025 | 1.5164e-09 | 0.0015435 | 3.8992e-09
[79 empty] | WLDFR | HFTD - Distribution - Tier 3 - 2QU CoRE ¦ 3QU LoRE | Seismic - Red Flag Warning - Catastrophic Fires | 2045 | 2.0781e-11 | 1.039e-11 | 2.6718e-11 | 26191.7278 | 544.1291 | 16654.7414 | 8992.8573 | 0 | 0 | 0 | 1.731e-08 |  | 5.4429e-07 | 0 | 5.4429e-07 | 2.7214e-07 | 0 | 2.7214e-07 | 6.998e-07 | 0 | 6.998e-07 | [16 empty] | 7.3.1.3 Ignition probability mapping showing the probability of ignition along the electric lines and equipmentWLDFRAggregatedAggregated | WLDFR | HFTD - Distribution - Tier 3 - 2QU CoRE ¦ 4QU LoRE | Non-Red Flag Warning - Destructive Fires | Aggregated | Aggregated | 2038 | 2.5262e-06 | 0 | 69.0654 | 0.00017447 | 2038 | Mitigation | 0.08575 | 30 | 0 | esc | 0.0012005 | 3.0327e-09 | 0.00060025 | 1.5164e-09 | 0.0015435 | 3.8992e-09
[79 empty] | WLDFR | HFTD - Distribution - Tier 3 - 2QU CoRE ¦ 3QU LoRE | Seismic - Red Flag Warning - Catastrophic Fires | 2046 | 2.0781e-11 | 1.039e-11 | 2.6718e-11 | 26191.7278 | 544.1291 | 16654.7414 | 8992.8573 | 0 | 0 | 0 | 1.731e-08 |  | 5.4429e-07 | 0 | 5.4429e-07 | 2.7214e-07 | 0 | 2.7214e-07 | 6.998e-07 | 0 | 6.998e-07 | [16 empty] | 7.3.1.3 Ignition probability mapping showing the probability of ignition along the electric lines and equipmentWLDFRAggregatedAggregated | WLDFR | HFTD - Distribution - Tier 3 - 2QU CoRE ¦ 4QU LoRE | Non-Red Flag Warning - Destructive Fires | Aggregated | Aggregated | 2039 | 2.5262e-06 | 0 | 69.0654 | 0.00017447 | 2039 | Mitigation | 0.08575 | 30 | 0 | esc | 0.0012005 | 3.0327e-09 | 0.00060025 | 1.5164e-09 | 0.0015435 | 3.8992e-09
[79 empty] | WLDFR | HFTD - Distribution - Tier 3 - 2QU CoRE ¦ 3QU LoRE | Seismic - Red Flag Warning - Catastrophic Fires | 2047 | 2.0781e-11 | 1.039e-11 | 2.6718e-11 | 26191.7278 | 544.1291 | 16654.7414 | 8992.8573 | 0 | 0 | 0 | 1.731e-08 |  | 5.4429e-07 | 0 | 5.4429e-07 | 2.7214e-07 | 0 | 2.7214e-07 | 6.998e-07 | 0 | 6.998e-07 | [16 empty] | 7.3.1.3 Ignition probability mapping showing the probability of ignition along the electric lines and equipmentWLDFRAggregatedAggregated | WLDFR | HFTD - Distribution - Tier 3 - 2QU CoRE ¦ 4QU LoRE | Non-Red Flag Warning - Destructive Fires | Aggregated | Aggregated | 2040 | 2.5262e-06 | 0 | 69.0654 | 0.00017447 | 2040 | Mitigation | 0.08575 | 30 | 0 | esc | 0.0012005 | 3.0327e-09 | 0.00060025 | 1.5164e-09 | 0.0015435 | 3.8992e-09
[79 empty] | WLDFR | HFTD - Distribution - Tier 3 - 2QU CoRE ¦ 3QU LoRE | Seismic - Red Flag Warning - Catastrophic Fires | 2048 | 2.0781e-11 | 1.039e-11 | 2.6718e-11 | 27464.7227 | 578.8407 | 17445.538 | 9440.3441 | 0 | 0 | 0 | 1.731e-08 |  | 5.7074e-07 | 0 | 5.7074e-07 | 2.8537e-07 | 0 | 2.8537e-07 | 7.3381e-07 | 0 | 7.3381e-07 | [16 empty] | 7.3.1.3 Ignition probability mapping showing the probability of ignition along the electric lines and equipmentWLDFRAggregatedAggregated | WLDFR | HFTD - Distribution - Tier 3 - 2QU CoRE ¦ 4QU LoRE | Non-Red Flag Warning - Destructive Fires | Aggregated | Aggregated | 2041 | 2.5262e-06 | 0 | 69.0654 | 0.00017447 | 2041 | Mitigation | 0.08575 | 30 | 0 | esc | 0.0012005 | 3.0327e-09 | 0.00060025 | 1.5164e-09 | 0.0015435 | 3.8992e-09
[79 empty] | WLDFR | HFTD - Distribution - Tier 3 - 2QU CoRE ¦ 3QU LoRE | Seismic - Red Flag Warning - Catastrophic Fires | 2049 | 2.0781e-11 | 1.039e-11 | 2.6718e-11 | 27464.7227 | 578.8407 | 17445.538 | 9440.3441 | 0 | 0 | 0 | 1.731e-08 |  | 5.7074e-07 | 0 | 5.7074e-07 | 2.8537e-07 | 0 | 2.8537e-07 | 7.3381e-07 | 0 | 7.3381e-07 | [16 empty] | 7.3.1.3 Ignition probability mapping showing the probability of ignition along the electric lines and equipmentWLDFRAggregatedAggregated | WLDFR | HFTD - Distribution - Tier 3 - 2QU CoRE ¦ 4QU LoRE | Non-Red Flag Warning - Destructive Fires | Aggregated | Aggregated | 2042 | 2.5262e-06 | 0 | 69.0654 | 0.00017447 | 2042 | Mitigation | 0.08575 | 30 | 0 | esc | 0.0012005 | 3.0327e-09 | 0.00060025 | 1.5164e-09 | 0.0015435 | 3.8992e-09
[79 empty] | WLDFR | HFTD - Distribution - Tier 3 - 2QU CoRE ¦ 3QU LoRE | Seismic - Red Flag Warning - Catastrophic Fires | 2050 | 0 | 1.039e-11 | 2.6718e-11 | 27464.7227 | 578.8407 | 17445.538 | 9440.3441 | 0 | 0 | 0 | 1.731e-08 |  | 0 | 0 | 0 | 2.8537e-07 | 0 | 2.8537e-07 | 7.3381e-07 | 0 | 7.3381e-07 | [16 empty] | 7.3.1.3 Ignition probability mapping showing the probability of ignition along the electric lines and equipmentWLDFRAggregatedAggregated | WLDFR | HFTD - Distribution - Tier 3 - 2QU CoRE ¦ 4QU LoRE | Non-Red Flag Warning - Destructive Fires | Aggregated | Aggregated | 2043 | 2.5262e-06 | 0 | 69.0654 | 0.00017447 | 2043 | Mitigation | 0.08575 | 30 | 0 | esc | 0.0012005 | 3.0327e-09 | 0.00060025 | 1.5164e-09 | 0.0015435 | 3.8992e-09
[79 empty] | WLDFR | HFTD - Distribution - Tier 3 - 2QU CoRE ¦ 3QU LoRE | Seismic - Red Flag Warning - Catastrophic Fires | 2051 | 0 | 0 | 2.6718e-11 | 27464.7227 | 578.8407 | 17445.538 | 9440.3441 | 0 | 0 | 0 | 1.731e-08 |  | 0 | 0 | 0 | 0 | 0 | 0 | 7.3381e-07 | 0 | 7.3381e-07 | [16 empty] | 7.3.1.3 Ignition probability mapping showing the probability of ignition along the electric lines and equipmentWLDFRAggregatedAggregated | WLDFR | HFTD - Distribution - Tier 3 - 2QU CoRE ¦ 4QU LoRE | Non-Red Flag Warning - Destructive Fires | Aggregated | Aggregated | 2044 | 2.5262e-06 | 0 | 69.0654 | 0.00017447 | 2044 | Mitigation | 0.08575 | 30 | 0 | esc | 0.0012005 | 3.0327e-09 | 0.00060025 | 1.5164e-09 | 0.0015435 | 3.8992e-09
[79 empty] | WLDFR | HFTD - Distribution - Tier 3 - 2QU CoRE ¦ 4QU LoRE | Non-Red Flag Warning - Catastrophic Fires | 2020 | 2.6229e-09 | 0 | 0 | 14146.1306 | 222.2294 | 8585.7228 | 5338.1784 | 0 | 0 | 0 | 2.1848e-06 |  | 3.7104e-05 | 0 | 3.7104e-05 | 0 | 0 | 0 | 0 | 0 | 0 | [16 empty] | 7.3.1.3 Ignition probability mapping showing the probability of ignition along the electric lines and equipmentWLDFRAggregatedAggregated | WLDFR | HFTD - Distribution - Tier 3 - 2QU CoRE ¦ 4QU LoRE | Non-Red Flag Warning - Destructive Fires | Aggregated | Aggregated | 2045 | 2.5262e-06 | 0 | 69.0654 | 0.00017447 | 2045 | Mitigation | 0.08575 | 30 | 0 | esc | 0.0012005 | 3.0327e-09 | 0.00060025 | 1.5164e-09 | 0.0015435 | 3.8992e-09
[79 empty] | WLDFR | HFTD - Distribution - Tier 3 - 2QU CoRE ¦ 4QU LoRE | Non-Red Flag Warning - Catastrophic Fires | 2021 | 2.6229e-09 | 1.3114e-09 | 0 | 14146.1306 | 222.2294 | 8585.7228 | 5338.1784 | 0 | 0 | 0 | 2.1848e-06 |  | 3.7104e-05 | 0 | 3.7104e-05 | 1.8552e-05 | 0 | 1.8552e-05 | 0 | 0 | 0 | [16 empty] | 7.3.1.3 Ignition probability mapping showing the probability of ignition along the electric lines and equipmentWLDFRAggregatedAggregated | WLDFR | HFTD - Distribution - Tier 3 - 2QU CoRE ¦ 4QU LoRE | Non-Red Flag Warning - Destructive Fires | Aggregated | Aggregated | 2046 | 2.5262e-06 | 0 | 69.0654 | 0.00017447 | 2046 | Mitigation | 0.08575 | 30 | 0 | esc | 0.0012005 | 3.0327e-09 | 0.00060025 | 1.5164e-09 | 0.0015435 | 3.8992e-09
[79 empty] | WLDFR | HFTD - Distribution - Tier 3 - 2QU CoRE ¦ 4QU LoRE | Non-Red Flag Warning - Catastrophic Fires | 2022 | 2.6229e-09 | 1.3114e-09 | 3.3723e-09 | 14146.1306 | 222.2294 | 8585.7228 | 5338.1784 | 0 | 0 | 0 | 2.1848e-06 |  | 3.7104e-05 | 0 | 3.7104e-05 | 1.8552e-05 | 0 | 1.8552e-05 | 4.7705e-05 | 0 | 4.7705e-05 | [16 empty] | 7.3.1.3 Ignition probability mapping showing the probability of ignition along the electric lines and equipmentWLDFRAggregatedAggregated | WLDFR | HFTD - Distribution - Tier 3 - 2QU CoRE ¦ 4QU LoRE | Non-Red Flag Warning - Destructive Fires | Aggregated | Aggregated | 2047 | 2.5262e-06 | 0 | 69.0654 | 0.00017447 | 2047 | Mitigation | 0.08575 | 30 | 0 | esc | 0.0012005 | 3.0327e-09 | 0.00060025 | 1.5164e-09 | 0.0015435 | 3.8992e-09
[79 empty] | WLDFR | HFTD - Distribution - Tier 3 - 2QU CoRE ¦ 4QU LoRE | Non-Red Flag Warning - Catastrophic Fires | 2023 | 2.6229e-09 | 1.3114e-09 | 3.3723e-09 | 14664.6376 | 233.2301 | 8896.516 | 5534.8915 | 0 | 0 | 0 | 2.1848e-06 |  | 3.8464e-05 | 0 | 3.8464e-05 | 1.9232e-05 | 0 | 1.9232e-05 | 4.9454e-05 | 0 | 4.9454e-05 | [16 empty] | 7.3.1.3 Ignition probability mapping showing the probability of ignition along the electric lines and equipmentWLDFRAggregatedAggregated | WLDFR | HFTD - Distribution - Tier 3 - 2QU CoRE ¦ 4QU LoRE | Non-Red Flag Warning - Destructive Fires | Aggregated | Aggregated | 2048 | 2.5262e-06 | 0 | 69.0654 | 0.00017447 | 2048 | Mitigation | 0.08575 | 30 | 0 | esc | 0.0012005 | 3.0327e-09 | 0.00060025 | 1.5164e-09 | 0.0015435 | 3.8992e-09
[79 empty] | WLDFR | HFTD - Distribution - Tier 3 - 2QU CoRE ¦ 4QU LoRE | Non-Red Flag Warning - Catastrophic Fires | 2024 | 2.6229e-09 | 1.3114e-09 | 3.3723e-09 | 14664.6376 | 233.2301 | 8896.516 | 5534.8915 | 0 | 0 | 0 | 2.1848e-06 |  | 3.8464e-05 | 0 | 3.8464e-05 | 1.9232e-05 | 0 | 1.9232e-05 | 4.9454e-05 | 0 | 4.9454e-05 | [16 empty] | 7.3.1.3 Ignition probability mapping showing the probability of ignition along the electric lines and equipmentWLDFRAggregatedAggregated | WLDFR | HFTD - Distribution - Tier 3 - 2QU CoRE ¦ 4QU LoRE | Non-Red Flag Warning - Destructive Fires | Aggregated | Aggregated | 2049 | 2.5262e-06 | 0 | 69.0654 | 0.00017447 | 2049 | Mitigation | 0.08575 | 30 | 0 | esc | 0.0012005 | 3.0327e-09 | 0.00060025 | 1.5164e-09 | 0.0015435 | 3.8992e-09
[79 empty] | WLDFR | HFTD - Distribution - Tier 3 - 2QU CoRE ¦ 4QU LoRE | Non-Red Flag Warning - Catastrophic Fires | 2025 | 2.6229e-09 | 1.3114e-09 | 3.3723e-09 | 14664.6376 | 233.2301 | 8896.516 | 5534.8915 | 0 | 0 | 0 | 2.1848e-06 |  | 3.8464e-05 | 0 | 3.8464e-05 | 1.9232e-05 | 0 | 1.9232e-05 | 4.9454e-05 | 0 | 4.9454e-05 | [16 empty] | 7.3.1.3 Ignition probability mapping showing the probability of ignition along the electric lines and equipmentWLDFRAggregatedAggregated | WLDFR | HFTD - Distribution - Tier 3 - 2QU CoRE ¦ 4QU LoRE | Non-Red Flag Warning - Destructive Fires | Aggregated | Aggregated | 2050 | 2.5262e-06 | 0 | 69.0654 | 0.00017447 | 2050 | Mitigation | 0.08575 | 30 | 0 | esc | 0 | 0 | 0.00060025 | 1.5164e-09 | 0.0015435 | 3.8992e-09
[79 empty] | WLDFR | HFTD - Distribution - Tier 3 - 2QU CoRE ¦ 4QU LoRE | Non-Red Flag Warning - Catastrophic Fires | 2026 | 2.6229e-09 | 1.3114e-09 | 3.3723e-09 | 14664.6376 | 233.2301 | 8896.516 | 5534.8915 | 0 | 0 | 0 | 2.1848e-06 |  | 3.8464e-05 | 0 | 3.8464e-05 | 1.9232e-05 | 0 | 1.9232e-05 | 4.9454e-05 | 0 | 4.9454e-05 | [16 empty] | 7.3.1.3 Ignition probability mapping showing the probability of ignition along the electric lines and equipmentWLDFRAggregatedAggregated | WLDFR | HFTD - Distribution - Tier 3 - 2QU CoRE ¦ 4QU LoRE | Non-Red Flag Warning - Destructive Fires | Aggregated | Aggregated | 2051 | 2.5262e-06 | 0 | 69.0654 | 0.00017447 | 2051 | Mitigation | 0.08575 | 30 | 0 | esc | 0 | 0 | 0 | 0 | 0.0015435 | 3.8992e-09
[79 empty] | WLDFR | HFTD - Distribution - Tier 3 - 2QU CoRE ¦ 4QU LoRE | Non-Red Flag Warning - Catastrophic Fires | 2027 | 2.6229e-09 | 1.3114e-09 | 3.3723e-09 | 14664.6376 | 233.2301 | 8896.516 | 5534.8915 | 0 | 0 | 0 | 2.1848e-06 |  | 3.8464e-05 | 0 | 3.8464e-05 | 1.9232e-05 | 0 | 1.9232e-05 | 4.9454e-05 | 0 | 4.9454e-05 | [16 empty] | 7.3.1.3 Ignition probability mapping showing the probability of ignition along the electric lines and equipmentWLDFRAggregatedAggregated | WLDFR | HFTD - Distribution - Tier 3 - 2QU CoRE ¦ 4QU LoRE | Non-Red Flag Warning - Large Fires | Aggregated | Aggregated | 2021 | 2.6463e-05 | 0 | 69.0654 | 0.0018277 | 2021 | Mitigation | 0.08575 | 30 | 0 | esc | 0.0012005 | 3.1768e-08 | 0.00060025 | 1.5884e-08 | 0 | 0
[79 empty] | WLDFR | HFTD - Distribution - Tier 3 - 2QU CoRE ¦ 4QU LoRE | Non-Red Flag Warning - Catastrophic Fires | 2028 | 2.6229e-09 | 1.3114e-09 | 3.3723e-09 | 15317.9909 | 247.273 | 9287.6491 | 5783.0689 | 0 | 0 | 0 | 2.1848e-06 |  | 4.0178e-05 | 0 | 4.0178e-05 | 2.0089e-05 | 0 | 2.0089e-05 | 5.1657e-05 | 0 | 5.1657e-05 | [16 empty] | 7.3.1.3 Ignition probability mapping showing the probability of ignition along the electric lines and equipmentWLDFRAggregatedAggregated | WLDFR | HFTD - Distribution - Tier 3 - 2QU CoRE ¦ 4QU LoRE | Non-Red Flag Warning - Large Fires | Aggregated | Aggregated | 2022 | 2.6463e-05 | 0 | 69.0654 | 0.0018277 | 2022 | Mitigation | 0.08575 | 30 | 0 | esc | 0.0012005 | 3.1768e-08 | 0.00060025 | 1.5884e-08 | 0.0015435 | 4.0845e-08
[79 empty] | WLDFR | HFTD - Distribution - Tier 3 - 2QU CoRE ¦ 4QU LoRE | Non-Red Flag Warning - Catastrophic Fires | 2029 | 2.6229e-09 | 1.3114e-09 | 3.3723e-09 | 15317.9909 | 247.273 | 9287.6491 | 5783.0689 | 0 | 0 | 0 | 2.1848e-06 |  | 4.0178e-05 | 0 | 4.0178e-05 | 2.0089e-05 | 0 | 2.0089e-05 | 5.1657e-05 | 0 | 5.1657e-05 | [16 empty] | 7.3.1.3 Ignition probability mapping showing the probability of ignition along the electric lines and equipmentWLDFRAggregatedAggregated | WLDFR | HFTD - Distribution - Tier 3 - 2QU CoRE ¦ 4QU LoRE | Non-Red Flag Warning - Large Fires | Aggregated | Aggregated | 2023 | 2.6463e-05 | 0 | 69.0654 | 0.0018277 | 2023 | Mitigation | 0.08575 | 30 | 0 | esc | 0.0012005 | 3.1768e-08 | 0.00060025 | 1.5884e-08 | 0.0015435 | 4.0845e-08
[79 empty] | WLDFR | HFTD - Distribution - Tier 3 - 2QU CoRE ¦ 4QU LoRE | Non-Red Flag Warning - Catastrophic Fires | 2030 | 2.6229e-09 | 1.3114e-09 | 3.3723e-09 | 15317.9909 | 247.273 | 9287.6491 | 5783.0689 | 0 | 0 | 0 | 2.1848e-06 |  | 4.0178e-05 | 0 | 4.0178e-05 | 2.0089e-05 | 0 | 2.0089e-05 | 5.1657e-05 | 0 | 5.1657e-05 | [16 empty] | 7.3.1.3 Ignition probability mapping showing the probability of ignition along the electric lines and equipmentWLDFRAggregatedAggregated | WLDFR | HFTD - Distribution - Tier 3 - 2QU CoRE ¦ 4QU LoRE | Non-Red Flag Warning - Large Fires | Aggregated | Aggregated | 2024 | 2.6463e-05 | 0 | 69.0654 | 0.0018277 | 2024 | Mitigation | 0.08575 | 30 | 0 | esc | 0.0012005 | 3.1768e-08 | 0.00060025 | 1.5884e-08 | 0.0015435 | 4.0845e-08
[79 empty] | WLDFR | HFTD - Distribution - Tier 3 - 2QU CoRE ¦ 4QU LoRE | Non-Red Flag Warning - Catastrophic Fires | 2031 | 2.6229e-09 | 1.3114e-09 | 3.3723e-09 | 15317.9909 | 247.273 | 9287.6491 | 5783.0689 | 0 | 0 | 0 | 2.1848e-06 |  | 4.0178e-05 | 0 | 4.0178e-05 | 2.0089e-05 | 0 | 2.0089e-05 | 5.1657e-05 | 0 | 5.1657e-05 | [16 empty] | 7.3.1.3 Ignition probability mapping showing the probability of ignition along the electric lines and equipmentWLDFRAggregatedAggregated | WLDFR | HFTD - Distribution - Tier 3 - 2QU CoRE ¦ 4QU LoRE | Non-Red Flag Warning - Large Fires | Aggregated | Aggregated | 2025 | 2.6463e-05 | 0 | 69.0654 | 0.0018277 | 2025 | Mitigation | 0.08575 | 30 | 0 | esc | 0.0012005 | 3.1768e-08 | 0.00060025 | 1.5884e-08 | 0.0015435 | 4.0845e-08
[79 empty] | WLDFR | HFTD - Distribution - Tier 3 - 2QU CoRE ¦ 4QU LoRE | Non-Red Flag Warning - Catastrophic Fires | 2032 | 2.6229e-09 | 1.3114e-09 | 3.3723e-09 | 15317.9909 | 247.273 | 9287.6491 | 5783.0689 | 0 | 0 | 0 | 2.1848e-06 |  | 4.0178e-05 | 0 | 4.0178e-05 | 2.0089e-05 | 0 | 2.0089e-05 | 5.1657e-05 | 0 | 5.1657e-05 | [16 empty] | 7.3.1.3 Ignition probability mapping showing the probability of ignition along the electric lines and equipmentWLDFRAggregatedAggregated | WLDFR | HFTD - Distribution - Tier 3 - 2QU CoRE ¦ 4QU LoRE | Non-Red Flag Warning - Large Fires | Aggregated | Aggregated | 2026 | 2.6463e-05 | 0 | 69.0654 | 0.0018277 | 2026 | Mitigation | 0.08575 | 30 | 0 | esc | 0.0012005 | 3.1768e-08 | 0.00060025 | 1.5884e-08 | 0.0015435 | 4.0845e-08
[79 empty] | WLDFR | HFTD - Distribution - Tier 3 - 2QU CoRE ¦ 4QU LoRE | Non-Red Flag Warning - Catastrophic Fires | 2033 | 2.6229e-09 | 1.3114e-09 | 3.3723e-09 | 16044.1264 | 263.1074 | 9721.74 | 6059.2791 | 0 | 0 | 0 | 2.1848e-06 |  | 4.2082e-05 | 0 | 4.2082e-05 | 2.1041e-05 | 0 | 2.1041e-05 | 5.4106e-05 | 0 | 5.4106e-05 | [16 empty] | 7.3.1.3 Ignition probability mapping showing the probability of ignition along the electric lines and equipmentWLDFRAggregatedAggregated | WLDFR | HFTD - Distribution - Tier 3 - 2QU CoRE ¦ 4QU LoRE | Non-Red Flag Warning - Large Fires | Aggregated | Aggregated | 2027 | 2.6463e-05 | 0 | 69.0654 | 0.0018277 | 2027 | Mitigation | 0.08575 | 30 | 0 | esc | 0.0012005 | 3.1768e-08 | 0.00060025 | 1.5884e-08 | 0.0015435 | 4.0845e-08
[79 empty] | WLDFR | HFTD - Distribution - Tier 3 - 2QU CoRE ¦ 4QU LoRE | Non-Red Flag Warning - Catastrophic Fires | 2034 | 2.6229e-09 | 1.3114e-09 | 3.3723e-09 | 16044.1264 | 263.1074 | 9721.74 | 6059.2791 | 0 | 0 | 0 | 2.1848e-06 |  | 4.2082e-05 | 0 | 4.2082e-05 | 2.1041e-05 | 0 | 2.1041e-05 | 5.4106e-05 | 0 | 5.4106e-05 | [16 empty] | 7.3.1.3 Ignition probability mapping showing the probability of ignition along the electric lines and equipmentWLDFRAggregatedAggregated | WLDFR | HFTD - Distribution - Tier 3 - 2QU CoRE ¦ 4QU LoRE | Non-Red Flag Warning - Large Fires | Aggregated | Aggregated | 2028 | 2.6463e-05 | 0 | 69.0654 | 0.0018277 | 2028 | Mitigation | 0.08575 | 30 | 0 | esc | 0.0012005 | 3.1768e-08 | 0.00060025 | 1.5884e-08 | 0.0015435 | 4.0845e-08
[79 empty] | WLDFR | HFTD - Distribution - Tier 3 - 2QU CoRE ¦ 4QU LoRE | Non-Red Flag Warning - Catastrophic Fires | 2035 | 2.6229e-09 | 1.3114e-09 | 3.3723e-09 | 16044.1264 | 263.1074 | 9721.74 | 6059.2791 | 0 | 0 | 0 | 2.1848e-06 |  | 4.2082e-05 | 0 | 4.2082e-05 | 2.1041e-05 | 0 | 2.1041e-05 | 5.4106e-05 | 0 | 5.4106e-05 | [16 empty] | 7.3.1.3 Ignition probability mapping showing the probability of ignition along the electric lines and equipmentWLDFRAggregatedAggregated | WLDFR | HFTD - Distribution - Tier 3 - 2QU CoRE ¦ 4QU LoRE | Non-Red Flag Warning - Large Fires | Aggregated | Aggregated | 2029 | 2.6463e-05 | 0 | 69.0654 | 0.0018277 | 2029 | Mitigation | 0.08575 | 30 | 0 | esc | 0.0012005 | 3.1768e-08 | 0.00060025 | 1.5884e-08 | 0.0015435 | 4.0845e-08
[79 empty] | WLDFR | HFTD - Distribution - Tier 3 - 2QU CoRE ¦ 4QU LoRE | Non-Red Flag Warning - Catastrophic Fires | 2036 | 2.6229e-09 | 1.3114e-09 | 3.3723e-09 | 16044.1264 | 263.1074 | 9721.74 | 6059.2791 | 0 | 0 | 0 | 2.1848e-06 |  | 4.2082e-05 | 0 | 4.2082e-05 | 2.1041e-05 | 0 | 2.1041e-05 | 5.4106e-05 | 0 | 5.4106e-05 | [16 empty] | 7.3.1.3 Ignition probability mapping showing the probability of ignition along the electric lines and equipmentWLDFRAggregatedAggregated | WLDFR | HFTD - Distribution - Tier 3 - 2QU CoRE ¦ 4QU LoRE | Non-Red Flag Warning - Large Fires | Aggregated | Aggregated | 2030 | 2.6463e-05 | 0 | 69.0654 | 0.0018277 | 2030 | Mitigation | 0.08575 | 30 | 0 | esc | 0.0012005 | 3.1768e-08 | 0.00060025 | 1.5884e-08 | 0.0015435 | 4.0845e-08
[79 empty] | WLDFR | HFTD - Distribution - Tier 3 - 2QU CoRE ¦ 4QU LoRE | Non-Red Flag Warning - Catastrophic Fires | 2037 | 2.6229e-09 | 1.3114e-09 | 3.3723e-09 | 16044.1264 | 263.1074 | 9721.74 | 6059.2791 | 0 | 0 | 0 | 2.1848e-06 |  | 4.2082e-05 | 0 | 4.2082e-05 | 2.1041e-05 | 0 | 2.1041e-05 | 5.4106e-05 | 0 | 5.4106e-05 | [16 empty] | 7.3.1.3 Ignition probability mapping showing the probability of ignition along the electric lines and equipmentWLDFRAggregatedAggregated | WLDFR | HFTD - Distribution - Tier 3 - 2QU CoRE ¦ 4QU LoRE | Non-Red Flag Warning - Large Fires | Aggregated | Aggregated | 2031 | 2.6463e-05 | 0 | 69.0654 | 0.0018277 | 2031 | Mitigation | 0.08575 | 30 | 0 | esc | 0.0012005 | 3.1768e-08 | 0.00060025 | 1.5884e-08 | 0.0015435 | 4.0845e-08
[79 empty] | WLDFR | HFTD - Distribution - Tier 3 - 2QU CoRE ¦ 4QU LoRE | Non-Red Flag Warning - Catastrophic Fires | 2038 | 2.6229e-09 | 1.3114e-09 | 3.3723e-09 | 16832.3912 | 280.5544 | 10192.2718 | 6359.5651 | 0 | 0 | 0 | 2.1848e-06 |  | 4.415e-05 | 0 | 4.415e-05 | 2.2075e-05 | 0 | 2.2075e-05 | 5.6764e-05 | 0 | 5.6764e-05 | [16 empty] | 7.3.1.3 Ignition probability mapping showing the probability of ignition along the electric lines and equipmentWLDFRAggregatedAggregated | WLDFR | HFTD - Distribution - Tier 3 - 2QU CoRE ¦ 4QU LoRE | Non-Red Flag Warning - Large Fires | Aggregated | Aggregated | 2032 | 2.6463e-05 | 0 | 69.0654 | 0.0018277 | 2032 | Mitigation | 0.08575 | 30 | 0 | esc | 0.0012005 | 3.1768e-08 | 0.00060025 | 1.5884e-08 | 0.0015435 | 4.0845e-08
[79 empty] | WLDFR | HFTD - Distribution - Tier 3 - 2QU CoRE ¦ 4QU LoRE | Non-Red Flag Warning - Catastrophic Fires | 2039 | 2.6229e-09 | 1.3114e-09 | 3.3723e-09 | 16832.3912 | 280.5544 | 10192.2718 | 6359.5651 | 0 | 0 | 0 | 2.1848e-06 |  | 4.415e-05 | 0 | 4.415e-05 | 2.2075e-05 | 0 | 2.2075e-05 | 5.6764e-05 | 0 | 5.6764e-05 | [16 empty] | 7.3.1.3 Ignition probability mapping showing the probability of ignition along the electric lines and equipmentWLDFRAggregatedAggregated | WLDFR | HFTD - Distribution - Tier 3 - 2QU CoRE ¦ 4QU LoRE | Non-Red Flag Warning - Large Fires | Aggregated | Aggregated | 2033 | 2.6463e-05 | 0 | 69.0654 | 0.0018277 | 2033 | Mitigation | 0.08575 | 30 | 0 | esc | 0.0012005 | 3.1768e-08 | 0.00060025 | 1.5884e-08 | 0.0015435 | 4.0845e-08
[79 empty] | WLDFR | HFTD - Distribution - Tier 3 - 2QU CoRE ¦ 4QU LoRE | Non-Red Flag Warning - Catastrophic Fires | 2040 | 2.6229e-09 | 1.3114e-09 | 3.3723e-09 | 16832.3912 | 280.5544 | 10192.2718 | 6359.5651 | 0 | 0 | 0 | 2.1848e-06 |  | 4.415e-05 | 0 | 4.415e-05 | 2.2075e-05 | 0 | 2.2075e-05 | 5.6764e-05 | 0 | 5.6764e-05 | [16 empty] | 7.3.1.3 Ignition probability mapping showing the probability of ignition along the electric lines and equipmentWLDFRAggregatedAggregated | WLDFR | HFTD - Distribution - Tier 3 - 2QU CoRE ¦ 4QU LoRE | Non-Red Flag Warning - Large Fires | Aggregated | Aggregated | 2034 | 2.6463e-05 | 0 | 69.0654 | 0.0018277 | 2034 | Mitigation | 0.08575 | 30 | 0 | esc | 0.0012005 | 3.1768e-08 | 0.00060025 | 1.5884e-08 | 0.0015435 | 4.0845e-08
[79 empty] | WLDFR | HFTD - Distribution - Tier 3 - 2QU CoRE ¦ 4QU LoRE | Non-Red Flag Warning - Catastrophic Fires | 2041 | 2.6229e-09 | 1.3114e-09 | 3.3723e-09 | 16832.3912 | 280.5544 | 10192.2718 | 6359.5651 | 0 | 0 | 0 | 2.1848e-06 |  | 4.415e-05 | 0 | 4.415e-05 | 2.2075e-05 | 0 | 2.2075e-05 | 5.6764e-05 | 0 | 5.6764e-05 | [16 empty] | 7.3.1.3 Ignition probability mapping showing the probability of ignition along the electric lines and equipmentWLDFRAggregatedAggregated | WLDFR | HFTD - Distribution - Tier 3 - 2QU CoRE ¦ 4QU LoRE | Non-Red Flag Warning - Large Fires | Aggregated | Aggregated | 2035 | 2.6463e-05 | 0 | 69.0654 | 0.0018277 | 2035 | Mitigation | 0.08575 | 30 | 0 | esc | 0.0012005 | 3.1768e-08 | 0.00060025 | 1.5884e-08 | 0.0015435 | 4.0845e-08
[79 empty] | WLDFR | HFTD - Distribution - Tier 3 - 2QU CoRE ¦ 4QU LoRE | Non-Red Flag Warning - Catastrophic Fires | 2042 | 2.6229e-09 | 1.3114e-09 | 3.3723e-09 | 16832.3912 | 280.5544 | 10192.2718 | 6359.5651 | 0 | 0 | 0 | 2.1848e-06 |  | 4.415e-05 | 0 | 4.415e-05 | 2.2075e-05 | 0 | 2.2075e-05 | 5.6764e-05 | 0 | 5.6764e-05 | [16 empty] | 7.3.1.3 Ignition probability mapping showing the probability of ignition along the electric lines and equipmentWLDFRAggregatedAggregated | WLDFR | HFTD - Distribution - Tier 3 - 2QU CoRE ¦ 4QU LoRE | Non-Red Flag Warning - Large Fires | Aggregated | Aggregated | 2036 | 2.6463e-05 | 0 | 69.0654 | 0.0018277 | 2036 | Mitigation | 0.08575 | 30 | 0 | esc | 0.0012005 | 3.1768e-08 | 0.00060025 | 1.5884e-08 | 0.0015435 | 4.0845e-08
[79 empty] | WLDFR | HFTD - Distribution - Tier 3 - 2QU CoRE ¦ 4QU LoRE | Non-Red Flag Warning - Catastrophic Fires | 2043 | 2.6229e-09 | 1.3114e-09 | 3.3723e-09 | 17672.0852 | 299.42 | 10692.7362 | 6679.929 | 0 | 0 | 0 | 2.1848e-06 |  | 4.6352e-05 | 0 | 4.6352e-05 | 2.3176e-05 | 0 | 2.3176e-05 | 5.9596e-05 | 0 | 5.9596e-05 | [16 empty] | 7.3.1.3 Ignition probability mapping showing the probability of ignition along the electric lines and equipmentWLDFRAggregatedAggregated | WLDFR | HFTD - Distribution - Tier 3 - 2QU CoRE ¦ 4QU LoRE | Non-Red Flag Warning - Large Fires | Aggregated | Aggregated | 2037 | 2.6463e-05 | 0 | 69.0654 | 0.0018277 | 2037 | Mitigation | 0.08575 | 30 | 0 | esc | 0.0012005 | 3.1768e-08 | 0.00060025 | 1.5884e-08 | 0.0015435 | 4.0845e-08
[79 empty] | WLDFR | HFTD - Distribution - Tier 3 - 2QU CoRE ¦ 4QU LoRE | Non-Red Flag Warning - Catastrophic Fires | 2044 | 2.6229e-09 | 1.3114e-09 | 3.3723e-09 | 17672.0852 | 299.42 | 10692.7362 | 6679.929 | 0 | 0 | 0 | 2.1848e-06 |  | 4.6352e-05 | 0 | 4.6352e-05 | 2.3176e-05 | 0 | 2.3176e-05 | 5.9596e-05 | 0 | 5.9596e-05 | [16 empty] | 7.3.1.3 Ignition probability mapping showing the probability of ignition along the electric lines and equipmentWLDFRAggregatedAggregated | WLDFR | HFTD - Distribution - Tier 3 - 2QU CoRE ¦ 4QU LoRE | Non-Red Flag Warning - Large Fires | Aggregated | Aggregated | 2038 | 2.6463e-05 | 0 | 69.0654 | 0.0018277 | 2038 | Mitigation | 0.08575 | 30 | 0 | esc | 0.0012005 | 3.1768e-08 | 0.00060025 | 1.5884e-08 | 0.0015435 | 4.0845e-08
[79 empty] | WLDFR | HFTD - Distribution - Tier 3 - 2QU CoRE ¦ 4QU LoRE | Non-Red Flag Warning - Catastrophic Fires | 2045 | 2.6229e-09 | 1.3114e-09 | 3.3723e-09 | 17672.0852 | 299.42 | 10692.7362 | 6679.929 | 0 | 0 | 0 | 2.1848e-06 |  | 4.6352e-05 | 0 | 4.6352e-05 | 2.3176e-05 | 0 | 2.3176e-05 | 5.9596e-05 | 0 | 5.9596e-05 | [16 empty] | 7.3.1.3 Ignition probability mapping showing the probability of ignition along the electric lines and equipmentWLDFRAggregatedAggregated | WLDFR | HFTD - Distribution - Tier 3 - 2QU CoRE ¦ 4QU LoRE | Non-Red Flag Warning - Large Fires | Aggregated | Aggregated | 2039 | 2.6463e-05 | 0 | 69.0654 | 0.0018277 | 2039 | Mitigation | 0.08575 | 30 | 0 | esc | 0.0012005 | 3.1768e-08 | 0.00060025 | 1.5884e-08 | 0.0015435 | 4.0845e-08
[79 empty] | WLDFR | HFTD - Distribution - Tier 3 - 2QU CoRE ¦ 4QU LoRE | Non-Red Flag Warning - Catastrophic Fires | 2046 | 2.6229e-09 | 1.3114e-09 | 3.3723e-09 | 17672.0852 | 299.42 | 10692.7362 | 6679.929 | 0 | 0 | 0 | 2.1848e-06 |  | 4.6352e-05 | 0 | 4.6352e-05 | 2.3176e-05 | 0 | 2.3176e-05 | 5.9596e-05 | 0 | 5.9596e-05 | [16 empty] | 7.3.1.3 Ignition probability mapping showing the probability of ignition along the electric lines and equipmentWLDFRAggregatedAggregated | WLDFR | HFTD - Distribution - Tier 3 - 2QU CoRE ¦ 4QU LoRE | Non-Red Flag Warning - Large Fires | Aggregated | Aggregated | 2040 | 2.6463e-05 | 0 | 69.0654 | 0.0018277 | 2040 | Mitigation | 0.08575 | 30 | 0 | esc | 0.0012005 | 3.1768e-08 | 0.00060025 | 1.5884e-08 | 0.0015435 | 4.0845e-08
[79 empty] | WLDFR | HFTD - Distribution - Tier 3 - 2QU CoRE ¦ 4QU LoRE | Non-Red Flag Warning - Catastrophic Fires | 2047 | 2.6229e-09 | 1.3114e-09 | 3.3723e-09 | 17672.0852 | 299.42 | 10692.7362 | 6679.929 | 0 | 0 | 0 | 2.1848e-06 |  | 4.6352e-05 | 0 | 4.6352e-05 | 2.3176e-05 | 0 | 2.3176e-05 | 5.9596e-05 | 0 | 5.9596e-05 | [16 empty] | 7.3.1.3 Ignition probability mapping showing the probability of ignition along the electric lines and equipmentWLDFRAggregatedAggregated | WLDFR | HFTD - Distribution - Tier 3 - 2QU CoRE ¦ 4QU LoRE | Non-Red Flag Warning - Large Fires | Aggregated | Aggregated | 2041 | 2.6463e-05 | 0 | 69.0654 | 0.0018277 | 2041 | Mitigation | 0.08575 | 30 | 0 | esc | 0.0012005 | 3.1768e-08 | 0.00060025 | 1.5884e-08 | 0.0015435 | 4.0845e-08
[79 empty] | WLDFR | HFTD - Distribution - Tier 3 - 2QU CoRE ¦ 4QU LoRE | Non-Red Flag Warning - Catastrophic Fires | 2048 | 2.6229e-09 | 1.3114e-09 | 3.3723e-09 | 18552.3348 | 319.4911 | 11216.5626 | 7016.281 | 0 | 0 | 0 | 2.1848e-06 |  | 4.8661e-05 | 0 | 4.8661e-05 | 2.433e-05 | 0 | 2.433e-05 | 6.2564e-05 | 0 | 6.2564e-05 | [16 empty] | 7.3.1.3 Ignition probability mapping showing the probability of ignition along the electric lines and equipmentWLDFRAggregatedAggregated | WLDFR | HFTD - Distribution - Tier 3 - 2QU CoRE ¦ 4QU LoRE | Non-Red Flag Warning - Large Fires | Aggregated | Aggregated | 2042 | 2.6463e-05 | 0 | 69.0654 | 0.0018277 | 2042 | Mitigation | 0.08575 | 30 | 0 | esc | 0.0012005 | 3.1768e-08 | 0.00060025 | 1.5884e-08 | 0.0015435 | 4.0845e-08
[79 empty] | WLDFR | HFTD - Distribution - Tier 3 - 2QU CoRE ¦ 4QU LoRE | Non-Red Flag Warning - Catastrophic Fires | 2049 | 2.6229e-09 | 1.3114e-09 | 3.3723e-09 | 18552.3348 | 319.4911 | 11216.5626 | 7016.281 | 0 | 0 | 0 | 2.1848e-06 |  | 4.8661e-05 | 0 | 4.8661e-05 | 2.433e-05 | 0 | 2.433e-05 | 6.2564e-05 | 0 | 6.2564e-05 | [16 empty] | 7.3.1.3 Ignition probability mapping showing the probability of ignition along the electric lines and equipmentWLDFRAggregatedAggregated | WLDFR | HFTD - Distribution - Tier 3 - 2QU CoRE ¦ 4QU LoRE | Non-Red Flag Warning - Large Fires | Aggregated | Aggregated | 2043 | 2.6463e-05 | 0 | 69.0654 | 0.0018277 | 2043 | Mitigation | 0.08575 | 30 | 0 | esc | 0.0012005 | 3.1768e-08 | 0.00060025 | 1.5884e-08 | 0.0015435 | 4.0845e-08
[79 empty] | WLDFR | HFTD - Distribution - Tier 3 - 2QU CoRE ¦ 4QU LoRE | Non-Red Flag Warning - Catastrophic Fires | 2050 | 0 | 1.3114e-09 | 3.3723e-09 | 18552.3348 | 319.4911 | 11216.5626 | 7016.281 | 0 | 0 | 0 | 2.1848e-06 |  | 0 | 0 | 0 | 2.433e-05 | 0 | 2.433e-05 | 6.2564e-05 | 0 | 6.2564e-05 | [16 empty] | 7.3.1.3 Ignition probability mapping showing the probability of ignition along the electric lines and equipmentWLDFRAggregatedAggregated | WLDFR | HFTD - Distribution - Tier 3 - 2QU CoRE ¦ 4QU LoRE | Non-Red Flag Warning - Large Fires | Aggregated | Aggregated | 2044 | 2.6463e-05 | 0 | 69.0654 | 0.0018277 | 2044 | Mitigation | 0.08575 | 30 | 0 | esc | 0.0012005 | 3.1768e-08 | 0.00060025 | 1.5884e-08 | 0.0015435 | 4.0845e-08
[79 empty] | WLDFR | HFTD - Distribution - Tier 3 - 2QU CoRE ¦ 4QU LoRE | Non-Red Flag Warning - Catastrophic Fires | 2051 | 0 | 0 | 3.3723e-09 | 18552.3348 | 319.4911 | 11216.5626 | 7016.281 | 0 | 0 | 0 | 2.1848e-06 |  | 0 | 0 | 0 | 0 | 0 | 0 | 6.2564e-05 | 0 | 6.2564e-05 | [16 empty] | 7.3.1.3 Ignition probability mapping showing the probability of ignition along the electric lines and equipmentWLDFRAggregatedAggregated | WLDFR | HFTD - Distribution - Tier 3 - 2QU CoRE ¦ 4QU LoRE | Non-Red Flag Warning - Large Fires | Aggregated | Aggregated | 2045 | 2.6463e-05 | 0 | 69.0654 | 0.0018277 | 2045 | Mitigation | 0.08575 | 30 | 0 | esc | 0.0012005 | 3.1768e-08 | 0.00060025 | 1.5884e-08 | 0.0015435 | 4.0845e-08
[79 empty] | WLDFR | HFTD - Distribution - Tier 3 - 2QU CoRE ¦ 4QU LoRE | Non-Red Flag Warning - Destructive Fires | 2020 | 3.0327e-09 | 0 | 0 | 8807.9522 | 222.2294 | 8585.7228 | 0 | 0 | 0 | 0 | 2.5262e-06 |  | 2.6712e-05 | 0 | 2.6712e-05 | 0 | 0 | 0 | 0 | 0 | 0 | [16 empty] | 7.3.1.3 Ignition probability mapping showing the probability of ignition along the electric lines and equipmentWLDFRAggregatedAggregated | WLDFR | HFTD - Distribution - Tier 3 - 2QU CoRE ¦ 4QU LoRE | Non-Red Flag Warning - Large Fires | Aggregated | Aggregated | 2046 | 2.6463e-05 | 0 | 69.0654 | 0.0018277 | 2046 | Mitigation | 0.08575 | 30 | 0 | esc | 0.0012005 | 3.1768e-08 | 0.00060025 | 1.5884e-08 | 0.0015435 | 4.0845e-08
[79 empty] | WLDFR | HFTD - Distribution - Tier 3 - 2QU CoRE ¦ 4QU LoRE | Non-Red Flag Warning - Destructive Fires | 2021 | 3.0327e-09 | 1.5164e-09 | 0 | 8807.9522 | 222.2294 | 8585.7228 | 0 | 0 | 0 | 0 | 2.5262e-06 |  | 2.6712e-05 | 0 | 2.6712e-05 | 1.3356e-05 | 0 | 1.3356e-05 | 0 | 0 | 0 | [16 empty] | 7.3.1.3 Ignition probability mapping showing the probability of ignition along the electric lines and equipmentWLDFRAggregatedAggregated | WLDFR | HFTD - Distribution - Tier 3 - 2QU CoRE ¦ 4QU LoRE | Non-Red Flag Warning - Large Fires | Aggregated | Aggregated | 2047 | 2.6463e-05 | 0 | 69.0654 | 0.0018277 | 2047 | Mitigation | 0.08575 | 30 | 0 | esc | 0.0012005 | 3.1768e-08 | 0.00060025 | 1.5884e-08 | 0.0015435 | 4.0845e-08
[79 empty] | WLDFR | HFTD - Distribution - Tier 3 - 2QU CoRE ¦ 4QU LoRE | Non-Red Flag Warning - Destructive Fires | 2022 | 3.0327e-09 | 1.5164e-09 | 3.8992e-09 | 8807.9522 | 222.2294 | 8585.7228 | 0 | 0 | 0 | 0 | 2.5262e-06 |  | 2.6712e-05 | 0 | 2.6712e-05 | 1.3356e-05 | 0 | 1.3356e-05 | 3.4344e-05 | 0 | 3.4344e-05 | [16 empty] | 7.3.1.3 Ignition probability mapping showing the probability of ignition along the electric lines and equipmentWLDFRAggregatedAggregated | WLDFR | HFTD - Distribution - Tier 3 - 2QU CoRE ¦ 4QU LoRE | Non-Red Flag Warning - Large Fires | Aggregated | Aggregated | 2048 | 2.6463e-05 | 0 | 69.0654 | 0.0018277 | 2048 | Mitigation | 0.08575 | 30 | 0 | esc | 0.0012005 | 3.1768e-08 | 0.00060025 | 1.5884e-08 | 0.0015435 | 4.0845e-08
[79 empty] | WLDFR | HFTD - Distribution - Tier 3 - 2QU CoRE ¦ 4QU LoRE | Non-Red Flag Warning - Destructive Fires | 2023 | 3.0327e-09 | 1.5164e-09 | 3.8992e-09 | 9129.7461 | 233.2301 | 8896.516 | 0 | 0 | 0 | 0 | 2.5262e-06 |  | 2.7688e-05 | 0 | 2.7688e-05 | 1.3844e-05 | 0 | 1.3844e-05 | 3.5599e-05 | 0 | 3.5599e-05 | [16 empty] | 7.3.1.3 Ignition probability mapping showing the probability of ignition along the electric lines and equipmentWLDFRAggregatedAggregated | WLDFR | HFTD - Distribution - Tier 3 - 2QU CoRE ¦ 4QU LoRE | Non-Red Flag Warning - Large Fires | Aggregated | Aggregated | 2049 | 2.6463e-05 | 0 | 69.0654 | 0.0018277 | 2049 | Mitigation | 0.08575 | 30 | 0 | esc | 0.0012005 | 3.1768e-08 | 0.00060025 | 1.5884e-08 | 0.0015435 | 4.0845e-08
[79 empty] | WLDFR | HFTD - Distribution - Tier 3 - 2QU CoRE ¦ 4QU LoRE | Non-Red Flag Warning - Destructive Fires | 2024 | 3.0327e-09 | 1.5164e-09 | 3.8992e-09 | 9129.7461 | 233.2301 | 8896.516 | 0 | 0 | 0 | 0 | 2.5262e-06 |  | 2.7688e-05 | 0 | 2.7688e-05 | 1.3844e-05 | 0 | 1.3844e-05 | 3.5599e-05 | 0 | 3.5599e-05 | [16 empty] | 7.3.1.3 Ignition probability mapping showing the probability of ignition along the electric lines and equipmentWLDFRAggregatedAggregated | WLDFR | HFTD - Distribution - Tier 3 - 2QU CoRE ¦ 4QU LoRE | Non-Red Flag Warning - Large Fires | Aggregated | Aggregated | 2050 | 2.6463e-05 | 0 | 69.0654 | 0.0018277 | 2050 | Mitigation | 0.08575 | 30 | 0 | esc | 0 | 0 | 0.00060025 | 1.5884e-08 | 0.0015435 | 4.0845e-08
[79 empty] | WLDFR | HFTD - Distribution - Tier 3 - 2QU CoRE ¦ 4QU LoRE | Non-Red Flag Warning - Destructive Fires | 2025 | 3.0327e-09 | 1.5164e-09 | 3.8992e-09 | 9129.7461 | 233.2301 | 8896.516 | 0 | 0 | 0 | 0 | 2.5262e-06 |  | 2.7688e-05 | 0 | 2.7688e-05 | 1.3844e-05 | 0 | 1.3844e-05 | 3.5599e-05 | 0 | 3.5599e-05 | [16 empty] | 7.3.1.3 Ignition probability mapping showing the probability of ignition along the electric lines and equipmentWLDFRAggregatedAggregated | WLDFR | HFTD - Distribution - Tier 3 - 2QU CoRE ¦ 4QU LoRE | Non-Red Flag Warning - Large Fires | Aggregated | Aggregated | 2051 | 2.6463e-05 | 0 | 69.0654 | 0.0018277 | 2051 | Mitigation | 0.08575 | 30 | 0 | esc | 0 | 0 | 0 | 0 | 0.0015435 | 4.0845e-08
[79 empty] | WLDFR | HFTD - Distribution - Tier 3 - 2QU CoRE ¦ 4QU LoRE | Non-Red Flag Warning - Destructive Fires | 2026 | 3.0327e-09 | 1.5164e-09 | 3.8992e-09 | 9129.7461 | 233.2301 | 8896.516 | 0 | 0 | 0 | 0 | 2.5262e-06 |  | 2.7688e-05 | 0 | 2.7688e-05 | 1.3844e-05 | 0 | 1.3844e-05 | 3.5599e-05 | 0 | 3.5599e-05 | [16 empty] | 7.3.1.3 Ignition probability mapping showing the probability of ignition along the electric lines and equipmentWLDFRAggregatedAggregated | WLDFR | HFTD - Distribution - Tier 3 - 2QU CoRE ¦ 4QU LoRE | Non-Red Flag Warning - Small Fires | Aggregated | Aggregated | 2021 | 0.0036372 | 0 | 69.0654 | 0.25121 | 2021 | Mitigation | 0.08575 | 30 | 0 | esc | 0.0012005 | 4.3665e-06 | 0.00060025 | 2.1832e-06 | 0 | 0
[79 empty] | WLDFR | HFTD - Distribution - Tier 3 - 2QU CoRE ¦ 4QU LoRE | Non-Red Flag Warning - Destructive Fires | 2027 | 3.0327e-09 | 1.5164e-09 | 3.8992e-09 | 9129.7461 | 233.2301 | 8896.516 | 0 | 0 | 0 | 0 | 2.5262e-06 |  | 2.7688e-05 | 0 | 2.7688e-05 | 1.3844e-05 | 0 | 1.3844e-05 | 3.5599e-05 | 0 | 3.5599e-05 | [16 empty] | 7.3.1.3 Ignition probability mapping showing the probability of ignition along the electric lines and equipmentWLDFRAggregatedAggregated | WLDFR | HFTD - Distribution - Tier 3 - 2QU CoRE ¦ 4QU LoRE | Non-Red Flag Warning - Small Fires | Aggregated | Aggregated | 2022 | 0.0036372 | 0 | 69.0654 | 0.25121 | 2022 | Mitigation | 0.08575 | 30 | 0 | esc | 0.0012005 | 4.3665e-06 | 0.00060025 | 2.1832e-06 | 0.0015435 | 5.614e-06
[79 empty] | WLDFR | HFTD - Distribution - Tier 3 - 2QU CoRE ¦ 4QU LoRE | Non-Red Flag Warning - Destructive Fires | 2028 | 3.0327e-09 | 1.5164e-09 | 3.8992e-09 | 9534.9221 | 247.273 | 9287.6491 | 0 | 0 | 0 | 0 | 2.5262e-06 |  | 2.8917e-05 | 0 | 2.8917e-05 | 1.4458e-05 | 0 | 1.4458e-05 | 3.7179e-05 | 0 | 3.7179e-05 | [16 empty] | 7.3.1.3 Ignition probability mapping showing the probability of ignition along the electric lines and equipmentWLDFRAggregatedAggregated | WLDFR | HFTD - Distribution - Tier 3 - 2QU CoRE ¦ 4QU LoRE | Non-Red Flag Warning - Small Fires | Aggregated | Aggregated | 2023 | 0.0036372 | 0 | 69.0654 | 0.25121 | 2023 | Mitigation | 0.08575 | 30 | 0 | esc | 0.0012005 | 4.3665e-06 | 0.00060025 | 2.1832e-06 | 0.0015435 | 5.614e-06
[79 empty] | WLDFR | HFTD - Distribution - Tier 3 - 2QU CoRE ¦ 4QU LoRE | Non-Red Flag Warning - Destructive Fires | 2029 | 3.0327e-09 | 1.5164e-09 | 3.8992e-09 | 9534.9221 | 247.273 | 9287.6491 | 0 | 0 | 0 | 0 | 2.5262e-06 |  | 2.8917e-05 | 0 | 2.8917e-05 | 1.4458e-05 | 0 | 1.4458e-05 | 3.7179e-05 | 0 | 3.7179e-05 | [16 empty] | 7.3.1.3 Ignition probability mapping showing the probability of ignition along the electric lines and equipmentWLDFRAggregatedAggregated | WLDFR | HFTD - Distribution - Tier 3 - 2QU CoRE ¦ 4QU LoRE | Non-Red Flag Warning - Small Fires | Aggregated | Aggregated | 2024 | 0.0036372 | 0 | 69.0654 | 0.25121 | 2024 | Mitigation | 0.08575 | 30 | 0 | esc | 0.0012005 | 4.3665e-06 | 0.00060025 | 2.1832e-06 | 0.0015435 | 5.614e-06
[79 empty] | WLDFR | HFTD - Distribution - Tier 3 - 2QU CoRE ¦ 4QU LoRE | Non-Red Flag Warning - Destructive Fires | 2030 | 3.0327e-09 | 1.5164e-09 | 3.8992e-09 | 9534.9221 | 247.273 | 9287.6491 | 0 | 0 | 0 | 0 | 2.5262e-06 |  | 2.8917e-05 | 0 | 2.8917e-05 | 1.4458e-05 | 0 | 1.4458e-05 | 3.7179e-05 | 0 | 3.7179e-05 | [16 empty] | 7.3.1.3 Ignition probability mapping showing the probability of ignition along the electric lines and equipmentWLDFRAggregatedAggregated | WLDFR | HFTD - Distribution - Tier 3 - 2QU CoRE ¦ 4QU LoRE | Non-Red Flag Warning - Small Fires | Aggregated | Aggregated | 2025 | 0.0036372 | 0 | 69.0654 | 0.25121 | 2025 | Mitigation | 0.08575 | 30 | 0 | esc | 0.0012005 | 4.3665e-06 | 0.00060025 | 2.1832e-06 | 0.0015435 | 5.614e-06
[79 empty] | WLDFR | HFTD - Distribution - Tier 3 - 2QU CoRE ¦ 4QU LoRE | Non-Red Flag Warning - Destructive Fires | 2031 | 3.0327e-09 | 1.5164e-09 | 3.8992e-09 | 9534.9221 | 247.273 | 9287.6491 | 0 | 0 | 0 | 0 | 2.5262e-06 |  | 2.8917e-05 | 0 | 2.8917e-05 | 1.4458e-05 | 0 | 1.4458e-05 | 3.7179e-05 | 0 | 3.7179e-05 | [16 empty] | 7.3.1.3 Ignition probability mapping showing the probability of ignition along the electric lines and equipmentWLDFRAggregatedAggregated | WLDFR | HFTD - Distribution - Tier 3 - 2QU CoRE ¦ 4QU LoRE | Non-Red Flag Warning - Small Fires | Aggregated | Aggregated | 2026 | 0.0036372 | 0 | 69.0654 | 0.25121 | 2026 | Mitigation | 0.08575 | 30 | 0 | esc | 0.0012005 | 4.3665e-06 | 0.00060025 | 2.1832e-06 | 0.0015435 | 5.614e-06
[79 empty] | WLDFR | HFTD - Distribution - Tier 3 - 2QU CoRE ¦ 4QU LoRE | Non-Red Flag Warning - Destructive Fires | 2032 | 3.0327e-09 | 1.5164e-09 | 3.8992e-09 | 9534.9221 | 247.273 | 9287.6491 | 0 | 0 | 0 | 0 | 2.5262e-06 |  | 2.8917e-05 | 0 | 2.8917e-05 | 1.4458e-05 | 0 | 1.4458e-05 | 3.7179e-05 | 0 | 3.7179e-05 | [16 empty] | 7.3.1.3 Ignition probability mapping showing the probability of ignition along the electric lines and equipmentWLDFRAggregatedAggregated | WLDFR | HFTD - Distribution - Tier 3 - 2QU CoRE ¦ 4QU LoRE | Non-Red Flag Warning - Small Fires | Aggregated | Aggregated | 2027 | 0.0036372 | 0 | 69.0654 | 0.25121 | 2027 | Mitigation | 0.08575 | 30 | 0 | esc | 0.0012005 | 4.3665e-06 | 0.00060025 | 2.1832e-06 | 0.0015435 | 5.614e-06
[79 empty] | WLDFR | HFTD - Distribution - Tier 3 - 2QU CoRE ¦ 4QU LoRE | Non-Red Flag Warning - Destructive Fires | 2033 | 3.0327e-09 | 1.5164e-09 | 3.8992e-09 | 9984.8474 | 263.1074 | 9721.74 | 0 | 0 | 0 | 0 | 2.5262e-06 |  | 3.0281e-05 | 0 | 3.0281e-05 | 1.5141e-05 | 0 | 1.5141e-05 | 3.8933e-05 | 0 | 3.8933e-05 | [16 empty] | 7.3.1.3 Ignition probability mapping showing the probability of ignition along the electric lines and equipmentWLDFRAggregatedAggregated | WLDFR | HFTD - Distribution - Tier 3 - 2QU CoRE ¦ 4QU LoRE | Non-Red Flag Warning - Small Fires | Aggregated | Aggregated | 2028 | 0.0036372 | 0 | 69.0654 | 0.25121 | 2028 | Mitigation | 0.08575 | 30 | 0 | esc | 0.0012005 | 4.3665e-06 | 0.00060025 | 2.1832e-06 | 0.0015435 | 5.614e-06
[79 empty] | WLDFR | HFTD - Distribution - Tier 3 - 2QU CoRE ¦ 4QU LoRE | Non-Red Flag Warning - Destructive Fires | 2034 | 3.0327e-09 | 1.5164e-09 | 3.8992e-09 | 9984.8474 | 263.1074 | 9721.74 | 0 | 0 | 0 | 0 | 2.5262e-06 |  | 3.0281e-05 | 0 | 3.0281e-05 | 1.5141e-05 | 0 | 1.5141e-05 | 3.8933e-05 | 0 | 3.8933e-05 | [16 empty] | 7.3.1.3 Ignition probability mapping showing the probability of ignition along the electric lines and equipmentWLDFRAggregatedAggregated | WLDFR | HFTD - Distribution - Tier 3 - 2QU CoRE ¦ 4QU LoRE | Non-Red Flag Warning - Small Fires | Aggregated | Aggregated | 2029 | 0.0036372 | 0 | 69.0654 | 0.25121 | 2029 | Mitigation | 0.08575 | 30 | 0 | esc | 0.0012005 | 4.3665e-06 | 0.00060025 | 2.1832e-06 | 0.0015435 | 5.614e-06
[79 empty] | WLDFR | HFTD - Distribution - Tier 3 - 2QU CoRE ¦ 4QU LoRE | Non-Red Flag Warning - Destructive Fires | 2035 | 3.0327e-09 | 1.5164e-09 | 3.8992e-09 | 9984.8474 | 263.1074 | 9721.74 | 0 | 0 | 0 | 0 | 2.5262e-06 |  | 3.0281e-05 | 0 | 3.0281e-05 | 1.5141e-05 | 0 | 1.5141e-05 | 3.8933e-05 | 0 | 3.8933e-05 | [16 empty] | 7.3.1.3 Ignition probability mapping showing the probability of ignition along the electric lines and equipmentWLDFRAggregatedAggregated | WLDFR | HFTD - Distribution - Tier 3 - 2QU CoRE ¦ 4QU LoRE | Non-Red Flag Warning - Small Fires | Aggregated | Aggregated | 2030 | 0.0036372 | 0 | 69.0654 | 0.25121 | 2030 | Mitigation | 0.08575 | 30 | 0 | esc | 0.0012005 | 4.3665e-06 | 0.00060025 | 2.1832e-06 | 0.0015435 | 5.614e-06
[79 empty] | WLDFR | HFTD - Distribution - Tier 3 - 2QU CoRE ¦ 4QU LoRE | Non-Red Flag Warning - Destructive Fires | 2036 | 3.0327e-09 | 1.5164e-09 | 3.8992e-09 | 9984.8474 | 263.1074 | 9721.74 | 0 | 0 | 0 | 0 | 2.5262e-06 |  | 3.0281e-05 | 0 | 3.0281e-05 | 1.5141e-05 | 0 | 1.5141e-05 | 3.8933e-05 | 0 | 3.8933e-05 | [16 empty] | 7.3.1.3 Ignition probability mapping showing the probability of ignition along the electric lines and equipmentWLDFRAggregatedAggregated | WLDFR | HFTD - Distribution - Tier 3 - 2QU CoRE ¦ 4QU LoRE | Non-Red Flag Warning - Small Fires | Aggregated | Aggregated | 2031 | 0.0036372 | 0 | 69.0654 | 0.25121 | 2031 | Mitigation | 0.08575 | 30 | 0 | esc | 0.0012005 | 4.3665e-06 | 0.00060025 | 2.1832e-06 | 0.0015435 | 5.614e-06
[79 empty] | WLDFR | HFTD - Distribution - Tier 3 - 2QU CoRE ¦ 4QU LoRE | Non-Red Flag Warning - Destructive Fires | 2037 | 3.0327e-09 | 1.5164e-09 | 3.8992e-09 | 9984.8474 | 263.1074 | 9721.74 | 0 | 0 | 0 | 0 | 2.5262e-06 |  | 3.0281e-05 | 0 | 3.0281e-05 | 1.5141e-05 | 0 | 1.5141e-05 | 3.8933e-05 | 0 | 3.8933e-05 | [16 empty] | 7.3.1.3 Ignition probability mapping showing the probability of ignition along the electric lines and equipmentWLDFRAggregatedAggregated | WLDFR | HFTD - Distribution - Tier 3 - 2QU CoRE ¦ 4QU LoRE | Non-Red Flag Warning - Small Fires | Aggregated | Aggregated | 2032 | 0.0036372 | 0 | 69.0654 | 0.25121 | 2032 | Mitigation | 0.08575 | 30 | 0 | esc | 0.0012005 | 4.3665e-06 | 0.00060025 | 2.1832e-06 | 0.0015435 | 5.614e-06
[79 empty] | WLDFR | HFTD - Distribution - Tier 3 - 2QU CoRE ¦ 4QU LoRE | Non-Red Flag Warning - Destructive Fires | 2038 | 3.0327e-09 | 1.5164e-09 | 3.8992e-09 | 10472.8261 | 280.5544 | 10192.2718 | 0 | 0 | 0 | 0 | 2.5262e-06 |  | 3.1761e-05 | 0 | 3.1761e-05 | 1.5881e-05 | 0 | 1.5881e-05 | 4.0836e-05 | 0 | 4.0836e-05 | [16 empty] | 7.3.1.3 Ignition probability mapping showing the probability of ignition along the electric lines and equipmentWLDFRAggregatedAggregated | WLDFR | HFTD - Distribution - Tier 3 - 2QU CoRE ¦ 4QU LoRE | Non-Red Flag Warning - Small Fires | Aggregated | Aggregated | 2033 | 0.0036372 | 0 | 69.0654 | 0.25121 | 2033 | Mitigation | 0.08575 | 30 | 0 | esc | 0.0012005 | 4.3665e-06 | 0.00060025 | 2.1832e-06 | 0.0015435 | 5.614e-06
[79 empty] | WLDFR | HFTD - Distribution - Tier 3 - 2QU CoRE ¦ 4QU LoRE | Non-Red Flag Warning - Destructive Fires | 2039 | 3.0327e-09 | 1.5164e-09 | 3.8992e-09 | 10472.8261 | 280.5544 | 10192.2718 | 0 | 0 | 0 | 0 | 2.5262e-06 |  | 3.1761e-05 | 0 | 3.1761e-05 | 1.5881e-05 | 0 | 1.5881e-05 | 4.0836e-05 | 0 | 4.0836e-05 | [16 empty] | 7.3.1.3 Ignition probability mapping showing the probability of ignition along the electric lines and equipmentWLDFRAggregatedAggregated | WLDFR | HFTD - Distribution - Tier 3 - 2QU CoRE ¦ 4QU LoRE | Non-Red Flag Warning - Small Fires | Aggregated | Aggregated | 2034 | 0.0036372 | 0 | 69.0654 | 0.25121 | 2034 | Mitigation | 0.08575 | 30 | 0 | esc | 0.0012005 | 4.3665e-06 | 0.00060025 | 2.1832e-06 | 0.0015435 | 5.614e-06
[79 empty] | WLDFR | HFTD - Distribution - Tier 3 - 2QU CoRE ¦ 4QU LoRE | Non-Red Flag Warning - Destructive Fires | 2040 | 3.0327e-09 | 1.5164e-09 | 3.8992e-09 | 10472.8261 | 280.5544 | 10192.2718 | 0 | 0 | 0 | 0 | 2.5262e-06 |  | 3.1761e-05 | 0 | 3.1761e-05 | 1.5881e-05 | 0 | 1.5881e-05 | 4.0836e-05 | 0 | 4.0836e-05 | [16 empty] | 7.3.1.3 Ignition probability mapping showing the probability of ignition along the electric lines and equipmentWLDFRAggregatedAggregated | WLDFR | HFTD - Distribution - Tier 3 - 2QU CoRE ¦ 4QU LoRE | Non-Red Flag Warning - Small Fires | Aggregated | Aggregated | 2035 | 0.0036372 | 0 | 69.0654 | 0.25121 | 2035 | Mitigation | 0.08575 | 30 | 0 | esc | 0.0012005 | 4.3665e-06 | 0.00060025 | 2.1832e-06 | 0.0015435 | 5.614e-06
[79 empty] | WLDFR | HFTD - Distribution - Tier 3 - 2QU CoRE ¦ 4QU LoRE | Non-Red Flag Warning - Destructive Fires | 2041 | 3.0327e-09 | 1.5164e-09 | 3.8992e-09 | 10472.8261 | 280.5544 | 10192.2718 | 0 | 0 | 0 | 0 | 2.5262e-06 |  | 3.1761e-05 | 0 | 3.1761e-05 | 1.5881e-05 | 0 | 1.5881e-05 | 4.0836e-05 | 0 | 4.0836e-05 | [16 empty] | 7.3.1.3 Ignition probability mapping showing the probability of ignition along the electric lines and equipmentWLDFRAggregatedAggregated | WLDFR | HFTD - Distribution - Tier 3 - 2QU CoRE ¦ 4QU LoRE | Non-Red Flag Warning - Small Fires | Aggregated | Aggregated | 2036 | 0.0036372 | 0 | 69.0654 | 0.25121 | 2036 | Mitigation | 0.08575 | 30 | 0 | esc | 0.0012005 | 4.3665e-06 | 0.00060025 | 2.1832e-06 | 0.0015435 | 5.614e-06
[79 empty] | WLDFR | HFTD - Distribution - Tier 3 - 2QU CoRE ¦ 4QU LoRE | Non-Red Flag Warning - Destructive Fires | 2042 | 3.0327e-09 | 1.5164e-09 | 3.8992e-09 | 10472.8261 | 280.5544 | 10192.2718 | 0 | 0 | 0 | 0 | 2.5262e-06 |  | 3.1761e-05 | 0 | 3.1761e-05 | 1.5881e-05 | 0 | 1.5881e-05 | 4.0836e-05 | 0 | 4.0836e-05 | [16 empty] | 7.3.1.3 Ignition probability mapping showing the probability of ignition along the electric lines and equipmentWLDFRAggregatedAggregated | WLDFR | HFTD - Distribution - Tier 3 - 2QU CoRE ¦ 4QU LoRE | Non-Red Flag Warning - Small Fires | Aggregated | Aggregated | 2037 | 0.0036372 | 0 | 69.0654 | 0.25121 | 2037 | Mitigation | 0.08575 | 30 | 0 | esc | 0.0012005 | 4.3665e-06 | 0.00060025 | 2.1832e-06 | 0.0015435 | 5.614e-06
[79 empty] | WLDFR | HFTD - Distribution - Tier 3 - 2QU CoRE ¦ 4QU LoRE | Non-Red Flag Warning - Destructive Fires | 2043 | 3.0327e-09 | 1.5164e-09 | 3.8992e-09 | 10992.1562 | 299.42 | 10692.7362 | 0 | 0 | 0 | 0 | 2.5262e-06 |  | 3.3336e-05 | 0 | 3.3336e-05 | 1.6668e-05 | 0 | 1.6668e-05 | 4.2861e-05 | 0 | 4.2861e-05 | [16 empty] | 7.3.1.3 Ignition probability mapping showing the probability of ignition along the electric lines and equipmentWLDFRAggregatedAggregated | WLDFR | HFTD - Distribution - Tier 3 - 2QU CoRE ¦ 4QU LoRE | Non-Red Flag Warning - Small Fires | Aggregated | Aggregated | 2038 | 0.0036372 | 0 | 69.0654 | 0.25121 | 2038 | Mitigation | 0.08575 | 30 | 0 | esc | 0.0012005 | 4.3665e-06 | 0.00060025 | 2.1832e-06 | 0.0015435 | 5.614e-06
[79 empty] | WLDFR | HFTD - Distribution - Tier 3 - 2QU CoRE ¦ 4QU LoRE | Non-Red Flag Warning - Destructive Fires | 2044 | 3.0327e-09 | 1.5164e-09 | 3.8992e-09 | 10992.1562 | 299.42 | 10692.7362 | 0 | 0 | 0 | 0 | 2.5262e-06 |  | 3.3336e-05 | 0 | 3.3336e-05 | 1.6668e-05 | 0 | 1.6668e-05 | 4.2861e-05 | 0 | 4.2861e-05 | [16 empty] | 7.3.1.3 Ignition probability mapping showing the probability of ignition along the electric lines and equipmentWLDFRAggregatedAggregated | WLDFR | HFTD - Distribution - Tier 3 - 2QU CoRE ¦ 4QU LoRE | Non-Red Flag Warning - Small Fires | Aggregated | Aggregated | 2039 | 0.0036372 | 0 | 69.0654 | 0.25121 | 2039 | Mitigation | 0.08575 | 30 | 0 | esc | 0.0012005 | 4.3665e-06 | 0.00060025 | 2.1832e-06 | 0.0015435 | 5.614e-06
[79 empty] | WLDFR | HFTD - Distribution - Tier 3 - 2QU CoRE ¦ 4QU LoRE | Non-Red Flag Warning - Destructive Fires | 2045 | 3.0327e-09 | 1.5164e-09 | 3.8992e-09 | 10992.1562 | 299.42 | 10692.7362 | 0 | 0 | 0 | 0 | 2.5262e-06 |  | 3.3336e-05 | 0 | 3.3336e-05 | 1.6668e-05 | 0 | 1.6668e-05 | 4.2861e-05 | 0 | 4.2861e-05 | [16 empty] | 7.3.1.3 Ignition probability mapping showing the probability of ignition along the electric lines and equipmentWLDFRAggregatedAggregated | WLDFR | HFTD - Distribution - Tier 3 - 2QU CoRE ¦ 4QU LoRE | Non-Red Flag Warning - Small Fires | Aggregated | Aggregated | 2040 | 0.0036372 | 0 | 69.0654 | 0.25121 | 2040 | Mitigation | 0.08575 | 30 | 0 | esc | 0.0012005 | 4.3665e-06 | 0.00060025 | 2.1832e-06 | 0.0015435 | 5.614e-06
[79 empty] | WLDFR | HFTD - Distribution - Tier 3 - 2QU CoRE ¦ 4QU LoRE | Non-Red Flag Warning - Destructive Fires | 2046 | 3.0327e-09 | 1.5164e-09 | 3.8992e-09 | 10992.1562 | 299.42 | 10692.7362 | 0 | 0 | 0 | 0 | 2.5262e-06 |  | 3.3336e-05 | 0 | 3.3336e-05 | 1.6668e-05 | 0 | 1.6668e-05 | 4.2861e-05 | 0 | 4.2861e-05 | [16 empty] | 7.3.1.3 Ignition probability mapping showing the probability of ignition along the electric lines and equipmentWLDFRAggregatedAggregated | WLDFR | HFTD - Distribution - Tier 3 - 2QU CoRE ¦ 4QU LoRE | Non-Red Flag Warning - Small Fires | Aggregated | Aggregated | 2041 | 0.0036372 | 0 | 69.0654 | 0.25121 | 2041 | Mitigation | 0.08575 | 30 | 0 | esc | 0.0012005 | 4.3665e-06 | 0.00060025 | 2.1832e-06 | 0.0015435 | 5.614e-06
[79 empty] | WLDFR | HFTD - Distribution - Tier 3 - 2QU CoRE ¦ 4QU LoRE | Non-Red Flag Warning - Destructive Fires | 2047 | 3.0327e-09 | 1.5164e-09 | 3.8992e-09 | 10992.1562 | 299.42 | 10692.7362 | 0 | 0 | 0 | 0 | 2.5262e-06 |  | 3.3336e-05 | 0 | 3.3336e-05 | 1.6668e-05 | 0 | 1.6668e-05 | 4.2861e-05 | 0 | 4.2861e-05 | [16 empty] | 7.3.1.3 Ignition probability mapping showing the probability of ignition along the electric lines and equipmentWLDFRAggregatedAggregated | WLDFR | HFTD - Distribution - Tier 3 - 2QU CoRE ¦ 4QU LoRE | Non-Red Flag Warning - Small Fires | Aggregated | Aggregated | 2042 | 0.0036372 | 0 | 69.0654 | 0.25121 | 2042 | Mitigation | 0.08575 | 30 | 0 | esc | 0.0012005 | 4.3665e-06 | 0.00060025 | 2.1832e-06 | 0.0015435 | 5.614e-06
[79 empty] | WLDFR | HFTD - Distribution - Tier 3 - 2QU CoRE ¦ 4QU LoRE | Non-Red Flag Warning - Destructive Fires | 2048 | 3.0327e-09 | 1.5164e-09 | 3.8992e-09 | 11536.0538 | 319.4911 | 11216.5626 | 0 | 0 | 0 | 0 | 2.5262e-06 |  | 3.4986e-05 | 0 | 3.4986e-05 | 1.7493e-05 | 0 | 1.7493e-05 | 4.4982e-05 | 0 | 4.4982e-05 | [16 empty] | 7.3.1.3 Ignition probability mapping showing the probability of ignition along the electric lines and equipmentWLDFRAggregatedAggregated | WLDFR | HFTD - Distribution - Tier 3 - 2QU CoRE ¦ 4QU LoRE | Non-Red Flag Warning - Small Fires | Aggregated | Aggregated | 2043 | 0.0036372 | 0 | 69.0654 | 0.25121 | 2043 | Mitigation | 0.08575 | 30 | 0 | esc | 0.0012005 | 4.3665e-06 | 0.00060025 | 2.1832e-06 | 0.0015435 | 5.614e-06
[79 empty] | WLDFR | HFTD - Distribution - Tier 3 - 2QU CoRE ¦ 4QU LoRE | Non-Red Flag Warning - Destructive Fires | 2049 | 3.0327e-09 | 1.5164e-09 | 3.8992e-09 | 11536.0538 | 319.4911 | 11216.5626 | 0 | 0 | 0 | 0 | 2.5262e-06 |  | 3.4986e-05 | 0 | 3.4986e-05 | 1.7493e-05 | 0 | 1.7493e-05 | 4.4982e-05 | 0 | 4.4982e-05 | [16 empty] | 7.3.1.3 Ignition probability mapping showing the probability of ignition along the electric lines and equipmentWLDFRAggregatedAggregated | WLDFR | HFTD - Distribution - Tier 3 - 2QU CoRE ¦ 4QU LoRE | Non-Red Flag Warning - Small Fires | Aggregated | Aggregated | 2044 | 0.0036372 | 0 | 69.0654 | 0.25121 | 2044 | Mitigation | 0.08575 | 30 | 0 | esc | 0.0012005 | 4.3665e-06 | 0.00060025 | 2.1832e-06 | 0.0015435 | 5.614e-06
[79 empty] | WLDFR | HFTD - Distribution - Tier 3 - 2QU CoRE ¦ 4QU LoRE | Non-Red Flag Warning - Destructive Fires | 2050 | 0 | 1.5164e-09 | 3.8992e-09 | 11536.0538 | 319.4911 | 11216.5626 | 0 | 0 | 0 | 0 | 2.5262e-06 |  | 0 | 0 | 0 | 1.7493e-05 | 0 | 1.7493e-05 | 4.4982e-05 | 0 | 4.4982e-05 | [16 empty] | 7.3.1.3 Ignition probability mapping showing the probability of ignition along the electric lines and equipmentWLDFRAggregatedAggregated | WLDFR | HFTD - Distribution - Tier 3 - 2QU CoRE ¦ 4QU LoRE | Non-Red Flag Warning - Small Fires | Aggregated | Aggregated | 2045 | 0.0036372 | 0 | 69.0654 | 0.25121 | 2045 | Mitigation | 0.08575 | 30 | 0 | esc | 0.0012005 | 4.3665e-06 | 0.00060025 | 2.1832e-06 | 0.0015435 | 5.614e-06
[79 empty] | WLDFR | HFTD - Distribution - Tier 3 - 2QU CoRE ¦ 4QU LoRE | Non-Red Flag Warning - Destructive Fires | 2051 | 0 | 0 | 3.8992e-09 | 11536.0538 | 319.4911 | 11216.5626 | 0 | 0 | 0 | 0 | 2.5262e-06 |  | 0 | 0 | 0 | 0 | 0 | 0 | 4.4982e-05 | 0 | 4.4982e-05 | [16 empty] | 7.3.1.3 Ignition probability mapping showing the probability of ignition along the electric lines and equipmentWLDFRAggregatedAggregated | WLDFR | HFTD - Distribution - Tier 3 - 2QU CoRE ¦ 4QU LoRE | Non-Red Flag Warning - Small Fires | Aggregated | Aggregated | 2046 | 0.0036372 | 0 | 69.0654 | 0.25121 | 2046 | Mitigation | 0.08575 | 30 | 0 | esc | 0.0012005 | 4.3665e-06 | 0.00060025 | 2.1832e-06 | 0.0015435 | 5.614e-06
[79 empty] | WLDFR | HFTD - Distribution - Tier 3 - 2QU CoRE ¦ 4QU LoRE | Non-Red Flag Warning - Large Fires | 2020 | 3.1768e-08 | 0 | 0 | 5.2406 | 0.69642 | 2.942 | 1.6022 | 0 | 0 | 0 | 2.6463e-05 |  | 1.6648e-07 | 0 | 1.6648e-07 | 0 | 0 | 0 | 0 | 0 | 0 | [16 empty] | 7.3.1.3 Ignition probability mapping showing the probability of ignition along the electric lines and equipmentWLDFRAggregatedAggregated | WLDFR | HFTD - Distribution - Tier 3 - 2QU CoRE ¦ 4QU LoRE | Non-Red Flag Warning - Small Fires | Aggregated | Aggregated | 2047 | 0.0036372 | 0 | 69.0654 | 0.25121 | 2047 | Mitigation | 0.08575 | 30 | 0 | esc | 0.0012005 | 4.3665e-06 | 0.00060025 | 2.1832e-06 | 0.0015435 | 5.614e-06
[79 empty] | WLDFR | HFTD - Distribution - Tier 3 - 2QU CoRE ¦ 4QU LoRE | Non-Red Flag Warning - Large Fires | 2021 | 3.1768e-08 | 1.5884e-08 | 0 | 5.2406 | 0.69642 | 2.942 | 1.6022 | 0 | 0 | 0 | 2.6463e-05 |  | 1.6648e-07 | 0 | 1.6648e-07 | 8.3242e-08 | 0 | 8.3242e-08 | 0 | 0 | 0 | [16 empty] | 7.3.1.3 Ignition probability mapping showing the probability of ignition along the electric lines and equipmentWLDFRAggregatedAggregated | WLDFR | HFTD - Distribution - Tier 3 - 2QU CoRE ¦ 4QU LoRE | Non-Red Flag Warning - Small Fires | Aggregated | Aggregated | 2048 | 0.0036372 | 0 | 69.0654 | 0.25121 | 2048 | Mitigation | 0.08575 | 30 | 0 | esc | 0.0012005 | 4.3665e-06 | 0.00060025 | 2.1832e-06 | 0.0015435 | 5.614e-06
[79 empty] | WLDFR | HFTD - Distribution - Tier 3 - 2QU CoRE ¦ 4QU LoRE | Non-Red Flag Warning - Large Fires | 2022 | 3.1768e-08 | 1.5884e-08 | 4.0845e-08 | 5.2406 | 0.69642 | 2.942 | 1.6022 | 0 | 0 | 0 | 2.6463e-05 |  | 1.6648e-07 | 0 | 1.6648e-07 | 8.3242e-08 | 0 | 8.3242e-08 | 2.1405e-07 | 0 | 2.1405e-07 | [16 empty] | 7.3.1.3 Ignition probability mapping showing the probability of ignition along the electric lines and equipmentWLDFRAggregatedAggregated | WLDFR | HFTD - Distribution - Tier 3 - 2QU CoRE ¦ 4QU LoRE | Non-Red Flag Warning - Small Fires | Aggregated | Aggregated | 2049 | 0.0036372 | 0 | 69.0654 | 0.25121 | 2049 | Mitigation | 0.08575 | 30 | 0 | esc | 0.0012005 | 4.3665e-06 | 0.00060025 | 2.1832e-06 | 0.0015435 | 5.614e-06
[79 empty] | WLDFR | HFTD - Distribution - Tier 3 - 2QU CoRE ¦ 4QU LoRE | Non-Red Flag Warning - Large Fires | 2023 | 3.1768e-08 | 1.5884e-08 | 4.0845e-08 | 5.475 | 0.71896 | 3.0715 | 1.6846 | 0 | 0 | 0 | 2.6463e-05 |  | 1.7393e-07 | 0 | 1.7393e-07 | 8.6967e-08 | 0 | 8.6967e-08 | 2.2363e-07 | 0 | 2.2363e-07 | [16 empty] | 7.3.1.3 Ignition probability mapping showing the probability of ignition along the electric lines and equipmentWLDFRAggregatedAggregated | WLDFR | HFTD - Distribution - Tier 3 - 2QU CoRE ¦ 4QU LoRE | Non-Red Flag Warning - Small Fires | Aggregated | Aggregated | 2050 | 0.0036372 | 0 | 69.0654 | 0.25121 | 2050 | Mitigation | 0.08575 | 30 | 0 | esc | 0 | 0 | 0.00060025 | 2.1832e-06 | 0.0015435 | 5.614e-06
[79 empty] | WLDFR | HFTD - Distribution - Tier 3 - 2QU CoRE ¦ 4QU LoRE | Non-Red Flag Warning - Large Fires | 2024 | 3.1768e-08 | 1.5884e-08 | 4.0845e-08 | 5.475 | 0.71896 | 3.0715 | 1.6846 | 0 | 0 | 0 | 2.6463e-05 |  | 1.7393e-07 | 0 | 1.7393e-07 | 8.6967e-08 | 0 | 8.6967e-08 | 2.2363e-07 | 0 | 2.2363e-07 | [16 empty] | 7.3.1.3 Ignition probability mapping showing the probability of ignition along the electric lines and equipmentWLDFRAggregatedAggregated | WLDFR | HFTD - Distribution - Tier 3 - 2QU CoRE ¦ 4QU LoRE | Non-Red Flag Warning - Small Fires | Aggregated | Aggregated | 2051 | 0.0036372 | 0 | 69.0654 | 0.25121 | 2051 | Mitigation | 0.08575 | 30 | 0 | esc | 0 | 0 | 0 | 0 | 0.0015435 | 5.614e-06
[79 empty] | WLDFR | HFTD - Distribution - Tier 3 - 2QU CoRE ¦ 4QU LoRE | Non-Red Flag Warning - Large Fires | 2025 | 3.1768e-08 | 1.5884e-08 | 4.0845e-08 | 5.475 | 0.71896 | 3.0715 | 1.6846 | 0 | 0 | 0 | 2.6463e-05 |  | 1.7393e-07 | 0 | 1.7393e-07 | 8.6967e-08 | 0 | 8.6967e-08 | 2.2363e-07 | 0 | 2.2363e-07 | [16 empty] | 7.3.1.3 Ignition probability mapping showing the probability of ignition along the electric lines and equipmentWLDFRAggregatedAggregated | WLDFR | HFTD - Distribution - Tier 3 - 2QU CoRE ¦ 4QU LoRE | Red Flag Warning - Catastrophic Fires | Aggregated | Aggregated | 2021 | 6.3011e-05 | 0 | 69.0654 | 0.0043519 | 2021 | Mitigation | 0.08575 | 30 | 0 | esc | 0.0012005 | 7.5644e-08 | 0.00060025 | 3.7822e-08 | 0 | 0
[79 empty] | WLDFR | HFTD - Distribution - Tier 3 - 2QU CoRE ¦ 4QU LoRE | Non-Red Flag Warning - Large Fires | 2026 | 3.1768e-08 | 1.5884e-08 | 4.0845e-08 | 5.475 | 0.71896 | 3.0715 | 1.6846 | 0 | 0 | 0 | 2.6463e-05 |  | 1.7393e-07 | 0 | 1.7393e-07 | 8.6967e-08 | 0 | 8.6967e-08 | 2.2363e-07 | 0 | 2.2363e-07 | [16 empty] | 7.3.1.3 Ignition probability mapping showing the probability of ignition along the electric lines and equipmentWLDFRAggregatedAggregated | WLDFR | HFTD - Distribution - Tier 3 - 2QU CoRE ¦ 4QU LoRE | Red Flag Warning - Catastrophic Fires | Aggregated | Aggregated | 2022 | 6.3011e-05 | 0 | 69.0654 | 0.0043519 | 2022 | Mitigation | 0.08575 | 30 | 0 | esc | 0.0012005 | 7.5644e-08 | 0.00060025 | 3.7822e-08 | 0.0015435 | 9.7257e-08
[79 empty] | WLDFR | HFTD - Distribution - Tier 3 - 2QU CoRE ¦ 4QU LoRE | Non-Red Flag Warning - Large Fires | 2027 | 3.1768e-08 | 1.5884e-08 | 4.0845e-08 | 5.475 | 0.71896 | 3.0715 | 1.6846 | 0 | 0 | 0 | 2.6463e-05 |  | 1.7393e-07 | 0 | 1.7393e-07 | 8.6967e-08 | 0 | 8.6967e-08 | 2.2363e-07 | 0 | 2.2363e-07 | [16 empty] | 7.3.1.3 Ignition probability mapping showing the probability of ignition along the electric lines and equipmentWLDFRAggregatedAggregated | WLDFR | HFTD - Distribution - Tier 3 - 2QU CoRE ¦ 4QU LoRE | Red Flag Warning - Catastrophic Fires | Aggregated | Aggregated | 2023 | 6.3011e-05 | 0 | 69.0654 | 0.0043519 | 2023 | Mitigation | 0.08575 | 30 | 0 | esc | 0.0012005 | 7.5644e-08 | 0.00060025 | 3.7822e-08 | 0.0015435 | 9.7257e-08
[79 empty] | WLDFR | HFTD - Distribution - Tier 3 - 2QU CoRE ¦ 4QU LoRE | Non-Red Flag Warning - Large Fires | 2028 | 3.1768e-08 | 1.5884e-08 | 4.0845e-08 | 5.777 | 0.74734 | 3.238 | 1.7917 | 0 | 0 | 0 | 2.6463e-05 |  | 1.8353e-07 | 0 | 1.8353e-07 | 9.1763e-08 | 0 | 9.1763e-08 | 2.3596e-07 | 0 | 2.3596e-07 | [16 empty] | 7.3.1.3 Ignition probability mapping showing the probability of ignition along the electric lines and equipmentWLDFRAggregatedAggregated | WLDFR | HFTD - Distribution - Tier 3 - 2QU CoRE ¦ 4QU LoRE | Red Flag Warning - Catastrophic Fires | Aggregated | Aggregated | 2024 | 6.3011e-05 | 0 | 69.0654 | 0.0043519 | 2024 | Mitigation | 0.08575 | 30 | 0 | esc | 0.0012005 | 7.5644e-08 | 0.00060025 | 3.7822e-08 | 0.0015435 | 9.7257e-08
[79 empty] | WLDFR | HFTD - Distribution - Tier 3 - 2QU CoRE ¦ 4QU LoRE | Non-Red Flag Warning - Large Fires | 2029 | 3.1768e-08 | 1.5884e-08 | 4.0845e-08 | 5.777 | 0.74734 | 3.238 | 1.7917 | 0 | 0 | 0 | 2.6463e-05 |  | 1.8353e-07 | 0 | 1.8353e-07 | 9.1763e-08 | 0 | 9.1763e-08 | 2.3596e-07 | 0 | 2.3596e-07 | [16 empty] | 7.3.1.3 Ignition probability mapping showing the probability of ignition along the electric lines and equipmentWLDFRAggregatedAggregated | WLDFR | HFTD - Distribution - Tier 3 - 2QU CoRE ¦ 4QU LoRE | Red Flag Warning - Catastrophic Fires | Aggregated | Aggregated | 2025 | 6.3011e-05 | 0 | 69.0654 | 0.0043519 | 2025 | Mitigation | 0.08575 | 30 | 0 | esc | 0.0012005 | 7.5644e-08 | 0.00060025 | 3.7822e-08 | 0.0015435 | 9.7257e-08
[79 empty] | WLDFR | HFTD - Distribution - Tier 3 - 2QU CoRE ¦ 4QU LoRE | Non-Red Flag Warning - Large Fires | 2030 | 3.1768e-08 | 1.5884e-08 | 4.0845e-08 | 5.777 | 0.74734 | 3.238 | 1.7917 | 0 | 0 | 0 | 2.6463e-05 |  | 1.8353e-07 | 0 | 1.8353e-07 | 9.1763e-08 | 0 | 9.1763e-08 | 2.3596e-07 | 0 | 2.3596e-07 | [16 empty] | 7.3.1.3 Ignition probability mapping showing the probability of ignition along the electric lines and equipmentWLDFRAggregatedAggregated | WLDFR | HFTD - Distribution - Tier 3 - 2QU CoRE ¦ 4QU LoRE | Red Flag Warning - Catastrophic Fires | Aggregated | Aggregated | 2026 | 6.3011e-05 | 0 | 69.0654 | 0.0043519 | 2026 | Mitigation | 0.08575 | 30 | 0 | esc | 0.0012005 | 7.5644e-08 | 0.00060025 | 3.7822e-08 | 0.0015435 | 9.7257e-08
[79 empty] | WLDFR | HFTD - Distribution - Tier 3 - 2QU CoRE ¦ 4QU LoRE | Non-Red Flag Warning - Large Fires | 2031 | 3.1768e-08 | 1.5884e-08 | 4.0845e-08 | 5.777 | 0.74734 | 3.238 | 1.7917 | 0 | 0 | 0 | 2.6463e-05 |  | 1.8353e-07 | 0 | 1.8353e-07 | 9.1763e-08 | 0 | 9.1763e-08 | 2.3596e-07 | 0 | 2.3596e-07 | [16 empty] | 7.3.1.3 Ignition probability mapping showing the probability of ignition along the electric lines and equipmentWLDFRAggregatedAggregated | WLDFR | HFTD - Distribution - Tier 3 - 2QU CoRE ¦ 4QU LoRE | Red Flag Warning - Catastrophic Fires | Aggregated | Aggregated | 2027 | 6.3011e-05 | 0 | 69.0654 | 0.0043519 | 2027 | Mitigation | 0.08575 | 30 | 0 | esc | 0.0012005 | 7.5644e-08 | 0.00060025 | 3.7822e-08 | 0.0015435 | 9.7257e-08
[79 empty] | WLDFR | HFTD - Distribution - Tier 3 - 2QU CoRE ¦ 4QU LoRE | Non-Red Flag Warning - Large Fires | 2032 | 3.1768e-08 | 1.5884e-08 | 4.0845e-08 | 5.777 | 0.74734 | 3.238 | 1.7917 | 0 | 0 | 0 | 2.6463e-05 |  | 1.8353e-07 | 0 | 1.8353e-07 | 9.1763e-08 | 0 | 9.1763e-08 | 2.3596e-07 | 0 | 2.3596e-07 | [16 empty] | 7.3.1.3 Ignition probability mapping showing the probability of ignition along the electric lines and equipmentWLDFRAggregatedAggregated | WLDFR | HFTD - Distribution - Tier 3 - 2QU CoRE ¦ 4QU LoRE | Red Flag Warning - Catastrophic Fires | Aggregated | Aggregated | 2028 | 6.3011e-05 | 0 | 69.0654 | 0.0043519 | 2028 | Mitigation | 0.08575 | 30 | 0 | esc | 0.0012005 | 7.5644e-08 | 0.00060025 | 3.7822e-08 | 0.0015435 | 9.7257e-08
[79 empty] | WLDFR | HFTD - Distribution - Tier 3 - 2QU CoRE ¦ 4QU LoRE | Non-Red Flag Warning - Large Fires | 2033 | 3.1768e-08 | 1.5884e-08 | 4.0845e-08 | 6.1205 | 0.77885 | 3.4265 | 1.9151 | 0 | 0 | 0 | 2.6463e-05 |  | 1.9444e-07 | 0 | 1.9444e-07 | 9.7219e-08 | 0 | 9.7219e-08 | 2.4999e-07 | 0 | 2.4999e-07 | [16 empty] | 7.3.1.3 Ignition probability mapping showing the probability of ignition along the electric lines and equipmentWLDFRAggregatedAggregated | WLDFR | HFTD - Distribution - Tier 3 - 2QU CoRE ¦ 4QU LoRE | Red Flag Warning - Catastrophic Fires | Aggregated | Aggregated | 2029 | 6.3011e-05 | 0 | 69.0654 | 0.0043519 | 2029 | Mitigation | 0.08575 | 30 | 0 | esc | 0.0012005 | 7.5644e-08 | 0.00060025 | 3.7822e-08 | 0.0015435 | 9.7257e-08
[79 empty] | WLDFR | HFTD - Distribution - Tier 3 - 2QU CoRE ¦ 4QU LoRE | Non-Red Flag Warning - Large Fires | 2034 | 3.1768e-08 | 1.5884e-08 | 4.0845e-08 | 6.1205 | 0.77885 | 3.4265 | 1.9151 | 0 | 0 | 0 | 2.6463e-05 |  | 1.9444e-07 | 0 | 1.9444e-07 | 9.7219e-08 | 0 | 9.7219e-08 | 2.4999e-07 | 0 | 2.4999e-07 | [16 empty] | 7.3.1.3 Ignition probability mapping showing the probability of ignition along the electric lines and equipmentWLDFRAggregatedAggregated | WLDFR | HFTD - Distribution - Tier 3 - 2QU CoRE ¦ 4QU LoRE | Red Flag Warning - Catastrophic Fires | Aggregated | Aggregated | 2030 | 6.3011e-05 | 0 | 69.0654 | 0.0043519 | 2030 | Mitigation | 0.08575 | 30 | 0 | esc | 0.0012005 | 7.5644e-08 | 0.00060025 | 3.7822e-08 | 0.0015435 | 9.7257e-08
[79 empty] | WLDFR | HFTD - Distribution - Tier 3 - 2QU CoRE ¦ 4QU LoRE | Non-Red Flag Warning - Large Fires | 2035 | 3.1768e-08 | 1.5884e-08 | 4.0845e-08 | 6.1205 | 0.77885 | 3.4265 | 1.9151 | 0 | 0 | 0 | 2.6463e-05 |  | 1.9444e-07 | 0 | 1.9444e-07 | 9.7219e-08 | 0 | 9.7219e-08 | 2.4999e-07 | 0 | 2.4999e-07 | [16 empty] | 7.3.1.3 Ignition probability mapping showing the probability of ignition along the electric lines and equipmentWLDFRAggregatedAggregated | WLDFR | HFTD - Distribution - Tier 3 - 2QU CoRE ¦ 4QU LoRE | Red Flag Warning - Catastrophic Fires | Aggregated | Aggregated | 2031 | 6.3011e-05 | 0 | 69.0654 | 0.0043519 | 2031 | Mitigation | 0.08575 | 30 | 0 | esc | 0.0012005 | 7.5644e-08 | 0.00060025 | 3.7822e-08 | 0.0015435 | 9.7257e-08
[79 empty] | WLDFR | HFTD - Distribution - Tier 3 - 2QU CoRE ¦ 4QU LoRE | Non-Red Flag Warning - Large Fires | 2036 | 3.1768e-08 | 1.5884e-08 | 4.0845e-08 | 6.1205 | 0.77885 | 3.4265 | 1.9151 | 0 | 0 | 0 | 2.6463e-05 |  | 1.9444e-07 | 0 | 1.9444e-07 | 9.7219e-08 | 0 | 9.7219e-08 | 2.4999e-07 | 0 | 2.4999e-07 | [16 empty] | 7.3.1.3 Ignition probability mapping showing the probability of ignition along the electric lines and equipmentWLDFRAggregatedAggregated | WLDFR | HFTD - Distribution - Tier 3 - 2QU CoRE ¦ 4QU LoRE | Red Flag Warning - Catastrophic Fires | Aggregated | Aggregated | 2032 | 6.3011e-05 | 0 | 69.0654 | 0.0043519 | 2032 | Mitigation | 0.08575 | 30 | 0 | esc | 0.0012005 | 7.5644e-08 | 0.00060025 | 3.7822e-08 | 0.0015435 | 9.7257e-08
[79 empty] | WLDFR | HFTD - Distribution - Tier 3 - 2QU CoRE ¦ 4QU LoRE | Non-Red Flag Warning - Large Fires | 2037 | 3.1768e-08 | 1.5884e-08 | 4.0845e-08 | 6.1205 | 0.77885 | 3.4265 | 1.9151 | 0 | 0 | 0 | 2.6463e-05 |  | 1.9444e-07 | 0 | 1.9444e-07 | 9.7219e-08 | 0 | 9.7219e-08 | 2.4999e-07 | 0 | 2.4999e-07 | [16 empty] | 7.3.1.3 Ignition probability mapping showing the probability of ignition along the electric lines and equipmentWLDFRAggregatedAggregated | WLDFR | HFTD - Distribution - Tier 3 - 2QU CoRE ¦ 4QU LoRE | Red Flag Warning - Catastrophic Fires | Aggregated | Aggregated | 2033 | 6.3011e-05 | 0 | 69.0654 | 0.0043519 | 2033 | Mitigation | 0.08575 | 30 | 0 | esc | 0.0012005 | 7.5644e-08 | 0.00060025 | 3.7822e-08 | 0.0015435 | 9.7257e-08
[79 empty] | WLDFR | HFTD - Distribution - Tier 3 - 2QU CoRE ¦ 4QU LoRE | Non-Red Flag Warning - Large Fires | 2038 | 3.1768e-08 | 1.5884e-08 | 4.0845e-08 | 6.5028 | 0.81304 | 3.6355 | 2.0543 | 0 | 0 | 0 | 2.6463e-05 |  | 2.0658e-07 | 0 | 2.0658e-07 | 1.0329e-07 | 0 | 1.0329e-07 | 2.6561e-07 | 0 | 2.6561e-07 | [16 empty] | 7.3.1.3 Ignition probability mapping showing the probability of ignition along the electric lines and equipmentWLDFRAggregatedAggregated | WLDFR | HFTD - Distribution - Tier 3 - 2QU CoRE ¦ 4QU LoRE | Red Flag Warning - Catastrophic Fires | Aggregated | Aggregated | 2034 | 6.3011e-05 | 0 | 69.0654 | 0.0043519 | 2034 | Mitigation | 0.08575 | 30 | 0 | esc | 0.0012005 | 7.5644e-08 | 0.00060025 | 3.7822e-08 | 0.0015435 | 9.7257e-08
[79 empty] | WLDFR | HFTD - Distribution - Tier 3 - 2QU CoRE ¦ 4QU LoRE | Non-Red Flag Warning - Large Fires | 2039 | 3.1768e-08 | 1.5884e-08 | 4.0845e-08 | 6.5028 | 0.81304 | 3.6355 | 2.0543 | 0 | 0 | 0 | 2.6463e-05 |  | 2.0658e-07 | 0 | 2.0658e-07 | 1.0329e-07 | 0 | 1.0329e-07 | 2.6561e-07 | 0 | 2.6561e-07 | [16 empty] | 7.3.1.3 Ignition probability mapping showing the probability of ignition along the electric lines and equipmentWLDFRAggregatedAggregated | WLDFR | HFTD - Distribution - Tier 3 - 2QU CoRE ¦ 4QU LoRE | Red Flag Warning - Catastrophic Fires | Aggregated | Aggregated | 2035 | 6.3011e-05 | 0 | 69.0654 | 0.0043519 | 2035 | Mitigation | 0.08575 | 30 | 0 | esc | 0.0012005 | 7.5644e-08 | 0.00060025 | 3.7822e-08 | 0.0015435 | 9.7257e-08
[79 empty] | WLDFR | HFTD - Distribution - Tier 3 - 2QU CoRE ¦ 4QU LoRE | Non-Red Flag Warning - Large Fires | 2040 | 3.1768e-08 | 1.5884e-08 | 4.0845e-08 | 6.5028 | 0.81304 | 3.6355 | 2.0543 | 0 | 0 | 0 | 2.6463e-05 |  | 2.0658e-07 | 0 | 2.0658e-07 | 1.0329e-07 | 0 | 1.0329e-07 | 2.6561e-07 | 0 | 2.6561e-07 | [16 empty] | 7.3.1.3 Ignition probability mapping showing the probability of ignition along the electric lines and equipmentWLDFRAggregatedAggregated | WLDFR | HFTD - Distribution - Tier 3 - 2QU CoRE ¦ 4QU LoRE | Red Flag Warning - Catastrophic Fires | Aggregated | Aggregated | 2036 | 6.3011e-05 | 0 | 69.0654 | 0.0043519 | 2036 | Mitigation | 0.08575 | 30 | 0 | esc | 0.0012005 | 7.5644e-08 | 0.00060025 | 3.7822e-08 | 0.0015435 | 9.7257e-08
[79 empty] | WLDFR | HFTD - Distribution - Tier 3 - 2QU CoRE ¦ 4QU LoRE | Non-Red Flag Warning - Large Fires | 2041 | 3.1768e-08 | 1.5884e-08 | 4.0845e-08 | 6.5028 | 0.81304 | 3.6355 | 2.0543 | 0 | 0 | 0 | 2.6463e-05 |  | 2.0658e-07 | 0 | 2.0658e-07 | 1.0329e-07 | 0 | 1.0329e-07 | 2.6561e-07 | 0 | 2.6561e-07 | [16 empty] | 7.3.1.3 Ignition probability mapping showing the probability of ignition along the electric lines and equipmentWLDFRAggregatedAggregated | WLDFR | HFTD - Distribution - Tier 3 - 2QU CoRE ¦ 4QU LoRE | Red Flag Warning - Catastrophic Fires | Aggregated | Aggregated | 2037 | 6.3011e-05 | 0 | 69.0654 | 0.0043519 | 2037 | Mitigation | 0.08575 | 30 | 0 | esc | 0.0012005 | 7.5644e-08 | 0.00060025 | 3.7822e-08 | 0.0015435 | 9.7257e-08
[79 empty] | WLDFR | HFTD - Distribution - Tier 3 - 2QU CoRE ¦ 4QU LoRE | Non-Red Flag Warning - Large Fires | 2042 | 3.1768e-08 | 1.5884e-08 | 4.0845e-08 | 6.5028 | 0.81304 | 3.6355 | 2.0543 | 0 | 0 | 0 | 2.6463e-05 |  | 2.0658e-07 | 0 | 2.0658e-07 | 1.0329e-07 | 0 | 1.0329e-07 | 2.6561e-07 | 0 | 2.6561e-07 | [16 empty] | 7.3.1.3 Ignition probability mapping showing the probability of ignition along the electric lines and equipmentWLDFRAggregatedAggregated | WLDFR | HFTD - Distribution - Tier 3 - 2QU CoRE ¦ 4QU LoRE | Red Flag Warning - Catastrophic Fires | Aggregated | Aggregated | 2038 | 6.3011e-05 | 0 | 69.0654 | 0.0043519 | 2038 | Mitigation | 0.08575 | 30 | 0 | esc | 0.0012005 | 7.5644e-08 | 0.00060025 | 3.7822e-08 | 0.0015435 | 9.7257e-08
[79 empty] | WLDFR | HFTD - Distribution - Tier 3 - 2QU CoRE ¦ 4QU LoRE | Non-Red Flag Warning - Large Fires | 2043 | 3.1768e-08 | 1.5884e-08 | 4.0845e-08 | 6.9209 | 0.84944 | 3.8632 | 2.2083 | 0 | 0 | 0 | 2.6463e-05 |  | 2.1987e-07 | 0 | 2.1987e-07 | 1.0993e-07 | 0 | 1.0993e-07 | 2.8269e-07 | 0 | 2.8269e-07 | [16 empty] | 7.3.1.3 Ignition probability mapping showing the probability of ignition along the electric lines and equipmentWLDFRAggregatedAggregated | WLDFR | HFTD - Distribution - Tier 3 - 2QU CoRE ¦ 4QU LoRE | Red Flag Warning - Catastrophic Fires | Aggregated | Aggregated | 2039 | 6.3011e-05 | 0 | 69.0654 | 0.0043519 | 2039 | Mitigation | 0.08575 | 30 | 0 | esc | 0.0012005 | 7.5644e-08 | 0.00060025 | 3.7822e-08 | 0.0015435 | 9.7257e-08
[79 empty] | WLDFR | HFTD - Distribution - Tier 3 - 2QU CoRE ¦ 4QU LoRE | Non-Red Flag Warning - Large Fires | 2044 | 3.1768e-08 | 1.5884e-08 | 4.0845e-08 | 6.9209 | 0.84944 | 3.8632 | 2.2083 | 0 | 0 | 0 | 2.6463e-05 |  | 2.1987e-07 | 0 | 2.1987e-07 | 1.0993e-07 | 0 | 1.0993e-07 | 2.8269e-07 | 0 | 2.8269e-07 | [16 empty] | 7.3.1.3 Ignition probability mapping showing the probability of ignition along the electric lines and equipmentWLDFRAggregatedAggregated | WLDFR | HFTD - Distribution - Tier 3 - 2QU CoRE ¦ 4QU LoRE | Red Flag Warning - Catastrophic Fires | Aggregated | Aggregated | 2040 | 6.3011e-05 | 0 | 69.0654 | 0.0043519 | 2040 | Mitigation | 0.08575 | 30 | 0 | esc | 0.0012005 | 7.5644e-08 | 0.00060025 | 3.7822e-08 | 0.0015435 | 9.7257e-08
[79 empty] | WLDFR | HFTD - Distribution - Tier 3 - 2QU CoRE ¦ 4QU LoRE | Non-Red Flag Warning - Large Fires | 2045 | 3.1768e-08 | 1.5884e-08 | 4.0845e-08 | 6.9209 | 0.84944 | 3.8632 | 2.2083 | 0 | 0 | 0 | 2.6463e-05 |  | 2.1987e-07 | 0 | 2.1987e-07 | 1.0993e-07 | 0 | 1.0993e-07 | 2.8269e-07 | 0 | 2.8269e-07 | [16 empty] | 7.3.1.3 Ignition probability mapping showing the probability of ignition along the electric lines and equipmentWLDFRAggregatedAggregated | WLDFR | HFTD - Distribution - Tier 3 - 2QU CoRE ¦ 4QU LoRE | Red Flag Warning - Catastrophic Fires | Aggregated | Aggregated | 2041 | 6.3011e-05 | 0 | 69.0654 | 0.0043519 | 2041 | Mitigation | 0.08575 | 30 | 0 | esc | 0.0012005 | 7.5644e-08 | 0.00060025 | 3.7822e-08 | 0.0015435 | 9.7257e-08
[79 empty] | WLDFR | HFTD - Distribution - Tier 3 - 2QU CoRE ¦ 4QU LoRE | Non-Red Flag Warning - Large Fires | 2046 | 3.1768e-08 | 1.5884e-08 | 4.0845e-08 | 6.9209 | 0.84944 | 3.8632 | 2.2083 | 0 | 0 | 0 | 2.6463e-05 |  | 2.1987e-07 | 0 | 2.1987e-07 | 1.0993e-07 | 0 | 1.0993e-07 | 2.8269e-07 | 0 | 2.8269e-07 | [16 empty] | 7.3.1.3 Ignition probability mapping showing the probability of ignition along the electric lines and equipmentWLDFRAggregatedAggregated | WLDFR | HFTD - Distribution - Tier 3 - 2QU CoRE ¦ 4QU LoRE | Red Flag Warning - Catastrophic Fires | Aggregated | Aggregated | 2042 | 6.3011e-05 | 0 | 69.0654 | 0.0043519 | 2042 | Mitigation | 0.08575 | 30 | 0 | esc | 0.0012005 | 7.5644e-08 | 0.00060025 | 3.7822e-08 | 0.0015435 | 9.7257e-08
[79 empty] | WLDFR | HFTD - Distribution - Tier 3 - 2QU CoRE ¦ 4QU LoRE | Non-Red Flag Warning - Large Fires | 2047 | 3.1768e-08 | 1.5884e-08 | 4.0845e-08 | 6.9209 | 0.84944 | 3.8632 | 2.2083 | 0 | 0 | 0 | 2.6463e-05 |  | 2.1987e-07 | 0 | 2.1987e-07 | 1.0993e-07 | 0 | 1.0993e-07 | 2.8269e-07 | 0 | 2.8269e-07 | [16 empty] | 7.3.1.3 Ignition probability mapping showing the probability of ignition along the electric lines and equipmentWLDFRAggregatedAggregated | WLDFR | HFTD - Distribution - Tier 3 - 2QU CoRE ¦ 4QU LoRE | Red Flag Warning - Catastrophic Fires | Aggregated | Aggregated | 2043 | 6.3011e-05 | 0 | 69.0654 | 0.0043519 | 2043 | Mitigation | 0.08575 | 30 | 0 | esc | 0.0012005 | 7.5644e-08 | 0.00060025 | 3.7822e-08 | 0.0015435 | 9.7257e-08
[79 empty] | WLDFR | HFTD - Distribution - Tier 3 - 2QU CoRE ¦ 4QU LoRE | Non-Red Flag Warning - Large Fires | 2048 | 3.1768e-08 | 1.5884e-08 | 4.0845e-08 | 7.3713 | 0.88759 | 4.1075 | 2.3763 | 0 | 0 | 0 | 2.6463e-05 |  | 2.3418e-07 | 0 | 2.3418e-07 | 1.1709e-07 | 0 | 1.1709e-07 | 3.0108e-07 | 0 | 3.0108e-07 | [16 empty] | 7.3.1.3 Ignition probability mapping showing the probability of ignition along the electric lines and equipmentWLDFRAggregatedAggregated | WLDFR | HFTD - Distribution - Tier 3 - 2QU CoRE ¦ 4QU LoRE | Red Flag Warning - Catastrophic Fires | Aggregated | Aggregated | 2044 | 6.3011e-05 | 0 | 69.0654 | 0.0043519 | 2044 | Mitigation | 0.08575 | 30 | 0 | esc | 0.0012005 | 7.5644e-08 | 0.00060025 | 3.7822e-08 | 0.0015435 | 9.7257e-08
[79 empty] | WLDFR | HFTD - Distribution - Tier 3 - 2QU CoRE ¦ 4QU LoRE | Non-Red Flag Warning - Large Fires | 2049 | 3.1768e-08 | 1.5884e-08 | 4.0845e-08 | 7.3713 | 0.88759 | 4.1075 | 2.3763 | 0 | 0 | 0 | 2.6463e-05 |  | 2.3418e-07 | 0 | 2.3418e-07 | 1.1709e-07 | 0 | 1.1709e-07 | 3.0108e-07 | 0 | 3.0108e-07 | [16 empty] | 7.3.1.3 Ignition probability mapping showing the probability of ignition along the electric lines and equipmentWLDFRAggregatedAggregated | WLDFR | HFTD - Distribution - Tier 3 - 2QU CoRE ¦ 4QU LoRE | Red Flag Warning - Catastrophic Fires | Aggregated | Aggregated | 2045 | 6.3011e-05 | 0 | 69.0654 | 0.0043519 | 2045 | Mitigation | 0.08575 | 30 | 0 | esc | 0.0012005 | 7.5644e-08 | 0.00060025 | 3.7822e-08 | 0.0015435 | 9.7257e-08
[79 empty] | WLDFR | HFTD - Distribution - Tier 3 - 2QU CoRE ¦ 4QU LoRE | Non-Red Flag Warning - Large Fires | 2050 | 0 | 1.5884e-08 | 4.0845e-08 | 7.3713 | 0.88759 | 4.1075 | 2.3763 | 0 | 0 | 0 | 2.6463e-05 |  | 0 | 0 | 0 | 1.1709e-07 | 0 | 1.1709e-07 | 3.0108e-07 | 0 | 3.0108e-07 | [16 empty] | 7.3.1.3 Ignition probability mapping showing the probability of ignition along the electric lines and equipmentWLDFRAggregatedAggregated | WLDFR | HFTD - Distribution - Tier 3 - 2QU CoRE ¦ 4QU LoRE | Red Flag Warning - Catastrophic Fires | Aggregated | Aggregated | 2046 | 6.3011e-05 | 0 | 69.0654 | 0.0043519 | 2046 | Mitigation | 0.08575 | 30 | 0 | esc | 0.0012005 | 7.5644e-08 | 0.00060025 | 3.7822e-08 | 0.0015435 | 9.7257e-08
[79 empty] | WLDFR | HFTD - Distribution - Tier 3 - 2QU CoRE ¦ 4QU LoRE | Non-Red Flag Warning - Large Fires | 2051 | 0 | 0 | 4.0845e-08 | 7.3713 | 0.88759 | 4.1075 | 2.3763 | 0 | 0 | 0 | 2.6463e-05 |  | 0 | 0 | 0 | 0 | 0 | 0 | 3.0108e-07 | 0 | 3.0108e-07 | [16 empty] | 7.3.1.3 Ignition probability mapping showing the probability of ignition along the electric lines and equipmentWLDFRAggregatedAggregated | WLDFR | HFTD - Distribution - Tier 3 - 2QU CoRE ¦ 4QU LoRE | Red Flag Warning - Catastrophic Fires | Aggregated | Aggregated | 2047 | 6.3011e-05 | 0 | 69.0654 | 0.0043519 | 2047 | Mitigation | 0.08575 | 30 | 0 | esc | 0.0012005 | 7.5644e-08 | 0.00060025 | 3.7822e-08 | 0.0015435 | 9.7257e-08
[79 empty] | WLDFR | HFTD - Distribution - Tier 3 - 2QU CoRE ¦ 4QU LoRE | Non-Red Flag Warning - Small Fires | 2020 | 4.3665e-06 | 0 | 0 | 0.077901 | 0.036425 | 0.0015809 | 0.039895 | 0 | 0 | 0 | 0.0036372 |  | 3.4015e-07 | 0 | 3.4015e-07 | 0 | 0 | 0 | 0 | 0 | 0 | [16 empty] | 7.3.1.3 Ignition probability mapping showing the probability of ignition along the electric lines and equipmentWLDFRAggregatedAggregated | WLDFR | HFTD - Distribution - Tier 3 - 2QU CoRE ¦ 4QU LoRE | Red Flag Warning - Catastrophic Fires | Aggregated | Aggregated | 2048 | 6.3011e-05 | 0 | 69.0654 | 0.0043519 | 2048 | Mitigation | 0.08575 | 30 | 0 | esc | 0.0012005 | 7.5644e-08 | 0.00060025 | 3.7822e-08 | 0.0015435 | 9.7257e-08
[79 empty] | WLDFR | HFTD - Distribution - Tier 3 - 2QU CoRE ¦ 4QU LoRE | Non-Red Flag Warning - Small Fires | 2021 | 4.3665e-06 | 2.1832e-06 | 0 | 0.077901 | 0.036425 | 0.0015809 | 0.039895 | 0 | 0 | 0 | 0.0036372 |  | 3.4015e-07 | 0 | 3.4015e-07 | 1.7008e-07 | 0 | 1.7008e-07 | 0 | 0 | 0 | [16 empty] | 7.3.1.3 Ignition probability mapping showing the probability of ignition along the electric lines and equipmentWLDFRAggregatedAggregated | WLDFR | HFTD - Distribution - Tier 3 - 2QU CoRE ¦ 4QU LoRE | Red Flag Warning - Catastrophic Fires | Aggregated | Aggregated | 2049 | 6.3011e-05 | 0 | 69.0654 | 0.0043519 | 2049 | Mitigation | 0.08575 | 30 | 0 | esc | 0.0012005 | 7.5644e-08 | 0.00060025 | 3.7822e-08 | 0.0015435 | 9.7257e-08
[79 empty] | WLDFR | HFTD - Distribution - Tier 3 - 2QU CoRE ¦ 4QU LoRE | Non-Red Flag Warning - Small Fires | 2022 | 4.3665e-06 | 2.1832e-06 | 5.614e-06 | 0.077901 | 0.036425 | 0.0015809 | 0.039895 | 0 | 0 | 0 | 0.0036372 |  | 3.4015e-07 | 0 | 3.4015e-07 | 1.7008e-07 | 0 | 1.7008e-07 | 4.3734e-07 | 0 | 4.3734e-07 | [16 empty] | 7.3.1.3 Ignition probability mapping showing the probability of ignition along the electric lines and equipmentWLDFRAggregatedAggregated | WLDFR | HFTD - Distribution - Tier 3 - 2QU CoRE ¦ 4QU LoRE | Red Flag Warning - Catastrophic Fires | Aggregated | Aggregated | 2050 | 6.3011e-05 | 0 | 69.0654 | 0.0043519 | 2050 | Mitigation | 0.08575 | 30 | 0 | esc | 0 | 0 | 0.00060025 | 3.7822e-08 | 0.0015435 | 9.7257e-08
[79 empty] | WLDFR | HFTD - Distribution - Tier 3 - 2QU CoRE ¦ 4QU LoRE | Non-Red Flag Warning - Small Fires | 2023 | 4.3665e-06 | 2.1832e-06 | 5.614e-06 | 0.080408 | 0.03759 | 0.0016314 | 0.041187 | 0 | 0 | 0 | 0.0036372 |  | 3.511e-07 | 0 | 3.511e-07 | 1.7555e-07 | 0 | 1.7555e-07 | 4.5142e-07 | 0 | 4.5142e-07 | [16 empty] | 7.3.1.3 Ignition probability mapping showing the probability of ignition along the electric lines and equipmentWLDFRAggregatedAggregated | WLDFR | HFTD - Distribution - Tier 3 - 2QU CoRE ¦ 4QU LoRE | Red Flag Warning - Catastrophic Fires | Aggregated | Aggregated | 2051 | 6.3011e-05 | 0 | 69.0654 | 0.0043519 | 2051 | Mitigation | 0.08575 | 30 | 0 | esc | 0 | 0 | 0 | 0 | 0.0015435 | 9.7257e-08
[79 empty] | WLDFR | HFTD - Distribution - Tier 3 - 2QU CoRE ¦ 4QU LoRE | Non-Red Flag Warning - Small Fires | 2024 | 4.3665e-06 | 2.1832e-06 | 5.614e-06 | 0.080408 | 0.03759 | 0.0016314 | 0.041187 | 0 | 0 | 0 | 0.0036372 |  | 3.511e-07 | 0 | 3.511e-07 | 1.7555e-07 | 0 | 1.7555e-07 | 4.5142e-07 | 0 | 4.5142e-07 | [16 empty] | 7.3.1.3 Ignition probability mapping showing the probability of ignition along the electric lines and equipmentWLDFRAggregatedAggregated | WLDFR | HFTD - Distribution - Tier 3 - 2QU CoRE ¦ 4QU LoRE | Red Flag Warning - Destructive Fires | Aggregated | Aggregated | 2021 | 8.5762e-06 | 0 | 69.0654 | 0.00059232 | 2021 | Mitigation | 0.08575 | 30 | 0 | esc | 0.0012005 | 1.0296e-08 | 0.00060025 | 5.1479e-09 | 0 | 0
[79 empty] | WLDFR | HFTD - Distribution - Tier 3 - 2QU CoRE ¦ 4QU LoRE | Non-Red Flag Warning - Small Fires | 2025 | 4.3665e-06 | 2.1832e-06 | 5.614e-06 | 0.080408 | 0.03759 | 0.0016314 | 0.041187 | 0 | 0 | 0 | 0.0036372 |  | 3.511e-07 | 0 | 3.511e-07 | 1.7555e-07 | 0 | 1.7555e-07 | 4.5142e-07 | 0 | 4.5142e-07 | [16 empty] | 7.3.1.3 Ignition probability mapping showing the probability of ignition along the electric lines and equipmentWLDFRAggregatedAggregated | WLDFR | HFTD - Distribution - Tier 3 - 2QU CoRE ¦ 4QU LoRE | Red Flag Warning - Destructive Fires | Aggregated | Aggregated | 2022 | 8.5762e-06 | 0 | 69.0654 | 0.00059232 | 2022 | Mitigation | 0.08575 | 30 | 0 | esc | 0.0012005 | 1.0296e-08 | 0.00060025 | 5.1479e-09 | 0.0015435 | 1.3237e-08
[79 empty] | WLDFR | HFTD - Distribution - Tier 3 - 2QU CoRE ¦ 4QU LoRE | Non-Red Flag Warning - Small Fires | 2026 | 4.3665e-06 | 2.1832e-06 | 5.614e-06 | 0.080408 | 0.03759 | 0.0016314 | 0.041187 | 0 | 0 | 0 | 0.0036372 |  | 3.511e-07 | 0 | 3.511e-07 | 1.7555e-07 | 0 | 1.7555e-07 | 4.5142e-07 | 0 | 4.5142e-07 | [16 empty] | 7.3.1.3 Ignition probability mapping showing the probability of ignition along the electric lines and equipmentWLDFRAggregatedAggregated | WLDFR | HFTD - Distribution - Tier 3 - 2QU CoRE ¦ 4QU LoRE | Red Flag Warning - Destructive Fires | Aggregated | Aggregated | 2023 | 8.5762e-06 | 0 | 69.0654 | 0.00059232 | 2023 | Mitigation | 0.08575 | 30 | 0 | esc | 0.0012005 | 1.0296e-08 | 0.00060025 | 5.1479e-09 | 0.0015435 | 1.3237e-08
[79 empty] | WLDFR | HFTD - Distribution - Tier 3 - 2QU CoRE ¦ 4QU LoRE | Non-Red Flag Warning - Small Fires | 2027 | 4.3665e-06 | 2.1832e-06 | 5.614e-06 | 0.080408 | 0.03759 | 0.0016314 | 0.041187 | 0 | 0 | 0 | 0.0036372 |  | 3.511e-07 | 0 | 3.511e-07 | 1.7555e-07 | 0 | 1.7555e-07 | 4.5142e-07 | 0 | 4.5142e-07 | [16 empty] | 7.3.1.3 Ignition probability mapping showing the probability of ignition along the electric lines and equipmentWLDFRAggregatedAggregated | WLDFR | HFTD - Distribution - Tier 3 - 2QU CoRE ¦ 4QU LoRE | Red Flag Warning - Destructive Fires | Aggregated | Aggregated | 2024 | 8.5762e-06 | 0 | 69.0654 | 0.00059232 | 2024 | Mitigation | 0.08575 | 30 | 0 | esc | 0.0012005 | 1.0296e-08 | 0.00060025 | 5.1479e-09 | 0.0015435 | 1.3237e-08
[79 empty] | WLDFR | HFTD - Distribution - Tier 3 - 2QU CoRE ¦ 4QU LoRE | Non-Red Flag Warning - Small Fires | 2028 | 4.3665e-06 | 2.1832e-06 | 5.614e-06 | 0.083606 | 0.039055 | 0.001695 | 0.042856 | 0 | 0 | 0 | 0.0036372 |  | 3.6507e-07 | 0 | 3.6507e-07 | 1.8253e-07 | 0 | 1.8253e-07 | 4.6937e-07 | 0 | 4.6937e-07 | [16 empty] | 7.3.1.3 Ignition probability mapping showing the probability of ignition along the electric lines and equipmentWLDFRAggregatedAggregated | WLDFR | HFTD - Distribution - Tier 3 - 2QU CoRE ¦ 4QU LoRE | Red Flag Warning - Destructive Fires | Aggregated | Aggregated | 2025 | 8.5762e-06 | 0 | 69.0654 | 0.00059232 | 2025 | Mitigation | 0.08575 | 30 | 0 | esc | 0.0012005 | 1.0296e-08 | 0.00060025 | 5.1479e-09 | 0.0015435 | 1.3237e-08
[79 empty] | WLDFR | HFTD - Distribution - Tier 3 - 2QU CoRE ¦ 4QU LoRE | Non-Red Flag Warning - Small Fires | 2029 | 4.3665e-06 | 2.1832e-06 | 5.614e-06 | 0.083606 | 0.039055 | 0.001695 | 0.042856 | 0 | 0 | 0 | 0.0036372 |  | 3.6507e-07 | 0 | 3.6507e-07 | 1.8253e-07 | 0 | 1.8253e-07 | 4.6937e-07 | 0 | 4.6937e-07 | [16 empty] | 7.3.1.3 Ignition probability mapping showing the probability of ignition along the electric lines and equipmentWLDFRAggregatedAggregated | WLDFR | HFTD - Distribution - Tier 3 - 2QU CoRE ¦ 4QU LoRE | Red Flag Warning - Destructive Fires | Aggregated | Aggregated | 2026 | 8.5762e-06 | 0 | 69.0654 | 0.00059232 | 2026 | Mitigation | 0.08575 | 30 | 0 | esc | 0.0012005 | 1.0296e-08 | 0.00060025 | 5.1479e-09 | 0.0015435 | 1.3237e-08
[79 empty] | WLDFR | HFTD - Distribution - Tier 3 - 2QU CoRE ¦ 4QU LoRE | Non-Red Flag Warning - Small Fires | 2030 | 4.3665e-06 | 2.1832e-06 | 5.614e-06 | 0.083606 | 0.039055 | 0.001695 | 0.042856 | 0 | 0 | 0 | 0.0036372 |  | 3.6507e-07 | 0 | 3.6507e-07 | 1.8253e-07 | 0 | 1.8253e-07 | 4.6937e-07 | 0 | 4.6937e-07 | [16 empty] | 7.3.1.3 Ignition probability mapping showing the probability of ignition along the electric lines and equipmentWLDFRAggregatedAggregated | WLDFR | HFTD - Distribution - Tier 3 - 2QU CoRE ¦ 4QU LoRE | Red Flag Warning - Destructive Fires | Aggregated | Aggregated | 2027 | 8.5762e-06 | 0 | 69.0654 | 0.00059232 | 2027 | Mitigation | 0.08575 | 30 | 0 | esc | 0.0012005 | 1.0296e-08 | 0.00060025 | 5.1479e-09 | 0.0015435 | 1.3237e-08
[79 empty] | WLDFR | HFTD - Distribution - Tier 3 - 2QU CoRE ¦ 4QU LoRE | Non-Red Flag Warning - Small Fires | 2031 | 4.3665e-06 | 2.1832e-06 | 5.614e-06 | 0.083606 | 0.039055 | 0.001695 | 0.042856 | 0 | 0 | 0 | 0.0036372 |  | 3.6507e-07 | 0 | 3.6507e-07 | 1.8253e-07 | 0 | 1.8253e-07 | 4.6937e-07 | 0 | 4.6937e-07 | [16 empty] | 7.3.1.3 Ignition probability mapping showing the probability of ignition along the electric lines and equipmentWLDFRAggregatedAggregated | WLDFR | HFTD - Distribution - Tier 3 - 2QU CoRE ¦ 4QU LoRE | Red Flag Warning - Destructive Fires | Aggregated | Aggregated | 2028 | 8.5762e-06 | 0 | 69.0654 | 0.00059232 | 2028 | Mitigation | 0.08575 | 30 | 0 | esc | 0.0012005 | 1.0296e-08 | 0.00060025 | 5.1479e-09 | 0.0015435 | 1.3237e-08
[79 empty] | WLDFR | HFTD - Distribution - Tier 3 - 2QU CoRE ¦ 4QU LoRE | Non-Red Flag Warning - Small Fires | 2032 | 4.3665e-06 | 2.1832e-06 | 5.614e-06 | 0.083606 | 0.039055 | 0.001695 | 0.042856 | 0 | 0 | 0 | 0.0036372 |  | 3.6507e-07 | 0 | 3.6507e-07 | 1.8253e-07 | 0 | 1.8253e-07 | 4.6937e-07 | 0 | 4.6937e-07 | [16 empty] | 7.3.1.3 Ignition probability mapping showing the probability of ignition along the electric lines and equipmentWLDFRAggregatedAggregated | WLDFR | HFTD - Distribution - Tier 3 - 2QU CoRE ¦ 4QU LoRE | Red Flag Warning - Destructive Fires | Aggregated | Aggregated | 2029 | 8.5762e-06 | 0 | 69.0654 | 0.00059232 | 2029 | Mitigation | 0.08575 | 30 | 0 | esc | 0.0012005 | 1.0296e-08 | 0.00060025 | 5.1479e-09 | 0.0015435 | 1.3237e-08
[79 empty] | WLDFR | HFTD - Distribution - Tier 3 - 2QU CoRE ¦ 4QU LoRE | Non-Red Flag Warning - Small Fires | 2033 | 4.3665e-06 | 2.1832e-06 | 5.614e-06 | 0.087211 | 0.040679 | 0.0017655 | 0.044766 | 0 | 0 | 0 | 0.0036372 |  | 3.808e-07 | 0 | 3.808e-07 | 1.904e-07 | 0 | 1.904e-07 | 4.8961e-07 | 0 | 4.8961e-07 | [16 empty] | 7.3.1.3 Ignition probability mapping showing the probability of ignition along the electric lines and equipmentWLDFRAggregatedAggregated | WLDFR | HFTD - Distribution - Tier 3 - 2QU CoRE ¦ 4QU LoRE | Red Flag Warning - Destructive Fires | Aggregated | Aggregated | 2030 | 8.5762e-06 | 0 | 69.0654 | 0.00059232 | 2030 | Mitigation | 0.08575 | 30 | 0 | esc | 0.0012005 | 1.0296e-08 | 0.00060025 | 5.1479e-09 | 0.0015435 | 1.3237e-08
[79 empty] | WLDFR | HFTD - Distribution - Tier 3 - 2QU CoRE ¦ 4QU LoRE | Non-Red Flag Warning - Small Fires | 2034 | 4.3665e-06 | 2.1832e-06 | 5.614e-06 | 0.087211 | 0.040679 | 0.0017655 | 0.044766 | 0 | 0 | 0 | 0.0036372 |  | 3.808e-07 | 0 | 3.808e-07 | 1.904e-07 | 0 | 1.904e-07 | 4.8961e-07 | 0 | 4.8961e-07 | [16 empty] | 7.3.1.3 Ignition probability mapping showing the probability of ignition along the electric lines and equipmentWLDFRAggregatedAggregated | WLDFR | HFTD - Distribution - Tier 3 - 2QU CoRE ¦ 4QU LoRE | Red Flag Warning - Destructive Fires | Aggregated | Aggregated | 2031 | 8.5762e-06 | 0 | 69.0654 | 0.00059232 | 2031 | Mitigation | 0.08575 | 30 | 0 | esc | 0.0012005 | 1.0296e-08 | 0.00060025 | 5.1479e-09 | 0.0015435 | 1.3237e-08
[79 empty] | WLDFR | HFTD - Distribution - Tier 3 - 2QU CoRE ¦ 4QU LoRE | Non-Red Flag Warning - Small Fires | 2035 | 4.3665e-06 | 2.1832e-06 | 5.614e-06 | 0.087211 | 0.040679 | 0.0017655 | 0.044766 | 0 | 0 | 0 | 0.0036372 |  | 3.808e-07 | 0 | 3.808e-07 | 1.904e-07 | 0 | 1.904e-07 | 4.8961e-07 | 0 | 4.8961e-07 | [16 empty] | 7.3.1.3 Ignition probability mapping showing the probability of ignition along the electric lines and equipmentWLDFRAggregatedAggregated | WLDFR | HFTD - Distribution - Tier 3 - 2QU CoRE ¦ 4QU LoRE | Red Flag Warning - Destructive Fires | Aggregated | Aggregated | 2032 | 8.5762e-06 | 0 | 69.0654 | 0.00059232 | 2032 | Mitigation | 0.08575 | 30 | 0 | esc | 0.0012005 | 1.0296e-08 | 0.00060025 | 5.1479e-09 | 0.0015435 | 1.3237e-08
[79 empty] | WLDFR | HFTD - Distribution - Tier 3 - 2QU CoRE ¦ 4QU LoRE | Non-Red Flag Warning - Small Fires | 2036 | 4.3665e-06 | 2.1832e-06 | 5.614e-06 | 0.087211 | 0.040679 | 0.0017655 | 0.044766 | 0 | 0 | 0 | 0.0036372 |  | 3.808e-07 | 0 | 3.808e-07 | 1.904e-07 | 0 | 1.904e-07 | 4.8961e-07 | 0 | 4.8961e-07 | [16 empty] | 7.3.1.3 Ignition probability mapping showing the probability of ignition along the electric lines and equipmentWLDFRAggregatedAggregated | WLDFR | HFTD - Distribution - Tier 3 - 2QU CoRE ¦ 4QU LoRE | Red Flag Warning - Destructive Fires | Aggregated | Aggregated | 2033 | 8.5762e-06 | 0 | 69.0654 | 0.00059232 | 2033 | Mitigation | 0.08575 | 30 | 0 | esc | 0.0012005 | 1.0296e-08 | 0.00060025 | 5.1479e-09 | 0.0015435 | 1.3237e-08
[79 empty] | WLDFR | HFTD - Distribution - Tier 3 - 2QU CoRE ¦ 4QU LoRE | Non-Red Flag Warning - Small Fires | 2037 | 4.3665e-06 | 2.1832e-06 | 5.614e-06 | 0.087211 | 0.040679 | 0.0017655 | 0.044766 | 0 | 0 | 0 | 0.0036372 |  | 3.808e-07 | 0 | 3.808e-07 | 1.904e-07 | 0 | 1.904e-07 | 4.8961e-07 | 0 | 4.8961e-07 | [16 empty] | 7.3.1.3 Ignition probability mapping showing the probability of ignition along the electric lines and equipmentWLDFRAggregatedAggregated | WLDFR | HFTD - Distribution - Tier 3 - 2QU CoRE ¦ 4QU LoRE | Red Flag Warning - Destructive Fires | Aggregated | Aggregated | 2034 | 8.5762e-06 | 0 | 69.0654 | 0.00059232 | 2034 | Mitigation | 0.08575 | 30 | 0 | esc | 0.0012005 | 1.0296e-08 | 0.00060025 | 5.1479e-09 | 0.0015435 | 1.3237e-08
[79 empty] | WLDFR | HFTD - Distribution - Tier 3 - 2QU CoRE ¦ 4QU LoRE | Non-Red Flag Warning - Small Fires | 2038 | 4.3665e-06 | 2.1832e-06 | 5.614e-06 | 0.091184 | 0.042438 | 0.0018418 | 0.046905 | 0 | 0 | 0 | 0.0036372 |  | 3.9815e-07 | 0 | 3.9815e-07 | 1.9908e-07 | 0 | 1.9908e-07 | 5.1191e-07 | 0 | 5.1191e-07 | [16 empty] | 7.3.1.3 Ignition probability mapping showing the probability of ignition along the electric lines and equipmentWLDFRAggregatedAggregated | WLDFR | HFTD - Distribution - Tier 3 - 2QU CoRE ¦ 4QU LoRE | Red Flag Warning - Destructive Fires | Aggregated | Aggregated | 2035 | 8.5762e-06 | 0 | 69.0654 | 0.00059232 | 2035 | Mitigation | 0.08575 | 30 | 0 | esc | 0.0012005 | 1.0296e-08 | 0.00060025 | 5.1479e-09 | 0.0015435 | 1.3237e-08
[79 empty] | WLDFR | HFTD - Distribution - Tier 3 - 2QU CoRE ¦ 4QU LoRE | Non-Red Flag Warning - Small Fires | 2039 | 4.3665e-06 | 2.1832e-06 | 5.614e-06 | 0.091184 | 0.042438 | 0.0018418 | 0.046905 | 0 | 0 | 0 | 0.0036372 |  | 3.9815e-07 | 0 | 3.9815e-07 | 1.9908e-07 | 0 | 1.9908e-07 | 5.1191e-07 | 0 | 5.1191e-07 | [16 empty] | 7.3.1.3 Ignition probability mapping showing the probability of ignition along the electric lines and equipmentWLDFRAggregatedAggregated | WLDFR | HFTD - Distribution - Tier 3 - 2QU CoRE ¦ 4QU LoRE | Red Flag Warning - Destructive Fires | Aggregated | Aggregated | 2036 | 8.5762e-06 | 0 | 69.0654 | 0.00059232 | 2036 | Mitigation | 0.08575 | 30 | 0 | esc | 0.0012005 | 1.0296e-08 | 0.00060025 | 5.1479e-09 | 0.0015435 | 1.3237e-08
[79 empty] | WLDFR | HFTD - Distribution - Tier 3 - 2QU CoRE ¦ 4QU LoRE | Non-Red Flag Warning - Small Fires | 2040 | 4.3665e-06 | 2.1832e-06 | 5.614e-06 | 0.091184 | 0.042438 | 0.0018418 | 0.046905 | 0 | 0 | 0 | 0.0036372 |  | 3.9815e-07 | 0 | 3.9815e-07 | 1.9908e-07 | 0 | 1.9908e-07 | 5.1191e-07 | 0 | 5.1191e-07 | [16 empty] | 7.3.1.3 Ignition probability mapping showing the probability of ignition along the electric lines and equipmentWLDFRAggregatedAggregated | WLDFR | HFTD - Distribution - Tier 3 - 2QU CoRE ¦ 4QU LoRE | Red Flag Warning - Destructive Fires | Aggregated | Aggregated | 2037 | 8.5762e-06 | 0 | 69.0654 | 0.00059232 | 2037 | Mitigation | 0.08575 | 30 | 0 | esc | 0.0012005 | 1.0296e-08 | 0.00060025 | 5.1479e-09 | 0.0015435 | 1.3237e-08
[79 empty] | WLDFR | HFTD - Distribution - Tier 3 - 2QU CoRE ¦ 4QU LoRE | Non-Red Flag Warning - Small Fires | 2041 | 4.3665e-06 | 2.1832e-06 | 5.614e-06 | 0.091184 | 0.042438 | 0.0018418 | 0.046905 | 0 | 0 | 0 | 0.0036372 |  | 3.9815e-07 | 0 | 3.9815e-07 | 1.9908e-07 | 0 | 1.9908e-07 | 5.1191e-07 | 0 | 5.1191e-07 | [16 empty] | 7.3.1.3 Ignition probability mapping showing the probability of ignition along the electric lines and equipmentWLDFRAggregatedAggregated | WLDFR | HFTD - Distribution - Tier 3 - 2QU CoRE ¦ 4QU LoRE | Red Flag Warning - Destructive Fires | Aggregated | Aggregated | 2038 | 8.5762e-06 | 0 | 69.0654 | 0.00059232 | 2038 | Mitigation | 0.08575 | 30 | 0 | esc | 0.0012005 | 1.0296e-08 | 0.00060025 | 5.1479e-09 | 0.0015435 | 1.3237e-08
[79 empty] | WLDFR | HFTD - Distribution - Tier 3 - 2QU CoRE ¦ 4QU LoRE | Non-Red Flag Warning - Small Fires | 2042 | 4.3665e-06 | 2.1832e-06 | 5.614e-06 | 0.091184 | 0.042438 | 0.0018418 | 0.046905 | 0 | 0 | 0 | 0.0036372 |  | 3.9815e-07 | 0 | 3.9815e-07 | 1.9908e-07 | 0 | 1.9908e-07 | 5.1191e-07 | 0 | 5.1191e-07 | [16 empty] | 7.3.1.3 Ignition probability mapping showing the probability of ignition along the electric lines and equipmentWLDFRAggregatedAggregated | WLDFR | HFTD - Distribution - Tier 3 - 2QU CoRE ¦ 4QU LoRE | Red Flag Warning - Destructive Fires | Aggregated | Aggregated | 2039 | 8.5762e-06 | 0 | 69.0654 | 0.00059232 | 2039 | Mitigation | 0.08575 | 30 | 0 | esc | 0.0012005 | 1.0296e-08 | 0.00060025 | 5.1479e-09 | 0.0015435 | 1.3237e-08
[79 empty] | WLDFR | HFTD - Distribution - Tier 3 - 2QU CoRE ¦ 4QU LoRE | Non-Red Flag Warning - Small Fires | 2043 | 4.3665e-06 | 2.1832e-06 | 5.614e-06 | 0.095486 | 0.044306 | 0.0019228 | 0.049257 | 0 | 0 | 0 | 0.0036372 |  | 4.1694e-07 | 0 | 4.1694e-07 | 2.0847e-07 | 0 | 2.0847e-07 | 5.3606e-07 | 0 | 5.3606e-07 | [16 empty] | 7.3.1.3 Ignition probability mapping showing the probability of ignition along the electric lines and equipmentWLDFRAggregatedAggregated | WLDFR | HFTD - Distribution - Tier 3 - 2QU CoRE ¦ 4QU LoRE | Red Flag Warning - Destructive Fires | Aggregated | Aggregated | 2040 | 8.5762e-06 | 0 | 69.0654 | 0.00059232 | 2040 | Mitigation | 0.08575 | 30 | 0 | esc | 0.0012005 | 1.0296e-08 | 0.00060025 | 5.1479e-09 | 0.0015435 | 1.3237e-08
[79 empty] | WLDFR | HFTD - Distribution - Tier 3 - 2QU CoRE ¦ 4QU LoRE | Non-Red Flag Warning - Small Fires | 2044 | 4.3665e-06 | 2.1832e-06 | 5.614e-06 | 0.095486 | 0.044306 | 0.0019228 | 0.049257 | 0 | 0 | 0 | 0.0036372 |  | 4.1694e-07 | 0 | 4.1694e-07 | 2.0847e-07 | 0 | 2.0847e-07 | 5.3606e-07 | 0 | 5.3606e-07 | [16 empty] | 7.3.1.3 Ignition probability mapping showing the probability of ignition along the electric lines and equipmentWLDFRAggregatedAggregated | WLDFR | HFTD - Distribution - Tier 3 - 2QU CoRE ¦ 4QU LoRE | Red Flag Warning - Destructive Fires | Aggregated | Aggregated | 2041 | 8.5762e-06 | 0 | 69.0654 | 0.00059232 | 2041 | Mitigation | 0.08575 | 30 | 0 | esc | 0.0012005 | 1.0296e-08 | 0.00060025 | 5.1479e-09 | 0.0015435 | 1.3237e-08
[79 empty] | WLDFR | HFTD - Distribution - Tier 3 - 2QU CoRE ¦ 4QU LoRE | Non-Red Flag Warning - Small Fires | 2045 | 4.3665e-06 | 2.1832e-06 | 5.614e-06 | 0.095486 | 0.044306 | 0.0019228 | 0.049257 | 0 | 0 | 0 | 0.0036372 |  | 4.1694e-07 | 0 | 4.1694e-07 | 2.0847e-07 | 0 | 2.0847e-07 | 5.3606e-07 | 0 | 5.3606e-07 | [16 empty] | 7.3.1.3 Ignition probability mapping showing the probability of ignition along the electric lines and equipmentWLDFRAggregatedAggregated | WLDFR | HFTD - Distribution - Tier 3 - 2QU CoRE ¦ 4QU LoRE | Red Flag Warning - Destructive Fires | Aggregated | Aggregated | 2042 | 8.5762e-06 | 0 | 69.0654 | 0.00059232 | 2042 | Mitigation | 0.08575 | 30 | 0 | esc | 0.0012005 | 1.0296e-08 | 0.00060025 | 5.1479e-09 | 0.0015435 | 1.3237e-08
[79 empty] | WLDFR | HFTD - Distribution - Tier 3 - 2QU CoRE ¦ 4QU LoRE | Non-Red Flag Warning - Small Fires | 2046 | 4.3665e-06 | 2.1832e-06 | 5.614e-06 | 0.095486 | 0.044306 | 0.0019228 | 0.049257 | 0 | 0 | 0 | 0.0036372 |  | 4.1694e-07 | 0 | 4.1694e-07 | 2.0847e-07 | 0 | 2.0847e-07 | 5.3606e-07 | 0 | 5.3606e-07 | [16 empty] | 7.3.1.3 Ignition probability mapping showing the probability of ignition along the electric lines and equipmentWLDFRAggregatedAggregated | WLDFR | HFTD - Distribution - Tier 3 - 2QU CoRE ¦ 4QU LoRE | Red Flag Warning - Destructive Fires | Aggregated | Aggregated | 2043 | 8.5762e-06 | 0 | 69.0654 | 0.00059232 | 2043 | Mitigation | 0.08575 | 30 | 0 | esc | 0.0012005 | 1.0296e-08 | 0.00060025 | 5.1479e-09 | 0.0015435 | 1.3237e-08
[79 empty] | WLDFR | HFTD - Distribution - Tier 3 - 2QU CoRE ¦ 4QU LoRE | Non-Red Flag Warning - Small Fires | 2047 | 4.3665e-06 | 2.1832e-06 | 5.614e-06 | 0.095486 | 0.044306 | 0.0019228 | 0.049257 | 0 | 0 | 0 | 0.0036372 |  | 4.1694e-07 | 0 | 4.1694e-07 | 2.0847e-07 | 0 | 2.0847e-07 | 5.3606e-07 | 0 | 5.3606e-07 | [16 empty] | 7.3.1.3 Ignition probability mapping showing the probability of ignition along the electric lines and equipmentWLDFRAggregatedAggregated | WLDFR | HFTD - Distribution - Tier 3 - 2QU CoRE ¦ 4QU LoRE | Red Flag Warning - Destructive Fires | Aggregated | Aggregated | 2044 | 8.5762e-06 | 0 | 69.0654 | 0.00059232 | 2044 | Mitigation | 0.08575 | 30 | 0 | esc | 0.0012005 | 1.0296e-08 | 0.00060025 | 5.1479e-09 | 0.0015435 | 1.3237e-08
[79 empty] | WLDFR | HFTD - Distribution - Tier 3 - 2QU CoRE ¦ 4QU LoRE | Non-Red Flag Warning - Small Fires | 2048 | 4.3665e-06 | 2.1832e-06 | 5.614e-06 | 0.10007 | 0.04626 | 0.0020076 | 0.051804 | 0 | 0 | 0 | 0.0036372 |  | 4.3696e-07 | 0 | 4.3696e-07 | 2.1848e-07 | 0 | 2.1848e-07 | 5.6181e-07 | 0 | 5.6181e-07 | [16 empty] | 7.3.1.3 Ignition probability mapping showing the probability of ignition along the electric lines and equipmentWLDFRAggregatedAggregated | WLDFR | HFTD - Distribution - Tier 3 - 2QU CoRE ¦ 4QU LoRE | Red Flag Warning - Destructive Fires | Aggregated | Aggregated | 2045 | 8.5762e-06 | 0 | 69.0654 | 0.00059232 | 2045 | Mitigation | 0.08575 | 30 | 0 | esc | 0.0012005 | 1.0296e-08 | 0.00060025 | 5.1479e-09 | 0.0015435 | 1.3237e-08
[79 empty] | WLDFR | HFTD - Distribution - Tier 3 - 2QU CoRE ¦ 4QU LoRE | Non-Red Flag Warning - Small Fires | 2049 | 4.3665e-06 | 2.1832e-06 | 5.614e-06 | 0.10007 | 0.04626 | 0.0020076 | 0.051804 | 0 | 0 | 0 | 0.0036372 |  | 4.3696e-07 | 0 | 4.3696e-07 | 2.1848e-07 | 0 | 2.1848e-07 | 5.6181e-07 | 0 | 5.6181e-07 | [16 empty] | 7.3.1.3 Ignition probability mapping showing the probability of ignition along the electric lines and equipmentWLDFRAggregatedAggregated | WLDFR | HFTD - Distribution - Tier 3 - 2QU CoRE ¦ 4QU LoRE | Red Flag Warning - Destructive Fires | Aggregated | Aggregated | 2046 | 8.5762e-06 | 0 | 69.0654 | 0.00059232 | 2046 | Mitigation | 0.08575 | 30 | 0 | esc | 0.0012005 | 1.0296e-08 | 0.00060025 | 5.1479e-09 | 0.0015435 | 1.3237e-08
[79 empty] | WLDFR | HFTD - Distribution - Tier 3 - 2QU CoRE ¦ 4QU LoRE | Non-Red Flag Warning - Small Fires | 2050 | 0 | 2.1832e-06 | 5.614e-06 | 0.10007 | 0.04626 | 0.0020076 | 0.051804 | 0 | 0 | 0 | 0.0036372 |  | 0 | 0 | 0 | 2.1848e-07 | 0 | 2.1848e-07 | 5.6181e-07 | 0 | 5.6181e-07 | [16 empty] | 7.3.1.3 Ignition probability mapping showing the probability of ignition along the electric lines and equipmentWLDFRAggregatedAggregated | WLDFR | HFTD - Distribution - Tier 3 - 2QU CoRE ¦ 4QU LoRE | Red Flag Warning - Destructive Fires | Aggregated | Aggregated | 2047 | 8.5762e-06 | 0 | 69.0654 | 0.00059232 | 2047 | Mitigation | 0.08575 | 30 | 0 | esc | 0.0012005 | 1.0296e-08 | 0.00060025 | 5.1479e-09 | 0.0015435 | 1.3237e-08
[79 empty] | WLDFR | HFTD - Distribution - Tier 3 - 2QU CoRE ¦ 4QU LoRE | Non-Red Flag Warning - Small Fires | 2051 | 0 | 0 | 5.614e-06 | 0.10007 | 0.04626 | 0.0020076 | 0.051804 | 0 | 0 | 0 | 0.0036372 |  | 0 | 0 | 0 | 0 | 0 | 0 | 5.6181e-07 | 0 | 5.6181e-07 | [16 empty] | 7.3.1.3 Ignition probability mapping showing the probability of ignition along the electric lines and equipmentWLDFRAggregatedAggregated | WLDFR | HFTD - Distribution - Tier 3 - 2QU CoRE ¦ 4QU LoRE | Red Flag Warning - Destructive Fires | Aggregated | Aggregated | 2048 | 8.5762e-06 | 0 | 69.0654 | 0.00059232 | 2048 | Mitigation | 0.08575 | 30 | 0 | esc | 0.0012005 | 1.0296e-08 | 0.00060025 | 5.1479e-09 | 0.0015435 | 1.3237e-08
[79 empty] | WLDFR | HFTD - Distribution - Tier 3 - 2QU CoRE ¦ 4QU LoRE | Red Flag Warning - Catastrophic Fires | 2020 | 7.5644e-08 | 0 | 0 | 14146.1306 | 222.2294 | 8585.7228 | 5338.1784 | 0 | 0 | 0 | 6.3011e-05 |  | 0.0010701 | 0 | 0.0010701 | 0 | 0 | 0 | 0 | 0 | 0 | [16 empty] | 7.3.1.3 Ignition probability mapping showing the probability of ignition along the electric lines and equipmentWLDFRAggregatedAggregated | WLDFR | HFTD - Distribution - Tier 3 - 2QU CoRE ¦ 4QU LoRE | Red Flag Warning - Destructive Fires | Aggregated | Aggregated | 2049 | 8.5762e-06 | 0 | 69.0654 | 0.00059232 | 2049 | Mitigation | 0.08575 | 30 | 0 | esc | 0.0012005 | 1.0296e-08 | 0.00060025 | 5.1479e-09 | 0.0015435 | 1.3237e-08
[79 empty] | WLDFR | HFTD - Distribution - Tier 3 - 2QU CoRE ¦ 4QU LoRE | Red Flag Warning - Catastrophic Fires | 2021 | 7.5644e-08 | 3.7822e-08 | 0 | 14146.1306 | 222.2294 | 8585.7228 | 5338.1784 | 0 | 0 | 0 | 6.3011e-05 |  | 0.0010701 | 0 | 0.0010701 | 0.00053504 | 0 | 0.00053504 | 0 | 0 | 0 | [16 empty] | 7.3.1.3 Ignition probability mapping showing the probability of ignition along the electric lines and equipmentWLDFRAggregatedAggregated | WLDFR | HFTD - Distribution - Tier 3 - 2QU CoRE ¦ 4QU LoRE | Red Flag Warning - Destructive Fires | Aggregated | Aggregated | 2050 | 8.5762e-06 | 0 | 69.0654 | 0.00059232 | 2050 | Mitigation | 0.08575 | 30 | 0 | esc | 0 | 0 | 0.00060025 | 5.1479e-09 | 0.0015435 | 1.3237e-08
[79 empty] | WLDFR | HFTD - Distribution - Tier 3 - 2QU CoRE ¦ 4QU LoRE | Red Flag Warning - Catastrophic Fires | 2022 | 7.5644e-08 | 3.7822e-08 | 9.7257e-08 | 14146.1306 | 222.2294 | 8585.7228 | 5338.1784 | 0 | 0 | 0 | 6.3011e-05 |  | 0.0010701 | 0 | 0.0010701 | 0.00053504 | 0 | 0.00053504 | 0.0013758 | 0 | 0.0013758 | [16 empty] | 7.3.1.3 Ignition probability mapping showing the probability of ignition along the electric lines and equipmentWLDFRAggregatedAggregated | WLDFR | HFTD - Distribution - Tier 3 - 2QU CoRE ¦ 4QU LoRE | Red Flag Warning - Destructive Fires | Aggregated | Aggregated | 2051 | 8.5762e-06 | 0 | 69.0654 | 0.00059232 | 2051 | Mitigation | 0.08575 | 30 | 0 | esc | 0 | 0 | 0 | 0 | 0.0015435 | 1.3237e-08
[79 empty] | WLDFR | HFTD - Distribution - Tier 3 - 2QU CoRE ¦ 4QU LoRE | Red Flag Warning - Catastrophic Fires | 2023 | 7.5644e-08 | 3.7822e-08 | 9.7257e-08 | 14664.6376 | 233.2301 | 8896.516 | 5534.8915 | 0 | 0 | 0 | 6.3011e-05 |  | 0.0011093 | 0 | 0.0011093 | 0.00055465 | 0 | 0.00055465 | 0.0014262 | 0 | 0.0014262 | [16 empty] | 7.3.1.3 Ignition probability mapping showing the probability of ignition along the electric lines and equipmentWLDFRAggregatedAggregated | WLDFR | HFTD - Distribution - Tier 3 - 2QU CoRE ¦ 4QU LoRE | Red Flag Warning - Large Fires | Aggregated | Aggregated | 2021 | 5.3984e-05 | 0 | 69.0654 | 0.0037284 | 2021 | Mitigation | 0.08575 | 30 | 0 | esc | 0.0012005 | 6.4807e-08 | 0.00060025 | 3.2404e-08 | 0 | 0
[79 empty] | WLDFR | HFTD - Distribution - Tier 3 - 2QU CoRE ¦ 4QU LoRE | Red Flag Warning - Catastrophic Fires | 2024 | 7.5644e-08 | 3.7822e-08 | 9.7257e-08 | 14664.6376 | 233.2301 | 8896.516 | 5534.8915 | 0 | 0 | 0 | 6.3011e-05 |  | 0.0011093 | 0 | 0.0011093 | 0.00055465 | 0 | 0.00055465 | 0.0014262 | 0 | 0.0014262 | [16 empty] | 7.3.1.3 Ignition probability mapping showing the probability of ignition along the electric lines and equipmentWLDFRAggregatedAggregated | WLDFR | HFTD - Distribution - Tier 3 - 2QU CoRE ¦ 4QU LoRE | Red Flag Warning - Large Fires | Aggregated | Aggregated | 2022 | 5.3984e-05 | 0 | 69.0654 | 0.0037284 | 2022 | Mitigation | 0.08575 | 30 | 0 | esc | 0.0012005 | 6.4807e-08 | 0.00060025 | 3.2404e-08 | 0.0015435 | 8.3324e-08
[79 empty] | WLDFR | HFTD - Distribution - Tier 3 - 2QU CoRE ¦ 4QU LoRE | Red Flag Warning - Catastrophic Fires | 2025 | 7.5644e-08 | 3.7822e-08 | 9.7257e-08 | 14664.6376 | 233.2301 | 8896.516 | 5534.8915 | 0 | 0 | 0 | 6.3011e-05 |  | 0.0011093 | 0 | 0.0011093 | 0.00055465 | 0 | 0.00055465 | 0.0014262 | 0 | 0.0014262 | [16 empty] | 7.3.1.3 Ignition probability mapping showing the probability of ignition along the electric lines and equipmentWLDFRAggregatedAggregated | WLDFR | HFTD - Distribution - Tier 3 - 2QU CoRE ¦ 4QU LoRE | Red Flag Warning - Large Fires | Aggregated | Aggregated | 2023 | 5.3984e-05 | 0 | 69.0654 | 0.0037284 | 2023 | Mitigation | 0.08575 | 30 | 0 | esc | 0.0012005 | 6.4807e-08 | 0.00060025 | 3.2404e-08 | 0.0015435 | 8.3324e-08
[79 empty] | WLDFR | HFTD - Distribution - Tier 3 - 2QU CoRE ¦ 4QU LoRE | Red Flag Warning - Catastrophic Fires | 2026 | 7.5644e-08 | 3.7822e-08 | 9.7257e-08 | 14664.6376 | 233.2301 | 8896.516 | 5534.8915 | 0 | 0 | 0 | 6.3011e-05 |  | 0.0011093 | 0 | 0.0011093 | 0.00055465 | 0 | 0.00055465 | 0.0014262 | 0 | 0.0014262 | [16 empty] | 7.3.1.3 Ignition probability mapping showing the probability of ignition along the electric lines and equipmentWLDFRAggregatedAggregated | WLDFR | HFTD - Distribution - Tier 3 - 2QU CoRE ¦ 4QU LoRE | Red Flag Warning - Large Fires | Aggregated | Aggregated | 2024 | 5.3984e-05 | 0 | 69.0654 | 0.0037284 | 2024 | Mitigation | 0.08575 | 30 | 0 | esc | 0.0012005 | 6.4807e-08 | 0.00060025 | 3.2404e-08 | 0.0015435 | 8.3324e-08
[79 empty] | WLDFR | HFTD - Distribution - Tier 3 - 2QU CoRE ¦ 4QU LoRE | Red Flag Warning - Catastrophic Fires | 2027 | 7.5644e-08 | 3.7822e-08 | 9.7257e-08 | 14664.6376 | 233.2301 | 8896.516 | 5534.8915 | 0 | 0 | 0 | 6.3011e-05 |  | 0.0011093 | 0 | 0.0011093 | 0.00055465 | 0 | 0.00055465 | 0.0014262 | 0 | 0.0014262 | [16 empty] | 7.3.1.3 Ignition probability mapping showing the probability of ignition along the electric lines and equipmentWLDFRAggregatedAggregated | WLDFR | HFTD - Distribution - Tier 3 - 2QU CoRE ¦ 4QU LoRE | Red Flag Warning - Large Fires | Aggregated | Aggregated | 2025 | 5.3984e-05 | 0 | 69.0654 | 0.0037284 | 2025 | Mitigation | 0.08575 | 30 | 0 | esc | 0.0012005 | 6.4807e-08 | 0.00060025 | 3.2404e-08 | 0.0015435 | 8.3324e-08
[79 empty] | WLDFR | HFTD - Distribution - Tier 3 - 2QU CoRE ¦ 4QU LoRE | Red Flag Warning - Catastrophic Fires | 2028 | 7.5644e-08 | 3.7822e-08 | 9.7257e-08 | 15317.9909 | 247.273 | 9287.6491 | 5783.0689 | 0 | 0 | 0 | 6.3011e-05 |  | 0.0011587 | 0 | 0.0011587 | 0.00057936 | 0 | 0.00057936 | 0.0014898 | 0 | 0.0014898 | [16 empty] | 7.3.1.3 Ignition probability mapping showing the probability of ignition along the electric lines and equipmentWLDFRAggregatedAggregated | WLDFR | HFTD - Distribution - Tier 3 - 2QU CoRE ¦ 4QU LoRE | Red Flag Warning - Large Fires | Aggregated | Aggregated | 2026 | 5.3984e-05 | 0 | 69.0654 | 0.0037284 | 2026 | Mitigation | 0.08575 | 30 | 0 | esc | 0.0012005 | 6.4807e-08 | 0.00060025 | 3.2404e-08 | 0.0015435 | 8.3324e-08
[79 empty] | WLDFR | HFTD - Distribution - Tier 3 - 2QU CoRE ¦ 4QU LoRE | Red Flag Warning - Catastrophic Fires | 2029 | 7.5644e-08 | 3.7822e-08 | 9.7257e-08 | 15317.9909 | 247.273 | 9287.6491 | 5783.0689 | 0 | 0 | 0 | 6.3011e-05 |  | 0.0011587 | 0 | 0.0011587 | 0.00057936 | 0 | 0.00057936 | 0.0014898 | 0 | 0.0014898 | [16 empty] | 7.3.1.3 Ignition probability mapping showing the probability of ignition along the electric lines and equipmentWLDFRAggregatedAggregated | WLDFR | HFTD - Distribution - Tier 3 - 2QU CoRE ¦ 4QU LoRE | Red Flag Warning - Large Fires | Aggregated | Aggregated | 2027 | 5.3984e-05 | 0 | 69.0654 | 0.0037284 | 2027 | Mitigation | 0.08575 | 30 | 0 | esc | 0.0012005 | 6.4807e-08 | 0.00060025 | 3.2404e-08 | 0.0015435 | 8.3324e-08
[79 empty] | WLDFR | HFTD - Distribution - Tier 3 - 2QU CoRE ¦ 4QU LoRE | Red Flag Warning - Catastrophic Fires | 2030 | 7.5644e-08 | 3.7822e-08 | 9.7257e-08 | 15317.9909 | 247.273 | 9287.6491 | 5783.0689 | 0 | 0 | 0 | 6.3011e-05 |  | 0.0011587 | 0 | 0.0011587 | 0.00057936 | 0 | 0.00057936 | 0.0014898 | 0 | 0.0014898 | [16 empty] | 7.3.1.3 Ignition probability mapping showing the probability of ignition along the electric lines and equipmentWLDFRAggregatedAggregated | WLDFR | HFTD - Distribution - Tier 3 - 2QU CoRE ¦ 4QU LoRE | Red Flag Warning - Large Fires | Aggregated | Aggregated | 2028 | 5.3984e-05 | 0 | 69.0654 | 0.0037284 | 2028 | Mitigation | 0.08575 | 30 | 0 | esc | 0.0012005 | 6.4807e-08 | 0.00060025 | 3.2404e-08 | 0.0015435 | 8.3324e-08
[79 empty] | WLDFR | HFTD - Distribution - Tier 3 - 2QU CoRE ¦ 4QU LoRE | Red Flag Warning - Catastrophic Fires | 2031 | 7.5644e-08 | 3.7822e-08 | 9.7257e-08 | 15317.9909 | 247.273 | 9287.6491 | 5783.0689 | 0 | 0 | 0 | 6.3011e-05 |  | 0.0011587 | 0 | 0.0011587 | 0.00057936 | 0 | 0.00057936 | 0.0014898 | 0 | 0.0014898 | [16 empty] | 7.3.1.3 Ignition probability mapping showing the probability of ignition along the electric lines and equipmentWLDFRAggregatedAggregated | WLDFR | HFTD - Distribution - Tier 3 - 2QU CoRE ¦ 4QU LoRE | Red Flag Warning - Large Fires | Aggregated | Aggregated | 2029 | 5.3984e-05 | 0 | 69.0654 | 0.0037284 | 2029 | Mitigation | 0.08575 | 30 | 0 | esc | 0.0012005 | 6.4807e-08 | 0.00060025 | 3.2404e-08 | 0.0015435 | 8.3324e-08
[79 empty] | WLDFR | HFTD - Distribution - Tier 3 - 2QU CoRE ¦ 4QU LoRE | Red Flag Warning - Catastrophic Fires | 2032 | 7.5644e-08 | 3.7822e-08 | 9.7257e-08 | 15317.9909 | 247.273 | 9287.6491 | 5783.0689 | 0 | 0 | 0 | 6.3011e-05 |  | 0.0011587 | 0 | 0.0011587 | 0.00057936 | 0 | 0.00057936 | 0.0014898 | 0 | 0.0014898 | [16 empty] | 7.3.1.3 Ignition probability mapping showing the probability of ignition along the electric lines and equipmentWLDFRAggregatedAggregated | WLDFR | HFTD - Distribution - Tier 3 - 2QU CoRE ¦ 4QU LoRE | Red Flag Warning - Large Fires | Aggregated | Aggregated | 2030 | 5.3984e-05 | 0 | 69.0654 | 0.0037284 | 2030 | Mitigation | 0.08575 | 30 | 0 | esc | 0.0012005 | 6.4807e-08 | 0.00060025 | 3.2404e-08 | 0.0015435 | 8.3324e-08
[79 empty] | WLDFR | HFTD - Distribution - Tier 3 - 2QU CoRE ¦ 4QU LoRE | Red Flag Warning - Catastrophic Fires | 2033 | 7.5644e-08 | 3.7822e-08 | 9.7257e-08 | 16044.1264 | 263.1074 | 9721.74 | 6059.2791 | 0 | 0 | 0 | 6.3011e-05 |  | 0.0012136 | 0 | 0.0012136 | 0.00060682 | 0 | 0.00060682 | 0.0015604 | 0 | 0.0015604 | [16 empty] | 7.3.1.3 Ignition probability mapping showing the probability of ignition along the electric lines and equipmentWLDFRAggregatedAggregated | WLDFR | HFTD - Distribution - Tier 3 - 2QU CoRE ¦ 4QU LoRE | Red Flag Warning - Large Fires | Aggregated | Aggregated | 2031 | 5.3984e-05 | 0 | 69.0654 | 0.0037284 | 2031 | Mitigation | 0.08575 | 30 | 0 | esc | 0.0012005 | 6.4807e-08 | 0.00060025 | 3.2404e-08 | 0.0015435 | 8.3324e-08
[79 empty] | WLDFR | HFTD - Distribution - Tier 3 - 2QU CoRE ¦ 4QU LoRE | Red Flag Warning - Catastrophic Fires | 2034 | 7.5644e-08 | 3.7822e-08 | 9.7257e-08 | 16044.1264 | 263.1074 | 9721.74 | 6059.2791 | 0 | 0 | 0 | 6.3011e-05 |  | 0.0012136 | 0 | 0.0012136 | 0.00060682 | 0 | 0.00060682 | 0.0015604 | 0 | 0.0015604 | [16 empty] | 7.3.1.3 Ignition probability mapping showing the probability of ignition along the electric lines and equipmentWLDFRAggregatedAggregated | WLDFR | HFTD - Distribution - Tier 3 - 2QU CoRE ¦ 4QU LoRE | Red Flag Warning - Large Fires | Aggregated | Aggregated | 2032 | 5.3984e-05 | 0 | 69.0654 | 0.0037284 | 2032 | Mitigation | 0.08575 | 30 | 0 | esc | 0.0012005 | 6.4807e-08 | 0.00060025 | 3.2404e-08 | 0.0015435 | 8.3324e-08
[79 empty] | WLDFR | HFTD - Distribution - Tier 3 - 2QU CoRE ¦ 4QU LoRE | Red Flag Warning - Catastrophic Fires | 2035 | 7.5644e-08 | 3.7822e-08 | 9.7257e-08 | 16044.1264 | 263.1074 | 9721.74 | 6059.2791 | 0 | 0 | 0 | 6.3011e-05 |  | 0.0012136 | 0 | 0.0012136 | 0.00060682 | 0 | 0.00060682 | 0.0015604 | 0 | 0.0015604 | [16 empty] | 7.3.1.3 Ignition probability mapping showing the probability of ignition along the electric lines and equipmentWLDFRAggregatedAggregated | WLDFR | HFTD - Distribution - Tier 3 - 2QU CoRE ¦ 4QU LoRE | Red Flag Warning - Large Fires | Aggregated | Aggregated | 2033 | 5.3984e-05 | 0 | 69.0654 | 0.0037284 | 2033 | Mitigation | 0.08575 | 30 | 0 | esc | 0.0012005 | 6.4807e-08 | 0.00060025 | 3.2404e-08 | 0.0015435 | 8.3324e-08
[79 empty] | WLDFR | HFTD - Distribution - Tier 3 - 2QU CoRE ¦ 4QU LoRE | Red Flag Warning - Catastrophic Fires | 2036 | 7.5644e-08 | 3.7822e-08 | 9.7257e-08 | 16044.1264 | 263.1074 | 9721.74 | 6059.2791 | 0 | 0 | 0 | 6.3011e-05 |  | 0.0012136 | 0 | 0.0012136 | 0.00060682 | 0 | 0.00060682 | 0.0015604 | 0 | 0.0015604 | [16 empty] | 7.3.1.3 Ignition probability mapping showing the probability of ignition along the electric lines and equipmentWLDFRAggregatedAggregated | WLDFR | HFTD - Distribution - Tier 3 - 2QU CoRE ¦ 4QU LoRE | Red Flag Warning - Large Fires | Aggregated | Aggregated | 2034 | 5.3984e-05 | 0 | 69.0654 | 0.0037284 | 2034 | Mitigation | 0.08575 | 30 | 0 | esc | 0.0012005 | 6.4807e-08 | 0.00060025 | 3.2404e-08 | 0.0015435 | 8.3324e-08
[79 empty] | WLDFR | HFTD - Distribution - Tier 3 - 2QU CoRE ¦ 4QU LoRE | Red Flag Warning - Catastrophic Fires | 2037 | 7.5644e-08 | 3.7822e-08 | 9.7257e-08 | 16044.1264 | 263.1074 | 9721.74 | 6059.2791 | 0 | 0 | 0 | 6.3011e-05 |  | 0.0012136 | 0 | 0.0012136 | 0.00060682 | 0 | 0.00060682 | 0.0015604 | 0 | 0.0015604 | [16 empty] | 7.3.1.3 Ignition probability mapping showing the probability of ignition along the electric lines and equipmentWLDFRAggregatedAggregated | WLDFR | HFTD - Distribution - Tier 3 - 2QU CoRE ¦ 4QU LoRE | Red Flag Warning - Large Fires | Aggregated | Aggregated | 2035 | 5.3984e-05 | 0 | 69.0654 | 0.0037284 | 2035 | Mitigation | 0.08575 | 30 | 0 | esc | 0.0012005 | 6.4807e-08 | 0.00060025 | 3.2404e-08 | 0.0015435 | 8.3324e-08
[79 empty] | WLDFR | HFTD - Distribution - Tier 3 - 2QU CoRE ¦ 4QU LoRE | Red Flag Warning - Catastrophic Fires | 2038 | 7.5644e-08 | 3.7822e-08 | 9.7257e-08 | 16832.3912 | 280.5544 | 10192.2718 | 6359.5651 | 0 | 0 | 0 | 6.3011e-05 |  | 0.0012733 | 0 | 0.0012733 | 0.00063664 | 0 | 0.00063664 | 0.0016371 | 0 | 0.0016371 | [16 empty] | 7.3.1.3 Ignition probability mapping showing the probability of ignition along the electric lines and equipmentWLDFRAggregatedAggregated | WLDFR | HFTD - Distribution - Tier 3 - 2QU CoRE ¦ 4QU LoRE | Red Flag Warning - Large Fires | Aggregated | Aggregated | 2036 | 5.3984e-05 | 0 | 69.0654 | 0.0037284 | 2036 | Mitigation | 0.08575 | 30 | 0 | esc | 0.0012005 | 6.4807e-08 | 0.00060025 | 3.2404e-08 | 0.0015435 | 8.3324e-08
[79 empty] | WLDFR | HFTD - Distribution - Tier 3 - 2QU CoRE ¦ 4QU LoRE | Red Flag Warning - Catastrophic Fires | 2039 | 7.5644e-08 | 3.7822e-08 | 9.7257e-08 | 16832.3912 | 280.5544 | 10192.2718 | 6359.5651 | 0 | 0 | 0 | 6.3011e-05 |  | 0.0012733 | 0 | 0.0012733 | 0.00063664 | 0 | 0.00063664 | 0.0016371 | 0 | 0.0016371 | [16 empty] | 7.3.1.3 Ignition probability mapping showing the probability of ignition along the electric lines and equipmentWLDFRAggregatedAggregated | WLDFR | HFTD - Distribution - Tier 3 - 2QU CoRE ¦ 4QU LoRE | Red Flag Warning - Large Fires | Aggregated | Aggregated | 2037 | 5.3984e-05 | 0 | 69.0654 | 0.0037284 | 2037 | Mitigation | 0.08575 | 30 | 0 | esc | 0.0012005 | 6.4807e-08 | 0.00060025 | 3.2404e-08 | 0.0015435 | 8.3324e-08
[79 empty] | WLDFR | HFTD - Distribution - Tier 3 - 2QU CoRE ¦ 4QU LoRE | Red Flag Warning - Catastrophic Fires | 2040 | 7.5644e-08 | 3.7822e-08 | 9.7257e-08 | 16832.3912 | 280.5544 | 10192.2718 | 6359.5651 | 0 | 0 | 0 | 6.3011e-05 |  | 0.0012733 | 0 | 0.0012733 | 0.00063664 | 0 | 0.00063664 | 0.0016371 | 0 | 0.0016371 | [16 empty] | 7.3.1.3 Ignition probability mapping showing the probability of ignition along the electric lines and equipmentWLDFRAggregatedAggregated | WLDFR | HFTD - Distribution - Tier 3 - 2QU CoRE ¦ 4QU LoRE | Red Flag Warning - Large Fires | Aggregated | Aggregated | 2038 | 5.3984e-05 | 0 | 69.0654 | 0.0037284 | 2038 | Mitigation | 0.08575 | 30 | 0 | esc | 0.0012005 | 6.4807e-08 | 0.00060025 | 3.2404e-08 | 0.0015435 | 8.3324e-08
[79 empty] | WLDFR | HFTD - Distribution - Tier 3 - 2QU CoRE ¦ 4QU LoRE | Red Flag Warning - Catastrophic Fires | 2041 | 7.5644e-08 | 3.7822e-08 | 9.7257e-08 | 16832.3912 | 280.5544 | 10192.2718 | 6359.5651 | 0 | 0 | 0 | 6.3011e-05 |  | 0.0012733 | 0 | 0.0012733 | 0.00063664 | 0 | 0.00063664 | 0.0016371 | 0 | 0.0016371 | [16 empty] | 7.3.1.3 Ignition probability mapping showing the probability of ignition along the electric lines and equipmentWLDFRAggregatedAggregated | WLDFR | HFTD - Distribution - Tier 3 - 2QU CoRE ¦ 4QU LoRE | Red Flag Warning - Large Fires | Aggregated | Aggregated | 2039 | 5.3984e-05 | 0 | 69.0654 | 0.0037284 | 2039 | Mitigation | 0.08575 | 30 | 0 | esc | 0.0012005 | 6.4807e-08 | 0.00060025 | 3.2404e-08 | 0.0015435 | 8.3324e-08
[79 empty] | WLDFR | HFTD - Distribution - Tier 3 - 2QU CoRE ¦ 4QU LoRE | Red Flag Warning - Catastrophic Fires | 2042 | 7.5644e-08 | 3.7822e-08 | 9.7257e-08 | 16832.3912 | 280.5544 | 10192.2718 | 6359.5651 | 0 | 0 | 0 | 6.3011e-05 |  | 0.0012733 | 0 | 0.0012733 | 0.00063664 | 0 | 0.00063664 | 0.0016371 | 0 | 0.0016371 | [16 empty] | 7.3.1.3 Ignition probability mapping showing the probability of ignition along the electric lines and equipmentWLDFRAggregatedAggregated | WLDFR | HFTD - Distribution - Tier 3 - 2QU CoRE ¦ 4QU LoRE | Red Flag Warning - Large Fires | Aggregated | Aggregated | 2040 | 5.3984e-05 | 0 | 69.0654 | 0.0037284 | 2040 | Mitigation | 0.08575 | 30 | 0 | esc | 0.0012005 | 6.4807e-08 | 0.00060025 | 3.2404e-08 | 0.0015435 | 8.3324e-08
[79 empty] | WLDFR | HFTD - Distribution - Tier 3 - 2QU CoRE ¦ 4QU LoRE | Red Flag Warning - Catastrophic Fires | 2043 | 7.5644e-08 | 3.7822e-08 | 9.7257e-08 | 17672.0852 | 299.42 | 10692.7362 | 6679.929 | 0 | 0 | 0 | 6.3011e-05 |  | 0.0013368 | 0 | 0.0013368 | 0.0006684 | 0 | 0.0006684 | 0.0017187 | 0 | 0.0017187 | [16 empty] | 7.3.1.3 Ignition probability mapping showing the probability of ignition along the electric lines and equipmentWLDFRAggregatedAggregated | WLDFR | HFTD - Distribution - Tier 3 - 2QU CoRE ¦ 4QU LoRE | Red Flag Warning - Large Fires | Aggregated | Aggregated | 2041 | 5.3984e-05 | 0 | 69.0654 | 0.0037284 | 2041 | Mitigation | 0.08575 | 30 | 0 | esc | 0.0012005 | 6.4807e-08 | 0.00060025 | 3.2404e-08 | 0.0015435 | 8.3324e-08
[79 empty] | WLDFR | HFTD - Distribution - Tier 3 - 2QU CoRE ¦ 4QU LoRE | Red Flag Warning - Catastrophic Fires | 2044 | 7.5644e-08 | 3.7822e-08 | 9.7257e-08 | 17672.0852 | 299.42 | 10692.7362 | 6679.929 | 0 | 0 | 0 | 6.3011e-05 |  | 0.0013368 | 0 | 0.0013368 | 0.0006684 | 0 | 0.0006684 | 0.0017187 | 0 | 0.0017187 | [16 empty] | 7.3.1.3 Ignition probability mapping showing the probability of ignition along the electric lines and equipmentWLDFRAggregatedAggregated | WLDFR | HFTD - Distribution - Tier 3 - 2QU CoRE ¦ 4QU LoRE | Red Flag Warning - Large Fires | Aggregated | Aggregated | 2042 | 5.3984e-05 | 0 | 69.0654 | 0.0037284 | 2042 | Mitigation | 0.08575 | 30 | 0 | esc | 0.0012005 | 6.4807e-08 | 0.00060025 | 3.2404e-08 | 0.0015435 | 8.3324e-08
[79 empty] | WLDFR | HFTD - Distribution - Tier 3 - 2QU CoRE ¦ 4QU LoRE | Red Flag Warning - Catastrophic Fires | 2045 | 7.5644e-08 | 3.7822e-08 | 9.7257e-08 | 17672.0852 | 299.42 | 10692.7362 | 6679.929 | 0 | 0 | 0 | 6.3011e-05 |  | 0.0013368 | 0 | 0.0013368 | 0.0006684 | 0 | 0.0006684 | 0.0017187 | 0 | 0.0017187 | [16 empty] | 7.3.1.3 Ignition probability mapping showing the probability of ignition along the electric lines and equipmentWLDFRAggregatedAggregated | WLDFR | HFTD - Distribution - Tier 3 - 2QU CoRE ¦ 4QU LoRE | Red Flag Warning - Large Fires | Aggregated | Aggregated | 2043 | 5.3984e-05 | 0 | 69.0654 | 0.0037284 | 2043 | Mitigation | 0.08575 | 30 | 0 | esc | 0.0012005 | 6.4807e-08 | 0.00060025 | 3.2404e-08 | 0.0015435 | 8.3324e-08
[79 empty] | WLDFR | HFTD - Distribution - Tier 3 - 2QU CoRE ¦ 4QU LoRE | Red Flag Warning - Catastrophic Fires | 2046 | 7.5644e-08 | 3.7822e-08 | 9.7257e-08 | 17672.0852 | 299.42 | 10692.7362 | 6679.929 | 0 | 0 | 0 | 6.3011e-05 |  | 0.0013368 | 0 | 0.0013368 | 0.0006684 | 0 | 0.0006684 | 0.0017187 | 0 | 0.0017187 | [16 empty] | 7.3.1.3 Ignition probability mapping showing the probability of ignition along the electric lines and equipmentWLDFRAggregatedAggregated | WLDFR | HFTD - Distribution - Tier 3 - 2QU CoRE ¦ 4QU LoRE | Red Flag Warning - Large Fires | Aggregated | Aggregated | 2044 | 5.3984e-05 | 0 | 69.0654 | 0.0037284 | 2044 | Mitigation | 0.08575 | 30 | 0 | esc | 0.0012005 | 6.4807e-08 | 0.00060025 | 3.2404e-08 | 0.0015435 | 8.3324e-08
[79 empty] | WLDFR | HFTD - Distribution - Tier 3 - 2QU CoRE ¦ 4QU LoRE | Red Flag Warning - Catastrophic Fires | 2047 | 7.5644e-08 | 3.7822e-08 | 9.7257e-08 | 17672.0852 | 299.42 | 10692.7362 | 6679.929 | 0 | 0 | 0 | 6.3011e-05 |  | 0.0013368 | 0 | 0.0013368 | 0.0006684 | 0 | 0.0006684 | 0.0017187 | 0 | 0.0017187 | [16 empty] | 7.3.1.3 Ignition probability mapping showing the probability of ignition along the electric lines and equipmentWLDFRAggregatedAggregated | WLDFR | HFTD - Distribution - Tier 3 - 2QU CoRE ¦ 4QU LoRE | Red Flag Warning - Large Fires | Aggregated | Aggregated | 2045 | 5.3984e-05 | 0 | 69.0654 | 0.0037284 | 2045 | Mitigation | 0.08575 | 30 | 0 | esc | 0.0012005 | 6.4807e-08 | 0.00060025 | 3.2404e-08 | 0.0015435 | 8.3324e-08
[79 empty] | WLDFR | HFTD - Distribution - Tier 3 - 2QU CoRE ¦ 4QU LoRE | Red Flag Warning - Catastrophic Fires | 2048 | 7.5644e-08 | 3.7822e-08 | 9.7257e-08 | 18552.3348 | 319.4911 | 11216.5626 | 7016.281 | 0 | 0 | 0 | 6.3011e-05 |  | 0.0014034 | 0 | 0.0014034 | 0.00070169 | 0 | 0.00070169 | 0.0018043 | 0 | 0.0018043 | [16 empty] | 7.3.1.3 Ignition probability mapping showing the probability of ignition along the electric lines and equipmentWLDFRAggregatedAggregated | WLDFR | HFTD - Distribution - Tier 3 - 2QU CoRE ¦ 4QU LoRE | Red Flag Warning - Large Fires | Aggregated | Aggregated | 2046 | 5.3984e-05 | 0 | 69.0654 | 0.0037284 | 2046 | Mitigation | 0.08575 | 30 | 0 | esc | 0.0012005 | 6.4807e-08 | 0.00060025 | 3.2404e-08 | 0.0015435 | 8.3324e-08
[79 empty] | WLDFR | HFTD - Distribution - Tier 3 - 2QU CoRE ¦ 4QU LoRE | Red Flag Warning - Catastrophic Fires | 2049 | 7.5644e-08 | 3.7822e-08 | 9.7257e-08 | 18552.3348 | 319.4911 | 11216.5626 | 7016.281 | 0 | 0 | 0 | 6.3011e-05 |  | 0.0014034 | 0 | 0.0014034 | 0.00070169 | 0 | 0.00070169 | 0.0018043 | 0 | 0.0018043 | [16 empty] | 7.3.1.3 Ignition probability mapping showing the probability of ignition along the electric lines and equipmentWLDFRAggregatedAggregated | WLDFR | HFTD - Distribution - Tier 3 - 2QU CoRE ¦ 4QU LoRE | Red Flag Warning - Large Fires | Aggregated | Aggregated | 2047 | 5.3984e-05 | 0 | 69.0654 | 0.0037284 | 2047 | Mitigation | 0.08575 | 30 | 0 | esc | 0.0012005 | 6.4807e-08 | 0.00060025 | 3.2404e-08 | 0.0015435 | 8.3324e-08
[79 empty] | WLDFR | HFTD - Distribution - Tier 3 - 2QU CoRE ¦ 4QU LoRE | Red Flag Warning - Catastrophic Fires | 2050 | 0 | 3.7822e-08 | 9.7257e-08 | 18552.3348 | 319.4911 | 11216.5626 | 7016.281 | 0 | 0 | 0 | 6.3011e-05 |  | 0 | 0 | 0 | 0.00070169 | 0 | 0.00070169 | 0.0018043 | 0 | 0.0018043 | [16 empty] | 7.3.1.3 Ignition probability mapping showing the probability of ignition along the electric lines and equipmentWLDFRAggregatedAggregated | WLDFR | HFTD - Distribution - Tier 3 - 2QU CoRE ¦ 4QU LoRE | Red Flag Warning - Large Fires | Aggregated | Aggregated | 2048 | 5.3984e-05 | 0 | 69.0654 | 0.0037284 | 2048 | Mitigation | 0.08575 | 30 | 0 | esc | 0.0012005 | 6.4807e-08 | 0.00060025 | 3.2404e-08 | 0.0015435 | 8.3324e-08
[79 empty] | WLDFR | HFTD - Distribution - Tier 3 - 2QU CoRE ¦ 4QU LoRE | Red Flag Warning - Catastrophic Fires | 2051 | 0 | 0 | 9.7257e-08 | 18552.3348 | 319.4911 | 11216.5626 | 7016.281 | 0 | 0 | 0 | 6.3011e-05 |  | 0 | 0 | 0 | 0 | 0 | 0 | 0.0018043 | 0 | 0.0018043 | [16 empty] | 7.3.1.3 Ignition probability mapping showing the probability of ignition along the electric lines and equipmentWLDFRAggregatedAggregated | WLDFR | HFTD - Distribution - Tier 3 - 2QU CoRE ¦ 4QU LoRE | Red Flag Warning - Large Fires | Aggregated | Aggregated | 2049 | 5.3984e-05 | 0 | 69.0654 | 0.0037284 | 2049 | Mitigation | 0.08575 | 30 | 0 | esc | 0.0012005 | 6.4807e-08 | 0.00060025 | 3.2404e-08 | 0.0015435 | 8.3324e-08
[79 empty] | WLDFR | HFTD - Distribution - Tier 3 - 2QU CoRE ¦ 4QU LoRE | Red Flag Warning - Destructive Fires | 2020 | 1.0296e-08 | 0 | 0 | 8807.9522 | 222.2294 | 8585.7228 | 0 | 0 | 0 | 0 | 8.5762e-06 |  | 9.0684e-05 | 0 | 9.0684e-05 | 0 | 0 | 0 | 0 | 0 | 0 | [16 empty] | 7.3.1.3 Ignition probability mapping showing the probability of ignition along the electric lines and equipmentWLDFRAggregatedAggregated | WLDFR | HFTD - Distribution - Tier 3 - 2QU CoRE ¦ 4QU LoRE | Red Flag Warning - Large Fires | Aggregated | Aggregated | 2050 | 5.3984e-05 | 0 | 69.0654 | 0.0037284 | 2050 | Mitigation | 0.08575 | 30 | 0 | esc | 0 | 0 | 0.00060025 | 3.2404e-08 | 0.0015435 | 8.3324e-08
[79 empty] | WLDFR | HFTD - Distribution - Tier 3 - 2QU CoRE ¦ 4QU LoRE | Red Flag Warning - Destructive Fires | 2021 | 1.0296e-08 | 5.1479e-09 | 0 | 8807.9522 | 222.2294 | 8585.7228 | 0 | 0 | 0 | 0 | 8.5762e-06 |  | 9.0684e-05 | 0 | 9.0684e-05 | 4.5342e-05 | 0 | 4.5342e-05 | 0 | 0 | 0 | [16 empty] | 7.3.1.3 Ignition probability mapping showing the probability of ignition along the electric lines and equipmentWLDFRAggregatedAggregated | WLDFR | HFTD - Distribution - Tier 3 - 2QU CoRE ¦ 4QU LoRE | Red Flag Warning - Large Fires | Aggregated | Aggregated | 2051 | 5.3984e-05 | 0 | 69.0654 | 0.0037284 | 2051 | Mitigation | 0.08575 | 30 | 0 | esc | 0 | 0 | 0 | 0 | 0.0015435 | 8.3324e-08
[79 empty] | WLDFR | HFTD - Distribution - Tier 3 - 2QU CoRE ¦ 4QU LoRE | Red Flag Warning - Destructive Fires | 2022 | 1.0296e-08 | 5.1479e-09 | 1.3237e-08 | 8807.9522 | 222.2294 | 8585.7228 | 0 | 0 | 0 | 0 | 8.5762e-06 |  | 9.0684e-05 | 0 | 9.0684e-05 | 4.5342e-05 | 0 | 4.5342e-05 | 0.00011659 | 0 | 0.00011659 | [16 empty] | 7.3.1.3 Ignition probability mapping showing the probability of ignition along the electric lines and equipmentWLDFRAggregatedAggregated | WLDFR | HFTD - Distribution - Tier 3 - 2QU CoRE ¦ 4QU LoRE | Red Flag Warning - Small Fires | Aggregated | Aggregated | 2021 | 0.00052911 | 0 | 69.0654 | 0.036543 | 2021 | Mitigation | 0.08575 | 30 | 0 | esc | 0.0012005 | 6.352e-07 | 0.00060025 | 3.176e-07 | 0 | 0
[79 empty] | WLDFR | HFTD - Distribution - Tier 3 - 2QU CoRE ¦ 4QU LoRE | Red Flag Warning - Destructive Fires | 2023 | 1.0296e-08 | 5.1479e-09 | 1.3237e-08 | 9129.7461 | 233.2301 | 8896.516 | 0 | 0 | 0 | 0 | 8.5762e-06 |  | 9.3997e-05 | 0 | 9.3997e-05 | 4.6999e-05 | 0 | 4.6999e-05 | 0.00012085 | 0 | 0.00012085 | [16 empty] | 7.3.1.3 Ignition probability mapping showing the probability of ignition along the electric lines and equipmentWLDFRAggregatedAggregated | WLDFR | HFTD - Distribution - Tier 3 - 2QU CoRE ¦ 4QU LoRE | Red Flag Warning - Small Fires | Aggregated | Aggregated | 2022 | 0.00052911 | 0 | 69.0654 | 0.036543 | 2022 | Mitigation | 0.08575 | 30 | 0 | esc | 0.0012005 | 6.352e-07 | 0.00060025 | 3.176e-07 | 0.0015435 | 8.1668e-07
[79 empty] | WLDFR | HFTD - Distribution - Tier 3 - 2QU CoRE ¦ 4QU LoRE | Red Flag Warning - Destructive Fires | 2024 | 1.0296e-08 | 5.1479e-09 | 1.3237e-08 | 9129.7461 | 233.2301 | 8896.516 | 0 | 0 | 0 | 0 | 8.5762e-06 |  | 9.3997e-05 | 0 | 9.3997e-05 | 4.6999e-05 | 0 | 4.6999e-05 | 0.00012085 | 0 | 0.00012085 | [16 empty] | 7.3.1.3 Ignition probability mapping showing the probability of ignition along the electric lines and equipmentWLDFRAggregatedAggregated | WLDFR | HFTD - Distribution - Tier 3 - 2QU CoRE ¦ 4QU LoRE | Red Flag Warning - Small Fires | Aggregated | Aggregated | 2023 | 0.00052911 | 0 | 69.0654 | 0.036543 | 2023 | Mitigation | 0.08575 | 30 | 0 | esc | 0.0012005 | 6.352e-07 | 0.00060025 | 3.176e-07 | 0.0015435 | 8.1668e-07
[79 empty] | WLDFR | HFTD - Distribution - Tier 3 - 2QU CoRE ¦ 4QU LoRE | Red Flag Warning - Destructive Fires | 2025 | 1.0296e-08 | 5.1479e-09 | 1.3237e-08 | 9129.7461 | 233.2301 | 8896.516 | 0 | 0 | 0 | 0 | 8.5762e-06 |  | 9.3997e-05 | 0 | 9.3997e-05 | 4.6999e-05 | 0 | 4.6999e-05 | 0.00012085 | 0 | 0.00012085 | [16 empty] | 7.3.1.3 Ignition probability mapping showing the probability of ignition along the electric lines and equipmentWLDFRAggregatedAggregated | WLDFR | HFTD - Distribution - Tier 3 - 2QU CoRE ¦ 4QU LoRE | Red Flag Warning - Small Fires | Aggregated | Aggregated | 2024 | 0.00052911 | 0 | 69.0654 | 0.036543 | 2024 | Mitigation | 0.08575 | 30 | 0 | esc | 0.0012005 | 6.352e-07 | 0.00060025 | 3.176e-07 | 0.0015435 | 8.1668e-07
[79 empty] | WLDFR | HFTD - Distribution - Tier 3 - 2QU CoRE ¦ 4QU LoRE | Red Flag Warning - Destructive Fires | 2026 | 1.0296e-08 | 5.1479e-09 | 1.3237e-08 | 9129.7461 | 233.2301 | 8896.516 | 0 | 0 | 0 | 0 | 8.5762e-06 |  | 9.3997e-05 | 0 | 9.3997e-05 | 4.6999e-05 | 0 | 4.6999e-05 | 0.00012085 | 0 | 0.00012085 | [16 empty] | 7.3.1.3 Ignition probability mapping showing the probability of ignition along the electric lines and equipmentWLDFRAggregatedAggregated | WLDFR | HFTD - Distribution - Tier 3 - 2QU CoRE ¦ 4QU LoRE | Red Flag Warning - Small Fires | Aggregated | Aggregated | 2025 | 0.00052911 | 0 | 69.0654 | 0.036543 | 2025 | Mitigation | 0.08575 | 30 | 0 | esc | 0.0012005 | 6.352e-07 | 0.00060025 | 3.176e-07 | 0.0015435 | 8.1668e-07
[79 empty] | WLDFR | HFTD - Distribution - Tier 3 - 2QU CoRE ¦ 4QU LoRE | Red Flag Warning - Destructive Fires | 2027 | 1.0296e-08 | 5.1479e-09 | 1.3237e-08 | 9129.7461 | 233.2301 | 8896.516 | 0 | 0 | 0 | 0 | 8.5762e-06 |  | 9.3997e-05 | 0 | 9.3997e-05 | 4.6999e-05 | 0 | 4.6999e-05 | 0.00012085 | 0 | 0.00012085 | [16 empty] | 7.3.1.3 Ignition probability mapping showing the probability of ignition along the electric lines and equipmentWLDFRAggregatedAggregated | WLDFR | HFTD - Distribution - Tier 3 - 2QU CoRE ¦ 4QU LoRE | Red Flag Warning - Small Fires | Aggregated | Aggregated | 2026 | 0.00052911 | 0 | 69.0654 | 0.036543 | 2026 | Mitigation | 0.08575 | 30 | 0 | esc | 0.0012005 | 6.352e-07 | 0.00060025 | 3.176e-07 | 0.0015435 | 8.1668e-07
[79 empty] | WLDFR | HFTD - Distribution - Tier 3 - 2QU CoRE ¦ 4QU LoRE | Red Flag Warning - Destructive Fires | 2028 | 1.0296e-08 | 5.1479e-09 | 1.3237e-08 | 9534.9221 | 247.273 | 9287.6491 | 0 | 0 | 0 | 0 | 8.5762e-06 |  | 9.8169e-05 | 0 | 9.8169e-05 | 4.9084e-05 | 0 | 4.9084e-05 | 0.00012622 | 0 | 0.00012622 | [16 empty] | 7.3.1.3 Ignition probability mapping showing the probability of ignition along the electric lines and equipmentWLDFRAggregatedAggregated | WLDFR | HFTD - Distribution - Tier 3 - 2QU CoRE ¦ 4QU LoRE | Red Flag Warning - Small Fires | Aggregated | Aggregated | 2027 | 0.00052911 | 0 | 69.0654 | 0.036543 | 2027 | Mitigation | 0.08575 | 30 | 0 | esc | 0.0012005 | 6.352e-07 | 0.00060025 | 3.176e-07 | 0.0015435 | 8.1668e-07
[79 empty] | WLDFR | HFTD - Distribution - Tier 3 - 2QU CoRE ¦ 4QU LoRE | Red Flag Warning - Destructive Fires | 2029 | 1.0296e-08 | 5.1479e-09 | 1.3237e-08 | 9534.9221 | 247.273 | 9287.6491 | 0 | 0 | 0 | 0 | 8.5762e-06 |  | 9.8169e-05 | 0 | 9.8169e-05 | 4.9084e-05 | 0 | 4.9084e-05 | 0.00012622 | 0 | 0.00012622 | [16 empty] | 7.3.1.3 Ignition probability mapping showing the probability of ignition along the electric lines and equipmentWLDFRAggregatedAggregated | WLDFR | HFTD - Distribution - Tier 3 - 2QU CoRE ¦ 4QU LoRE | Red Flag Warning - Small Fires | Aggregated | Aggregated | 2028 | 0.00052911 | 0 | 69.0654 | 0.036543 | 2028 | Mitigation | 0.08575 | 30 | 0 | esc | 0.0012005 | 6.352e-07 | 0.00060025 | 3.176e-07 | 0.0015435 | 8.1668e-07
[79 empty] | WLDFR | HFTD - Distribution - Tier 3 - 2QU CoRE ¦ 4QU LoRE | Red Flag Warning - Destructive Fires | 2030 | 1.0296e-08 | 5.1479e-09 | 1.3237e-08 | 9534.9221 | 247.273 | 9287.6491 | 0 | 0 | 0 | 0 | 8.5762e-06 |  | 9.8169e-05 | 0 | 9.8169e-05 | 4.9084e-05 | 0 | 4.9084e-05 | 0.00012622 | 0 | 0.00012622 | [16 empty] | 7.3.1.3 Ignition probability mapping showing the probability of ignition along the electric lines and equipmentWLDFRAggregatedAggregated | WLDFR | HFTD - Distribution - Tier 3 - 2QU CoRE ¦ 4QU LoRE | Red Flag Warning - Small Fires | Aggregated | Aggregated | 2029 | 0.00052911 | 0 | 69.0654 | 0.036543 | 2029 | Mitigation | 0.08575 | 30 | 0 | esc | 0.0012005 | 6.352e-07 | 0.00060025 | 3.176e-07 | 0.0015435 | 8.1668e-07
[79 empty] | WLDFR | HFTD - Distribution - Tier 3 - 2QU CoRE ¦ 4QU LoRE | Red Flag Warning - Destructive Fires | 2031 | 1.0296e-08 | 5.1479e-09 | 1.3237e-08 | 9534.9221 | 247.273 | 9287.6491 | 0 | 0 | 0 | 0 | 8.5762e-06 |  | 9.8169e-05 | 0 | 9.8169e-05 | 4.9084e-05 | 0 | 4.9084e-05 | 0.00012622 | 0 | 0.00012622 | [16 empty] | 7.3.1.3 Ignition probability mapping showing the probability of ignition along the electric lines and equipmentWLDFRAggregatedAggregated | WLDFR | HFTD - Distribution - Tier 3 - 2QU CoRE ¦ 4QU LoRE | Red Flag Warning - Small Fires | Aggregated | Aggregated | 2030 | 0.00052911 | 0 | 69.0654 | 0.036543 | 2030 | Mitigation | 0.08575 | 30 | 0 | esc | 0.0012005 | 6.352e-07 | 0.00060025 | 3.176e-07 | 0.0015435 | 8.1668e-07
[79 empty] | WLDFR | HFTD - Distribution - Tier 3 - 2QU CoRE ¦ 4QU LoRE | Red Flag Warning - Destructive Fires | 2032 | 1.0296e-08 | 5.1479e-09 | 1.3237e-08 | 9534.9221 | 247.273 | 9287.6491 | 0 | 0 | 0 | 0 | 8.5762e-06 |  | 9.8169e-05 | 0 | 9.8169e-05 | 4.9084e-05 | 0 | 4.9084e-05 | 0.00012622 | 0 | 0.00012622 | [16 empty] | 7.3.1.3 Ignition probability mapping showing the probability of ignition along the electric lines and equipmentWLDFRAggregatedAggregated | WLDFR | HFTD - Distribution - Tier 3 - 2QU CoRE ¦ 4QU LoRE | Red Flag Warning - Small Fires | Aggregated | Aggregated | 2031 | 0.00052911 | 0 | 69.0654 | 0.036543 | 2031 | Mitigation | 0.08575 | 30 | 0 | esc | 0.0012005 | 6.352e-07 | 0.00060025 | 3.176e-07 | 0.0015435 | 8.1668e-07
[79 empty] | WLDFR | HFTD - Distribution - Tier 3 - 2QU CoRE ¦ 4QU LoRE | Red Flag Warning - Destructive Fires | 2033 | 1.0296e-08 | 5.1479e-09 | 1.3237e-08 | 9984.8474 | 263.1074 | 9721.74 | 0 | 0 | 0 | 0 | 8.5762e-06 |  | 0.0001028 | 0 | 0.0001028 | 5.1401e-05 | 0 | 5.1401e-05 | 0.00013217 | 0 | 0.00013217 | [16 empty] | 7.3.1.3 Ignition probability mapping showing the probability of ignition along the electric lines and equipmentWLDFRAggregatedAggregated | WLDFR | HFTD - Distribution - Tier 3 - 2QU CoRE ¦ 4QU LoRE | Red Flag Warning - Small Fires | Aggregated | Aggregated | 2032 | 0.00052911 | 0 | 69.0654 | 0.036543 | 2032 | Mitigation | 0.08575 | 30 | 0 | esc | 0.0012005 | 6.352e-07 | 0.00060025 | 3.176e-07 | 0.0015435 | 8.1668e-07
[79 empty] | WLDFR | HFTD - Distribution - Tier 3 - 2QU CoRE ¦ 4QU LoRE | Red Flag Warning - Destructive Fires | 2034 | 1.0296e-08 | 5.1479e-09 | 1.3237e-08 | 9984.8474 | 263.1074 | 9721.74 | 0 | 0 | 0 | 0 | 8.5762e-06 |  | 0.0001028 | 0 | 0.0001028 | 5.1401e-05 | 0 | 5.1401e-05 | 0.00013217 | 0 | 0.00013217 | [16 empty] | 7.3.1.3 Ignition probability mapping showing the probability of ignition along the electric lines and equipmentWLDFRAggregatedAggregated | WLDFR | HFTD - Distribution - Tier 3 - 2QU CoRE ¦ 4QU LoRE | Red Flag Warning - Small Fires | Aggregated | Aggregated | 2033 | 0.00052911 | 0 | 69.0654 | 0.036543 | 2033 | Mitigation | 0.08575 | 30 | 0 | esc | 0.0012005 | 6.352e-07 | 0.00060025 | 3.176e-07 | 0.0015435 | 8.1668e-07
[79 empty] | WLDFR | HFTD - Distribution - Tier 3 - 2QU CoRE ¦ 4QU LoRE | Red Flag Warning - Destructive Fires | 2035 | 1.0296e-08 | 5.1479e-09 | 1.3237e-08 | 9984.8474 | 263.1074 | 9721.74 | 0 | 0 | 0 | 0 | 8.5762e-06 |  | 0.0001028 | 0 | 0.0001028 | 5.1401e-05 | 0 | 5.1401e-05 | 0.00013217 | 0 | 0.00013217 | [16 empty] | 7.3.1.3 Ignition probability mapping showing the probability of ignition along the electric lines and equipmentWLDFRAggregatedAggregated | WLDFR | HFTD - Distribution - Tier 3 - 2QU CoRE ¦ 4QU LoRE | Red Flag Warning - Small Fires | Aggregated | Aggregated | 2034 | 0.00052911 | 0 | 69.0654 | 0.036543 | 2034 | Mitigation | 0.08575 | 30 | 0 | esc | 0.0012005 | 6.352e-07 | 0.00060025 | 3.176e-07 | 0.0015435 | 8.1668e-07
[79 empty] | WLDFR | HFTD - Distribution - Tier 3 - 2QU CoRE ¦ 4QU LoRE | Red Flag Warning - Destructive Fires | 2036 | 1.0296e-08 | 5.1479e-09 | 1.3237e-08 | 9984.8474 | 263.1074 | 9721.74 | 0 | 0 | 0 | 0 | 8.5762e-06 |  | 0.0001028 | 0 | 0.0001028 | 5.1401e-05 | 0 | 5.1401e-05 | 0.00013217 | 0 | 0.00013217 | [16 empty] | 7.3.1.3 Ignition probability mapping showing the probability of ignition along the electric lines and equipmentWLDFRAggregatedAggregated | WLDFR | HFTD - Distribution - Tier 3 - 2QU CoRE ¦ 4QU LoRE | Red Flag Warning - Small Fires | Aggregated | Aggregated | 2035 | 0.00052911 | 0 | 69.0654 | 0.036543 | 2035 | Mitigation | 0.08575 | 30 | 0 | esc | 0.0012005 | 6.352e-07 | 0.00060025 | 3.176e-07 | 0.0015435 | 8.1668e-07
[79 empty] | WLDFR | HFTD - Distribution - Tier 3 - 2QU CoRE ¦ 4QU LoRE | Red Flag Warning - Destructive Fires | 2037 | 1.0296e-08 | 5.1479e-09 | 1.3237e-08 | 9984.8474 | 263.1074 | 9721.74 | 0 | 0 | 0 | 0 | 8.5762e-06 |  | 0.0001028 | 0 | 0.0001028 | 5.1401e-05 | 0 | 5.1401e-05 | 0.00013217 | 0 | 0.00013217 | [16 empty] | 7.3.1.3 Ignition probability mapping showing the probability of ignition along the electric lines and equipmentWLDFRAggregatedAggregated | WLDFR | HFTD - Distribution - Tier 3 - 2QU CoRE ¦ 4QU LoRE | Red Flag Warning - Small Fires | Aggregated | Aggregated | 2036 | 0.00052911 | 0 | 69.0654 | 0.036543 | 2036 | Mitigation | 0.08575 | 30 | 0 | esc | 0.0012005 | 6.352e-07 | 0.00060025 | 3.176e-07 | 0.0015435 | 8.1668e-07
[79 empty] | WLDFR | HFTD - Distribution - Tier 3 - 2QU CoRE ¦ 4QU LoRE | Red Flag Warning - Destructive Fires | 2038 | 1.0296e-08 | 5.1479e-09 | 1.3237e-08 | 10472.8261 | 280.5544 | 10192.2718 | 0 | 0 | 0 | 0 | 8.5762e-06 |  | 0.00010783 | 0 | 0.00010783 | 5.3913e-05 | 0 | 5.3913e-05 | 0.00013863 | 0 | 0.00013863 | [16 empty] | 7.3.1.3 Ignition probability mapping showing the probability of ignition along the electric lines and equipmentWLDFRAggregatedAggregated | WLDFR | HFTD - Distribution - Tier 3 - 2QU CoRE ¦ 4QU LoRE | Red Flag Warning - Small Fires | Aggregated | Aggregated | 2037 | 0.00052911 | 0 | 69.0654 | 0.036543 | 2037 | Mitigation | 0.08575 | 30 | 0 | esc | 0.0012005 | 6.352e-07 | 0.00060025 | 3.176e-07 | 0.0015435 | 8.1668e-07
[79 empty] | WLDFR | HFTD - Distribution - Tier 3 - 2QU CoRE ¦ 4QU LoRE | Red Flag Warning - Destructive Fires | 2039 | 1.0296e-08 | 5.1479e-09 | 1.3237e-08 | 10472.8261 | 280.5544 | 10192.2718 | 0 | 0 | 0 | 0 | 8.5762e-06 |  | 0.00010783 | 0 | 0.00010783 | 5.3913e-05 | 0 | 5.3913e-05 | 0.00013863 | 0 | 0.00013863 | [16 empty] | 7.3.1.3 Ignition probability mapping showing the probability of ignition along the electric lines and equipmentWLDFRAggregatedAggregated | WLDFR | HFTD - Distribution - Tier 3 - 2QU CoRE ¦ 4QU LoRE | Red Flag Warning - Small Fires | Aggregated | Aggregated | 2038 | 0.00052911 | 0 | 69.0654 | 0.036543 | 2038 | Mitigation | 0.08575 | 30 | 0 | esc | 0.0012005 | 6.352e-07 | 0.00060025 | 3.176e-07 | 0.0015435 | 8.1668e-07
[79 empty] | WLDFR | HFTD - Distribution - Tier 3 - 2QU CoRE ¦ 4QU LoRE | Red Flag Warning - Destructive Fires | 2040 | 1.0296e-08 | 5.1479e-09 | 1.3237e-08 | 10472.8261 | 280.5544 | 10192.2718 | 0 | 0 | 0 | 0 | 8.5762e-06 |  | 0.00010783 | 0 | 0.00010783 | 5.3913e-05 | 0 | 5.3913e-05 | 0.00013863 | 0 | 0.00013863 | [16 empty] | 7.3.1.3 Ignition probability mapping showing the probability of ignition along the electric lines and equipmentWLDFRAggregatedAggregated | WLDFR | HFTD - Distribution - Tier 3 - 2QU CoRE ¦ 4QU LoRE | Red Flag Warning - Small Fires | Aggregated | Aggregated | 2039 | 0.00052911 | 0 | 69.0654 | 0.036543 | 2039 | Mitigation | 0.08575 | 30 | 0 | esc | 0.0012005 | 6.352e-07 | 0.00060025 | 3.176e-07 | 0.0015435 | 8.1668e-07
[79 empty] | WLDFR | HFTD - Distribution - Tier 3 - 2QU CoRE ¦ 4QU LoRE | Red Flag Warning - Destructive Fires | 2041 | 1.0296e-08 | 5.1479e-09 | 1.3237e-08 | 10472.8261 | 280.5544 | 10192.2718 | 0 | 0 | 0 | 0 | 8.5762e-06 |  | 0.00010783 | 0 | 0.00010783 | 5.3913e-05 | 0 | 5.3913e-05 | 0.00013863 | 0 | 0.00013863 | [16 empty] | 7.3.1.3 Ignition probability mapping showing the probability of ignition along the electric lines and equipmentWLDFRAggregatedAggregated | WLDFR | HFTD - Distribution - Tier 3 - 2QU CoRE ¦ 4QU LoRE | Red Flag Warning - Small Fires | Aggregated | Aggregated | 2040 | 0.00052911 | 0 | 69.0654 | 0.036543 | 2040 | Mitigation | 0.08575 | 30 | 0 | esc | 0.0012005 | 6.352e-07 | 0.00060025 | 3.176e-07 | 0.0015435 | 8.1668e-07
[79 empty] | WLDFR | HFTD - Distribution - Tier 3 - 2QU CoRE ¦ 4QU LoRE | Red Flag Warning - Destructive Fires | 2042 | 1.0296e-08 | 5.1479e-09 | 1.3237e-08 | 10472.8261 | 280.5544 | 10192.2718 | 0 | 0 | 0 | 0 | 8.5762e-06 |  | 0.00010783 | 0 | 0.00010783 | 5.3913e-05 | 0 | 5.3913e-05 | 0.00013863 | 0 | 0.00013863 | [16 empty] | 7.3.1.3 Ignition probability mapping showing the probability of ignition along the electric lines and equipmentWLDFRAggregatedAggregated | WLDFR | HFTD - Distribution - Tier 3 - 2QU CoRE ¦ 4QU LoRE | Red Flag Warning - Small Fires | Aggregated | Aggregated | 2041 | 0.00052911 | 0 | 69.0654 | 0.036543 | 2041 | Mitigation | 0.08575 | 30 | 0 | esc | 0.0012005 | 6.352e-07 | 0.00060025 | 3.176e-07 | 0.0015435 | 8.1668e-07
[79 empty] | WLDFR | HFTD - Distribution - Tier 3 - 2QU CoRE ¦ 4QU LoRE | Red Flag Warning - Destructive Fires | 2043 | 1.0296e-08 | 5.1479e-09 | 1.3237e-08 | 10992.1562 | 299.42 | 10692.7362 | 0 | 0 | 0 | 0 | 8.5762e-06 |  | 0.00011317 | 0 | 0.00011317 | 5.6586e-05 | 0 | 5.6586e-05 | 0.00014551 | 0 | 0.00014551 | [16 empty] | 7.3.1.3 Ignition probability mapping showing the probability of ignition along the electric lines and equipmentWLDFRAggregatedAggregated | WLDFR | HFTD - Distribution - Tier 3 - 2QU CoRE ¦ 4QU LoRE | Red Flag Warning - Small Fires | Aggregated | Aggregated | 2042 | 0.00052911 | 0 | 69.0654 | 0.036543 | 2042 | Mitigation | 0.08575 | 30 | 0 | esc | 0.0012005 | 6.352e-07 | 0.00060025 | 3.176e-07 | 0.0015435 | 8.1668e-07
[79 empty] | WLDFR | HFTD - Distribution - Tier 3 - 2QU CoRE ¦ 4QU LoRE | Red Flag Warning - Destructive Fires | 2044 | 1.0296e-08 | 5.1479e-09 | 1.3237e-08 | 10992.1562 | 299.42 | 10692.7362 | 0 | 0 | 0 | 0 | 8.5762e-06 |  | 0.00011317 | 0 | 0.00011317 | 5.6586e-05 | 0 | 5.6586e-05 | 0.00014551 | 0 | 0.00014551 | [16 empty] | 7.3.1.3 Ignition probability mapping showing the probability of ignition along the electric lines and equipmentWLDFRAggregatedAggregated | WLDFR | HFTD - Distribution - Tier 3 - 2QU CoRE ¦ 4QU LoRE | Red Flag Warning - Small Fires | Aggregated | Aggregated | 2043 | 0.00052911 | 0 | 69.0654 | 0.036543 | 2043 | Mitigation | 0.08575 | 30 | 0 | esc | 0.0012005 | 6.352e-07 | 0.00060025 | 3.176e-07 | 0.0015435 | 8.1668e-07
[79 empty] | WLDFR | HFTD - Distribution - Tier 3 - 2QU CoRE ¦ 4QU LoRE | Red Flag Warning - Destructive Fires | 2045 | 1.0296e-08 | 5.1479e-09 | 1.3237e-08 | 10992.1562 | 299.42 | 10692.7362 | 0 | 0 | 0 | 0 | 8.5762e-06 |  | 0.00011317 | 0 | 0.00011317 | 5.6586e-05 | 0 | 5.6586e-05 | 0.00014551 | 0 | 0.00014551 | [16 empty] | 7.3.1.3 Ignition probability mapping showing the probability of ignition along the electric lines and equipmentWLDFRAggregatedAggregated | WLDFR | HFTD - Distribution - Tier 3 - 2QU CoRE ¦ 4QU LoRE | Red Flag Warning - Small Fires | Aggregated | Aggregated | 2044 | 0.00052911 | 0 | 69.0654 | 0.036543 | 2044 | Mitigation | 0.08575 | 30 | 0 | esc | 0.0012005 | 6.352e-07 | 0.00060025 | 3.176e-07 | 0.0015435 | 8.1668e-07
[79 empty] | WLDFR | HFTD - Distribution - Tier 3 - 2QU CoRE ¦ 4QU LoRE | Red Flag Warning - Destructive Fires | 2046 | 1.0296e-08 | 5.1479e-09 | 1.3237e-08 | 10992.1562 | 299.42 | 10692.7362 | 0 | 0 | 0 | 0 | 8.5762e-06 |  | 0.00011317 | 0 | 0.00011317 | 5.6586e-05 | 0 | 5.6586e-05 | 0.00014551 | 0 | 0.00014551 | [16 empty] | 7.3.1.3 Ignition probability mapping showing the probability of ignition along the electric lines and equipmentWLDFRAggregatedAggregated | WLDFR | HFTD - Distribution - Tier 3 - 2QU CoRE ¦ 4QU LoRE | Red Flag Warning - Small Fires | Aggregated | Aggregated | 2045 | 0.00052911 | 0 | 69.0654 | 0.036543 | 2045 | Mitigation | 0.08575 | 30 | 0 | esc | 0.0012005 | 6.352e-07 | 0.00060025 | 3.176e-07 | 0.0015435 | 8.1668e-07
[79 empty] | WLDFR | HFTD - Distribution - Tier 3 - 2QU CoRE ¦ 4QU LoRE | Red Flag Warning - Destructive Fires | 2047 | 1.0296e-08 | 5.1479e-09 | 1.3237e-08 | 10992.1562 | 299.42 | 10692.7362 | 0 | 0 | 0 | 0 | 8.5762e-06 |  | 0.00011317 | 0 | 0.00011317 | 5.6586e-05 | 0 | 5.6586e-05 | 0.00014551 | 0 | 0.00014551 | [16 empty] | 7.3.1.3 Ignition probability mapping showing the probability of ignition along the electric lines and equipmentWLDFRAggregatedAggregated | WLDFR | HFTD - Distribution - Tier 3 - 2QU CoRE ¦ 4QU LoRE | Red Flag Warning - Small Fires | Aggregated | Aggregated | 2046 | 0.00052911 | 0 | 69.0654 | 0.036543 | 2046 | Mitigation | 0.08575 | 30 | 0 | esc | 0.0012005 | 6.352e-07 | 0.00060025 | 3.176e-07 | 0.0015435 | 8.1668e-07
[79 empty] | WLDFR | HFTD - Distribution - Tier 3 - 2QU CoRE ¦ 4QU LoRE | Red Flag Warning - Destructive Fires | 2048 | 1.0296e-08 | 5.1479e-09 | 1.3237e-08 | 11536.0538 | 319.4911 | 11216.5626 | 0 | 0 | 0 | 0 | 8.5762e-06 |  | 0.00011877 | 0 | 0.00011877 | 5.9386e-05 | 0 | 5.9386e-05 | 0.00015271 | 0 | 0.00015271 | [16 empty] | 7.3.1.3 Ignition probability mapping showing the probability of ignition along the electric lines and equipmentWLDFRAggregatedAggregated | WLDFR | HFTD - Distribution - Tier 3 - 2QU CoRE ¦ 4QU LoRE | Red Flag Warning - Small Fires | Aggregated | Aggregated | 2047 | 0.00052911 | 0 | 69.0654 | 0.036543 | 2047 | Mitigation | 0.08575 | 30 | 0 | esc | 0.0012005 | 6.352e-07 | 0.00060025 | 3.176e-07 | 0.0015435 | 8.1668e-07
[79 empty] | WLDFR | HFTD - Distribution - Tier 3 - 2QU CoRE ¦ 4QU LoRE | Red Flag Warning - Destructive Fires | 2049 | 1.0296e-08 | 5.1479e-09 | 1.3237e-08 | 11536.0538 | 319.4911 | 11216.5626 | 0 | 0 | 0 | 0 | 8.5762e-06 |  | 0.00011877 | 0 | 0.00011877 | 5.9386e-05 | 0 | 5.9386e-05 | 0.00015271 | 0 | 0.00015271 | [16 empty] | 7.3.1.3 Ignition probability mapping showing the probability of ignition along the electric lines and equipmentWLDFRAggregatedAggregated | WLDFR | HFTD - Distribution - Tier 3 - 2QU CoRE ¦ 4QU LoRE | Red Flag Warning - Small Fires | Aggregated | Aggregated | 2048 | 0.00052911 | 0 | 69.0654 | 0.036543 | 2048 | Mitigation | 0.08575 | 30 | 0 | esc | 0.0012005 | 6.352e-07 | 0.00060025 | 3.176e-07 | 0.0015435 | 8.1668e-07
[79 empty] | WLDFR | HFTD - Distribution - Tier 3 - 2QU CoRE ¦ 4QU LoRE | Red Flag Warning - Destructive Fires | 2050 | 0 | 5.1479e-09 | 1.3237e-08 | 11536.0538 | 319.4911 | 11216.5626 | 0 | 0 | 0 | 0 | 8.5762e-06 |  | 0 | 0 | 0 | 5.9386e-05 | 0 | 5.9386e-05 | 0.00015271 | 0 | 0.00015271 | [16 empty] | 7.3.1.3 Ignition probability mapping showing the probability of ignition along the electric lines and equipmentWLDFRAggregatedAggregated | WLDFR | HFTD - Distribution - Tier 3 - 2QU CoRE ¦ 4QU LoRE | Red Flag Warning - Small Fires | Aggregated | Aggregated | 2049 | 0.00052911 | 0 | 69.0654 | 0.036543 | 2049 | Mitigation | 0.08575 | 30 | 0 | esc | 0.0012005 | 6.352e-07 | 0.00060025 | 3.176e-07 | 0.0015435 | 8.1668e-07
[79 empty] | WLDFR | HFTD - Distribution - Tier 3 - 2QU CoRE ¦ 4QU LoRE | Red Flag Warning - Destructive Fires | 2051 | 0 | 0 | 1.3237e-08 | 11536.0538 | 319.4911 | 11216.5626 | 0 | 0 | 0 | 0 | 8.5762e-06 |  | 0 | 0 | 0 | 0 | 0 | 0 | 0.00015271 | 0 | 0.00015271 | [16 empty] | 7.3.1.3 Ignition probability mapping showing the probability of ignition along the electric lines and equipmentWLDFRAggregatedAggregated | WLDFR | HFTD - Distribution - Tier 3 - 2QU CoRE ¦ 4QU LoRE | Red Flag Warning - Small Fires | Aggregated | Aggregated | 2050 | 0.00052911 | 0 | 69.0654 | 0.036543 | 2050 | Mitigation | 0.08575 | 30 | 0 | esc | 0 | 0 | 0.00060025 | 3.176e-07 | 0.0015435 | 8.1668e-07
[79 empty] | WLDFR | HFTD - Distribution - Tier 3 - 2QU CoRE ¦ 4QU LoRE | Red Flag Warning - Large Fires | 2020 | 6.4807e-08 | 0 | 0 | 5.2406 | 0.69642 | 2.942 | 1.6022 | 0 | 0 | 0 | 5.3984e-05 |  | 3.3963e-07 | 0 | 3.3963e-07 | 0 | 0 | 0 | 0 | 0 | 0 | [16 empty] | 7.3.1.3 Ignition probability mapping showing the probability of ignition along the electric lines and equipmentWLDFRAggregatedAggregated | WLDFR | HFTD - Distribution - Tier 3 - 2QU CoRE ¦ 4QU LoRE | Red Flag Warning - Small Fires | Aggregated | Aggregated | 2051 | 0.00052911 | 0 | 69.0654 | 0.036543 | 2051 | Mitigation | 0.08575 | 30 | 0 | esc | 0 | 0 | 0 | 0 | 0.0015435 | 8.1668e-07
[79 empty] | WLDFR | HFTD - Distribution - Tier 3 - 2QU CoRE ¦ 4QU LoRE | Red Flag Warning - Large Fires | 2021 | 6.4807e-08 | 3.2404e-08 | 0 | 5.2406 | 0.69642 | 2.942 | 1.6022 | 0 | 0 | 0 | 5.3984e-05 |  | 3.3963e-07 | 0 | 3.3963e-07 | 1.6981e-07 | 0 | 1.6981e-07 | 0 | 0 | 0 | [16 empty] | 7.3.1.3 Ignition probability mapping showing the probability of ignition along the electric lines and equipmentWLDFRAggregatedAggregated | WLDFR | HFTD - Distribution - Tier 3 - 2QU CoRE ¦ 4QU LoRE | Seismic - Non-Red Flag Warning - Catastrophic Fires | Aggregated | Aggregated | 2021 | 4.0052e-10 | 0 | 69.0654 | 2.7662e-08 | 2021 | Mitigation | 0.08575 | 30 | 0 | esc | 0.0012005 | 4.8082e-13 | 0.00060025 | 2.4041e-13 | 0 | 0
[79 empty] | WLDFR | HFTD - Distribution - Tier 3 - 2QU CoRE ¦ 4QU LoRE | Red Flag Warning - Large Fires | 2022 | 6.4807e-08 | 3.2404e-08 | 8.3324e-08 | 5.2406 | 0.69642 | 2.942 | 1.6022 | 0 | 0 | 0 | 5.3984e-05 |  | 3.3963e-07 | 0 | 3.3963e-07 | 1.6981e-07 | 0 | 1.6981e-07 | 4.3666e-07 | 0 | 4.3666e-07 | [16 empty] | 7.3.1.3 Ignition probability mapping showing the probability of ignition along the electric lines and equipmentWLDFRAggregatedAggregated | WLDFR | HFTD - Distribution - Tier 3 - 2QU CoRE ¦ 4QU LoRE | Seismic - Non-Red Flag Warning - Catastrophic Fires | Aggregated | Aggregated | 2022 | 4.0052e-10 | 0 | 69.0654 | 2.7662e-08 | 2022 | Mitigation | 0.08575 | 30 | 0 | esc | 0.0012005 | 4.8082e-13 | 0.00060025 | 2.4041e-13 | 0.0015435 | 6.182e-13
[79 empty] | WLDFR | HFTD - Distribution - Tier 3 - 2QU CoRE ¦ 4QU LoRE | Red Flag Warning - Large Fires | 2023 | 6.4807e-08 | 3.2404e-08 | 8.3324e-08 | 5.475 | 0.71896 | 3.0715 | 1.6846 | 0 | 0 | 0 | 5.3984e-05 |  | 3.5482e-07 | 0 | 3.5482e-07 | 1.7741e-07 | 0 | 1.7741e-07 | 4.562e-07 | 0 | 4.562e-07 | [16 empty] | 7.3.1.3 Ignition probability mapping showing the probability of ignition along the electric lines and equipmentWLDFRAggregatedAggregated | WLDFR | HFTD - Distribution - Tier 3 - 2QU CoRE ¦ 4QU LoRE | Seismic - Non-Red Flag Warning - Catastrophic Fires | Aggregated | Aggregated | 2023 | 4.0052e-10 | 0 | 69.0654 | 2.7662e-08 | 2023 | Mitigation | 0.08575 | 30 | 0 | esc | 0.0012005 | 4.8082e-13 | 0.00060025 | 2.4041e-13 | 0.0015435 | 6.182e-13
[79 empty] | WLDFR | HFTD - Distribution - Tier 3 - 2QU CoRE ¦ 4QU LoRE | Red Flag Warning - Large Fires | 2024 | 6.4807e-08 | 3.2404e-08 | 8.3324e-08 | 5.475 | 0.71896 | 3.0715 | 1.6846 | 0 | 0 | 0 | 5.3984e-05 |  | 3.5482e-07 | 0 | 3.5482e-07 | 1.7741e-07 | 0 | 1.7741e-07 | 4.562e-07 | 0 | 4.562e-07 | [16 empty] | 7.3.1.3 Ignition probability mapping showing the probability of ignition along the electric lines and equipmentWLDFRAggregatedAggregated | WLDFR | HFTD - Distribution - Tier 3 - 2QU CoRE ¦ 4QU LoRE | Seismic - Non-Red Flag Warning - Catastrophic Fires | Aggregated | Aggregated | 2024 | 4.0052e-10 | 0 | 69.0654 | 2.7662e-08 | 2024 | Mitigation | 0.08575 | 30 | 0 | esc | 0.0012005 | 4.8082e-13 | 0.00060025 | 2.4041e-13 | 0.0015435 | 6.182e-13
[79 empty] | WLDFR | HFTD - Distribution - Tier 3 - 2QU CoRE ¦ 4QU LoRE | Red Flag Warning - Large Fires | 2025 | 6.4807e-08 | 3.2404e-08 | 8.3324e-08 | 5.475 | 0.71896 | 3.0715 | 1.6846 | 0 | 0 | 0 | 5.3984e-05 |  | 3.5482e-07 | 0 | 3.5482e-07 | 1.7741e-07 | 0 | 1.7741e-07 | 4.562e-07 | 0 | 4.562e-07 | [16 empty] | 7.3.1.3 Ignition probability mapping showing the probability of ignition along the electric lines and equipmentWLDFRAggregatedAggregated | WLDFR | HFTD - Distribution - Tier 3 - 2QU CoRE ¦ 4QU LoRE | Seismic - Non-Red Flag Warning - Catastrophic Fires | Aggregated | Aggregated | 2025 | 4.0052e-10 | 0 | 69.0654 | 2.7662e-08 | 2025 | Mitigation | 0.08575 | 30 | 0 | esc | 0.0012005 | 4.8082e-13 | 0.00060025 | 2.4041e-13 | 0.0015435 | 6.182e-13
[79 empty] | WLDFR | HFTD - Distribution - Tier 3 - 2QU CoRE ¦ 4QU LoRE | Red Flag Warning - Large Fires | 2026 | 6.4807e-08 | 3.2404e-08 | 8.3324e-08 | 5.475 | 0.71896 | 3.0715 | 1.6846 | 0 | 0 | 0 | 5.3984e-05 |  | 3.5482e-07 | 0 | 3.5482e-07 | 1.7741e-07 | 0 | 1.7741e-07 | 4.562e-07 | 0 | 4.562e-07 | [16 empty] | 7.3.1.3 Ignition probability mapping showing the probability of ignition along the electric lines and equipmentWLDFRAggregatedAggregated | WLDFR | HFTD - Distribution - Tier 3 - 2QU CoRE ¦ 4QU LoRE | Seismic - Non-Red Flag Warning - Catastrophic Fires | Aggregated | Aggregated | 2026 | 4.0052e-10 | 0 | 69.0654 | 2.7662e-08 | 2026 | Mitigation | 0.08575 | 30 | 0 | esc | 0.0012005 | 4.8082e-13 | 0.00060025 | 2.4041e-13 | 0.0015435 | 6.182e-13
[79 empty] | WLDFR | HFTD - Distribution - Tier 3 - 2QU CoRE ¦ 4QU LoRE | Red Flag Warning - Large Fires | 2027 | 6.4807e-08 | 3.2404e-08 | 8.3324e-08 | 5.475 | 0.71896 | 3.0715 | 1.6846 | 0 | 0 | 0 | 5.3984e-05 |  | 3.5482e-07 | 0 | 3.5482e-07 | 1.7741e-07 | 0 | 1.7741e-07 | 4.562e-07 | 0 | 4.562e-07 | [16 empty] | 7.3.1.3 Ignition probability mapping showing the probability of ignition along the electric lines and equipmentWLDFRAggregatedAggregated | WLDFR | HFTD - Distribution - Tier 3 - 2QU CoRE ¦ 4QU LoRE | Seismic - Non-Red Flag Warning - Catastrophic Fires | Aggregated | Aggregated | 2027 | 4.0052e-10 | 0 | 69.0654 | 2.7662e-08 | 2027 | Mitigation | 0.08575 | 30 | 0 | esc | 0.0012005 | 4.8082e-13 | 0.00060025 | 2.4041e-13 | 0.0015435 | 6.182e-13
[79 empty] | WLDFR | HFTD - Distribution - Tier 3 - 2QU CoRE ¦ 4QU LoRE | Red Flag Warning - Large Fires | 2028 | 6.4807e-08 | 3.2404e-08 | 8.3324e-08 | 5.777 | 0.74734 | 3.238 | 1.7917 | 0 | 0 | 0 | 5.3984e-05 |  | 3.7439e-07 | 0 | 3.7439e-07 | 1.872e-07 | 0 | 1.872e-07 | 4.8136e-07 | 0 | 4.8136e-07 | [16 empty] | 7.3.1.3 Ignition probability mapping showing the probability of ignition along the electric lines and equipmentWLDFRAggregatedAggregated | WLDFR | HFTD - Distribution - Tier 3 - 2QU CoRE ¦ 4QU LoRE | Seismic - Non-Red Flag Warning - Catastrophic Fires | Aggregated | Aggregated | 2028 | 4.0052e-10 | 0 | 69.0654 | 2.7662e-08 | 2028 | Mitigation | 0.08575 | 30 | 0 | esc | 0.0012005 | 4.8082e-13 | 0.00060025 | 2.4041e-13 | 0.0015435 | 6.182e-13
[79 empty] | WLDFR | HFTD - Distribution - Tier 3 - 2QU CoRE ¦ 4QU LoRE | Red Flag Warning - Large Fires | 2029 | 6.4807e-08 | 3.2404e-08 | 8.3324e-08 | 5.777 | 0.74734 | 3.238 | 1.7917 | 0 | 0 | 0 | 5.3984e-05 |  | 3.7439e-07 | 0 | 3.7439e-07 | 1.872e-07 | 0 | 1.872e-07 | 4.8136e-07 | 0 | 4.8136e-07 | [16 empty] | 7.3.1.3 Ignition probability mapping showing the probability of ignition along the electric lines and equipmentWLDFRAggregatedAggregated | WLDFR | HFTD - Distribution - Tier 3 - 2QU CoRE ¦ 4QU LoRE | Seismic - Non-Red Flag Warning - Catastrophic Fires | Aggregated | Aggregated | 2029 | 4.0052e-10 | 0 | 69.0654 | 2.7662e-08 | 2029 | Mitigation | 0.08575 | 30 | 0 | esc | 0.0012005 | 4.8082e-13 | 0.00060025 | 2.4041e-13 | 0.0015435 | 6.182e-13
[79 empty] | WLDFR | HFTD - Distribution - Tier 3 - 2QU CoRE ¦ 4QU LoRE | Red Flag Warning - Large Fires | 2030 | 6.4807e-08 | 3.2404e-08 | 8.3324e-08 | 5.777 | 0.74734 | 3.238 | 1.7917 | 0 | 0 | 0 | 5.3984e-05 |  | 3.7439e-07 | 0 | 3.7439e-07 | 1.872e-07 | 0 | 1.872e-07 | 4.8136e-07 | 0 | 4.8136e-07 | [16 empty] | 7.3.1.3 Ignition probability mapping showing the probability of ignition along the electric lines and equipmentWLDFRAggregatedAggregated | WLDFR | HFTD - Distribution - Tier 3 - 2QU CoRE ¦ 4QU LoRE | Seismic - Non-Red Flag Warning - Catastrophic Fires | Aggregated | Aggregated | 2030 | 4.0052e-10 | 0 | 69.0654 | 2.7662e-08 | 2030 | Mitigation | 0.08575 | 30 | 0 | esc | 0.0012005 | 4.8082e-13 | 0.00060025 | 2.4041e-13 | 0.0015435 | 6.182e-13
[79 empty] | WLDFR | HFTD - Distribution - Tier 3 - 2QU CoRE ¦ 4QU LoRE | Red Flag Warning - Large Fires | 2031 | 6.4807e-08 | 3.2404e-08 | 8.3324e-08 | 5.777 | 0.74734 | 3.238 | 1.7917 | 0 | 0 | 0 | 5.3984e-05 |  | 3.7439e-07 | 0 | 3.7439e-07 | 1.872e-07 | 0 | 1.872e-07 | 4.8136e-07 | 0 | 4.8136e-07 | [16 empty] | 7.3.1.3 Ignition probability mapping showing the probability of ignition along the electric lines and equipmentWLDFRAggregatedAggregated | WLDFR | HFTD - Distribution - Tier 3 - 2QU CoRE ¦ 4QU LoRE | Seismic - Non-Red Flag Warning - Catastrophic Fires | Aggregated | Aggregated | 2031 | 4.0052e-10 | 0 | 69.0654 | 2.7662e-08 | 2031 | Mitigation | 0.08575 | 30 | 0 | esc | 0.0012005 | 4.8082e-13 | 0.00060025 | 2.4041e-13 | 0.0015435 | 6.182e-13
[79 empty] | WLDFR | HFTD - Distribution - Tier 3 - 2QU CoRE ¦ 4QU LoRE | Red Flag Warning - Large Fires | 2032 | 6.4807e-08 | 3.2404e-08 | 8.3324e-08 | 5.777 | 0.74734 | 3.238 | 1.7917 | 0 | 0 | 0 | 5.3984e-05 |  | 3.7439e-07 | 0 | 3.7439e-07 | 1.872e-07 | 0 | 1.872e-07 | 4.8136e-07 | 0 | 4.8136e-07 | [16 empty] | 7.3.1.3 Ignition probability mapping showing the probability of ignition along the electric lines and equipmentWLDFRAggregatedAggregated | WLDFR | HFTD - Distribution - Tier 3 - 2QU CoRE ¦ 4QU LoRE | Seismic - Non-Red Flag Warning - Catastrophic Fires | Aggregated | Aggregated | 2032 | 4.0052e-10 | 0 | 69.0654 | 2.7662e-08 | 2032 | Mitigation | 0.08575 | 30 | 0 | esc | 0.0012005 | 4.8082e-13 | 0.00060025 | 2.4041e-13 | 0.0015435 | 6.182e-13
[79 empty] | WLDFR | HFTD - Distribution - Tier 3 - 2QU CoRE ¦ 4QU LoRE | Red Flag Warning - Large Fires | 2033 | 6.4807e-08 | 3.2404e-08 | 8.3324e-08 | 6.1205 | 0.77885 | 3.4265 | 1.9151 | 0 | 0 | 0 | 5.3984e-05 |  | 3.9665e-07 | 0 | 3.9665e-07 | 1.9833e-07 | 0 | 1.9833e-07 | 5.0998e-07 | 0 | 5.0998e-07 | [16 empty] | 7.3.1.3 Ignition probability mapping showing the probability of ignition along the electric lines and equipmentWLDFRAggregatedAggregated | WLDFR | HFTD - Distribution - Tier 3 - 2QU CoRE ¦ 4QU LoRE | Seismic - Non-Red Flag Warning - Catastrophic Fires | Aggregated | Aggregated | 2033 | 4.0052e-10 | 0 | 69.0654 | 2.7662e-08 | 2033 | Mitigation | 0.08575 | 30 | 0 | esc | 0.0012005 | 4.8082e-13 | 0.00060025 | 2.4041e-13 | 0.0015435 | 6.182e-13
[79 empty] | WLDFR | HFTD - Distribution - Tier 3 - 2QU CoRE ¦ 4QU LoRE | Red Flag Warning - Large Fires | 2034 | 6.4807e-08 | 3.2404e-08 | 8.3324e-08 | 6.1205 | 0.77885 | 3.4265 | 1.9151 | 0 | 0 | 0 | 5.3984e-05 |  | 3.9665e-07 | 0 | 3.9665e-07 | 1.9833e-07 | 0 | 1.9833e-07 | 5.0998e-07 | 0 | 5.0998e-07 | [16 empty] | 7.3.1.3 Ignition probability mapping showing the probability of ignition along the electric lines and equipmentWLDFRAggregatedAggregated | WLDFR | HFTD - Distribution - Tier 3 - 2QU CoRE ¦ 4QU LoRE | Seismic - Non-Red Flag Warning - Catastrophic Fires | Aggregated | Aggregated | 2034 | 4.0052e-10 | 0 | 69.0654 | 2.7662e-08 | 2034 | Mitigation | 0.08575 | 30 | 0 | esc | 0.0012005 | 4.8082e-13 | 0.00060025 | 2.4041e-13 | 0.0015435 | 6.182e-13
[79 empty] | WLDFR | HFTD - Distribution - Tier 3 - 2QU CoRE ¦ 4QU LoRE | Red Flag Warning - Large Fires | 2035 | 6.4807e-08 | 3.2404e-08 | 8.3324e-08 | 6.1205 | 0.77885 | 3.4265 | 1.9151 | 0 | 0 | 0 | 5.3984e-05 |  | 3.9665e-07 | 0 | 3.9665e-07 | 1.9833e-07 | 0 | 1.9833e-07 | 5.0998e-07 | 0 | 5.0998e-07 | [16 empty] | 7.3.1.3 Ignition probability mapping showing the probability of ignition along the electric lines and equipmentWLDFRAggregatedAggregated | WLDFR | HFTD - Distribution - Tier 3 - 2QU CoRE ¦ 4QU LoRE | Seismic - Non-Red Flag Warning - Catastrophic Fires | Aggregated | Aggregated | 2035 | 4.0052e-10 | 0 | 69.0654 | 2.7662e-08 | 2035 | Mitigation | 0.08575 | 30 | 0 | esc | 0.0012005 | 4.8082e-13 | 0.00060025 | 2.4041e-13 | 0.0015435 | 6.182e-13
[79 empty] | WLDFR | HFTD - Distribution - Tier 3 - 2QU CoRE ¦ 4QU LoRE | Red Flag Warning - Large Fires | 2036 | 6.4807e-08 | 3.2404e-08 | 8.3324e-08 | 6.1205 | 0.77885 | 3.4265 | 1.9151 | 0 | 0 | 0 | 5.3984e-05 |  | 3.9665e-07 | 0 | 3.9665e-07 | 1.9833e-07 | 0 | 1.9833e-07 | 5.0998e-07 | 0 | 5.0998e-07 | [16 empty] | 7.3.1.3 Ignition probability mapping showing the probability of ignition along the electric lines and equipmentWLDFRAggregatedAggregated | WLDFR | HFTD - Distribution - Tier 3 - 2QU CoRE ¦ 4QU LoRE | Seismic - Non-Red Flag Warning - Catastrophic Fires | Aggregated | Aggregated | 2036 | 4.0052e-10 | 0 | 69.0654 | 2.7662e-08 | 2036 | Mitigation | 0.08575 | 30 | 0 | esc | 0.0012005 | 4.8082e-13 | 0.00060025 | 2.4041e-13 | 0.0015435 | 6.182e-13
[79 empty] | WLDFR | HFTD - Distribution - Tier 3 - 2QU CoRE ¦ 4QU LoRE | Red Flag Warning - Large Fires | 2037 | 6.4807e-08 | 3.2404e-08 | 8.3324e-08 | 6.1205 | 0.77885 | 3.4265 | 1.9151 | 0 | 0 | 0 | 5.3984e-05 |  | 3.9665e-07 | 0 | 3.9665e-07 | 1.9833e-07 | 0 | 1.9833e-07 | 5.0998e-07 | 0 | 5.0998e-07 | [16 empty] | 7.3.1.3 Ignition probability mapping showing the probability of ignition along the electric lines and equipmentWLDFRAggregatedAggregated | WLDFR | HFTD - Distribution - Tier 3 - 2QU CoRE ¦ 4QU LoRE | Seismic - Non-Red Flag Warning - Catastrophic Fires | Aggregated | Aggregated | 2037 | 4.0052e-10 | 0 | 69.0654 | 2.7662e-08 | 2037 | Mitigation | 0.08575 | 30 | 0 | esc | 0.0012005 | 4.8082e-13 | 0.00060025 | 2.4041e-13 | 0.0015435 | 6.182e-13
[79 empty] | WLDFR | HFTD - Distribution - Tier 3 - 2QU CoRE ¦ 4QU LoRE | Red Flag Warning - Large Fires | 2038 | 6.4807e-08 | 3.2404e-08 | 8.3324e-08 | 6.5028 | 0.81304 | 3.6355 | 2.0543 | 0 | 0 | 0 | 5.3984e-05 |  | 4.2143e-07 | 0 | 4.2143e-07 | 2.1072e-07 | 0 | 2.1072e-07 | 5.4184e-07 | 0 | 5.4184e-07 | [16 empty] | 7.3.1.3 Ignition probability mapping showing the probability of ignition along the electric lines and equipmentWLDFRAggregatedAggregated | WLDFR | HFTD - Distribution - Tier 3 - 2QU CoRE ¦ 4QU LoRE | Seismic - Non-Red Flag Warning - Catastrophic Fires | Aggregated | Aggregated | 2038 | 4.0052e-10 | 0 | 69.0654 | 2.7662e-08 | 2038 | Mitigation | 0.08575 | 30 | 0 | esc | 0.0012005 | 4.8082e-13 | 0.00060025 | 2.4041e-13 | 0.0015435 | 6.182e-13
[79 empty] | WLDFR | HFTD - Distribution - Tier 3 - 2QU CoRE ¦ 4QU LoRE | Red Flag Warning - Large Fires | 2039 | 6.4807e-08 | 3.2404e-08 | 8.3324e-08 | 6.5028 | 0.81304 | 3.6355 | 2.0543 | 0 | 0 | 0 | 5.3984e-05 |  | 4.2143e-07 | 0 | 4.2143e-07 | 2.1072e-07 | 0 | 2.1072e-07 | 5.4184e-07 | 0 | 5.4184e-07 | [16 empty] | 7.3.1.3 Ignition probability mapping showing the probability of ignition along the electric lines and equipmentWLDFRAggregatedAggregated | WLDFR | HFTD - Distribution - Tier 3 - 2QU CoRE ¦ 4QU LoRE | Seismic - Non-Red Flag Warning - Catastrophic Fires | Aggregated | Aggregated | 2039 | 4.0052e-10 | 0 | 69.0654 | 2.7662e-08 | 2039 | Mitigation | 0.08575 | 30 | 0 | esc | 0.0012005 | 4.8082e-13 | 0.00060025 | 2.4041e-13 | 0.0015435 | 6.182e-13
[79 empty] | WLDFR | HFTD - Distribution - Tier 3 - 2QU CoRE ¦ 4QU LoRE | Red Flag Warning - Large Fires | 2040 | 6.4807e-08 | 3.2404e-08 | 8.3324e-08 | 6.5028 | 0.81304 | 3.6355 | 2.0543 | 0 | 0 | 0 | 5.3984e-05 |  | 4.2143e-07 | 0 | 4.2143e-07 | 2.1072e-07 | 0 | 2.1072e-07 | 5.4184e-07 | 0 | 5.4184e-07 | [16 empty] | 7.3.1.3 Ignition probability mapping showing the probability of ignition along the electric lines and equipmentWLDFRAggregatedAggregated | WLDFR | HFTD - Distribution - Tier 3 - 2QU CoRE ¦ 4QU LoRE | Seismic - Non-Red Flag Warning - Catastrophic Fires | Aggregated | Aggregated | 2040 | 4.0052e-10 | 0 | 69.0654 | 2.7662e-08 | 2040 | Mitigation | 0.08575 | 30 | 0 | esc | 0.0012005 | 4.8082e-13 | 0.00060025 | 2.4041e-13 | 0.0015435 | 6.182e-13
[79 empty] | WLDFR | HFTD - Distribution - Tier 3 - 2QU CoRE ¦ 4QU LoRE | Red Flag Warning - Large Fires | 2041 | 6.4807e-08 | 3.2404e-08 | 8.3324e-08 | 6.5028 | 0.81304 | 3.6355 | 2.0543 | 0 | 0 | 0 | 5.3984e-05 |  | 4.2143e-07 | 0 | 4.2143e-07 | 2.1072e-07 | 0 | 2.1072e-07 | 5.4184e-07 | 0 | 5.4184e-07 | [16 empty] | 7.3.1.3 Ignition probability mapping showing the probability of ignition along the electric lines and equipmentWLDFRAggregatedAggregated | WLDFR | HFTD - Distribution - Tier 3 - 2QU CoRE ¦ 4QU LoRE | Seismic - Non-Red Flag Warning - Catastrophic Fires | Aggregated | Aggregated | 2041 | 4.0052e-10 | 0 | 69.0654 | 2.7662e-08 | 2041 | Mitigation | 0.08575 | 30 | 0 | esc | 0.0012005 | 4.8082e-13 | 0.00060025 | 2.4041e-13 | 0.0015435 | 6.182e-13
[79 empty] | WLDFR | HFTD - Distribution - Tier 3 - 2QU CoRE ¦ 4QU LoRE | Red Flag Warning - Large Fires | 2042 | 6.4807e-08 | 3.2404e-08 | 8.3324e-08 | 6.5028 | 0.81304 | 3.6355 | 2.0543 | 0 | 0 | 0 | 5.3984e-05 |  | 4.2143e-07 | 0 | 4.2143e-07 | 2.1072e-07 | 0 | 2.1072e-07 | 5.4184e-07 | 0 | 5.4184e-07 | [16 empty] | 7.3.1.3 Ignition probability mapping showing the probability of ignition along the electric lines and equipmentWLDFRAggregatedAggregated | WLDFR | HFTD - Distribution - Tier 3 - 2QU CoRE ¦ 4QU LoRE | Seismic - Non-Red Flag Warning - Catastrophic Fires | Aggregated | Aggregated | 2042 | 4.0052e-10 | 0 | 69.0654 | 2.7662e-08 | 2042 | Mitigation | 0.08575 | 30 | 0 | esc | 0.0012005 | 4.8082e-13 | 0.00060025 | 2.4041e-13 | 0.0015435 | 6.182e-13
[79 empty] | WLDFR | HFTD - Distribution - Tier 3 - 2QU CoRE ¦ 4QU LoRE | Red Flag Warning - Large Fires | 2043 | 6.4807e-08 | 3.2404e-08 | 8.3324e-08 | 6.9209 | 0.84944 | 3.8632 | 2.2083 | 0 | 0 | 0 | 5.3984e-05 |  | 4.4853e-07 | 0 | 4.4853e-07 | 2.2426e-07 | 0 | 2.2426e-07 | 5.7668e-07 | 0 | 5.7668e-07 | [16 empty] | 7.3.1.3 Ignition probability mapping showing the probability of ignition along the electric lines and equipmentWLDFRAggregatedAggregated | WLDFR | HFTD - Distribution - Tier 3 - 2QU CoRE ¦ 4QU LoRE | Seismic - Non-Red Flag Warning - Catastrophic Fires | Aggregated | Aggregated | 2043 | 4.0052e-10 | 0 | 69.0654 | 2.7662e-08 | 2043 | Mitigation | 0.08575 | 30 | 0 | esc | 0.0012005 | 4.8082e-13 | 0.00060025 | 2.4041e-13 | 0.0015435 | 6.182e-13
[79 empty] | WLDFR | HFTD - Distribution - Tier 3 - 2QU CoRE ¦ 4QU LoRE | Red Flag Warning - Large Fires | 2044 | 6.4807e-08 | 3.2404e-08 | 8.3324e-08 | 6.9209 | 0.84944 | 3.8632 | 2.2083 | 0 | 0 | 0 | 5.3984e-05 |  | 4.4853e-07 | 0 | 4.4853e-07 | 2.2426e-07 | 0 | 2.2426e-07 | 5.7668e-07 | 0 | 5.7668e-07 | [16 empty] | 7.3.1.3 Ignition probability mapping showing the probability of ignition along the electric lines and equipmentWLDFRAggregatedAggregated | WLDFR | HFTD - Distribution - Tier 3 - 2QU CoRE ¦ 4QU LoRE | Seismic - Non-Red Flag Warning - Catastrophic Fires | Aggregated | Aggregated | 2044 | 4.0052e-10 | 0 | 69.0654 | 2.7662e-08 | 2044 | Mitigation | 0.08575 | 30 | 0 | esc | 0.0012005 | 4.8082e-13 | 0.00060025 | 2.4041e-13 | 0.0015435 | 6.182e-13
[79 empty] | WLDFR | HFTD - Distribution - Tier 3 - 2QU CoRE ¦ 4QU LoRE | Red Flag Warning - Large Fires | 2045 | 6.4807e-08 | 3.2404e-08 | 8.3324e-08 | 6.9209 | 0.84944 | 3.8632 | 2.2083 | 0 | 0 | 0 | 5.3984e-05 |  | 4.4853e-07 | 0 | 4.4853e-07 | 2.2426e-07 | 0 | 2.2426e-07 | 5.7668e-07 | 0 | 5.7668e-07 | [16 empty] | 7.3.1.3 Ignition probability mapping showing the probability of ignition along the electric lines and equipmentWLDFRAggregatedAggregated | WLDFR | HFTD - Distribution - Tier 3 - 2QU CoRE ¦ 4QU LoRE | Seismic - Non-Red Flag Warning - Catastrophic Fires | Aggregated | Aggregated | 2045 | 4.0052e-10 | 0 | 69.0654 | 2.7662e-08 | 2045 | Mitigation | 0.08575 | 30 | 0 | esc | 0.0012005 | 4.8082e-13 | 0.00060025 | 2.4041e-13 | 0.0015435 | 6.182e-13
[79 empty] | WLDFR | HFTD - Distribution - Tier 3 - 2QU CoRE ¦ 4QU LoRE | Red Flag Warning - Large Fires | 2046 | 6.4807e-08 | 3.2404e-08 | 8.3324e-08 | 6.9209 | 0.84944 | 3.8632 | 2.2083 | 0 | 0 | 0 | 5.3984e-05 |  | 4.4853e-07 | 0 | 4.4853e-07 | 2.2426e-07 | 0 | 2.2426e-07 | 5.7668e-07 | 0 | 5.7668e-07 | [16 empty] | 7.3.1.3 Ignition probability mapping showing the probability of ignition along the electric lines and equipmentWLDFRAggregatedAggregated | WLDFR | HFTD - Distribution - Tier 3 - 2QU CoRE ¦ 4QU LoRE | Seismic - Non-Red Flag Warning - Catastrophic Fires | Aggregated | Aggregated | 2046 | 4.0052e-10 | 0 | 69.0654 | 2.7662e-08 | 2046 | Mitigation | 0.08575 | 30 | 0 | esc | 0.0012005 | 4.8082e-13 | 0.00060025 | 2.4041e-13 | 0.0015435 | 6.182e-13
[79 empty] | WLDFR | HFTD - Distribution - Tier 3 - 2QU CoRE ¦ 4QU LoRE | Red Flag Warning - Large Fires | 2047 | 6.4807e-08 | 3.2404e-08 | 8.3324e-08 | 6.9209 | 0.84944 | 3.8632 | 2.2083 | 0 | 0 | 0 | 5.3984e-05 |  | 4.4853e-07 | 0 | 4.4853e-07 | 2.2426e-07 | 0 | 2.2426e-07 | 5.7668e-07 | 0 | 5.7668e-07 | [16 empty] | 7.3.1.3 Ignition probability mapping showing the probability of ignition along the electric lines and equipmentWLDFRAggregatedAggregated | WLDFR | HFTD - Distribution - Tier 3 - 2QU CoRE ¦ 4QU LoRE | Seismic - Non-Red Flag Warning - Catastrophic Fires | Aggregated | Aggregated | 2047 | 4.0052e-10 | 0 | 69.0654 | 2.7662e-08 | 2047 | Mitigation | 0.08575 | 30 | 0 | esc | 0.0012005 | 4.8082e-13 | 0.00060025 | 2.4041e-13 | 0.0015435 | 6.182e-13
[79 empty] | WLDFR | HFTD - Distribution - Tier 3 - 2QU CoRE ¦ 4QU LoRE | Red Flag Warning - Large Fires | 2048 | 6.4807e-08 | 3.2404e-08 | 8.3324e-08 | 7.3713 | 0.88759 | 4.1075 | 2.3763 | 0 | 0 | 0 | 5.3984e-05 |  | 4.7772e-07 | 0 | 4.7772e-07 | 2.3886e-07 | 0 | 2.3886e-07 | 6.1421e-07 | 0 | 6.1421e-07 | [16 empty] | 7.3.1.3 Ignition probability mapping showing the probability of ignition along the electric lines and equipmentWLDFRAggregatedAggregated | WLDFR | HFTD - Distribution - Tier 3 - 2QU CoRE ¦ 4QU LoRE | Seismic - Non-Red Flag Warning - Catastrophic Fires | Aggregated | Aggregated | 2048 | 4.0052e-10 | 0 | 69.0654 | 2.7662e-08 | 2048 | Mitigation | 0.08575 | 30 | 0 | esc | 0.0012005 | 4.8082e-13 | 0.00060025 | 2.4041e-13 | 0.0015435 | 6.182e-13
[79 empty] | WLDFR | HFTD - Distribution - Tier 3 - 2QU CoRE ¦ 4QU LoRE | Red Flag Warning - Large Fires | 2049 | 6.4807e-08 | 3.2404e-08 | 8.3324e-08 | 7.3713 | 0.88759 | 4.1075 | 2.3763 | 0 | 0 | 0 | 5.3984e-05 |  | 4.7772e-07 | 0 | 4.7772e-07 | 2.3886e-07 | 0 | 2.3886e-07 | 6.1421e-07 | 0 | 6.1421e-07 | [16 empty] | 7.3.1.3 Ignition probability mapping showing the probability of ignition along the electric lines and equipmentWLDFRAggregatedAggregated | WLDFR | HFTD - Distribution - Tier 3 - 2QU CoRE ¦ 4QU LoRE | Seismic - Non-Red Flag Warning - Catastrophic Fires | Aggregated | Aggregated | 2049 | 4.0052e-10 | 0 | 69.0654 | 2.7662e-08 | 2049 | Mitigation | 0.08575 | 30 | 0 | esc | 0.0012005 | 4.8082e-13 | 0.00060025 | 2.4041e-13 | 0.0015435 | 6.182e-13
[79 empty] | WLDFR | HFTD - Distribution - Tier 3 - 2QU CoRE ¦ 4QU LoRE | Red Flag Warning - Large Fires | 2050 | 0 | 3.2404e-08 | 8.3324e-08 | 7.3713 | 0.88759 | 4.1075 | 2.3763 | 0 | 0 | 0 | 5.3984e-05 |  | 0 | 0 | 0 | 2.3886e-07 | 0 | 2.3886e-07 | 6.1421e-07 | 0 | 6.1421e-07 | [16 empty] | 7.3.1.3 Ignition probability mapping showing the probability of ignition along the electric lines and equipmentWLDFRAggregatedAggregated | WLDFR | HFTD - Distribution - Tier 3 - 2QU CoRE ¦ 4QU LoRE | Seismic - Non-Red Flag Warning - Catastrophic Fires | Aggregated | Aggregated | 2050 | 4.0052e-10 | 0 | 69.0654 | 2.7662e-08 | 2050 | Mitigation | 0.08575 | 30 | 0 | esc | 0 | 0 | 0.00060025 | 2.4041e-13 | 0.0015435 | 6.182e-13
[79 empty] | WLDFR | HFTD - Distribution - Tier 3 - 2QU CoRE ¦ 4QU LoRE | Red Flag Warning - Large Fires | 2051 | 0 | 0 | 8.3324e-08 | 7.3713 | 0.88759 | 4.1075 | 2.3763 | 0 | 0 | 0 | 5.3984e-05 |  | 0 | 0 | 0 | 0 | 0 | 0 | 6.1421e-07 | 0 | 6.1421e-07 | [16 empty] | 7.3.1.3 Ignition probability mapping showing the probability of ignition along the electric lines and equipmentWLDFRAggregatedAggregated | WLDFR | HFTD - Distribution - Tier 3 - 2QU CoRE ¦ 4QU LoRE | Seismic - Non-Red Flag Warning - Catastrophic Fires | Aggregated | Aggregated | 2051 | 4.0052e-10 | 0 | 69.0654 | 2.7662e-08 | 2051 | Mitigation | 0.08575 | 30 | 0 | esc | 0 | 0 | 0 | 0 | 0.0015435 | 6.182e-13
[79 empty] | WLDFR | HFTD - Distribution - Tier 3 - 2QU CoRE ¦ 4QU LoRE | Red Flag Warning - Small Fires | 2020 | 6.352e-07 | 0 | 0 | 0.077901 | 0.036425 | 0.0015809 | 0.039895 | 0 | 0 | 0 | 0.00052911 |  | 4.9482e-08 | 0 | 4.9482e-08 | 0 | 0 | 0 | 0 | 0 | 0 | [16 empty] | 7.3.1.3 Ignition probability mapping showing the probability of ignition along the electric lines and equipmentWLDFRAggregatedAggregated | WLDFR | HFTD - Distribution - Tier 3 - 2QU CoRE ¦ 4QU LoRE | Seismic - Red Flag Warning - Catastrophic Fires | Aggregated | Aggregated | 2021 | 1.7274e-08 | 0 | 69.0654 | 1.193e-06 | 2021 | Mitigation | 0.08575 | 30 | 0 | esc | 0.0012005 | 2.0737e-11 | 0.00060025 | 1.0369e-11 | 0 | 0
[79 empty] | WLDFR | HFTD - Distribution - Tier 3 - 2QU CoRE ¦ 4QU LoRE | Red Flag Warning - Small Fires | 2021 | 6.352e-07 | 3.176e-07 | 0 | 0.077901 | 0.036425 | 0.0015809 | 0.039895 | 0 | 0 | 0 | 0.00052911 |  | 4.9482e-08 | 0 | 4.9482e-08 | 2.4741e-08 | 0 | 2.4741e-08 | 0 | 0 | 0 | [16 empty] | 7.3.1.3 Ignition probability mapping showing the probability of ignition along the electric lines and equipmentWLDFRAggregatedAggregated | WLDFR | HFTD - Distribution - Tier 3 - 2QU CoRE ¦ 4QU LoRE | Seismic - Red Flag Warning - Catastrophic Fires | Aggregated | Aggregated | 2022 | 1.7274e-08 | 0 | 69.0654 | 1.193e-06 | 2022 | Mitigation | 0.08575 | 30 | 0 | esc | 0.0012005 | 2.0737e-11 | 0.00060025 | 1.0369e-11 | 0.0015435 | 2.6662e-11
[79 empty] | WLDFR | HFTD - Distribution - Tier 3 - 2QU CoRE ¦ 4QU LoRE | Red Flag Warning - Small Fires | 2022 | 6.352e-07 | 3.176e-07 | 8.1668e-07 | 0.077901 | 0.036425 | 0.0015809 | 0.039895 | 0 | 0 | 0 | 0.00052911 |  | 4.9482e-08 | 0 | 4.9482e-08 | 2.4741e-08 | 0 | 2.4741e-08 | 6.362e-08 | 0 | 6.362e-08 | [16 empty] | 7.3.1.3 Ignition probability mapping showing the probability of ignition along the electric lines and equipmentWLDFRAggregatedAggregated | WLDFR | HFTD - Distribution - Tier 3 - 2QU CoRE ¦ 4QU LoRE | Seismic - Red Flag Warning - Catastrophic Fires | Aggregated | Aggregated | 2023 | 1.7274e-08 | 0 | 69.0654 | 1.193e-06 | 2023 | Mitigation | 0.08575 | 30 | 0 | esc | 0.0012005 | 2.0737e-11 | 0.00060025 | 1.0369e-11 | 0.0015435 | 2.6662e-11
[79 empty] | WLDFR | HFTD - Distribution - Tier 3 - 2QU CoRE ¦ 4QU LoRE | Red Flag Warning - Small Fires | 2023 | 6.352e-07 | 3.176e-07 | 8.1668e-07 | 0.080408 | 0.03759 | 0.0016314 | 0.041187 | 0 | 0 | 0 | 0.00052911 |  | 5.1075e-08 | 0 | 5.1075e-08 | 2.5538e-08 | 0 | 2.5538e-08 | 6.5668e-08 | 0 | 6.5668e-08 | [16 empty] | 7.3.1.3 Ignition probability mapping showing the probability of ignition along the electric lines and equipmentWLDFRAggregatedAggregated | WLDFR | HFTD - Distribution - Tier 3 - 2QU CoRE ¦ 4QU LoRE | Seismic - Red Flag Warning - Catastrophic Fires | Aggregated | Aggregated | 2024 | 1.7274e-08 | 0 | 69.0654 | 1.193e-06 | 2024 | Mitigation | 0.08575 | 30 | 0 | esc | 0.0012005 | 2.0737e-11 | 0.00060025 | 1.0369e-11 | 0.0015435 | 2.6662e-11
[79 empty] | WLDFR | HFTD - Distribution - Tier 3 - 2QU CoRE ¦ 4QU LoRE | Red Flag Warning - Small Fires | 2024 | 6.352e-07 | 3.176e-07 | 8.1668e-07 | 0.080408 | 0.03759 | 0.0016314 | 0.041187 | 0 | 0 | 0 | 0.00052911 |  | 5.1075e-08 | 0 | 5.1075e-08 | 2.5538e-08 | 0 | 2.5538e-08 | 6.5668e-08 | 0 | 6.5668e-08 | [16 empty] | 7.3.1.3 Ignition probability mapping showing the probability of ignition along the electric lines and equipmentWLDFRAggregatedAggregated | WLDFR | HFTD - Distribution - Tier 3 - 2QU CoRE ¦ 4QU LoRE | Seismic - Red Flag Warning - Catastrophic Fires | Aggregated | Aggregated | 2025 | 1.7274e-08 | 0 | 69.0654 | 1.193e-06 | 2025 | Mitigation | 0.08575 | 30 | 0 | esc | 0.0012005 | 2.0737e-11 | 0.00060025 | 1.0369e-11 | 0.0015435 | 2.6662e-11
[79 empty] | WLDFR | HFTD - Distribution - Tier 3 - 2QU CoRE ¦ 4QU LoRE | Red Flag Warning - Small Fires | 2025 | 6.352e-07 | 3.176e-07 | 8.1668e-07 | 0.080408 | 0.03759 | 0.0016314 | 0.041187 | 0 | 0 | 0 | 0.00052911 |  | 5.1075e-08 | 0 | 5.1075e-08 | 2.5538e-08 | 0 | 2.5538e-08 | 6.5668e-08 | 0 | 6.5668e-08 | [16 empty] | 7.3.1.3 Ignition probability mapping showing the probability of ignition along the electric lines and equipmentWLDFRAggregatedAggregated | WLDFR | HFTD - Distribution - Tier 3 - 2QU CoRE ¦ 4QU LoRE | Seismic - Red Flag Warning - Catastrophic Fires | Aggregated | Aggregated | 2026 | 1.7274e-08 | 0 | 69.0654 | 1.193e-06 | 2026 | Mitigation | 0.08575 | 30 | 0 | esc | 0.0012005 | 2.0737e-11 | 0.00060025 | 1.0369e-11 | 0.0015435 | 2.6662e-11
[79 empty] | WLDFR | HFTD - Distribution - Tier 3 - 2QU CoRE ¦ 4QU LoRE | Red Flag Warning - Small Fires | 2026 | 6.352e-07 | 3.176e-07 | 8.1668e-07 | 0.080408 | 0.03759 | 0.0016314 | 0.041187 | 0 | 0 | 0 | 0.00052911 |  | 5.1075e-08 | 0 | 5.1075e-08 | 2.5538e-08 | 0 | 2.5538e-08 | 6.5668e-08 | 0 | 6.5668e-08 | [16 empty] | 7.3.1.3 Ignition probability mapping showing the probability of ignition along the electric lines and equipmentWLDFRAggregatedAggregated | WLDFR | HFTD - Distribution - Tier 3 - 2QU CoRE ¦ 4QU LoRE | Seismic - Red Flag Warning - Catastrophic Fires | Aggregated | Aggregated | 2027 | 1.7274e-08 | 0 | 69.0654 | 1.193e-06 | 2027 | Mitigation | 0.08575 | 30 | 0 | esc | 0.0012005 | 2.0737e-11 | 0.00060025 | 1.0369e-11 | 0.0015435 | 2.6662e-11
[79 empty] | WLDFR | HFTD - Distribution - Tier 3 - 2QU CoRE ¦ 4QU LoRE | Red Flag Warning - Small Fires | 2027 | 6.352e-07 | 3.176e-07 | 8.1668e-07 | 0.080408 | 0.03759 | 0.0016314 | 0.041187 | 0 | 0 | 0 | 0.00052911 |  | 5.1075e-08 | 0 | 5.1075e-08 | 2.5538e-08 | 0 | 2.5538e-08 | 6.5668e-08 | 0 | 6.5668e-08 | [16 empty] | 7.3.1.3 Ignition probability mapping showing the probability of ignition along the electric lines and equipmentWLDFRAggregatedAggregated | WLDFR | HFTD - Distribution - Tier 3 - 2QU CoRE ¦ 4QU LoRE | Seismic - Red Flag Warning - Catastrophic Fires | Aggregated | Aggregated | 2028 | 1.7274e-08 | 0 | 69.0654 | 1.193e-06 | 2028 | Mitigation | 0.08575 | 30 | 0 | esc | 0.0012005 | 2.0737e-11 | 0.00060025 | 1.0369e-11 | 0.0015435 | 2.6662e-11
[79 empty] | WLDFR | HFTD - Distribution - Tier 3 - 2QU CoRE ¦ 4QU LoRE | Red Flag Warning - Small Fires | 2028 | 6.352e-07 | 3.176e-07 | 8.1668e-07 | 0.083606 | 0.039055 | 0.001695 | 0.042856 | 0 | 0 | 0 | 0.00052911 |  | 5.3107e-08 | 0 | 5.3107e-08 | 2.6553e-08 | 0 | 2.6553e-08 | 6.828e-08 | 0 | 6.828e-08 | [16 empty] | 7.3.1.3 Ignition probability mapping showing the probability of ignition along the electric lines and equipmentWLDFRAggregatedAggregated | WLDFR | HFTD - Distribution - Tier 3 - 2QU CoRE ¦ 4QU LoRE | Seismic - Red Flag Warning - Catastrophic Fires | Aggregated | Aggregated | 2029 | 1.7274e-08 | 0 | 69.0654 | 1.193e-06 | 2029 | Mitigation | 0.08575 | 30 | 0 | esc | 0.0012005 | 2.0737e-11 | 0.00060025 | 1.0369e-11 | 0.0015435 | 2.6662e-11
[79 empty] | WLDFR | HFTD - Distribution - Tier 3 - 2QU CoRE ¦ 4QU LoRE | Red Flag Warning - Small Fires | 2029 | 6.352e-07 | 3.176e-07 | 8.1668e-07 | 0.083606 | 0.039055 | 0.001695 | 0.042856 | 0 | 0 | 0 | 0.00052911 |  | 5.3107e-08 | 0 | 5.3107e-08 | 2.6553e-08 | 0 | 2.6553e-08 | 6.828e-08 | 0 | 6.828e-08 | [16 empty] | 7.3.1.3 Ignition probability mapping showing the probability of ignition along the electric lines and equipmentWLDFRAggregatedAggregated | WLDFR | HFTD - Distribution - Tier 3 - 2QU CoRE ¦ 4QU LoRE | Seismic - Red Flag Warning - Catastrophic Fires | Aggregated | Aggregated | 2030 | 1.7274e-08 | 0 | 69.0654 | 1.193e-06 | 2030 | Mitigation | 0.08575 | 30 | 0 | esc | 0.0012005 | 2.0737e-11 | 0.00060025 | 1.0369e-11 | 0.0015435 | 2.6662e-11
[79 empty] | WLDFR | HFTD - Distribution - Tier 3 - 2QU CoRE ¦ 4QU LoRE | Red Flag Warning - Small Fires | 2030 | 6.352e-07 | 3.176e-07 | 8.1668e-07 | 0.083606 | 0.039055 | 0.001695 | 0.042856 | 0 | 0 | 0 | 0.00052911 |  | 5.3107e-08 | 0 | 5.3107e-08 | 2.6553e-08 | 0 | 2.6553e-08 | 6.828e-08 | 0 | 6.828e-08 | [16 empty] | 7.3.1.3 Ignition probability mapping showing the probability of ignition along the electric lines and equipmentWLDFRAggregatedAggregated | WLDFR | HFTD - Distribution - Tier 3 - 2QU CoRE ¦ 4QU LoRE | Seismic - Red Flag Warning - Catastrophic Fires | Aggregated | Aggregated | 2031 | 1.7274e-08 | 0 | 69.0654 | 1.193e-06 | 2031 | Mitigation | 0.08575 | 30 | 0 | esc | 0.0012005 | 2.0737e-11 | 0.00060025 | 1.0369e-11 | 0.0015435 | 2.6662e-11
[79 empty] | WLDFR | HFTD - Distribution - Tier 3 - 2QU CoRE ¦ 4QU LoRE | Red Flag Warning - Small Fires | 2031 | 6.352e-07 | 3.176e-07 | 8.1668e-07 | 0.083606 | 0.039055 | 0.001695 | 0.042856 | 0 | 0 | 0 | 0.00052911 |  | 5.3107e-08 | 0 | 5.3107e-08 | 2.6553e-08 | 0 | 2.6553e-08 | 6.828e-08 | 0 | 6.828e-08 | [16 empty] | 7.3.1.3 Ignition probability mapping showing the probability of ignition along the electric lines and equipmentWLDFRAggregatedAggregated | WLDFR | HFTD - Distribution - Tier 3 - 2QU CoRE ¦ 4QU LoRE | Seismic - Red Flag Warning - Catastrophic Fires | Aggregated | Aggregated | 2032 | 1.7274e-08 | 0 | 69.0654 | 1.193e-06 | 2032 | Mitigation | 0.08575 | 30 | 0 | esc | 0.0012005 | 2.0737e-11 | 0.00060025 | 1.0369e-11 | 0.0015435 | 2.6662e-11
[79 empty] | WLDFR | HFTD - Distribution - Tier 3 - 2QU CoRE ¦ 4QU LoRE | Red Flag Warning - Small Fires | 2032 | 6.352e-07 | 3.176e-07 | 8.1668e-07 | 0.083606 | 0.039055 | 0.001695 | 0.042856 | 0 | 0 | 0 | 0.00052911 |  | 5.3107e-08 | 0 | 5.3107e-08 | 2.6553e-08 | 0 | 2.6553e-08 | 6.828e-08 | 0 | 6.828e-08 | [16 empty] | 7.3.1.3 Ignition probability mapping showing the probability of ignition along the electric lines and equipmentWLDFRAggregatedAggregated | WLDFR | HFTD - Distribution - Tier 3 - 2QU CoRE ¦ 4QU LoRE | Seismic - Red Flag Warning - Catastrophic Fires | Aggregated | Aggregated | 2033 | 1.7274e-08 | 0 | 69.0654 | 1.193e-06 | 2033 | Mitigation | 0.08575 | 30 | 0 | esc | 0.0012005 | 2.0737e-11 | 0.00060025 | 1.0369e-11 | 0.0015435 | 2.6662e-11
[79 empty] | WLDFR | HFTD - Distribution - Tier 3 - 2QU CoRE ¦ 4QU LoRE | Red Flag Warning - Small Fires | 2033 | 6.352e-07 | 3.176e-07 | 8.1668e-07 | 0.087211 | 0.040679 | 0.0017655 | 0.044766 | 0 | 0 | 0 | 0.00052911 |  | 5.5396e-08 | 0 | 5.5396e-08 | 2.7698e-08 | 0 | 2.7698e-08 | 7.1224e-08 | 0 | 7.1224e-08 | [16 empty] | 7.3.1.3 Ignition probability mapping showing the probability of ignition along the electric lines and equipmentWLDFRAggregatedAggregated | WLDFR | HFTD - Distribution - Tier 3 - 2QU CoRE ¦ 4QU LoRE | Seismic - Red Flag Warning - Catastrophic Fires | Aggregated | Aggregated | 2034 | 1.7274e-08 | 0 | 69.0654 | 1.193e-06 | 2034 | Mitigation | 0.08575 | 30 | 0 | esc | 0.0012005 | 2.0737e-11 | 0.00060025 | 1.0369e-11 | 0.0015435 | 2.6662e-11
[79 empty] | WLDFR | HFTD - Distribution - Tier 3 - 2QU CoRE ¦ 4QU LoRE | Red Flag Warning - Small Fires | 2034 | 6.352e-07 | 3.176e-07 | 8.1668e-07 | 0.087211 | 0.040679 | 0.0017655 | 0.044766 | 0 | 0 | 0 | 0.00052911 |  | 5.5396e-08 | 0 | 5.5396e-08 | 2.7698e-08 | 0 | 2.7698e-08 | 7.1224e-08 | 0 | 7.1224e-08 | [16 empty] | 7.3.1.3 Ignition probability mapping showing the probability of ignition along the electric lines and equipmentWLDFRAggregatedAggregated | WLDFR | HFTD - Distribution - Tier 3 - 2QU CoRE ¦ 4QU LoRE | Seismic - Red Flag Warning - Catastrophic Fires | Aggregated | Aggregated | 2035 | 1.7274e-08 | 0 | 69.0654 | 1.193e-06 | 2035 | Mitigation | 0.08575 | 30 | 0 | esc | 0.0012005 | 2.0737e-11 | 0.00060025 | 1.0369e-11 | 0.0015435 | 2.6662e-11
[79 empty] | WLDFR | HFTD - Distribution - Tier 3 - 2QU CoRE ¦ 4QU LoRE | Red Flag Warning - Small Fires | 2035 | 6.352e-07 | 3.176e-07 | 8.1668e-07 | 0.087211 | 0.040679 | 0.0017655 | 0.044766 | 0 | 0 | 0 | 0.00052911 |  | 5.5396e-08 | 0 | 5.5396e-08 | 2.7698e-08 | 0 | 2.7698e-08 | 7.1224e-08 | 0 | 7.1224e-08 | [16 empty] | 7.3.1.3 Ignition probability mapping showing the probability of ignition along the electric lines and equipmentWLDFRAggregatedAggregated | WLDFR | HFTD - Distribution - Tier 3 - 2QU CoRE ¦ 4QU LoRE | Seismic - Red Flag Warning - Catastrophic Fires | Aggregated | Aggregated | 2036 | 1.7274e-08 | 0 | 69.0654 | 1.193e-06 | 2036 | Mitigation | 0.08575 | 30 | 0 | esc | 0.0012005 | 2.0737e-11 | 0.00060025 | 1.0369e-11 | 0.0015435 | 2.6662e-11
[79 empty] | WLDFR | HFTD - Distribution - Tier 3 - 2QU CoRE ¦ 4QU LoRE | Red Flag Warning - Small Fires | 2036 | 6.352e-07 | 3.176e-07 | 8.1668e-07 | 0.087211 | 0.040679 | 0.0017655 | 0.044766 | 0 | 0 | 0 | 0.00052911 |  | 5.5396e-08 | 0 | 5.5396e-08 | 2.7698e-08 | 0 | 2.7698e-08 | 7.1224e-08 | 0 | 7.1224e-08 | [16 empty] | 7.3.1.3 Ignition probability mapping showing the probability of ignition along the electric lines and equipmentWLDFRAggregatedAggregated | WLDFR | HFTD - Distribution - Tier 3 - 2QU CoRE ¦ 4QU LoRE | Seismic - Red Flag Warning - Catastrophic Fires | Aggregated | Aggregated | 2037 | 1.7274e-08 | 0 | 69.0654 | 1.193e-06 | 2037 | Mitigation | 0.08575 | 30 | 0 | esc | 0.0012005 | 2.0737e-11 | 0.00060025 | 1.0369e-11 | 0.0015435 | 2.6662e-11
[79 empty] | WLDFR | HFTD - Distribution - Tier 3 - 2QU CoRE ¦ 4QU LoRE | Red Flag Warning - Small Fires | 2037 | 6.352e-07 | 3.176e-07 | 8.1668e-07 | 0.087211 | 0.040679 | 0.0017655 | 0.044766 | 0 | 0 | 0 | 0.00052911 |  | 5.5396e-08 | 0 | 5.5396e-08 | 2.7698e-08 | 0 | 2.7698e-08 | 7.1224e-08 | 0 | 7.1224e-08 | [16 empty] | 7.3.1.3 Ignition probability mapping showing the probability of ignition along the electric lines and equipmentWLDFRAggregatedAggregated | WLDFR | HFTD - Distribution - Tier 3 - 2QU CoRE ¦ 4QU LoRE | Seismic - Red Flag Warning - Catastrophic Fires | Aggregated | Aggregated | 2038 | 1.7274e-08 | 0 | 69.0654 | 1.193e-06 | 2038 | Mitigation | 0.08575 | 30 | 0 | esc | 0.0012005 | 2.0737e-11 | 0.00060025 | 1.0369e-11 | 0.0015435 | 2.6662e-11
[79 empty] | WLDFR | HFTD - Distribution - Tier 3 - 2QU CoRE ¦ 4QU LoRE | Red Flag Warning - Small Fires | 2038 | 6.352e-07 | 3.176e-07 | 8.1668e-07 | 0.091184 | 0.042438 | 0.0018418 | 0.046905 | 0 | 0 | 0 | 0.00052911 |  | 5.792e-08 | 0 | 5.792e-08 | 2.896e-08 | 0 | 2.896e-08 | 7.4469e-08 | 0 | 7.4469e-08 | [16 empty] | 7.3.1.3 Ignition probability mapping showing the probability of ignition along the electric lines and equipmentWLDFRAggregatedAggregated | WLDFR | HFTD - Distribution - Tier 3 - 2QU CoRE ¦ 4QU LoRE | Seismic - Red Flag Warning - Catastrophic Fires | Aggregated | Aggregated | 2039 | 1.7274e-08 | 0 | 69.0654 | 1.193e-06 | 2039 | Mitigation | 0.08575 | 30 | 0 | esc | 0.0012005 | 2.0737e-11 | 0.00060025 | 1.0369e-11 | 0.0015435 | 2.6662e-11
[79 empty] | WLDFR | HFTD - Distribution - Tier 3 - 2QU CoRE ¦ 4QU LoRE | Red Flag Warning - Small Fires | 2039 | 6.352e-07 | 3.176e-07 | 8.1668e-07 | 0.091184 | 0.042438 | 0.0018418 | 0.046905 | 0 | 0 | 0 | 0.00052911 |  | 5.792e-08 | 0 | 5.792e-08 | 2.896e-08 | 0 | 2.896e-08 | 7.4469e-08 | 0 | 7.4469e-08 | [16 empty] | 7.3.1.3 Ignition probability mapping showing the probability of ignition along the electric lines and equipmentWLDFRAggregatedAggregated | WLDFR | HFTD - Distribution - Tier 3 - 2QU CoRE ¦ 4QU LoRE | Seismic - Red Flag Warning - Catastrophic Fires | Aggregated | Aggregated | 2040 | 1.7274e-08 | 0 | 69.0654 | 1.193e-06 | 2040 | Mitigation | 0.08575 | 30 | 0 | esc | 0.0012005 | 2.0737e-11 | 0.00060025 | 1.0369e-11 | 0.0015435 | 2.6662e-11
[79 empty] | WLDFR | HFTD - Distribution - Tier 3 - 2QU CoRE ¦ 4QU LoRE | Red Flag Warning - Small Fires | 2040 | 6.352e-07 | 3.176e-07 | 8.1668e-07 | 0.091184 | 0.042438 | 0.0018418 | 0.046905 | 0 | 0 | 0 | 0.00052911 |  | 5.792e-08 | 0 | 5.792e-08 | 2.896e-08 | 0 | 2.896e-08 | 7.4469e-08 | 0 | 7.4469e-08 | [16 empty] | 7.3.1.3 Ignition probability mapping showing the probability of ignition along the electric lines and equipmentWLDFRAggregatedAggregated | WLDFR | HFTD - Distribution - Tier 3 - 2QU CoRE ¦ 4QU LoRE | Seismic - Red Flag Warning - Catastrophic Fires | Aggregated | Aggregated | 2041 | 1.7274e-08 | 0 | 69.0654 | 1.193e-06 | 2041 | Mitigation | 0.08575 | 30 | 0 | esc | 0.0012005 | 2.0737e-11 | 0.00060025 | 1.0369e-11 | 0.0015435 | 2.6662e-11
[79 empty] | WLDFR | HFTD - Distribution - Tier 3 - 2QU CoRE ¦ 4QU LoRE | Red Flag Warning - Small Fires | 2041 | 6.352e-07 | 3.176e-07 | 8.1668e-07 | 0.091184 | 0.042438 | 0.0018418 | 0.046905 | 0 | 0 | 0 | 0.00052911 |  | 5.792e-08 | 0 | 5.792e-08 | 2.896e-08 | 0 | 2.896e-08 | 7.4469e-08 | 0 | 7.4469e-08 | [16 empty] | 7.3.1.3 Ignition probability mapping showing the probability of ignition along the electric lines and equipmentWLDFRAggregatedAggregated | WLDFR | HFTD - Distribution - Tier 3 - 2QU CoRE ¦ 4QU LoRE | Seismic - Red Flag Warning - Catastrophic Fires | Aggregated | Aggregated | 2042 | 1.7274e-08 | 0 | 69.0654 | 1.193e-06 | 2042 | Mitigation | 0.08575 | 30 | 0 | esc | 0.0012005 | 2.0737e-11 | 0.00060025 | 1.0369e-11 | 0.0015435 | 2.6662e-11
[79 empty] | WLDFR | HFTD - Distribution - Tier 3 - 2QU CoRE ¦ 4QU LoRE | Red Flag Warning - Small Fires | 2042 | 6.352e-07 | 3.176e-07 | 8.1668e-07 | 0.091184 | 0.042438 | 0.0018418 | 0.046905 | 0 | 0 | 0 | 0.00052911 |  | 5.792e-08 | 0 | 5.792e-08 | 2.896e-08 | 0 | 2.896e-08 | 7.4469e-08 | 0 | 7.4469e-08 | [16 empty] | 7.3.1.3 Ignition probability mapping showing the probability of ignition along the electric lines and equipmentWLDFRAggregatedAggregated | WLDFR | HFTD - Distribution - Tier 3 - 2QU CoRE ¦ 4QU LoRE | Seismic - Red Flag Warning - Catastrophic Fires | Aggregated | Aggregated | 2043 | 1.7274e-08 | 0 | 69.0654 | 1.193e-06 | 2043 | Mitigation | 0.08575 | 30 | 0 | esc | 0.0012005 | 2.0737e-11 | 0.00060025 | 1.0369e-11 | 0.0015435 | 2.6662e-11
[79 empty] | WLDFR | HFTD - Distribution - Tier 3 - 2QU CoRE ¦ 4QU LoRE | Red Flag Warning - Small Fires | 2043 | 6.352e-07 | 3.176e-07 | 8.1668e-07 | 0.095486 | 0.044306 | 0.0019228 | 0.049257 | 0 | 0 | 0 | 0.00052911 |  | 6.0652e-08 | 0 | 6.0652e-08 | 3.0326e-08 | 0 | 3.0326e-08 | 7.7982e-08 | 0 | 7.7982e-08 | [16 empty] | 7.3.1.3 Ignition probability mapping showing the probability of ignition along the electric lines and equipmentWLDFRAggregatedAggregated | WLDFR | HFTD - Distribution - Tier 3 - 2QU CoRE ¦ 4QU LoRE | Seismic - Red Flag Warning - Catastrophic Fires | Aggregated | Aggregated | 2044 | 1.7274e-08 | 0 | 69.0654 | 1.193e-06 | 2044 | Mitigation | 0.08575 | 30 | 0 | esc | 0.0012005 | 2.0737e-11 | 0.00060025 | 1.0369e-11 | 0.0015435 | 2.6662e-11
[79 empty] | WLDFR | HFTD - Distribution - Tier 3 - 2QU CoRE ¦ 4QU LoRE | Red Flag Warning - Small Fires | 2044 | 6.352e-07 | 3.176e-07 | 8.1668e-07 | 0.095486 | 0.044306 | 0.0019228 | 0.049257 | 0 | 0 | 0 | 0.00052911 |  | 6.0652e-08 | 0 | 6.0652e-08 | 3.0326e-08 | 0 | 3.0326e-08 | 7.7982e-08 | 0 | 7.7982e-08 | [16 empty] | 7.3.1.3 Ignition probability mapping showing the probability of ignition along the electric lines and equipmentWLDFRAggregatedAggregated | WLDFR | HFTD - Distribution - Tier 3 - 2QU CoRE ¦ 4QU LoRE | Seismic - Red Flag Warning - Catastrophic Fires | Aggregated | Aggregated | 2045 | 1.7274e-08 | 0 | 69.0654 | 1.193e-06 | 2045 | Mitigation | 0.08575 | 30 | 0 | esc | 0.0012005 | 2.0737e-11 | 0.00060025 | 1.0369e-11 | 0.0015435 | 2.6662e-11
[79 empty] | WLDFR | HFTD - Distribution - Tier 3 - 2QU CoRE ¦ 4QU LoRE | Red Flag Warning - Small Fires | 2045 | 6.352e-07 | 3.176e-07 | 8.1668e-07 | 0.095486 | 0.044306 | 0.0019228 | 0.049257 | 0 | 0 | 0 | 0.00052911 |  | 6.0652e-08 | 0 | 6.0652e-08 | 3.0326e-08 | 0 | 3.0326e-08 | 7.7982e-08 | 0 | 7.7982e-08 | [16 empty] | 7.3.1.3 Ignition probability mapping showing the probability of ignition along the electric lines and equipmentWLDFRAggregatedAggregated | WLDFR | HFTD - Distribution - Tier 3 - 2QU CoRE ¦ 4QU LoRE | Seismic - Red Flag Warning - Catastrophic Fires | Aggregated | Aggregated | 2046 | 1.7274e-08 | 0 | 69.0654 | 1.193e-06 | 2046 | Mitigation | 0.08575 | 30 | 0 | esc | 0.0012005 | 2.0737e-11 | 0.00060025 | 1.0369e-11 | 0.0015435 | 2.6662e-11
[79 empty] | WLDFR | HFTD - Distribution - Tier 3 - 2QU CoRE ¦ 4QU LoRE | Red Flag Warning - Small Fires | 2046 | 6.352e-07 | 3.176e-07 | 8.1668e-07 | 0.095486 | 0.044306 | 0.0019228 | 0.049257 | 0 | 0 | 0 | 0.00052911 |  | 6.0652e-08 | 0 | 6.0652e-08 | 3.0326e-08 | 0 | 3.0326e-08 | 7.7982e-08 | 0 | 7.7982e-08 | [16 empty] | 7.3.1.3 Ignition probability mapping showing the probability of ignition along the electric lines and equipmentWLDFRAggregatedAggregated | WLDFR | HFTD - Distribution - Tier 3 - 2QU CoRE ¦ 4QU LoRE | Seismic - Red Flag Warning - Catastrophic Fires | Aggregated | Aggregated | 2047 | 1.7274e-08 | 0 | 69.0654 | 1.193e-06 | 2047 | Mitigation | 0.08575 | 30 | 0 | esc | 0.0012005 | 2.0737e-11 | 0.00060025 | 1.0369e-11 | 0.0015435 | 2.6662e-11
[79 empty] | WLDFR | HFTD - Distribution - Tier 3 - 2QU CoRE ¦ 4QU LoRE | Red Flag Warning - Small Fires | 2047 | 6.352e-07 | 3.176e-07 | 8.1668e-07 | 0.095486 | 0.044306 | 0.0019228 | 0.049257 | 0 | 0 | 0 | 0.00052911 |  | 6.0652e-08 | 0 | 6.0652e-08 | 3.0326e-08 | 0 | 3.0326e-08 | 7.7982e-08 | 0 | 7.7982e-08 | [16 empty] | 7.3.1.3 Ignition probability mapping showing the probability of ignition along the electric lines and equipmentWLDFRAggregatedAggregated | WLDFR | HFTD - Distribution - Tier 3 - 2QU CoRE ¦ 4QU LoRE | Seismic - Red Flag Warning - Catastrophic Fires | Aggregated | Aggregated | 2048 | 1.7274e-08 | 0 | 69.0654 | 1.193e-06 | 2048 | Mitigation | 0.08575 | 30 | 0 | esc | 0.0012005 | 2.0737e-11 | 0.00060025 | 1.0369e-11 | 0.0015435 | 2.6662e-11
[79 empty] | WLDFR | HFTD - Distribution - Tier 3 - 2QU CoRE ¦ 4QU LoRE | Red Flag Warning - Small Fires | 2048 | 6.352e-07 | 3.176e-07 | 8.1668e-07 | 0.10007 | 0.04626 | 0.0020076 | 0.051804 | 0 | 0 | 0 | 0.00052911 |  | 6.3565e-08 | 0 | 6.3565e-08 | 3.1783e-08 | 0 | 3.1783e-08 | 8.1727e-08 | 0 | 8.1727e-08 | [16 empty] | 7.3.1.3 Ignition probability mapping showing the probability of ignition along the electric lines and equipmentWLDFRAggregatedAggregated | WLDFR | HFTD - Distribution - Tier 3 - 2QU CoRE ¦ 4QU LoRE | Seismic - Red Flag Warning - Catastrophic Fires | Aggregated | Aggregated | 2049 | 1.7274e-08 | 0 | 69.0654 | 1.193e-06 | 2049 | Mitigation | 0.08575 | 30 | 0 | esc | 0.0012005 | 2.0737e-11 | 0.00060025 | 1.0369e-11 | 0.0015435 | 2.6662e-11
[79 empty] | WLDFR | HFTD - Distribution - Tier 3 - 2QU CoRE ¦ 4QU LoRE | Red Flag Warning - Small Fires | 2049 | 6.352e-07 | 3.176e-07 | 8.1668e-07 | 0.10007 | 0.04626 | 0.0020076 | 0.051804 | 0 | 0 | 0 | 0.00052911 |  | 6.3565e-08 | 0 | 6.3565e-08 | 3.1783e-08 | 0 | 3.1783e-08 | 8.1727e-08 | 0 | 8.1727e-08 | [16 empty] | 7.3.1.3 Ignition probability mapping showing the probability of ignition along the electric lines and equipmentWLDFRAggregatedAggregated | WLDFR | HFTD - Distribution - Tier 3 - 2QU CoRE ¦ 4QU LoRE | Seismic - Red Flag Warning - Catastrophic Fires | Aggregated | Aggregated | 2050 | 1.7274e-08 | 0 | 69.0654 | 1.193e-06 | 2050 | Mitigation | 0.08575 | 30 | 0 | esc | 0 | 0 | 0.00060025 | 1.0369e-11 | 0.0015435 | 2.6662e-11
[79 empty] | WLDFR | HFTD - Distribution - Tier 3 - 2QU CoRE ¦ 4QU LoRE | Red Flag Warning - Small Fires | 2050 | 0 | 3.176e-07 | 8.1668e-07 | 0.10007 | 0.04626 | 0.0020076 | 0.051804 | 0 | 0 | 0 | 0.00052911 |  | 0 | 0 | 0 | 3.1783e-08 | 0 | 3.1783e-08 | 8.1727e-08 | 0 | 8.1727e-08 | [16 empty] | 7.3.1.3 Ignition probability mapping showing the probability of ignition along the electric lines and equipmentWLDFRAggregatedAggregated | WLDFR | HFTD - Distribution - Tier 3 - 2QU CoRE ¦ 4QU LoRE | Seismic - Red Flag Warning - Catastrophic Fires | Aggregated | Aggregated | 2051 | 1.7274e-08 | 0 | 69.0654 | 1.193e-06 | 2051 | Mitigation | 0.08575 | 30 | 0 | esc | 0 | 0 | 0 | 0 | 0.0015435 | 2.6662e-11
[79 empty] | WLDFR | HFTD - Distribution - Tier 3 - 2QU CoRE ¦ 4QU LoRE | Red Flag Warning - Small Fires | 2051 | 0 | 0 | 8.1668e-07 | 0.10007 | 0.04626 | 0.0020076 | 0.051804 | 0 | 0 | 0 | 0.00052911 |  | 0 | 0 | 0 | 0 | 0 | 0 | 8.1727e-08 | 0 | 8.1727e-08 | [16 empty] | 7.3.1.3 Ignition probability mapping showing the probability of ignition along the electric lines and equipmentWLDFRAggregatedAggregated | WLDFR | HFTD - Distribution - Tier 3 - 2QU CoRE ¦ 5QU LoRE | Non-Red Flag Warning - Catastrophic Fires | Aggregated | Aggregated | 2021 | 2.9473e-06 | 0 | 33.5215 | 9.8799e-05 | 2021 | Mitigation | 0.08575 | 30 | 0 | esc | 0.0012005 | 3.5383e-09 | 0.00060025 | 1.7691e-09 | 0 | 0
[79 empty] | WLDFR | HFTD - Distribution - Tier 3 - 2QU CoRE ¦ 4QU LoRE | Seismic - Non-Red Flag Warning - Catastrophic Fires | 2020 | 4.8082e-13 | 0 | 0 | 21083.8428 | 409.2237 | 13469.0878 | 7205.5313 | 0 | 0 | 0 | 4.0052e-10 |  | 1.0138e-08 | 0 | 1.0138e-08 | 0 | 0 | 0 | 0 | 0 | 0 | [16 empty] | 7.3.1.3 Ignition probability mapping showing the probability of ignition along the electric lines and equipmentWLDFRAggregatedAggregated | WLDFR | HFTD - Distribution - Tier 3 - 2QU CoRE ¦ 5QU LoRE | Non-Red Flag Warning - Catastrophic Fires | Aggregated | Aggregated | 2022 | 2.9473e-06 | 0 | 33.5215 | 9.8799e-05 | 2022 | Mitigation | 0.08575 | 30 | 0 | esc | 0.0012005 | 3.5383e-09 | 0.00060025 | 1.7691e-09 | 0.0015435 | 4.5492e-09
[79 empty] | WLDFR | HFTD - Distribution - Tier 3 - 2QU CoRE ¦ 4QU LoRE | Seismic - Non-Red Flag Warning - Catastrophic Fires | 2021 | 4.8082e-13 | 2.4041e-13 | 0 | 21083.8428 | 409.2237 | 13469.0878 | 7205.5313 | 0 | 0 | 0 | 4.0052e-10 |  | 1.0138e-08 | 0 | 1.0138e-08 | 5.0688e-09 | 0 | 5.0688e-09 | 0 | 0 | 0 | [16 empty] | 7.3.1.3 Ignition probability mapping showing the probability of ignition along the electric lines and equipmentWLDFRAggregatedAggregated | WLDFR | HFTD - Distribution - Tier 3 - 2QU CoRE ¦ 5QU LoRE | Non-Red Flag Warning - Catastrophic Fires | Aggregated | Aggregated | 2023 | 2.9473e-06 | 0 | 33.5215 | 9.8799e-05 | 2023 | Mitigation | 0.08575 | 30 | 0 | esc | 0.0012005 | 3.5383e-09 | 0.00060025 | 1.7691e-09 | 0.0015435 | 4.5492e-09
[79 empty] | WLDFR | HFTD - Distribution - Tier 3 - 2QU CoRE ¦ 4QU LoRE | Seismic - Non-Red Flag Warning - Catastrophic Fires | 2022 | 4.8082e-13 | 2.4041e-13 | 6.182e-13 | 21083.8428 | 409.2237 | 13469.0878 | 7205.5313 | 0 | 0 | 0 | 4.0052e-10 |  | 1.0138e-08 | 0 | 1.0138e-08 | 5.0688e-09 | 0 | 5.0688e-09 | 1.3034e-08 | 0 | 1.3034e-08 | [16 empty] | 7.3.1.3 Ignition probability mapping showing the probability of ignition along the electric lines and equipmentWLDFRAggregatedAggregated | WLDFR | HFTD - Distribution - Tier 3 - 2QU CoRE ¦ 5QU LoRE | Non-Red Flag Warning - Catastrophic Fires | Aggregated | Aggregated | 2024 | 2.9473e-06 | 0 | 33.5215 | 9.8799e-05 | 2024 | Mitigation | 0.08575 | 30 | 0 | esc | 0.0012005 | 3.5383e-09 | 0.00060025 | 1.7691e-09 | 0.0015435 | 4.5492e-09
[79 empty] | WLDFR | HFTD - Distribution - Tier 3 - 2QU CoRE ¦ 4QU LoRE | Seismic - Non-Red Flag Warning - Catastrophic Fires | 2023 | 4.8082e-13 | 2.4041e-13 | 6.182e-13 | 21835.9781 | 428.6023 | 13939.561 | 7467.8148 | 0 | 0 | 0 | 4.0052e-10 |  | 1.0499e-08 | 0 | 1.0499e-08 | 5.2496e-09 | 0 | 5.2496e-09 | 1.3499e-08 | 0 | 1.3499e-08 | [16 empty] | 7.3.1.3 Ignition probability mapping showing the probability of ignition along the electric lines and equipmentWLDFRAggregatedAggregated | WLDFR | HFTD - Distribution - Tier 3 - 2QU CoRE ¦ 5QU LoRE | Non-Red Flag Warning - Catastrophic Fires | Aggregated | Aggregated | 2025 | 2.9473e-06 | 0 | 33.5215 | 9.8799e-05 | 2025 | Mitigation | 0.08575 | 30 | 0 | esc | 0.0012005 | 3.5383e-09 | 0.00060025 | 1.7691e-09 | 0.0015435 | 4.5492e-09
[79 empty] | WLDFR | HFTD - Distribution - Tier 3 - 2QU CoRE ¦ 4QU LoRE | Seismic - Non-Red Flag Warning - Catastrophic Fires | 2024 | 4.8082e-13 | 2.4041e-13 | 6.182e-13 | 21835.9781 | 428.6023 | 13939.561 | 7467.8148 | 0 | 0 | 0 | 4.0052e-10 |  | 1.0499e-08 | 0 | 1.0499e-08 | 5.2496e-09 | 0 | 5.2496e-09 | 1.3499e-08 | 0 | 1.3499e-08 | [16 empty] | 7.3.1.3 Ignition probability mapping showing the probability of ignition along the electric lines and equipmentWLDFRAggregatedAggregated | WLDFR | HFTD - Distribution - Tier 3 - 2QU CoRE ¦ 5QU LoRE | Non-Red Flag Warning - Catastrophic Fires | Aggregated | Aggregated | 2026 | 2.9473e-06 | 0 | 33.5215 | 9.8799e-05 | 2026 | Mitigation | 0.08575 | 30 | 0 | esc | 0.0012005 | 3.5383e-09 | 0.00060025 | 1.7691e-09 | 0.0015435 | 4.5492e-09
[79 empty] | WLDFR | HFTD - Distribution - Tier 3 - 2QU CoRE ¦ 4QU LoRE | Seismic - Non-Red Flag Warning - Catastrophic Fires | 2025 | 4.8082e-13 | 2.4041e-13 | 6.182e-13 | 21835.9781 | 428.6023 | 13939.561 | 7467.8148 | 0 | 0 | 0 | 4.0052e-10 |  | 1.0499e-08 | 0 | 1.0499e-08 | 5.2496e-09 | 0 | 5.2496e-09 | 1.3499e-08 | 0 | 1.3499e-08 | [16 empty] | 7.3.1.3 Ignition probability mapping showing the probability of ignition along the electric lines and equipmentWLDFRAggregatedAggregated | WLDFR | HFTD - Distribution - Tier 3 - 2QU CoRE ¦ 5QU LoRE | Non-Red Flag Warning - Catastrophic Fires | Aggregated | Aggregated | 2027 | 2.9473e-06 | 0 | 33.5215 | 9.8799e-05 | 2027 | Mitigation | 0.08575 | 30 | 0 | esc | 0.0012005 | 3.5383e-09 | 0.00060025 | 1.7691e-09 | 0.0015435 | 4.5492e-09
[79 empty] | WLDFR | HFTD - Distribution - Tier 3 - 2QU CoRE ¦ 4QU LoRE | Seismic - Non-Red Flag Warning - Catastrophic Fires | 2026 | 4.8082e-13 | 2.4041e-13 | 6.182e-13 | 21835.9781 | 428.6023 | 13939.561 | 7467.8148 | 0 | 0 | 0 | 4.0052e-10 |  | 1.0499e-08 | 0 | 1.0499e-08 | 5.2496e-09 | 0 | 5.2496e-09 | 1.3499e-08 | 0 | 1.3499e-08 | [16 empty] | 7.3.1.3 Ignition probability mapping showing the probability of ignition along the electric lines and equipmentWLDFRAggregatedAggregated | WLDFR | HFTD - Distribution - Tier 3 - 2QU CoRE ¦ 5QU LoRE | Non-Red Flag Warning - Catastrophic Fires | Aggregated | Aggregated | 2028 | 2.9473e-06 | 0 | 33.5215 | 9.8799e-05 | 2028 | Mitigation | 0.08575 | 30 | 0 | esc | 0.0012005 | 3.5383e-09 | 0.00060025 | 1.7691e-09 | 0.0015435 | 4.5492e-09
[79 empty] | WLDFR | HFTD - Distribution - Tier 3 - 2QU CoRE ¦ 4QU LoRE | Seismic - Non-Red Flag Warning - Catastrophic Fires | 2027 | 4.8082e-13 | 2.4041e-13 | 6.182e-13 | 21835.9781 | 428.6023 | 13939.561 | 7467.8148 | 0 | 0 | 0 | 4.0052e-10 |  | 1.0499e-08 | 0 | 1.0499e-08 | 5.2496e-09 | 0 | 5.2496e-09 | 1.3499e-08 | 0 | 1.3499e-08 | [16 empty] | 7.3.1.3 Ignition probability mapping showing the probability of ignition along the electric lines and equipmentWLDFRAggregatedAggregated | WLDFR | HFTD - Distribution - Tier 3 - 2QU CoRE ¦ 5QU LoRE | Non-Red Flag Warning - Catastrophic Fires | Aggregated | Aggregated | 2029 | 2.9473e-06 | 0 | 33.5215 | 9.8799e-05 | 2029 | Mitigation | 0.08575 | 30 | 0 | esc | 0.0012005 | 3.5383e-09 | 0.00060025 | 1.7691e-09 | 0.0015435 | 4.5492e-09
[79 empty] | WLDFR | HFTD - Distribution - Tier 3 - 2QU CoRE ¦ 4QU LoRE | Seismic - Non-Red Flag Warning - Catastrophic Fires | 2028 | 4.8082e-13 | 2.4041e-13 | 6.182e-13 | 22783.187 | 453.261 | 14531.3357 | 7798.5904 | 0 | 0 | 0 | 4.0052e-10 |  | 1.0955e-08 | 0 | 1.0955e-08 | 5.4773e-09 | 0 | 5.4773e-09 | 1.4084e-08 | 0 | 1.4084e-08 | [16 empty] | 7.3.1.3 Ignition probability mapping showing the probability of ignition along the electric lines and equipmentWLDFRAggregatedAggregated | WLDFR | HFTD - Distribution - Tier 3 - 2QU CoRE ¦ 5QU LoRE | Non-Red Flag Warning - Catastrophic Fires | Aggregated | Aggregated | 2030 | 2.9473e-06 | 0 | 33.5215 | 9.8799e-05 | 2030 | Mitigation | 0.08575 | 30 | 0 | esc | 0.0012005 | 3.5383e-09 | 0.00060025 | 1.7691e-09 | 0.0015435 | 4.5492e-09
[79 empty] | WLDFR | HFTD - Distribution - Tier 3 - 2QU CoRE ¦ 4QU LoRE | Seismic - Non-Red Flag Warning - Catastrophic Fires | 2029 | 4.8082e-13 | 2.4041e-13 | 6.182e-13 | 22783.187 | 453.261 | 14531.3357 | 7798.5904 | 0 | 0 | 0 | 4.0052e-10 |  | 1.0955e-08 | 0 | 1.0955e-08 | 5.4773e-09 | 0 | 5.4773e-09 | 1.4084e-08 | 0 | 1.4084e-08 | [16 empty] | 7.3.1.3 Ignition probability mapping showing the probability of ignition along the electric lines and equipmentWLDFRAggregatedAggregated | WLDFR | HFTD - Distribution - Tier 3 - 2QU CoRE ¦ 5QU LoRE | Non-Red Flag Warning - Catastrophic Fires | Aggregated | Aggregated | 2031 | 2.9473e-06 | 0 | 33.5215 | 9.8799e-05 | 2031 | Mitigation | 0.08575 | 30 | 0 | esc | 0.0012005 | 3.5383e-09 | 0.00060025 | 1.7691e-09 | 0.0015435 | 4.5492e-09
[79 empty] | WLDFR | HFTD - Distribution - Tier 3 - 2QU CoRE ¦ 4QU LoRE | Seismic - Non-Red Flag Warning - Catastrophic Fires | 2030 | 4.8082e-13 | 2.4041e-13 | 6.182e-13 | 22783.187 | 453.261 | 14531.3357 | 7798.5904 | 0 | 0 | 0 | 4.0052e-10 |  | 1.0955e-08 | 0 | 1.0955e-08 | 5.4773e-09 | 0 | 5.4773e-09 | 1.4084e-08 | 0 | 1.4084e-08 | [16 empty] | 7.3.1.3 Ignition probability mapping showing the probability of ignition along the electric lines and equipmentWLDFRAggregatedAggregated | WLDFR | HFTD - Distribution - Tier 3 - 2QU CoRE ¦ 5QU LoRE | Non-Red Flag Warning - Catastrophic Fires | Aggregated | Aggregated | 2032 | 2.9473e-06 | 0 | 33.5215 | 9.8799e-05 | 2032 | Mitigation | 0.08575 | 30 | 0 | esc | 0.0012005 | 3.5383e-09 | 0.00060025 | 1.7691e-09 | 0.0015435 | 4.5492e-09
[79 empty] | WLDFR | HFTD - Distribution - Tier 3 - 2QU CoRE ¦ 4QU LoRE | Seismic - Non-Red Flag Warning - Catastrophic Fires | 2031 | 4.8082e-13 | 2.4041e-13 | 6.182e-13 | 22783.187 | 453.261 | 14531.3357 | 7798.5904 | 0 | 0 | 0 | 4.0052e-10 |  | 1.0955e-08 | 0 | 1.0955e-08 | 5.4773e-09 | 0 | 5.4773e-09 | 1.4084e-08 | 0 | 1.4084e-08 | [16 empty] | 7.3.1.3 Ignition probability mapping showing the probability of ignition along the electric lines and equipmentWLDFRAggregatedAggregated | WLDFR | HFTD - Distribution - Tier 3 - 2QU CoRE ¦ 5QU LoRE | Non-Red Flag Warning - Catastrophic Fires | Aggregated | Aggregated | 2033 | 2.9473e-06 | 0 | 33.5215 | 9.8799e-05 | 2033 | Mitigation | 0.08575 | 30 | 0 | esc | 0.0012005 | 3.5383e-09 | 0.00060025 | 1.7691e-09 | 0.0015435 | 4.5492e-09
[79 empty] | WLDFR | HFTD - Distribution - Tier 3 - 2QU CoRE ¦ 4QU LoRE | Seismic - Non-Red Flag Warning - Catastrophic Fires | 2032 | 4.8082e-13 | 2.4041e-13 | 6.182e-13 | 22783.187 | 453.261 | 14531.3357 | 7798.5904 | 0 | 0 | 0 | 4.0052e-10 |  | 1.0955e-08 | 0 | 1.0955e-08 | 5.4773e-09 | 0 | 5.4773e-09 | 1.4084e-08 | 0 | 1.4084e-08 | [16 empty] | 7.3.1.3 Ignition probability mapping showing the probability of ignition along the electric lines and equipmentWLDFRAggregatedAggregated | WLDFR | HFTD - Distribution - Tier 3 - 2QU CoRE ¦ 5QU LoRE | Non-Red Flag Warning - Catastrophic Fires | Aggregated | Aggregated | 2034 | 2.9473e-06 | 0 | 33.5215 | 9.8799e-05 | 2034 | Mitigation | 0.08575 | 30 | 0 | esc | 0.0012005 | 3.5383e-09 | 0.00060025 | 1.7691e-09 | 0.0015435 | 4.5492e-09
[79 empty] | WLDFR | HFTD - Distribution - Tier 3 - 2QU CoRE ¦ 4QU LoRE | Seismic - Non-Red Flag Warning - Catastrophic Fires | 2033 | 4.8082e-13 | 2.4041e-13 | 6.182e-13 | 23835.2641 | 480.9649 | 15187.7294 | 8166.5698 | 0 | 0 | 0 | 4.0052e-10 |  | 1.146e-08 | 0 | 1.146e-08 | 5.7302e-09 | 0 | 5.7302e-09 | 1.4735e-08 | 0 | 1.4735e-08 | [16 empty] | 7.3.1.3 Ignition probability mapping showing the probability of ignition along the electric lines and equipmentWLDFRAggregatedAggregated | WLDFR | HFTD - Distribution - Tier 3 - 2QU CoRE ¦ 5QU LoRE | Non-Red Flag Warning - Catastrophic Fires | Aggregated | Aggregated | 2035 | 2.9473e-06 | 0 | 33.5215 | 9.8799e-05 | 2035 | Mitigation | 0.08575 | 30 | 0 | esc | 0.0012005 | 3.5383e-09 | 0.00060025 | 1.7691e-09 | 0.0015435 | 4.5492e-09
[79 empty] | WLDFR | HFTD - Distribution - Tier 3 - 2QU CoRE ¦ 4QU LoRE | Seismic - Non-Red Flag Warning - Catastrophic Fires | 2034 | 4.8082e-13 | 2.4041e-13 | 6.182e-13 | 23835.2641 | 480.9649 | 15187.7294 | 8166.5698 | 0 | 0 | 0 | 4.0052e-10 |  | 1.146e-08 | 0 | 1.146e-08 | 5.7302e-09 | 0 | 5.7302e-09 | 1.4735e-08 | 0 | 1.4735e-08 | [16 empty] | 7.3.1.3 Ignition probability mapping showing the probability of ignition along the electric lines and equipmentWLDFRAggregatedAggregated | WLDFR | HFTD - Distribution - Tier 3 - 2QU CoRE ¦ 5QU LoRE | Non-Red Flag Warning - Catastrophic Fires | Aggregated | Aggregated | 2036 | 2.9473e-06 | 0 | 33.5215 | 9.8799e-05 | 2036 | Mitigation | 0.08575 | 30 | 0 | esc | 0.0012005 | 3.5383e-09 | 0.00060025 | 1.7691e-09 | 0.0015435 | 4.5492e-09
[79 empty] | WLDFR | HFTD - Distribution - Tier 3 - 2QU CoRE ¦ 4QU LoRE | Seismic - Non-Red Flag Warning - Catastrophic Fires | 2035 | 4.8082e-13 | 2.4041e-13 | 6.182e-13 | 23835.2641 | 480.9649 | 15187.7294 | 8166.5698 | 0 | 0 | 0 | 4.0052e-10 |  | 1.146e-08 | 0 | 1.146e-08 | 5.7302e-09 | 0 | 5.7302e-09 | 1.4735e-08 | 0 | 1.4735e-08 | [16 empty] | 7.3.1.3 Ignition probability mapping showing the probability of ignition along the electric lines and equipmentWLDFRAggregatedAggregated | WLDFR | HFTD - Distribution - Tier 3 - 2QU CoRE ¦ 5QU LoRE | Non-Red Flag Warning - Catastrophic Fires | Aggregated | Aggregated | 2037 | 2.9473e-06 | 0 | 33.5215 | 9.8799e-05 | 2037 | Mitigation | 0.08575 | 30 | 0 | esc | 0.0012005 | 3.5383e-09 | 0.00060025 | 1.7691e-09 | 0.0015435 | 4.5492e-09
[79 empty] | WLDFR | HFTD - Distribution - Tier 3 - 2QU CoRE ¦ 4QU LoRE | Seismic - Non-Red Flag Warning - Catastrophic Fires | 2036 | 4.8082e-13 | 2.4041e-13 | 6.182e-13 | 23835.2641 | 480.9649 | 15187.7294 | 8166.5698 | 0 | 0 | 0 | 4.0052e-10 |  | 1.146e-08 | 0 | 1.146e-08 | 5.7302e-09 | 0 | 5.7302e-09 | 1.4735e-08 | 0 | 1.4735e-08 | [16 empty] | 7.3.1.3 Ignition probability mapping showing the probability of ignition along the electric lines and equipmentWLDFRAggregatedAggregated | WLDFR | HFTD - Distribution - Tier 3 - 2QU CoRE ¦ 5QU LoRE | Non-Red Flag Warning - Catastrophic Fires | Aggregated | Aggregated | 2038 | 2.9473e-06 | 0 | 33.5215 | 9.8799e-05 | 2038 | Mitigation | 0.08575 | 30 | 0 | esc | 0.0012005 | 3.5383e-09 | 0.00060025 | 1.7691e-09 | 0.0015435 | 4.5492e-09
[79 empty] | WLDFR | HFTD - Distribution - Tier 3 - 2QU CoRE ¦ 4QU LoRE | Seismic - Non-Red Flag Warning - Catastrophic Fires | 2037 | 4.8082e-13 | 2.4041e-13 | 6.182e-13 | 23835.2641 | 480.9649 | 15187.7294 | 8166.5698 | 0 | 0 | 0 | 4.0052e-10 |  | 1.146e-08 | 0 | 1.146e-08 | 5.7302e-09 | 0 | 5.7302e-09 | 1.4735e-08 | 0 | 1.4735e-08 | [16 empty] | 7.3.1.3 Ignition probability mapping showing the probability of ignition along the electric lines and equipmentWLDFRAggregatedAggregated | WLDFR | HFTD - Distribution - Tier 3 - 2QU CoRE ¦ 5QU LoRE | Non-Red Flag Warning - Catastrophic Fires | Aggregated | Aggregated | 2039 | 2.9473e-06 | 0 | 33.5215 | 9.8799e-05 | 2039 | Mitigation | 0.08575 | 30 | 0 | esc | 0.0012005 | 3.5383e-09 | 0.00060025 | 1.7691e-09 | 0.0015435 | 4.5492e-09
[79 empty] | WLDFR | HFTD - Distribution - Tier 3 - 2QU CoRE ¦ 4QU LoRE | Seismic - Non-Red Flag Warning - Catastrophic Fires | 2038 | 4.8082e-13 | 2.4041e-13 | 6.182e-13 | 24976.6418 | 511.3745 | 15898.8237 | 8566.4437 | 0 | 0 | 0 | 4.0052e-10 |  | 1.2009e-08 | 0 | 1.2009e-08 | 6.0046e-09 | 0 | 6.0046e-09 | 1.544e-08 | 0 | 1.544e-08 | [16 empty] | 7.3.1.3 Ignition probability mapping showing the probability of ignition along the electric lines and equipmentWLDFRAggregatedAggregated | WLDFR | HFTD - Distribution - Tier 3 - 2QU CoRE ¦ 5QU LoRE | Non-Red Flag Warning - Catastrophic Fires | Aggregated | Aggregated | 2040 | 2.9473e-06 | 0 | 33.5215 | 9.8799e-05 | 2040 | Mitigation | 0.08575 | 30 | 0 | esc | 0.0012005 | 3.5383e-09 | 0.00060025 | 1.7691e-09 | 0.0015435 | 4.5492e-09
[79 empty] | WLDFR | HFTD - Distribution - Tier 3 - 2QU CoRE ¦ 4QU LoRE | Seismic - Non-Red Flag Warning - Catastrophic Fires | 2039 | 4.8082e-13 | 2.4041e-13 | 6.182e-13 | 24976.6418 | 511.3745 | 15898.8237 | 8566.4437 | 0 | 0 | 0 | 4.0052e-10 |  | 1.2009e-08 | 0 | 1.2009e-08 | 6.0046e-09 | 0 | 6.0046e-09 | 1.544e-08 | 0 | 1.544e-08 | [16 empty] | 7.3.1.3 Ignition probability mapping showing the probability of ignition along the electric lines and equipmentWLDFRAggregatedAggregated | WLDFR | HFTD - Distribution - Tier 3 - 2QU CoRE ¦ 5QU LoRE | Non-Red Flag Warning - Catastrophic Fires | Aggregated | Aggregated | 2041 | 2.9473e-06 | 0 | 33.5215 | 9.8799e-05 | 2041 | Mitigation | 0.08575 | 30 | 0 | esc | 0.0012005 | 3.5383e-09 | 0.00060025 | 1.7691e-09 | 0.0015435 | 4.5492e-09
[79 empty] | WLDFR | HFTD - Distribution - Tier 3 - 2QU CoRE ¦ 4QU LoRE | Seismic - Non-Red Flag Warning - Catastrophic Fires | 2040 | 4.8082e-13 | 2.4041e-13 | 6.182e-13 | 24976.6418 | 511.3745 | 15898.8237 | 8566.4437 | 0 | 0 | 0 | 4.0052e-10 |  | 1.2009e-08 | 0 | 1.2009e-08 | 6.0046e-09 | 0 | 6.0046e-09 | 1.544e-08 | 0 | 1.544e-08 | [16 empty] | 7.3.1.3 Ignition probability mapping showing the probability of ignition along the electric lines and equipmentWLDFRAggregatedAggregated | WLDFR | HFTD - Distribution - Tier 3 - 2QU CoRE ¦ 5QU LoRE | Non-Red Flag Warning - Catastrophic Fires | Aggregated | Aggregated | 2042 | 2.9473e-06 | 0 | 33.5215 | 9.8799e-05 | 2042 | Mitigation | 0.08575 | 30 | 0 | esc | 0.0012005 | 3.5383e-09 | 0.00060025 | 1.7691e-09 | 0.0015435 | 4.5492e-09
[79 empty] | WLDFR | HFTD - Distribution - Tier 3 - 2QU CoRE ¦ 4QU LoRE | Seismic - Non-Red Flag Warning - Catastrophic Fires | 2041 | 4.8082e-13 | 2.4041e-13 | 6.182e-13 | 24976.6418 | 511.3745 | 15898.8237 | 8566.4437 | 0 | 0 | 0 | 4.0052e-10 |  | 1.2009e-08 | 0 | 1.2009e-08 | 6.0046e-09 | 0 | 6.0046e-09 | 1.544e-08 | 0 | 1.544e-08 | [16 empty] | 7.3.1.3 Ignition probability mapping showing the probability of ignition along the electric lines and equipmentWLDFRAggregatedAggregated | WLDFR | HFTD - Distribution - Tier 3 - 2QU CoRE ¦ 5QU LoRE | Non-Red Flag Warning - Catastrophic Fires | Aggregated | Aggregated | 2043 | 2.9473e-06 | 0 | 33.5215 | 9.8799e-05 | 2043 | Mitigation | 0.08575 | 30 | 0 | esc | 0.0012005 | 3.5383e-09 | 0.00060025 | 1.7691e-09 | 0.0015435 | 4.5492e-09
[79 empty] | WLDFR | HFTD - Distribution - Tier 3 - 2QU CoRE ¦ 4QU LoRE | Seismic - Non-Red Flag Warning - Catastrophic Fires | 2042 | 4.8082e-13 | 2.4041e-13 | 6.182e-13 | 24976.6418 | 511.3745 | 15898.8237 | 8566.4437 | 0 | 0 | 0 | 4.0052e-10 |  | 1.2009e-08 | 0 | 1.2009e-08 | 6.0046e-09 | 0 | 6.0046e-09 | 1.544e-08 | 0 | 1.544e-08 | [16 empty] | 7.3.1.3 Ignition probability mapping showing the probability of ignition along the electric lines and equipmentWLDFRAggregatedAggregated | WLDFR | HFTD - Distribution - Tier 3 - 2QU CoRE ¦ 5QU LoRE | Non-Red Flag Warning - Catastrophic Fires | Aggregated | Aggregated | 2044 | 2.9473e-06 | 0 | 33.5215 | 9.8799e-05 | 2044 | Mitigation | 0.08575 | 30 | 0 | esc | 0.0012005 | 3.5383e-09 | 0.00060025 | 1.7691e-09 | 0.0015435 | 4.5492e-09
[79 empty] | WLDFR | HFTD - Distribution - Tier 3 - 2QU CoRE ¦ 4QU LoRE | Seismic - Non-Red Flag Warning - Catastrophic Fires | 2043 | 4.8082e-13 | 2.4041e-13 | 6.182e-13 | 26191.7278 | 544.1291 | 16654.7414 | 8992.8573 | 0 | 0 | 0 | 4.0052e-10 |  | 1.2593e-08 | 0 | 1.2593e-08 | 6.2967e-09 | 0 | 6.2967e-09 | 1.6192e-08 | 0 | 1.6192e-08 | [16 empty] | 7.3.1.3 Ignition probability mapping showing the probability of ignition along the electric lines and equipmentWLDFRAggregatedAggregated | WLDFR | HFTD - Distribution - Tier 3 - 2QU CoRE ¦ 5QU LoRE | Non-Red Flag Warning - Catastrophic Fires | Aggregated | Aggregated | 2045 | 2.9473e-06 | 0 | 33.5215 | 9.8799e-05 | 2045 | Mitigation | 0.08575 | 30 | 0 | esc | 0.0012005 | 3.5383e-09 | 0.00060025 | 1.7691e-09 | 0.0015435 | 4.5492e-09
[79 empty] | WLDFR | HFTD - Distribution - Tier 3 - 2QU CoRE ¦ 4QU LoRE | Seismic - Non-Red Flag Warning - Catastrophic Fires | 2044 | 4.8082e-13 | 2.4041e-13 | 6.182e-13 | 26191.7278 | 544.1291 | 16654.7414 | 8992.8573 | 0 | 0 | 0 | 4.0052e-10 |  | 1.2593e-08 | 0 | 1.2593e-08 | 6.2967e-09 | 0 | 6.2967e-09 | 1.6192e-08 | 0 | 1.6192e-08 | [16 empty] | 7.3.1.3 Ignition probability mapping showing the probability of ignition along the electric lines and equipmentWLDFRAggregatedAggregated | WLDFR | HFTD - Distribution - Tier 3 - 2QU CoRE ¦ 5QU LoRE | Non-Red Flag Warning - Catastrophic Fires | Aggregated | Aggregated | 2046 | 2.9473e-06 | 0 | 33.5215 | 9.8799e-05 | 2046 | Mitigation | 0.08575 | 30 | 0 | esc | 0.0012005 | 3.5383e-09 | 0.00060025 | 1.7691e-09 | 0.0015435 | 4.5492e-09
[79 empty] | WLDFR | HFTD - Distribution - Tier 3 - 2QU CoRE ¦ 4QU LoRE | Seismic - Non-Red Flag Warning - Catastrophic Fires | 2045 | 4.8082e-13 | 2.4041e-13 | 6.182e-13 | 26191.7278 | 544.1291 | 16654.7414 | 8992.8573 | 0 | 0 | 0 | 4.0052e-10 |  | 1.2593e-08 | 0 | 1.2593e-08 | 6.2967e-09 | 0 | 6.2967e-09 | 1.6192e-08 | 0 | 1.6192e-08 | [16 empty] | 7.3.1.3 Ignition probability mapping showing the probability of ignition along the electric lines and equipmentWLDFRAggregatedAggregated | WLDFR | HFTD - Distribution - Tier 3 - 2QU CoRE ¦ 5QU LoRE | Non-Red Flag Warning - Catastrophic Fires | Aggregated | Aggregated | 2047 | 2.9473e-06 | 0 | 33.5215 | 9.8799e-05 | 2047 | Mitigation | 0.08575 | 30 | 0 | esc | 0.0012005 | 3.5383e-09 | 0.00060025 | 1.7691e-09 | 0.0015435 | 4.5492e-09
[79 empty] | WLDFR | HFTD - Distribution - Tier 3 - 2QU CoRE ¦ 4QU LoRE | Seismic - Non-Red Flag Warning - Catastrophic Fires | 2046 | 4.8082e-13 | 2.4041e-13 | 6.182e-13 | 26191.7278 | 544.1291 | 16654.7414 | 8992.8573 | 0 | 0 | 0 | 4.0052e-10 |  | 1.2593e-08 | 0 | 1.2593e-08 | 6.2967e-09 | 0 | 6.2967e-09 | 1.6192e-08 | 0 | 1.6192e-08 | [16 empty] | 7.3.1.3 Ignition probability mapping showing the probability of ignition along the electric lines and equipmentWLDFRAggregatedAggregated | WLDFR | HFTD - Distribution - Tier 3 - 2QU CoRE ¦ 5QU LoRE | Non-Red Flag Warning - Catastrophic Fires | Aggregated | Aggregated | 2048 | 2.9473e-06 | 0 | 33.5215 | 9.8799e-05 | 2048 | Mitigation | 0.08575 | 30 | 0 | esc | 0.0012005 | 3.5383e-09 | 0.00060025 | 1.7691e-09 | 0.0015435 | 4.5492e-09
[79 empty] | WLDFR | HFTD - Distribution - Tier 3 - 2QU CoRE ¦ 4QU LoRE | Seismic - Non-Red Flag Warning - Catastrophic Fires | 2047 | 4.8082e-13 | 2.4041e-13 | 6.182e-13 | 26191.7278 | 544.1291 | 16654.7414 | 8992.8573 | 0 | 0 | 0 | 4.0052e-10 |  | 1.2593e-08 | 0 | 1.2593e-08 | 6.2967e-09 | 0 | 6.2967e-09 | 1.6192e-08 | 0 | 1.6192e-08 | [16 empty] | 7.3.1.3 Ignition probability mapping showing the probability of ignition along the electric lines and equipmentWLDFRAggregatedAggregated | WLDFR | HFTD - Distribution - Tier 3 - 2QU CoRE ¦ 5QU LoRE | Non-Red Flag Warning - Catastrophic Fires | Aggregated | Aggregated | 2049 | 2.9473e-06 | 0 | 33.5215 | 9.8799e-05 | 2049 | Mitigation | 0.08575 | 30 | 0 | esc | 0.0012005 | 3.5383e-09 | 0.00060025 | 1.7691e-09 | 0.0015435 | 4.5492e-09
[79 empty] | WLDFR | HFTD - Distribution - Tier 3 - 2QU CoRE ¦ 4QU LoRE | Seismic - Non-Red Flag Warning - Catastrophic Fires | 2048 | 4.8082e-13 | 2.4041e-13 | 6.182e-13 | 27464.7227 | 578.8407 | 17445.538 | 9440.3441 | 0 | 0 | 0 | 4.0052e-10 |  | 1.3206e-08 | 0 | 1.3206e-08 | 6.6028e-09 | 0 | 6.6028e-09 | 1.6979e-08 | 0 | 1.6979e-08 | [16 empty] | 7.3.1.3 Ignition probability mapping showing the probability of ignition along the electric lines and equipmentWLDFRAggregatedAggregated | WLDFR | HFTD - Distribution - Tier 3 - 2QU CoRE ¦ 5QU LoRE | Non-Red Flag Warning - Catastrophic Fires | Aggregated | Aggregated | 2050 | 2.9473e-06 | 0 | 33.5215 | 9.8799e-05 | 2050 | Mitigation | 0.08575 | 30 | 0 | esc | 0 | 0 | 0.00060025 | 1.7691e-09 | 0.0015435 | 4.5492e-09
[79 empty] | WLDFR | HFTD - Distribution - Tier 3 - 2QU CoRE ¦ 4QU LoRE | Seismic - Non-Red Flag Warning - Catastrophic Fires | 2049 | 4.8082e-13 | 2.4041e-13 | 6.182e-13 | 27464.7227 | 578.8407 | 17445.538 | 9440.3441 | 0 | 0 | 0 | 4.0052e-10 |  | 1.3206e-08 | 0 | 1.3206e-08 | 6.6028e-09 | 0 | 6.6028e-09 | 1.6979e-08 | 0 | 1.6979e-08 | [16 empty] | 7.3.1.3 Ignition probability mapping showing the probability of ignition along the electric lines and equipmentWLDFRAggregatedAggregated | WLDFR | HFTD - Distribution - Tier 3 - 2QU CoRE ¦ 5QU LoRE | Non-Red Flag Warning - Catastrophic Fires | Aggregated | Aggregated | 2051 | 2.9473e-06 | 0 | 33.5215 | 9.8799e-05 | 2051 | Mitigation | 0.08575 | 30 | 0 | esc | 0 | 0 | 0 | 0 | 0.0015435 | 4.5492e-09
[79 empty] | WLDFR | HFTD - Distribution - Tier 3 - 2QU CoRE ¦ 4QU LoRE | Seismic - Non-Red Flag Warning - Catastrophic Fires | 2050 | 0 | 2.4041e-13 | 6.182e-13 | 27464.7227 | 578.8407 | 17445.538 | 9440.3441 | 0 | 0 | 0 | 4.0052e-10 |  | 0 | 0 | 0 | 6.6028e-09 | 0 | 6.6028e-09 | 1.6979e-08 | 0 | 1.6979e-08 | [16 empty] | 7.3.1.3 Ignition probability mapping showing the probability of ignition along the electric lines and equipmentWLDFRAggregatedAggregated | WLDFR | HFTD - Distribution - Tier 3 - 2QU CoRE ¦ 5QU LoRE | Non-Red Flag Warning - Destructive Fires | Aggregated | Aggregated | 2021 | 2.6709e-06 | 0 | 33.5215 | 8.9531e-05 | 2021 | Mitigation | 0.08575 | 30 | 0 | esc | 0.0012005 | 3.2064e-09 | 0.00060025 | 1.6032e-09 | 0 | 0
[79 empty] | WLDFR | HFTD - Distribution - Tier 3 - 2QU CoRE ¦ 4QU LoRE | Seismic - Non-Red Flag Warning - Catastrophic Fires | 2051 | 0 | 0 | 6.182e-13 | 27464.7227 | 578.8407 | 17445.538 | 9440.3441 | 0 | 0 | 0 | 4.0052e-10 |  | 0 | 0 | 0 | 0 | 0 | 0 | 1.6979e-08 | 0 | 1.6979e-08 | [16 empty] | 7.3.1.3 Ignition probability mapping showing the probability of ignition along the electric lines and equipmentWLDFRAggregatedAggregated | WLDFR | HFTD - Distribution - Tier 3 - 2QU CoRE ¦ 5QU LoRE | Non-Red Flag Warning - Destructive Fires | Aggregated | Aggregated | 2022 | 2.6709e-06 | 0 | 33.5215 | 8.9531e-05 | 2022 | Mitigation | 0.08575 | 30 | 0 | esc | 0.0012005 | 3.2064e-09 | 0.00060025 | 1.6032e-09 | 0.0015435 | 4.1225e-09
[79 empty] | WLDFR | HFTD - Distribution - Tier 3 - 2QU CoRE ¦ 4QU LoRE | Seismic - Red Flag Warning - Catastrophic Fires | 2020 | 2.0737e-11 | 0 | 0 | 21083.8428 | 409.2237 | 13469.0878 | 7205.5313 | 0 | 0 | 0 | 1.7274e-08 |  | 4.3722e-07 | 0 | 4.3722e-07 | 0 | 0 | 0 | 0 | 0 | 0 | [16 empty] | 7.3.1.3 Ignition probability mapping showing the probability of ignition along the electric lines and equipmentWLDFRAggregatedAggregated | WLDFR | HFTD - Distribution - Tier 3 - 2QU CoRE ¦ 5QU LoRE | Non-Red Flag Warning - Destructive Fires | Aggregated | Aggregated | 2023 | 2.6709e-06 | 0 | 33.5215 | 8.9531e-05 | 2023 | Mitigation | 0.08575 | 30 | 0 | esc | 0.0012005 | 3.2064e-09 | 0.00060025 | 1.6032e-09 | 0.0015435 | 4.1225e-09
[79 empty] | WLDFR | HFTD - Distribution - Tier 3 - 2QU CoRE ¦ 4QU LoRE | Seismic - Red Flag Warning - Catastrophic Fires | 2021 | 2.0737e-11 | 1.0369e-11 | 0 | 21083.8428 | 409.2237 | 13469.0878 | 7205.5313 | 0 | 0 | 0 | 1.7274e-08 |  | 4.3722e-07 | 0 | 4.3722e-07 | 2.1861e-07 | 0 | 2.1861e-07 | 0 | 0 | 0 | [16 empty] | 7.3.1.3 Ignition probability mapping showing the probability of ignition along the electric lines and equipmentWLDFRAggregatedAggregated | WLDFR | HFTD - Distribution - Tier 3 - 2QU CoRE ¦ 5QU LoRE | Non-Red Flag Warning - Destructive Fires | Aggregated | Aggregated | 2024 | 2.6709e-06 | 0 | 33.5215 | 8.9531e-05 | 2024 | Mitigation | 0.08575 | 30 | 0 | esc | 0.0012005 | 3.2064e-09 | 0.00060025 | 1.6032e-09 | 0.0015435 | 4.1225e-09
[79 empty] | WLDFR | HFTD - Distribution - Tier 3 - 2QU CoRE ¦ 4QU LoRE | Seismic - Red Flag Warning - Catastrophic Fires | 2022 | 2.0737e-11 | 1.0369e-11 | 2.6662e-11 | 21083.8428 | 409.2237 | 13469.0878 | 7205.5313 | 0 | 0 | 0 | 1.7274e-08 |  | 4.3722e-07 | 0 | 4.3722e-07 | 2.1861e-07 | 0 | 2.1861e-07 | 5.6214e-07 | 0 | 5.6214e-07 | [16 empty] | 7.3.1.3 Ignition probability mapping showing the probability of ignition along the electric lines and equipmentWLDFRAggregatedAggregated | WLDFR | HFTD - Distribution - Tier 3 - 2QU CoRE ¦ 5QU LoRE | Non-Red Flag Warning - Destructive Fires | Aggregated | Aggregated | 2025 | 2.6709e-06 | 0 | 33.5215 | 8.9531e-05 | 2025 | Mitigation | 0.08575 | 30 | 0 | esc | 0.0012005 | 3.2064e-09 | 0.00060025 | 1.6032e-09 | 0.0015435 | 4.1225e-09
[79 empty] | WLDFR | HFTD - Distribution - Tier 3 - 2QU CoRE ¦ 4QU LoRE | Seismic - Red Flag Warning - Catastrophic Fires | 2023 | 2.0737e-11 | 1.0369e-11 | 2.6662e-11 | 21835.9781 | 428.6023 | 13939.561 | 7467.8148 | 0 | 0 | 0 | 1.7274e-08 |  | 4.5282e-07 | 0 | 4.5282e-07 | 2.2641e-07 | 0 | 2.2641e-07 | 5.8219e-07 | 0 | 5.8219e-07 | [16 empty] | 7.3.1.3 Ignition probability mapping showing the probability of ignition along the electric lines and equipmentWLDFRAggregatedAggregated | WLDFR | HFTD - Distribution - Tier 3 - 2QU CoRE ¦ 5QU LoRE | Non-Red Flag Warning - Destructive Fires | Aggregated | Aggregated | 2026 | 2.6709e-06 | 0 | 33.5215 | 8.9531e-05 | 2026 | Mitigation | 0.08575 | 30 | 0 | esc | 0.0012005 | 3.2064e-09 | 0.00060025 | 1.6032e-09 | 0.0015435 | 4.1225e-09
[79 empty] | WLDFR | HFTD - Distribution - Tier 3 - 2QU CoRE ¦ 4QU LoRE | Seismic - Red Flag Warning - Catastrophic Fires | 2024 | 2.0737e-11 | 1.0369e-11 | 2.6662e-11 | 21835.9781 | 428.6023 | 13939.561 | 7467.8148 | 0 | 0 | 0 | 1.7274e-08 |  | 4.5282e-07 | 0 | 4.5282e-07 | 2.2641e-07 | 0 | 2.2641e-07 | 5.8219e-07 | 0 | 5.8219e-07 | [16 empty] | 7.3.1.3 Ignition probability mapping showing the probability of ignition along the electric lines and equipmentWLDFRAggregatedAggregated | WLDFR | HFTD - Distribution - Tier 3 - 2QU CoRE ¦ 5QU LoRE | Non-Red Flag Warning - Destructive Fires | Aggregated | Aggregated | 2027 | 2.6709e-06 | 0 | 33.5215 | 8.9531e-05 | 2027 | Mitigation | 0.08575 | 30 | 0 | esc | 0.0012005 | 3.2064e-09 | 0.00060025 | 1.6032e-09 | 0.0015435 | 4.1225e-09
[79 empty] | WLDFR | HFTD - Distribution - Tier 3 - 2QU CoRE ¦ 4QU LoRE | Seismic - Red Flag Warning - Catastrophic Fires | 2025 | 2.0737e-11 | 1.0369e-11 | 2.6662e-11 | 21835.9781 | 428.6023 | 13939.561 | 7467.8148 | 0 | 0 | 0 | 1.7274e-08 |  | 4.5282e-07 | 0 | 4.5282e-07 | 2.2641e-07 | 0 | 2.2641e-07 | 5.8219e-07 | 0 | 5.8219e-07 | [16 empty] | 7.3.1.3 Ignition probability mapping showing the probability of ignition along the electric lines and equipmentWLDFRAggregatedAggregated | WLDFR | HFTD - Distribution - Tier 3 - 2QU CoRE ¦ 5QU LoRE | Non-Red Flag Warning - Destructive Fires | Aggregated | Aggregated | 2028 | 2.6709e-06 | 0 | 33.5215 | 8.9531e-05 | 2028 | Mitigation | 0.08575 | 30 | 0 | esc | 0.0012005 | 3.2064e-09 | 0.00060025 | 1.6032e-09 | 0.0015435 | 4.1225e-09
[79 empty] | WLDFR | HFTD - Distribution - Tier 3 - 2QU CoRE ¦ 4QU LoRE | Seismic - Red Flag Warning - Catastrophic Fires | 2026 | 2.0737e-11 | 1.0369e-11 | 2.6662e-11 | 21835.9781 | 428.6023 | 13939.561 | 7467.8148 | 0 | 0 | 0 | 1.7274e-08 |  | 4.5282e-07 | 0 | 4.5282e-07 | 2.2641e-07 | 0 | 2.2641e-07 | 5.8219e-07 | 0 | 5.8219e-07 | [16 empty] | 7.3.1.3 Ignition probability mapping showing the probability of ignition along the electric lines and equipmentWLDFRAggregatedAggregated | WLDFR | HFTD - Distribution - Tier 3 - 2QU CoRE ¦ 5QU LoRE | Non-Red Flag Warning - Destructive Fires | Aggregated | Aggregated | 2029 | 2.6709e-06 | 0 | 33.5215 | 8.9531e-05 | 2029 | Mitigation | 0.08575 | 30 | 0 | esc | 0.0012005 | 3.2064e-09 | 0.00060025 | 1.6032e-09 | 0.0015435 | 4.1225e-09
[79 empty] | WLDFR | HFTD - Distribution - Tier 3 - 2QU CoRE ¦ 4QU LoRE | Seismic - Red Flag Warning - Catastrophic Fires | 2027 | 2.0737e-11 | 1.0369e-11 | 2.6662e-11 | 21835.9781 | 428.6023 | 13939.561 | 7467.8148 | 0 | 0 | 0 | 1.7274e-08 |  | 4.5282e-07 | 0 | 4.5282e-07 | 2.2641e-07 | 0 | 2.2641e-07 | 5.8219e-07 | 0 | 5.8219e-07 | [16 empty] | 7.3.1.3 Ignition probability mapping showing the probability of ignition along the electric lines and equipmentWLDFRAggregatedAggregated | WLDFR | HFTD - Distribution - Tier 3 - 2QU CoRE ¦ 5QU LoRE | Non-Red Flag Warning - Destructive Fires | Aggregated | Aggregated | 2030 | 2.6709e-06 | 0 | 33.5215 | 8.9531e-05 | 2030 | Mitigation | 0.08575 | 30 | 0 | esc | 0.0012005 | 3.2064e-09 | 0.00060025 | 1.6032e-09 | 0.0015435 | 4.1225e-09
[79 empty] | WLDFR | HFTD - Distribution - Tier 3 - 2QU CoRE ¦ 4QU LoRE | Seismic - Red Flag Warning - Catastrophic Fires | 2028 | 2.0737e-11 | 1.0369e-11 | 2.6662e-11 | 22783.187 | 453.261 | 14531.3357 | 7798.5904 | 0 | 0 | 0 | 1.7274e-08 |  | 4.7246e-07 | 0 | 4.7246e-07 | 2.3623e-07 | 0 | 2.3623e-07 | 6.0745e-07 | 0 | 6.0745e-07 | [16 empty] | 7.3.1.3 Ignition probability mapping showing the probability of ignition along the electric lines and equipmentWLDFRAggregatedAggregated | WLDFR | HFTD - Distribution - Tier 3 - 2QU CoRE ¦ 5QU LoRE | Non-Red Flag Warning - Destructive Fires | Aggregated | Aggregated | 2031 | 2.6709e-06 | 0 | 33.5215 | 8.9531e-05 | 2031 | Mitigation | 0.08575 | 30 | 0 | esc | 0.0012005 | 3.2064e-09 | 0.00060025 | 1.6032e-09 | 0.0015435 | 4.1225e-09
[79 empty] | WLDFR | HFTD - Distribution - Tier 3 - 2QU CoRE ¦ 4QU LoRE | Seismic - Red Flag Warning - Catastrophic Fires | 2029 | 2.0737e-11 | 1.0369e-11 | 2.6662e-11 | 22783.187 | 453.261 | 14531.3357 | 7798.5904 | 0 | 0 | 0 | 1.7274e-08 |  | 4.7246e-07 | 0 | 4.7246e-07 | 2.3623e-07 | 0 | 2.3623e-07 | 6.0745e-07 | 0 | 6.0745e-07 | [16 empty] | 7.3.1.3 Ignition probability mapping showing the probability of ignition along the electric lines and equipmentWLDFRAggregatedAggregated | WLDFR | HFTD - Distribution - Tier 3 - 2QU CoRE ¦ 5QU LoRE | Non-Red Flag Warning - Destructive Fires | Aggregated | Aggregated | 2032 | 2.6709e-06 | 0 | 33.5215 | 8.9531e-05 | 2032 | Mitigation | 0.08575 | 30 | 0 | esc | 0.0012005 | 3.2064e-09 | 0.00060025 | 1.6032e-09 | 0.0015435 | 4.1225e-09
[79 empty] | WLDFR | HFTD - Distribution - Tier 3 - 2QU CoRE ¦ 4QU LoRE | Seismic - Red Flag Warning - Catastrophic Fires | 2030 | 2.0737e-11 | 1.0369e-11 | 2.6662e-11 | 22783.187 | 453.261 | 14531.3357 | 7798.5904 | 0 | 0 | 0 | 1.7274e-08 |  | 4.7246e-07 | 0 | 4.7246e-07 | 2.3623e-07 | 0 | 2.3623e-07 | 6.0745e-07 | 0 | 6.0745e-07 | [16 empty] | 7.3.1.3 Ignition probability mapping showing the probability of ignition along the electric lines and equipmentWLDFRAggregatedAggregated | WLDFR | HFTD - Distribution - Tier 3 - 2QU CoRE ¦ 5QU LoRE | Non-Red Flag Warning - Destructive Fires | Aggregated | Aggregated | 2033 | 2.6709e-06 | 0 | 33.5215 | 8.9531e-05 | 2033 | Mitigation | 0.08575 | 30 | 0 | esc | 0.0012005 | 3.2064e-09 | 0.00060025 | 1.6032e-09 | 0.0015435 | 4.1225e-09
[79 empty] | WLDFR | HFTD - Distribution - Tier 3 - 2QU CoRE ¦ 4QU LoRE | Seismic - Red Flag Warning - Catastrophic Fires | 2031 | 2.0737e-11 | 1.0369e-11 | 2.6662e-11 | 22783.187 | 453.261 | 14531.3357 | 7798.5904 | 0 | 0 | 0 | 1.7274e-08 |  | 4.7246e-07 | 0 | 4.7246e-07 | 2.3623e-07 | 0 | 2.3623e-07 | 6.0745e-07 | 0 | 6.0745e-07 | [16 empty] | 7.3.1.3 Ignition probability mapping showing the probability of ignition along the electric lines and equipmentWLDFRAggregatedAggregated | WLDFR | HFTD - Distribution - Tier 3 - 2QU CoRE ¦ 5QU LoRE | Non-Red Flag Warning - Destructive Fires | Aggregated | Aggregated | 2034 | 2.6709e-06 | 0 | 33.5215 | 8.9531e-05 | 2034 | Mitigation | 0.08575 | 30 | 0 | esc | 0.0012005 | 3.2064e-09 | 0.00060025 | 1.6032e-09 | 0.0015435 | 4.1225e-09
[79 empty] | WLDFR | HFTD - Distribution - Tier 3 - 2QU CoRE ¦ 4QU LoRE | Seismic - Red Flag Warning - Catastrophic Fires | 2032 | 2.0737e-11 | 1.0369e-11 | 2.6662e-11 | 22783.187 | 453.261 | 14531.3357 | 7798.5904 | 0 | 0 | 0 | 1.7274e-08 |  | 4.7246e-07 | 0 | 4.7246e-07 | 2.3623e-07 | 0 | 2.3623e-07 | 6.0745e-07 | 0 | 6.0745e-07 | [16 empty] | 7.3.1.3 Ignition probability mapping showing the probability of ignition along the electric lines and equipmentWLDFRAggregatedAggregated | WLDFR | HFTD - Distribution - Tier 3 - 2QU CoRE ¦ 5QU LoRE | Non-Red Flag Warning - Destructive Fires | Aggregated | Aggregated | 2035 | 2.6709e-06 | 0 | 33.5215 | 8.9531e-05 | 2035 | Mitigation | 0.08575 | 30 | 0 | esc | 0.0012005 | 3.2064e-09 | 0.00060025 | 1.6032e-09 | 0.0015435 | 4.1225e-09
[79 empty] | WLDFR | HFTD - Distribution - Tier 3 - 2QU CoRE ¦ 4QU LoRE | Seismic - Red Flag Warning - Catastrophic Fires | 2033 | 2.0737e-11 | 1.0369e-11 | 2.6662e-11 | 23835.2641 | 480.9649 | 15187.7294 | 8166.5698 | 0 | 0 | 0 | 1.7274e-08 |  | 4.9427e-07 | 0 | 4.9427e-07 | 2.4714e-07 | 0 | 2.4714e-07 | 6.355e-07 | 0 | 6.355e-07 | [16 empty] | 7.3.1.3 Ignition probability mapping showing the probability of ignition along the electric lines and equipmentWLDFRAggregatedAggregated | WLDFR | HFTD - Distribution - Tier 3 - 2QU CoRE ¦ 5QU LoRE | Non-Red Flag Warning - Destructive Fires | Aggregated | Aggregated | 2036 | 2.6709e-06 | 0 | 33.5215 | 8.9531e-05 | 2036 | Mitigation | 0.08575 | 30 | 0 | esc | 0.0012005 | 3.2064e-09 | 0.00060025 | 1.6032e-09 | 0.0015435 | 4.1225e-09
[79 empty] | WLDFR | HFTD - Distribution - Tier 3 - 2QU CoRE ¦ 4QU LoRE | Seismic - Red Flag Warning - Catastrophic Fires | 2034 | 2.0737e-11 | 1.0369e-11 | 2.6662e-11 | 23835.2641 | 480.9649 | 15187.7294 | 8166.5698 | 0 | 0 | 0 | 1.7274e-08 |  | 4.9427e-07 | 0 | 4.9427e-07 | 2.4714e-07 | 0 | 2.4714e-07 | 6.355e-07 | 0 | 6.355e-07 | [16 empty] | 7.3.1.3 Ignition probability mapping showing the probability of ignition along the electric lines and equipmentWLDFRAggregatedAggregated | WLDFR | HFTD - Distribution - Tier 3 - 2QU CoRE ¦ 5QU LoRE | Non-Red Flag Warning - Destructive Fires | Aggregated | Aggregated | 2037 | 2.6709e-06 | 0 | 33.5215 | 8.9531e-05 | 2037 | Mitigation | 0.08575 | 30 | 0 | esc | 0.0012005 | 3.2064e-09 | 0.00060025 | 1.6032e-09 | 0.0015435 | 4.1225e-09
[79 empty] | WLDFR | HFTD - Distribution - Tier 3 - 2QU CoRE ¦ 4QU LoRE | Seismic - Red Flag Warning - Catastrophic Fires | 2035 | 2.0737e-11 | 1.0369e-11 | 2.6662e-11 | 23835.2641 | 480.9649 | 15187.7294 | 8166.5698 | 0 | 0 | 0 | 1.7274e-08 |  | 4.9427e-07 | 0 | 4.9427e-07 | 2.4714e-07 | 0 | 2.4714e-07 | 6.355e-07 | 0 | 6.355e-07 | [16 empty] | 7.3.1.3 Ignition probability mapping showing the probability of ignition along the electric lines and equipmentWLDFRAggregatedAggregated | WLDFR | HFTD - Distribution - Tier 3 - 2QU CoRE ¦ 5QU LoRE | Non-Red Flag Warning - Destructive Fires | Aggregated | Aggregated | 2038 | 2.6709e-06 | 0 | 33.5215 | 8.9531e-05 | 2038 | Mitigation | 0.08575 | 30 | 0 | esc | 0.0012005 | 3.2064e-09 | 0.00060025 | 1.6032e-09 | 0.0015435 | 4.1225e-09
[79 empty] | WLDFR | HFTD - Distribution - Tier 3 - 2QU CoRE ¦ 4QU LoRE | Seismic - Red Flag Warning - Catastrophic Fires | 2036 | 2.0737e-11 | 1.0369e-11 | 2.6662e-11 | 23835.2641 | 480.9649 | 15187.7294 | 8166.5698 | 0 | 0 | 0 | 1.7274e-08 |  | 4.9427e-07 | 0 | 4.9427e-07 | 2.4714e-07 | 0 | 2.4714e-07 | 6.355e-07 | 0 | 6.355e-07 | [16 empty] | 7.3.1.3 Ignition probability mapping showing the probability of ignition along the electric lines and equipmentWLDFRAggregatedAggregated | WLDFR | HFTD - Distribution - Tier 3 - 2QU CoRE ¦ 5QU LoRE | Non-Red Flag Warning - Destructive Fires | Aggregated | Aggregated | 2039 | 2.6709e-06 | 0 | 33.5215 | 8.9531e-05 | 2039 | Mitigation | 0.08575 | 30 | 0 | esc | 0.0012005 | 3.2064e-09 | 0.00060025 | 1.6032e-09 | 0.0015435 | 4.1225e-09
[79 empty] | WLDFR | HFTD - Distribution - Tier 3 - 2QU CoRE ¦ 4QU LoRE | Seismic - Red Flag Warning - Catastrophic Fires | 2037 | 2.0737e-11 | 1.0369e-11 | 2.6662e-11 | 23835.2641 | 480.9649 | 15187.7294 | 8166.5698 | 0 | 0 | 0 | 1.7274e-08 |  | 4.9427e-07 | 0 | 4.9427e-07 | 2.4714e-07 | 0 | 2.4714e-07 | 6.355e-07 | 0 | 6.355e-07 | [16 empty] | 7.3.1.3 Ignition probability mapping showing the probability of ignition along the electric lines and equipmentWLDFRAggregatedAggregated | WLDFR | HFTD - Distribution - Tier 3 - 2QU CoRE ¦ 5QU LoRE | Non-Red Flag Warning - Destructive Fires | Aggregated | Aggregated | 2040 | 2.6709e-06 | 0 | 33.5215 | 8.9531e-05 | 2040 | Mitigation | 0.08575 | 30 | 0 | esc | 0.0012005 | 3.2064e-09 | 0.00060025 | 1.6032e-09 | 0.0015435 | 4.1225e-09
[79 empty] | WLDFR | HFTD - Distribution - Tier 3 - 2QU CoRE ¦ 4QU LoRE | Seismic - Red Flag Warning - Catastrophic Fires | 2038 | 2.0737e-11 | 1.0369e-11 | 2.6662e-11 | 24976.6418 | 511.3745 | 15898.8237 | 8566.4437 | 0 | 0 | 0 | 1.7274e-08 |  | 5.1794e-07 | 0 | 5.1794e-07 | 2.5897e-07 | 0 | 2.5897e-07 | 6.6593e-07 | 0 | 6.6593e-07 | [16 empty] | 7.3.1.3 Ignition probability mapping showing the probability of ignition along the electric lines and equipmentWLDFRAggregatedAggregated | WLDFR | HFTD - Distribution - Tier 3 - 2QU CoRE ¦ 5QU LoRE | Non-Red Flag Warning - Destructive Fires | Aggregated | Aggregated | 2041 | 2.6709e-06 | 0 | 33.5215 | 8.9531e-05 | 2041 | Mitigation | 0.08575 | 30 | 0 | esc | 0.0012005 | 3.2064e-09 | 0.00060025 | 1.6032e-09 | 0.0015435 | 4.1225e-09
[79 empty] | WLDFR | HFTD - Distribution - Tier 3 - 2QU CoRE ¦ 4QU LoRE | Seismic - Red Flag Warning - Catastrophic Fires | 2039 | 2.0737e-11 | 1.0369e-11 | 2.6662e-11 | 24976.6418 | 511.3745 | 15898.8237 | 8566.4437 | 0 | 0 | 0 | 1.7274e-08 |  | 5.1794e-07 | 0 | 5.1794e-07 | 2.5897e-07 | 0 | 2.5897e-07 | 6.6593e-07 | 0 | 6.6593e-07 | [16 empty] | 7.3.1.3 Ignition probability mapping showing the probability of ignition along the electric lines and equipmentWLDFRAggregatedAggregated | WLDFR | HFTD - Distribution - Tier 3 - 2QU CoRE ¦ 5QU LoRE | Non-Red Flag Warning - Destructive Fires | Aggregated | Aggregated | 2042 | 2.6709e-06 | 0 | 33.5215 | 8.9531e-05 | 2042 | Mitigation | 0.08575 | 30 | 0 | esc | 0.0012005 | 3.2064e-09 | 0.00060025 | 1.6032e-09 | 0.0015435 | 4.1225e-09
[79 empty] | WLDFR | HFTD - Distribution - Tier 3 - 2QU CoRE ¦ 4QU LoRE | Seismic - Red Flag Warning - Catastrophic Fires | 2040 | 2.0737e-11 | 1.0369e-11 | 2.6662e-11 | 24976.6418 | 511.3745 | 15898.8237 | 8566.4437 | 0 | 0 | 0 | 1.7274e-08 |  | 5.1794e-07 | 0 | 5.1794e-07 | 2.5897e-07 | 0 | 2.5897e-07 | 6.6593e-07 | 0 | 6.6593e-07 | [16 empty] | 7.3.1.3 Ignition probability mapping showing the probability of ignition along the electric lines and equipmentWLDFRAggregatedAggregated | WLDFR | HFTD - Distribution - Tier 3 - 2QU CoRE ¦ 5QU LoRE | Non-Red Flag Warning - Destructive Fires | Aggregated | Aggregated | 2043 | 2.6709e-06 | 0 | 33.5215 | 8.9531e-05 | 2043 | Mitigation | 0.08575 | 30 | 0 | esc | 0.0012005 | 3.2064e-09 | 0.00060025 | 1.6032e-09 | 0.0015435 | 4.1225e-09
[79 empty] | WLDFR | HFTD - Distribution - Tier 3 - 2QU CoRE ¦ 4QU LoRE | Seismic - Red Flag Warning - Catastrophic Fires | 2041 | 2.0737e-11 | 1.0369e-11 | 2.6662e-11 | 24976.6418 | 511.3745 | 15898.8237 | 8566.4437 | 0 | 0 | 0 | 1.7274e-08 |  | 5.1794e-07 | 0 | 5.1794e-07 | 2.5897e-07 | 0 | 2.5897e-07 | 6.6593e-07 | 0 | 6.6593e-07 | [16 empty] | 7.3.1.3 Ignition probability mapping showing the probability of ignition along the electric lines and equipmentWLDFRAggregatedAggregated | WLDFR | HFTD - Distribution - Tier 3 - 2QU CoRE ¦ 5QU LoRE | Non-Red Flag Warning - Destructive Fires | Aggregated | Aggregated | 2044 | 2.6709e-06 | 0 | 33.5215 | 8.9531e-05 | 2044 | Mitigation | 0.08575 | 30 | 0 | esc | 0.0012005 | 3.2064e-09 | 0.00060025 | 1.6032e-09 | 0.0015435 | 4.1225e-09
[79 empty] | WLDFR | HFTD - Distribution - Tier 3 - 2QU CoRE ¦ 4QU LoRE | Seismic - Red Flag Warning - Catastrophic Fires | 2042 | 2.0737e-11 | 1.0369e-11 | 2.6662e-11 | 24976.6418 | 511.3745 | 15898.8237 | 8566.4437 | 0 | 0 | 0 | 1.7274e-08 |  | 5.1794e-07 | 0 | 5.1794e-07 | 2.5897e-07 | 0 | 2.5897e-07 | 6.6593e-07 | 0 | 6.6593e-07 | [16 empty] | 7.3.1.3 Ignition probability mapping showing the probability of ignition along the electric lines and equipmentWLDFRAggregatedAggregated | WLDFR | HFTD - Distribution - Tier 3 - 2QU CoRE ¦ 5QU LoRE | Non-Red Flag Warning - Destructive Fires | Aggregated | Aggregated | 2045 | 2.6709e-06 | 0 | 33.5215 | 8.9531e-05 | 2045 | Mitigation | 0.08575 | 30 | 0 | esc | 0.0012005 | 3.2064e-09 | 0.00060025 | 1.6032e-09 | 0.0015435 | 4.1225e-09
[79 empty] | WLDFR | HFTD - Distribution - Tier 3 - 2QU CoRE ¦ 4QU LoRE | Seismic - Red Flag Warning - Catastrophic Fires | 2043 | 2.0737e-11 | 1.0369e-11 | 2.6662e-11 | 26191.7278 | 544.1291 | 16654.7414 | 8992.8573 | 0 | 0 | 0 | 1.7274e-08 |  | 5.4314e-07 | 0 | 5.4314e-07 | 2.7157e-07 | 0 | 2.7157e-07 | 6.9832e-07 | 0 | 6.9832e-07 | [16 empty] | 7.3.1.3 Ignition probability mapping showing the probability of ignition along the electric lines and equipmentWLDFRAggregatedAggregated | WLDFR | HFTD - Distribution - Tier 3 - 2QU CoRE ¦ 5QU LoRE | Non-Red Flag Warning - Destructive Fires | Aggregated | Aggregated | 2046 | 2.6709e-06 | 0 | 33.5215 | 8.9531e-05 | 2046 | Mitigation | 0.08575 | 30 | 0 | esc | 0.0012005 | 3.2064e-09 | 0.00060025 | 1.6032e-09 | 0.0015435 | 4.1225e-09
[79 empty] | WLDFR | HFTD - Distribution - Tier 3 - 2QU CoRE ¦ 4QU LoRE | Seismic - Red Flag Warning - Catastrophic Fires | 2044 | 2.0737e-11 | 1.0369e-11 | 2.6662e-11 | 26191.7278 | 544.1291 | 16654.7414 | 8992.8573 | 0 | 0 | 0 | 1.7274e-08 |  | 5.4314e-07 | 0 | 5.4314e-07 | 2.7157e-07 | 0 | 2.7157e-07 | 6.9832e-07 | 0 | 6.9832e-07 | [16 empty] | 7.3.1.3 Ignition probability mapping showing the probability of ignition along the electric lines and equipmentWLDFRAggregatedAggregated | WLDFR | HFTD - Distribution - Tier 3 - 2QU CoRE ¦ 5QU LoRE | Non-Red Flag Warning - Destructive Fires | Aggregated | Aggregated | 2047 | 2.6709e-06 | 0 | 33.5215 | 8.9531e-05 | 2047 | Mitigation | 0.08575 | 30 | 0 | esc | 0.0012005 | 3.2064e-09 | 0.00060025 | 1.6032e-09 | 0.0015435 | 4.1225e-09
[79 empty] | WLDFR | HFTD - Distribution - Tier 3 - 2QU CoRE ¦ 4QU LoRE | Seismic - Red Flag Warning - Catastrophic Fires | 2045 | 2.0737e-11 | 1.0369e-11 | 2.6662e-11 | 26191.7278 | 544.1291 | 16654.7414 | 8992.8573 | 0 | 0 | 0 | 1.7274e-08 |  | 5.4314e-07 | 0 | 5.4314e-07 | 2.7157e-07 | 0 | 2.7157e-07 | 6.9832e-07 | 0 | 6.9832e-07 | [16 empty] | 7.3.1.3 Ignition probability mapping showing the probability of ignition along the electric lines and equipmentWLDFRAggregatedAggregated | WLDFR | HFTD - Distribution - Tier 3 - 2QU CoRE ¦ 5QU LoRE | Non-Red Flag Warning - Destructive Fires | Aggregated | Aggregated | 2048 | 2.6709e-06 | 0 | 33.5215 | 8.9531e-05 | 2048 | Mitigation | 0.08575 | 30 | 0 | esc | 0.0012005 | 3.2064e-09 | 0.00060025 | 1.6032e-09 | 0.0015435 | 4.1225e-09
[79 empty] | WLDFR | HFTD - Distribution - Tier 3 - 2QU CoRE ¦ 4QU LoRE | Seismic - Red Flag Warning - Catastrophic Fires | 2046 | 2.0737e-11 | 1.0369e-11 | 2.6662e-11 | 26191.7278 | 544.1291 | 16654.7414 | 8992.8573 | 0 | 0 | 0 | 1.7274e-08 |  | 5.4314e-07 | 0 | 5.4314e-07 | 2.7157e-07 | 0 | 2.7157e-07 | 6.9832e-07 | 0 | 6.9832e-07 | [16 empty] | 7.3.1.3 Ignition probability mapping showing the probability of ignition along the electric lines and equipmentWLDFRAggregatedAggregated | WLDFR | HFTD - Distribution - Tier 3 - 2QU CoRE ¦ 5QU LoRE | Non-Red Flag Warning - Destructive Fires | Aggregated | Aggregated | 2049 | 2.6709e-06 | 0 | 33.5215 | 8.9531e-05 | 2049 | Mitigation | 0.08575 | 30 | 0 | esc | 0.0012005 | 3.2064e-09 | 0.00060025 | 1.6032e-09 | 0.0015435 | 4.1225e-09
[79 empty] | WLDFR | HFTD - Distribution - Tier 3 - 2QU CoRE ¦ 4QU LoRE | Seismic - Red Flag Warning - Catastrophic Fires | 2047 | 2.0737e-11 | 1.0369e-11 | 2.6662e-11 | 26191.7278 | 544.1291 | 16654.7414 | 8992.8573 | 0 | 0 | 0 | 1.7274e-08 |  | 5.4314e-07 | 0 | 5.4314e-07 | 2.7157e-07 | 0 | 2.7157e-07 | 6.9832e-07 | 0 | 6.9832e-07 | [16 empty] | 7.3.1.3 Ignition probability mapping showing the probability of ignition along the electric lines and equipmentWLDFRAggregatedAggregated | WLDFR | HFTD - Distribution - Tier 3 - 2QU CoRE ¦ 5QU LoRE | Non-Red Flag Warning - Destructive Fires | Aggregated | Aggregated | 2050 | 2.6709e-06 | 0 | 33.5215 | 8.9531e-05 | 2050 | Mitigation | 0.08575 | 30 | 0 | esc | 0 | 0 | 0.00060025 | 1.6032e-09 | 0.0015435 | 4.1225e-09
[79 empty] | WLDFR | HFTD - Distribution - Tier 3 - 2QU CoRE ¦ 4QU LoRE | Seismic - Red Flag Warning - Catastrophic Fires | 2048 | 2.0737e-11 | 1.0369e-11 | 2.6662e-11 | 27464.7227 | 578.8407 | 17445.538 | 9440.3441 | 0 | 0 | 0 | 1.7274e-08 |  | 5.6954e-07 | 0 | 5.6954e-07 | 2.8477e-07 | 0 | 2.8477e-07 | 7.3227e-07 | 0 | 7.3227e-07 | [16 empty] | 7.3.1.3 Ignition probability mapping showing the probability of ignition along the electric lines and equipmentWLDFRAggregatedAggregated | WLDFR | HFTD - Distribution - Tier 3 - 2QU CoRE ¦ 5QU LoRE | Non-Red Flag Warning - Destructive Fires | Aggregated | Aggregated | 2051 | 2.6709e-06 | 0 | 33.5215 | 8.9531e-05 | 2051 | Mitigation | 0.08575 | 30 | 0 | esc | 0 | 0 | 0 | 0 | 0.0015435 | 4.1225e-09
[79 empty] | WLDFR | HFTD - Distribution - Tier 3 - 2QU CoRE ¦ 4QU LoRE | Seismic - Red Flag Warning - Catastrophic Fires | 2049 | 2.0737e-11 | 1.0369e-11 | 2.6662e-11 | 27464.7227 | 578.8407 | 17445.538 | 9440.3441 | 0 | 0 | 0 | 1.7274e-08 |  | 5.6954e-07 | 0 | 5.6954e-07 | 2.8477e-07 | 0 | 2.8477e-07 | 7.3227e-07 | 0 | 7.3227e-07 | [16 empty] | 7.3.1.3 Ignition probability mapping showing the probability of ignition along the electric lines and equipmentWLDFRAggregatedAggregated | WLDFR | HFTD - Distribution - Tier 3 - 2QU CoRE ¦ 5QU LoRE | Non-Red Flag Warning - Large Fires | Aggregated | Aggregated | 2021 | 1.8586e-05 | 0 | 33.5215 | 0.00062304 | 2021 | Mitigation | 0.08575 | 30 | 0 | esc | 0.0012005 | 2.2313e-08 | 0.00060025 | 1.1156e-08 | 0 | 0
[79 empty] | WLDFR | HFTD - Distribution - Tier 3 - 2QU CoRE ¦ 4QU LoRE | Seismic - Red Flag Warning - Catastrophic Fires | 2050 | 0 | 1.0369e-11 | 2.6662e-11 | 27464.7227 | 578.8407 | 17445.538 | 9440.3441 | 0 | 0 | 0 | 1.7274e-08 |  | 0 | 0 | 0 | 2.8477e-07 | 0 | 2.8477e-07 | 7.3227e-07 | 0 | 7.3227e-07 | [16 empty] | 7.3.1.3 Ignition probability mapping showing the probability of ignition along the electric lines and equipmentWLDFRAggregatedAggregated | WLDFR | HFTD - Distribution - Tier 3 - 2QU CoRE ¦ 5QU LoRE | Non-Red Flag Warning - Large Fires | Aggregated | Aggregated | 2022 | 1.8586e-05 | 0 | 33.5215 | 0.00062304 | 2022 | Mitigation | 0.08575 | 30 | 0 | esc | 0.0012005 | 2.2313e-08 | 0.00060025 | 1.1156e-08 | 0.0015435 | 2.8688e-08
[79 empty] | WLDFR | HFTD - Distribution - Tier 3 - 2QU CoRE ¦ 4QU LoRE | Seismic - Red Flag Warning - Catastrophic Fires | 2051 | 0 | 0 | 2.6662e-11 | 27464.7227 | 578.8407 | 17445.538 | 9440.3441 | 0 | 0 | 0 | 1.7274e-08 |  | 0 | 0 | 0 | 0 | 0 | 0 | 7.3227e-07 | 0 | 7.3227e-07 | [16 empty] | 7.3.1.3 Ignition probability mapping showing the probability of ignition along the electric lines and equipmentWLDFRAggregatedAggregated | WLDFR | HFTD - Distribution - Tier 3 - 2QU CoRE ¦ 5QU LoRE | Non-Red Flag Warning - Large Fires | Aggregated | Aggregated | 2023 | 1.8586e-05 | 0 | 33.5215 | 0.00062304 | 2023 | Mitigation | 0.08575 | 30 | 0 | esc | 0.0012005 | 2.2313e-08 | 0.00060025 | 1.1156e-08 | 0.0015435 | 2.8688e-08
[79 empty] | WLDFR | HFTD - Distribution - Tier 3 - 2QU CoRE ¦ 5QU LoRE | Non-Red Flag Warning - Catastrophic Fires | 2020 | 3.5383e-09 | 0 | 0 | 14146.1306 | 222.2294 | 8585.7228 | 5338.1784 | 0 | 0 | 0 | 2.9473e-06 |  | 5.0053e-05 | 0 | 5.0053e-05 | 0 | 0 | 0 | 0 | 0 | 0 | [16 empty] | 7.3.1.3 Ignition probability mapping showing the probability of ignition along the electric lines and equipmentWLDFRAggregatedAggregated | WLDFR | HFTD - Distribution - Tier 3 - 2QU CoRE ¦ 5QU LoRE | Non-Red Flag Warning - Large Fires | Aggregated | Aggregated | 2024 | 1.8586e-05 | 0 | 33.5215 | 0.00062304 | 2024 | Mitigation | 0.08575 | 30 | 0 | esc | 0.0012005 | 2.2313e-08 | 0.00060025 | 1.1156e-08 | 0.0015435 | 2.8688e-08
[79 empty] | WLDFR | HFTD - Distribution - Tier 3 - 2QU CoRE ¦ 5QU LoRE | Non-Red Flag Warning - Catastrophic Fires | 2021 | 3.5383e-09 | 1.7691e-09 | 0 | 14146.1306 | 222.2294 | 8585.7228 | 5338.1784 | 0 | 0 | 0 | 2.9473e-06 |  | 5.0053e-05 | 0 | 5.0053e-05 | 2.5026e-05 | 0 | 2.5026e-05 | 0 | 0 | 0 | [16 empty] | 7.3.1.3 Ignition probability mapping showing the probability of ignition along the electric lines and equipmentWLDFRAggregatedAggregated | WLDFR | HFTD - Distribution - Tier 3 - 2QU CoRE ¦ 5QU LoRE | Non-Red Flag Warning - Large Fires | Aggregated | Aggregated | 2025 | 1.8586e-05 | 0 | 33.5215 | 0.00062304 | 2025 | Mitigation | 0.08575 | 30 | 0 | esc | 0.0012005 | 2.2313e-08 | 0.00060025 | 1.1156e-08 | 0.0015435 | 2.8688e-08
[79 empty] | WLDFR | HFTD - Distribution - Tier 3 - 2QU CoRE ¦ 5QU LoRE | Non-Red Flag Warning - Catastrophic Fires | 2022 | 3.5383e-09 | 1.7691e-09 | 4.5492e-09 | 14146.1306 | 222.2294 | 8585.7228 | 5338.1784 | 0 | 0 | 0 | 2.9473e-06 |  | 5.0053e-05 | 0 | 5.0053e-05 | 2.5026e-05 | 0 | 2.5026e-05 | 6.4354e-05 | 0 | 6.4354e-05 | [16 empty] | 7.3.1.3 Ignition probability mapping showing the probability of ignition along the electric lines and equipmentWLDFRAggregatedAggregated | WLDFR | HFTD - Distribution - Tier 3 - 2QU CoRE ¦ 5QU LoRE | Non-Red Flag Warning - Large Fires | Aggregated | Aggregated | 2026 | 1.8586e-05 | 0 | 33.5215 | 0.00062304 | 2026 | Mitigation | 0.08575 | 30 | 0 | esc | 0.0012005 | 2.2313e-08 | 0.00060025 | 1.1156e-08 | 0.0015435 | 2.8688e-08
[79 empty] | WLDFR | HFTD - Distribution - Tier 3 - 2QU CoRE ¦ 5QU LoRE | Non-Red Flag Warning - Catastrophic Fires | 2023 | 3.5383e-09 | 1.7691e-09 | 4.5492e-09 | 14664.6376 | 233.2301 | 8896.516 | 5534.8915 | 0 | 0 | 0 | 2.9473e-06 |  | 5.1887e-05 | 0 | 5.1887e-05 | 2.5944e-05 | 0 | 2.5944e-05 | 6.6712e-05 | 0 | 6.6712e-05 | [16 empty] | 7.3.1.3 Ignition probability mapping showing the probability of ignition along the electric lines and equipmentWLDFRAggregatedAggregated | WLDFR | HFTD - Distribution - Tier 3 - 2QU CoRE ¦ 5QU LoRE | Non-Red Flag Warning - Large Fires | Aggregated | Aggregated | 2027 | 1.8586e-05 | 0 | 33.5215 | 0.00062304 | 2027 | Mitigation | 0.08575 | 30 | 0 | esc | 0.0012005 | 2.2313e-08 | 0.00060025 | 1.1156e-08 | 0.0015435 | 2.8688e-08
[79 empty] | WLDFR | HFTD - Distribution - Tier 3 - 2QU CoRE ¦ 5QU LoRE | Non-Red Flag Warning - Catastrophic Fires | 2024 | 3.5383e-09 | 1.7691e-09 | 4.5492e-09 | 14664.6376 | 233.2301 | 8896.516 | 5534.8915 | 0 | 0 | 0 | 2.9473e-06 |  | 5.1887e-05 | 0 | 5.1887e-05 | 2.5944e-05 | 0 | 2.5944e-05 | 6.6712e-05 | 0 | 6.6712e-05 | [16 empty] | 7.3.1.3 Ignition probability mapping showing the probability of ignition along the electric lines and equipmentWLDFRAggregatedAggregated | WLDFR | HFTD - Distribution - Tier 3 - 2QU CoRE ¦ 5QU LoRE | Non-Red Flag Warning - Large Fires | Aggregated | Aggregated | 2028 | 1.8586e-05 | 0 | 33.5215 | 0.00062304 | 2028 | Mitigation | 0.08575 | 30 | 0 | esc | 0.0012005 | 2.2313e-08 | 0.00060025 | 1.1156e-08 | 0.0015435 | 2.8688e-08
[79 empty] | WLDFR | HFTD - Distribution - Tier 3 - 2QU CoRE ¦ 5QU LoRE | Non-Red Flag Warning - Catastrophic Fires | 2025 | 3.5383e-09 | 1.7691e-09 | 4.5492e-09 | 14664.6376 | 233.2301 | 8896.516 | 5534.8915 | 0 | 0 | 0 | 2.9473e-06 |  | 5.1887e-05 | 0 | 5.1887e-05 | 2.5944e-05 | 0 | 2.5944e-05 | 6.6712e-05 | 0 | 6.6712e-05 | [16 empty] | 7.3.1.3 Ignition probability mapping showing the probability of ignition along the electric lines and equipmentWLDFRAggregatedAggregated | WLDFR | HFTD - Distribution - Tier 3 - 2QU CoRE ¦ 5QU LoRE | Non-Red Flag Warning - Large Fires | Aggregated | Aggregated | 2029 | 1.8586e-05 | 0 | 33.5215 | 0.00062304 | 2029 | Mitigation | 0.08575 | 30 | 0 | esc | 0.0012005 | 2.2313e-08 | 0.00060025 | 1.1156e-08 | 0.0015435 | 2.8688e-08
[79 empty] | WLDFR | HFTD - Distribution - Tier 3 - 2QU CoRE ¦ 5QU LoRE | Non-Red Flag Warning - Catastrophic Fires | 2026 | 3.5383e-09 | 1.7691e-09 | 4.5492e-09 | 14664.6376 | 233.2301 | 8896.516 | 5534.8915 | 0 | 0 | 0 | 2.9473e-06 |  | 5.1887e-05 | 0 | 5.1887e-05 | 2.5944e-05 | 0 | 2.5944e-05 | 6.6712e-05 | 0 | 6.6712e-05 | [16 empty] | 7.3.1.3 Ignition probability mapping showing the probability of ignition along the electric lines and equipmentWLDFRAggregatedAggregated | WLDFR | HFTD - Distribution - Tier 3 - 2QU CoRE ¦ 5QU LoRE | Non-Red Flag Warning - Large Fires | Aggregated | Aggregated | 2030 | 1.8586e-05 | 0 | 33.5215 | 0.00062304 | 2030 | Mitigation | 0.08575 | 30 | 0 | esc | 0.0012005 | 2.2313e-08 | 0.00060025 | 1.1156e-08 | 0.0015435 | 2.8688e-08
[79 empty] | WLDFR | HFTD - Distribution - Tier 3 - 2QU CoRE ¦ 5QU LoRE | Non-Red Flag Warning - Catastrophic Fires | 2027 | 3.5383e-09 | 1.7691e-09 | 4.5492e-09 | 14664.6376 | 233.2301 | 8896.516 | 5534.8915 | 0 | 0 | 0 | 2.9473e-06 |  | 5.1887e-05 | 0 | 5.1887e-05 | 2.5944e-05 | 0 | 2.5944e-05 | 6.6712e-05 | 0 | 6.6712e-05 | [16 empty] | 7.3.1.3 Ignition probability mapping showing the probability of ignition along the electric lines and equipmentWLDFRAggregatedAggregated | WLDFR | HFTD - Distribution - Tier 3 - 2QU CoRE ¦ 5QU LoRE | Non-Red Flag Warning - Large Fires | Aggregated | Aggregated | 2031 | 1.8586e-05 | 0 | 33.5215 | 0.00062304 | 2031 | Mitigation | 0.08575 | 30 | 0 | esc | 0.0012005 | 2.2313e-08 | 0.00060025 | 1.1156e-08 | 0.0015435 | 2.8688e-08
[79 empty] | WLDFR | HFTD - Distribution - Tier 3 - 2QU CoRE ¦ 5QU LoRE | Non-Red Flag Warning - Catastrophic Fires | 2028 | 3.5383e-09 | 1.7691e-09 | 4.5492e-09 | 15317.9909 | 247.273 | 9287.6491 | 5783.0689 | 0 | 0 | 0 | 2.9473e-06 |  | 5.4199e-05 | 0 | 5.4199e-05 | 2.71e-05 | 0 | 2.71e-05 | 6.9685e-05 | 0 | 6.9685e-05 | [16 empty] | 7.3.1.3 Ignition probability mapping showing the probability of ignition along the electric lines and equipmentWLDFRAggregatedAggregated | WLDFR | HFTD - Distribution - Tier 3 - 2QU CoRE ¦ 5QU LoRE | Non-Red Flag Warning - Large Fires | Aggregated | Aggregated | 2032 | 1.8586e-05 | 0 | 33.5215 | 0.00062304 | 2032 | Mitigation | 0.08575 | 30 | 0 | esc | 0.0012005 | 2.2313e-08 | 0.00060025 | 1.1156e-08 | 0.0015435 | 2.8688e-08
[79 empty] | WLDFR | HFTD - Distribution - Tier 3 - 2QU CoRE ¦ 5QU LoRE | Non-Red Flag Warning - Catastrophic Fires | 2029 | 3.5383e-09 | 1.7691e-09 | 4.5492e-09 | 15317.9909 | 247.273 | 9287.6491 | 5783.0689 | 0 | 0 | 0 | 2.9473e-06 |  | 5.4199e-05 | 0 | 5.4199e-05 | 2.71e-05 | 0 | 2.71e-05 | 6.9685e-05 | 0 | 6.9685e-05 | [16 empty] | 7.3.1.3 Ignition probability mapping showing the probability of ignition along the electric lines and equipmentWLDFRAggregatedAggregated | WLDFR | HFTD - Distribution - Tier 3 - 2QU CoRE ¦ 5QU LoRE | Non-Red Flag Warning - Large Fires | Aggregated | Aggregated | 2033 | 1.8586e-05 | 0 | 33.5215 | 0.00062304 | 2033 | Mitigation | 0.08575 | 30 | 0 | esc | 0.0012005 | 2.2313e-08 | 0.00060025 | 1.1156e-08 | 0.0015435 | 2.8688e-08
[79 empty] | WLDFR | HFTD - Distribution - Tier 3 - 2QU CoRE ¦ 5QU LoRE | Non-Red Flag Warning - Catastrophic Fires | 2030 | 3.5383e-09 | 1.7691e-09 | 4.5492e-09 | 15317.9909 | 247.273 | 9287.6491 | 5783.0689 | 0 | 0 | 0 | 2.9473e-06 |  | 5.4199e-05 | 0 | 5.4199e-05 | 2.71e-05 | 0 | 2.71e-05 | 6.9685e-05 | 0 | 6.9685e-05 | [16 empty] | 7.3.1.3 Ignition probability mapping showing the probability of ignition along the electric lines and equipmentWLDFRAggregatedAggregated | WLDFR | HFTD - Distribution - Tier 3 - 2QU CoRE ¦ 5QU LoRE | Non-Red Flag Warning - Large Fires | Aggregated | Aggregated | 2034 | 1.8586e-05 | 0 | 33.5215 | 0.00062304 | 2034 | Mitigation | 0.08575 | 30 | 0 | esc | 0.0012005 | 2.2313e-08 | 0.00060025 | 1.1156e-08 | 0.0015435 | 2.8688e-08
[79 empty] | WLDFR | HFTD - Distribution - Tier 3 - 2QU CoRE ¦ 5QU LoRE | Non-Red Flag Warning - Catastrophic Fires | 2031 | 3.5383e-09 | 1.7691e-09 | 4.5492e-09 | 15317.9909 | 247.273 | 9287.6491 | 5783.0689 | 0 | 0 | 0 | 2.9473e-06 |  | 5.4199e-05 | 0 | 5.4199e-05 | 2.71e-05 | 0 | 2.71e-05 | 6.9685e-05 | 0 | 6.9685e-05 | [16 empty] | 7.3.1.3 Ignition probability mapping showing the probability of ignition along the electric lines and equipmentWLDFRAggregatedAggregated | WLDFR | HFTD - Distribution - Tier 3 - 2QU CoRE ¦ 5QU LoRE | Non-Red Flag Warning - Large Fires | Aggregated | Aggregated | 2035 | 1.8586e-05 | 0 | 33.5215 | 0.00062304 | 2035 | Mitigation | 0.08575 | 30 | 0 | esc | 0.0012005 | 2.2313e-08 | 0.00060025 | 1.1156e-08 | 0.0015435 | 2.8688e-08
[79 empty] | WLDFR | HFTD - Distribution - Tier 3 - 2QU CoRE ¦ 5QU LoRE | Non-Red Flag Warning - Catastrophic Fires | 2032 | 3.5383e-09 | 1.7691e-09 | 4.5492e-09 | 15317.9909 | 247.273 | 9287.6491 | 5783.0689 | 0 | 0 | 0 | 2.9473e-06 |  | 5.4199e-05 | 0 | 5.4199e-05 | 2.71e-05 | 0 | 2.71e-05 | 6.9685e-05 | 0 | 6.9685e-05 | [16 empty] | 7.3.1.3 Ignition probability mapping showing the probability of ignition along the electric lines and equipmentWLDFRAggregatedAggregated | WLDFR | HFTD - Distribution - Tier 3 - 2QU CoRE ¦ 5QU LoRE | Non-Red Flag Warning - Large Fires | Aggregated | Aggregated | 2036 | 1.8586e-05 | 0 | 33.5215 | 0.00062304 | 2036 | Mitigation | 0.08575 | 30 | 0 | esc | 0.0012005 | 2.2313e-08 | 0.00060025 | 1.1156e-08 | 0.0015435 | 2.8688e-08
[79 empty] | WLDFR | HFTD - Distribution - Tier 3 - 2QU CoRE ¦ 5QU LoRE | Non-Red Flag Warning - Catastrophic Fires | 2033 | 3.5383e-09 | 1.7691e-09 | 4.5492e-09 | 16044.1264 | 263.1074 | 9721.74 | 6059.2791 | 0 | 0 | 0 | 2.9473e-06 |  | 5.6768e-05 | 0 | 5.6768e-05 | 2.8384e-05 | 0 | 2.8384e-05 | 7.2988e-05 | 0 | 7.2988e-05 | [16 empty] | 7.3.1.3 Ignition probability mapping showing the probability of ignition along the electric lines and equipmentWLDFRAggregatedAggregated | WLDFR | HFTD - Distribution - Tier 3 - 2QU CoRE ¦ 5QU LoRE | Non-Red Flag Warning - Large Fires | Aggregated | Aggregated | 2037 | 1.8586e-05 | 0 | 33.5215 | 0.00062304 | 2037 | Mitigation | 0.08575 | 30 | 0 | esc | 0.0012005 | 2.2313e-08 | 0.00060025 | 1.1156e-08 | 0.0015435 | 2.8688e-08
[79 empty] | WLDFR | HFTD - Distribution - Tier 3 - 2QU CoRE ¦ 5QU LoRE | Non-Red Flag Warning - Catastrophic Fires | 2034 | 3.5383e-09 | 1.7691e-09 | 4.5492e-09 | 16044.1264 | 263.1074 | 9721.74 | 6059.2791 | 0 | 0 | 0 | 2.9473e-06 |  | 5.6768e-05 | 0 | 5.6768e-05 | 2.8384e-05 | 0 | 2.8384e-05 | 7.2988e-05 | 0 | 7.2988e-05 | [16 empty] | 7.3.1.3 Ignition probability mapping showing the probability of ignition along the electric lines and equipmentWLDFRAggregatedAggregated | WLDFR | HFTD - Distribution - Tier 3 - 2QU CoRE ¦ 5QU LoRE | Non-Red Flag Warning - Large Fires | Aggregated | Aggregated | 2038 | 1.8586e-05 | 0 | 33.5215 | 0.00062304 | 2038 | Mitigation | 0.08575 | 30 | 0 | esc | 0.0012005 | 2.2313e-08 | 0.00060025 | 1.1156e-08 | 0.0015435 | 2.8688e-08
[79 empty] | WLDFR | HFTD - Distribution - Tier 3 - 2QU CoRE ¦ 5QU LoRE | Non-Red Flag Warning - Catastrophic Fires | 2035 | 3.5383e-09 | 1.7691e-09 | 4.5492e-09 | 16044.1264 | 263.1074 | 9721.74 | 6059.2791 | 0 | 0 | 0 | 2.9473e-06 |  | 5.6768e-05 | 0 | 5.6768e-05 | 2.8384e-05 | 0 | 2.8384e-05 | 7.2988e-05 | 0 | 7.2988e-05 | [16 empty] | 7.3.1.3 Ignition probability mapping showing the probability of ignition along the electric lines and equipmentWLDFRAggregatedAggregated | WLDFR | HFTD - Distribution - Tier 3 - 2QU CoRE ¦ 5QU LoRE | Non-Red Flag Warning - Large Fires | Aggregated | Aggregated | 2039 | 1.8586e-05 | 0 | 33.5215 | 0.00062304 | 2039 | Mitigation | 0.08575 | 30 | 0 | esc | 0.0012005 | 2.2313e-08 | 0.00060025 | 1.1156e-08 | 0.0015435 | 2.8688e-08
[79 empty] | WLDFR | HFTD - Distribution - Tier 3 - 2QU CoRE ¦ 5QU LoRE | Non-Red Flag Warning - Catastrophic Fires | 2036 | 3.5383e-09 | 1.7691e-09 | 4.5492e-09 | 16044.1264 | 263.1074 | 9721.74 | 6059.2791 | 0 | 0 | 0 | 2.9473e-06 |  | 5.6768e-05 | 0 | 5.6768e-05 | 2.8384e-05 | 0 | 2.8384e-05 | 7.2988e-05 | 0 | 7.2988e-05 | [16 empty] | 7.3.1.3 Ignition probability mapping showing the probability of ignition along the electric lines and equipmentWLDFRAggregatedAggregated | WLDFR | HFTD - Distribution - Tier 3 - 2QU CoRE ¦ 5QU LoRE | Non-Red Flag Warning - Large Fires | Aggregated | Aggregated | 2040 | 1.8586e-05 | 0 | 33.5215 | 0.00062304 | 2040 | Mitigation | 0.08575 | 30 | 0 | esc | 0.0012005 | 2.2313e-08 | 0.00060025 | 1.1156e-08 | 0.0015435 | 2.8688e-08
[79 empty] | WLDFR | HFTD - Distribution - Tier 3 - 2QU CoRE ¦ 5QU LoRE | Non-Red Flag Warning - Catastrophic Fires | 2037 | 3.5383e-09 | 1.7691e-09 | 4.5492e-09 | 16044.1264 | 263.1074 | 9721.74 | 6059.2791 | 0 | 0 | 0 | 2.9473e-06 |  | 5.6768e-05 | 0 | 5.6768e-05 | 2.8384e-05 | 0 | 2.8384e-05 | 7.2988e-05 | 0 | 7.2988e-05 | [16 empty] | 7.3.1.3 Ignition probability mapping showing the probability of ignition along the electric lines and equipmentWLDFRAggregatedAggregated | WLDFR | HFTD - Distribution - Tier 3 - 2QU CoRE ¦ 5QU LoRE | Non-Red Flag Warning - Large Fires | Aggregated | Aggregated | 2041 | 1.8586e-05 | 0 | 33.5215 | 0.00062304 | 2041 | Mitigation | 0.08575 | 30 | 0 | esc | 0.0012005 | 2.2313e-08 | 0.00060025 | 1.1156e-08 | 0.0015435 | 2.8688e-08
[79 empty] | WLDFR | HFTD - Distribution - Tier 3 - 2QU CoRE ¦ 5QU LoRE | Non-Red Flag Warning - Catastrophic Fires | 2038 | 3.5383e-09 | 1.7691e-09 | 4.5492e-09 | 16832.3912 | 280.5544 | 10192.2718 | 6359.5651 | 0 | 0 | 0 | 2.9473e-06 |  | 5.9557e-05 | 0 | 5.9557e-05 | 2.9779e-05 | 0 | 2.9779e-05 | 7.6574e-05 | 0 | 7.6574e-05 | [16 empty] | 7.3.1.3 Ignition probability mapping showing the probability of ignition along the electric lines and equipmentWLDFRAggregatedAggregated | WLDFR | HFTD - Distribution - Tier 3 - 2QU CoRE ¦ 5QU LoRE | Non-Red Flag Warning - Large Fires | Aggregated | Aggregated | 2042 | 1.8586e-05 | 0 | 33.5215 | 0.00062304 | 2042 | Mitigation | 0.08575 | 30 | 0 | esc | 0.0012005 | 2.2313e-08 | 0.00060025 | 1.1156e-08 | 0.0015435 | 2.8688e-08
[79 empty] | WLDFR | HFTD - Distribution - Tier 3 - 2QU CoRE ¦ 5QU LoRE | Non-Red Flag Warning - Catastrophic Fires | 2039 | 3.5383e-09 | 1.7691e-09 | 4.5492e-09 | 16832.3912 | 280.5544 | 10192.2718 | 6359.5651 | 0 | 0 | 0 | 2.9473e-06 |  | 5.9557e-05 | 0 | 5.9557e-05 | 2.9779e-05 | 0 | 2.9779e-05 | 7.6574e-05 | 0 | 7.6574e-05 | [16 empty] | 7.3.1.3 Ignition probability mapping showing the probability of ignition along the electric lines and equipmentWLDFRAggregatedAggregated | WLDFR | HFTD - Distribution - Tier 3 - 2QU CoRE ¦ 5QU LoRE | Non-Red Flag Warning - Large Fires | Aggregated | Aggregated | 2043 | 1.8586e-05 | 0 | 33.5215 | 0.00062304 | 2043 | Mitigation | 0.08575 | 30 | 0 | esc | 0.0012005 | 2.2313e-08 | 0.00060025 | 1.1156e-08 | 0.0015435 | 2.8688e-08
[79 empty] | WLDFR | HFTD - Distribution - Tier 3 - 2QU CoRE ¦ 5QU LoRE | Non-Red Flag Warning - Catastrophic Fires | 2040 | 3.5383e-09 | 1.7691e-09 | 4.5492e-09 | 16832.3912 | 280.5544 | 10192.2718 | 6359.5651 | 0 | 0 | 0 | 2.9473e-06 |  | 5.9557e-05 | 0 | 5.9557e-05 | 2.9779e-05 | 0 | 2.9779e-05 | 7.6574e-05 | 0 | 7.6574e-05 | [16 empty] | 7.3.1.3 Ignition probability mapping showing the probability of ignition along the electric lines and equipmentWLDFRAggregatedAggregated | WLDFR | HFTD - Distribution - Tier 3 - 2QU CoRE ¦ 5QU LoRE | Non-Red Flag Warning - Large Fires | Aggregated | Aggregated | 2044 | 1.8586e-05 | 0 | 33.5215 | 0.00062304 | 2044 | Mitigation | 0.08575 | 30 | 0 | esc | 0.0012005 | 2.2313e-08 | 0.00060025 | 1.1156e-08 | 0.0015435 | 2.8688e-08
[79 empty] | WLDFR | HFTD - Distribution - Tier 3 - 2QU CoRE ¦ 5QU LoRE | Non-Red Flag Warning - Catastrophic Fires | 2041 | 3.5383e-09 | 1.7691e-09 | 4.5492e-09 | 16832.3912 | 280.5544 | 10192.2718 | 6359.5651 | 0 | 0 | 0 | 2.9473e-06 |  | 5.9557e-05 | 0 | 5.9557e-05 | 2.9779e-05 | 0 | 2.9779e-05 | 7.6574e-05 | 0 | 7.6574e-05 | [16 empty] | 7.3.1.3 Ignition probability mapping showing the probability of ignition along the electric lines and equipmentWLDFRAggregatedAggregated | WLDFR | HFTD - Distribution - Tier 3 - 2QU CoRE ¦ 5QU LoRE | Non-Red Flag Warning - Large Fires | Aggregated | Aggregated | 2045 | 1.8586e-05 | 0 | 33.5215 | 0.00062304 | 2045 | Mitigation | 0.08575 | 30 | 0 | esc | 0.0012005 | 2.2313e-08 | 0.00060025 | 1.1156e-08 | 0.0015435 | 2.8688e-08
[79 empty] | WLDFR | HFTD - Distribution - Tier 3 - 2QU CoRE ¦ 5QU LoRE | Non-Red Flag Warning - Catastrophic Fires | 2042 | 3.5383e-09 | 1.7691e-09 | 4.5492e-09 | 16832.3912 | 280.5544 | 10192.2718 | 6359.5651 | 0 | 0 | 0 | 2.9473e-06 |  | 5.9557e-05 | 0 | 5.9557e-05 | 2.9779e-05 | 0 | 2.9779e-05 | 7.6574e-05 | 0 | 7.6574e-05 | [16 empty] | 7.3.1.3 Ignition probability mapping showing the probability of ignition along the electric lines and equipmentWLDFRAggregatedAggregated | WLDFR | HFTD - Distribution - Tier 3 - 2QU CoRE ¦ 5QU LoRE | Non-Red Flag Warning - Large Fires | Aggregated | Aggregated | 2046 | 1.8586e-05 | 0 | 33.5215 | 0.00062304 | 2046 | Mitigation | 0.08575 | 30 | 0 | esc | 0.0012005 | 2.2313e-08 | 0.00060025 | 1.1156e-08 | 0.0015435 | 2.8688e-08
[79 empty] | WLDFR | HFTD - Distribution - Tier 3 - 2QU CoRE ¦ 5QU LoRE | Non-Red Flag Warning - Catastrophic Fires | 2043 | 3.5383e-09 | 1.7691e-09 | 4.5492e-09 | 17672.0852 | 299.42 | 10692.7362 | 6679.929 | 0 | 0 | 0 | 2.9473e-06 |  | 6.2529e-05 | 0 | 6.2529e-05 | 3.1264e-05 | 0 | 3.1264e-05 | 8.0394e-05 | 0 | 8.0394e-05 | [16 empty] | 7.3.1.3 Ignition probability mapping showing the probability of ignition along the electric lines and equipmentWLDFRAggregatedAggregated | WLDFR | HFTD - Distribution - Tier 3 - 2QU CoRE ¦ 5QU LoRE | Non-Red Flag Warning - Large Fires | Aggregated | Aggregated | 2047 | 1.8586e-05 | 0 | 33.5215 | 0.00062304 | 2047 | Mitigation | 0.08575 | 30 | 0 | esc | 0.0012005 | 2.2313e-08 | 0.00060025 | 1.1156e-08 | 0.0015435 | 2.8688e-08
[79 empty] | WLDFR | HFTD - Distribution - Tier 3 - 2QU CoRE ¦ 5QU LoRE | Non-Red Flag Warning - Catastrophic Fires | 2044 | 3.5383e-09 | 1.7691e-09 | 4.5492e-09 | 17672.0852 | 299.42 | 10692.7362 | 6679.929 | 0 | 0 | 0 | 2.9473e-06 |  | 6.2529e-05 | 0 | 6.2529e-05 | 3.1264e-05 | 0 | 3.1264e-05 | 8.0394e-05 | 0 | 8.0394e-05 | [16 empty] | 7.3.1.3 Ignition probability mapping showing the probability of ignition along the electric lines and equipmentWLDFRAggregatedAggregated | WLDFR | HFTD - Distribution - Tier 3 - 2QU CoRE ¦ 5QU LoRE | Non-Red Flag Warning - Large Fires | Aggregated | Aggregated | 2048 | 1.8586e-05 | 0 | 33.5215 | 0.00062304 | 2048 | Mitigation | 0.08575 | 30 | 0 | esc | 0.0012005 | 2.2313e-08 | 0.00060025 | 1.1156e-08 | 0.0015435 | 2.8688e-08
[79 empty] | WLDFR | HFTD - Distribution - Tier 3 - 2QU CoRE ¦ 5QU LoRE | Non-Red Flag Warning - Catastrophic Fires | 2045 | 3.5383e-09 | 1.7691e-09 | 4.5492e-09 | 17672.0852 | 299.42 | 10692.7362 | 6679.929 | 0 | 0 | 0 | 2.9473e-06 |  | 6.2529e-05 | 0 | 6.2529e-05 | 3.1264e-05 | 0 | 3.1264e-05 | 8.0394e-05 | 0 | 8.0394e-05 | [16 empty] | 7.3.1.3 Ignition probability mapping showing the probability of ignition along the electric lines and equipmentWLDFRAggregatedAggregated | WLDFR | HFTD - Distribution - Tier 3 - 2QU CoRE ¦ 5QU LoRE | Non-Red Flag Warning - Large Fires | Aggregated | Aggregated | 2049 | 1.8586e-05 | 0 | 33.5215 | 0.00062304 | 2049 | Mitigation | 0.08575 | 30 | 0 | esc | 0.0012005 | 2.2313e-08 | 0.00060025 | 1.1156e-08 | 0.0015435 | 2.8688e-08
[79 empty] | WLDFR | HFTD - Distribution - Tier 3 - 2QU CoRE ¦ 5QU LoRE | Non-Red Flag Warning - Catastrophic Fires | 2046 | 3.5383e-09 | 1.7691e-09 | 4.5492e-09 | 17672.0852 | 299.42 | 10692.7362 | 6679.929 | 0 | 0 | 0 | 2.9473e-06 |  | 6.2529e-05 | 0 | 6.2529e-05 | 3.1264e-05 | 0 | 3.1264e-05 | 8.0394e-05 | 0 | 8.0394e-05 | [16 empty] | 7.3.1.3 Ignition probability mapping showing the probability of ignition along the electric lines and equipmentWLDFRAggregatedAggregated | WLDFR | HFTD - Distribution - Tier 3 - 2QU CoRE ¦ 5QU LoRE | Non-Red Flag Warning - Large Fires | Aggregated | Aggregated | 2050 | 1.8586e-05 | 0 | 33.5215 | 0.00062304 | 2050 | Mitigation | 0.08575 | 30 | 0 | esc | 0 | 0 | 0.00060025 | 1.1156e-08 | 0.0015435 | 2.8688e-08
[79 empty] | WLDFR | HFTD - Distribution - Tier 3 - 2QU CoRE ¦ 5QU LoRE | Non-Red Flag Warning - Catastrophic Fires | 2047 | 3.5383e-09 | 1.7691e-09 | 4.5492e-09 | 17672.0852 | 299.42 | 10692.7362 | 6679.929 | 0 | 0 | 0 | 2.9473e-06 |  | 6.2529e-05 | 0 | 6.2529e-05 | 3.1264e-05 | 0 | 3.1264e-05 | 8.0394e-05 | 0 | 8.0394e-05 | [16 empty] | 7.3.1.3 Ignition probability mapping showing the probability of ignition along the electric lines and equipmentWLDFRAggregatedAggregated | WLDFR | HFTD - Distribution - Tier 3 - 2QU CoRE ¦ 5QU LoRE | Non-Red Flag Warning - Large Fires | Aggregated | Aggregated | 2051 | 1.8586e-05 | 0 | 33.5215 | 0.00062304 | 2051 | Mitigation | 0.08575 | 30 | 0 | esc | 0 | 0 | 0 | 0 | 0.0015435 | 2.8688e-08
[79 empty] | WLDFR | HFTD - Distribution - Tier 3 - 2QU CoRE ¦ 5QU LoRE | Non-Red Flag Warning - Catastrophic Fires | 2048 | 3.5383e-09 | 1.7691e-09 | 4.5492e-09 | 18552.3348 | 319.4911 | 11216.5626 | 7016.281 | 0 | 0 | 0 | 2.9473e-06 |  | 6.5643e-05 | 0 | 6.5643e-05 | 3.2822e-05 | 0 | 3.2822e-05 | 8.4398e-05 | 0 | 8.4398e-05 | [16 empty] | 7.3.1.3 Ignition probability mapping showing the probability of ignition along the electric lines and equipmentWLDFRAggregatedAggregated | WLDFR | HFTD - Distribution - Tier 3 - 2QU CoRE ¦ 5QU LoRE | Non-Red Flag Warning - Small Fires | Aggregated | Aggregated | 2021 | 0.0024409 | 0 | 33.5215 | 0.081823 | 2021 | Mitigation | 0.08575 | 30 | 0 | esc | 0.0012005 | 2.9303e-06 | 0.00060025 | 1.4652e-06 | 0 | 0
[79 empty] | WLDFR | HFTD - Distribution - Tier 3 - 2QU CoRE ¦ 5QU LoRE | Non-Red Flag Warning - Catastrophic Fires | 2049 | 3.5383e-09 | 1.7691e-09 | 4.5492e-09 | 18552.3348 | 319.4911 | 11216.5626 | 7016.281 | 0 | 0 | 0 | 2.9473e-06 |  | 6.5643e-05 | 0 | 6.5643e-05 | 3.2822e-05 | 0 | 3.2822e-05 | 8.4398e-05 | 0 | 8.4398e-05 | [16 empty] | 7.3.1.3 Ignition probability mapping showing the probability of ignition along the electric lines and equipmentWLDFRAggregatedAggregated | WLDFR | HFTD - Distribution - Tier 3 - 2QU CoRE ¦ 5QU LoRE | Non-Red Flag Warning - Small Fires | Aggregated | Aggregated | 2022 | 0.0024409 | 0 | 33.5215 | 0.081823 | 2022 | Mitigation | 0.08575 | 30 | 0 | esc | 0.0012005 | 2.9303e-06 | 0.00060025 | 1.4652e-06 | 0.0015435 | 3.7676e-06
[79 empty] | WLDFR | HFTD - Distribution - Tier 3 - 2QU CoRE ¦ 5QU LoRE | Non-Red Flag Warning - Catastrophic Fires | 2050 | 0 | 1.7691e-09 | 4.5492e-09 | 18552.3348 | 319.4911 | 11216.5626 | 7016.281 | 0 | 0 | 0 | 2.9473e-06 |  | 0 | 0 | 0 | 3.2822e-05 | 0 | 3.2822e-05 | 8.4398e-05 | 0 | 8.4398e-05 | [16 empty] | 7.3.1.3 Ignition probability mapping showing the probability of ignition along the electric lines and equipmentWLDFRAggregatedAggregated | WLDFR | HFTD - Distribution - Tier 3 - 2QU CoRE ¦ 5QU LoRE | Non-Red Flag Warning - Small Fires | Aggregated | Aggregated | 2023 | 0.0024409 | 0 | 33.5215 | 0.081823 | 2023 | Mitigation | 0.08575 | 30 | 0 | esc | 0.0012005 | 2.9303e-06 | 0.00060025 | 1.4652e-06 | 0.0015435 | 3.7676e-06
[79 empty] | WLDFR | HFTD - Distribution - Tier 3 - 2QU CoRE ¦ 5QU LoRE | Non-Red Flag Warning - Catastrophic Fires | 2051 | 0 | 0 | 4.5492e-09 | 18552.3348 | 319.4911 | 11216.5626 | 7016.281 | 0 | 0 | 0 | 2.9473e-06 |  | 0 | 0 | 0 | 0 | 0 | 0 | 8.4398e-05 | 0 | 8.4398e-05 | [16 empty] | 7.3.1.3 Ignition probability mapping showing the probability of ignition along the electric lines and equipmentWLDFRAggregatedAggregated | WLDFR | HFTD - Distribution - Tier 3 - 2QU CoRE ¦ 5QU LoRE | Non-Red Flag Warning - Small Fires | Aggregated | Aggregated | 2024 | 0.0024409 | 0 | 33.5215 | 0.081823 | 2024 | Mitigation | 0.08575 | 30 | 0 | esc | 0.0012005 | 2.9303e-06 | 0.00060025 | 1.4652e-06 | 0.0015435 | 3.7676e-06
[79 empty] | WLDFR | HFTD - Distribution - Tier 3 - 2QU CoRE ¦ 5QU LoRE | Non-Red Flag Warning - Destructive Fires | 2020 | 3.2064e-09 | 0 | 0 | 8807.9522 | 222.2294 | 8585.7228 | 0 | 0 | 0 | 0 | 2.6709e-06 |  | 2.8242e-05 | 0 | 2.8242e-05 | 0 | 0 | 0 | 0 | 0 | 0 | [16 empty] | 7.3.1.3 Ignition probability mapping showing the probability of ignition along the electric lines and equipmentWLDFRAggregatedAggregated | WLDFR | HFTD - Distribution - Tier 3 - 2QU CoRE ¦ 5QU LoRE | Non-Red Flag Warning - Small Fires | Aggregated | Aggregated | 2025 | 0.0024409 | 0 | 33.5215 | 0.081823 | 2025 | Mitigation | 0.08575 | 30 | 0 | esc | 0.0012005 | 2.9303e-06 | 0.00060025 | 1.4652e-06 | 0.0015435 | 3.7676e-06
[79 empty] | WLDFR | HFTD - Distribution - Tier 3 - 2QU CoRE ¦ 5QU LoRE | Non-Red Flag Warning - Destructive Fires | 2021 | 3.2064e-09 | 1.6032e-09 | 0 | 8807.9522 | 222.2294 | 8585.7228 | 0 | 0 | 0 | 0 | 2.6709e-06 |  | 2.8242e-05 | 0 | 2.8242e-05 | 1.4121e-05 | 0 | 1.4121e-05 | 0 | 0 | 0 | [16 empty] | 7.3.1.3 Ignition probability mapping showing the probability of ignition along the electric lines and equipmentWLDFRAggregatedAggregated | WLDFR | HFTD - Distribution - Tier 3 - 2QU CoRE ¦ 5QU LoRE | Non-Red Flag Warning - Small Fires | Aggregated | Aggregated | 2026 | 0.0024409 | 0 | 33.5215 | 0.081823 | 2026 | Mitigation | 0.08575 | 30 | 0 | esc | 0.0012005 | 2.9303e-06 | 0.00060025 | 1.4652e-06 | 0.0015435 | 3.7676e-06
[79 empty] | WLDFR | HFTD - Distribution - Tier 3 - 2QU CoRE ¦ 5QU LoRE | Non-Red Flag Warning - Destructive Fires | 2022 | 3.2064e-09 | 1.6032e-09 | 4.1225e-09 | 8807.9522 | 222.2294 | 8585.7228 | 0 | 0 | 0 | 0 | 2.6709e-06 |  | 2.8242e-05 | 0 | 2.8242e-05 | 1.4121e-05 | 0 | 1.4121e-05 | 3.6311e-05 | 0 | 3.6311e-05 | [16 empty] | 7.3.1.3 Ignition probability mapping showing the probability of ignition along the electric lines and equipmentWLDFRAggregatedAggregated | WLDFR | HFTD - Distribution - Tier 3 - 2QU CoRE ¦ 5QU LoRE | Non-Red Flag Warning - Small Fires | Aggregated | Aggregated | 2027 | 0.0024409 | 0 | 33.5215 | 0.081823 | 2027 | Mitigation | 0.08575 | 30 | 0 | esc | 0.0012005 | 2.9303e-06 | 0.00060025 | 1.4652e-06 | 0.0015435 | 3.7676e-06
[79 empty] | WLDFR | HFTD - Distribution - Tier 3 - 2QU CoRE ¦ 5QU LoRE | Non-Red Flag Warning - Destructive Fires | 2023 | 3.2064e-09 | 1.6032e-09 | 4.1225e-09 | 9129.7461 | 233.2301 | 8896.516 | 0 | 0 | 0 | 0 | 2.6709e-06 |  | 2.9273e-05 | 0 | 2.9273e-05 | 1.4637e-05 | 0 | 1.4637e-05 | 3.7637e-05 | 0 | 3.7637e-05 | [16 empty] | 7.3.1.3 Ignition probability mapping showing the probability of ignition along the electric lines and equipmentWLDFRAggregatedAggregated | WLDFR | HFTD - Distribution - Tier 3 - 2QU CoRE ¦ 5QU LoRE | Non-Red Flag Warning - Small Fires | Aggregated | Aggregated | 2028 | 0.0024409 | 0 | 33.5215 | 0.081823 | 2028 | Mitigation | 0.08575 | 30 | 0 | esc | 0.0012005 | 2.9303e-06 | 0.00060025 | 1.4652e-06 | 0.0015435 | 3.7676e-06
[79 empty] | WLDFR | HFTD - Distribution - Tier 3 - 2QU CoRE ¦ 5QU LoRE | Non-Red Flag Warning - Destructive Fires | 2024 | 3.2064e-09 | 1.6032e-09 | 4.1225e-09 | 9129.7461 | 233.2301 | 8896.516 | 0 | 0 | 0 | 0 | 2.6709e-06 |  | 2.9273e-05 | 0 | 2.9273e-05 | 1.4637e-05 | 0 | 1.4637e-05 | 3.7637e-05 | 0 | 3.7637e-05 | [16 empty] | 7.3.1.3 Ignition probability mapping showing the probability of ignition along the electric lines and equipmentWLDFRAggregatedAggregated | WLDFR | HFTD - Distribution - Tier 3 - 2QU CoRE ¦ 5QU LoRE | Non-Red Flag Warning - Small Fires | Aggregated | Aggregated | 2029 | 0.0024409 | 0 | 33.5215 | 0.081823 | 2029 | Mitigation | 0.08575 | 30 | 0 | esc | 0.0012005 | 2.9303e-06 | 0.00060025 | 1.4652e-06 | 0.0015435 | 3.7676e-06
[79 empty] | WLDFR | HFTD - Distribution - Tier 3 - 2QU CoRE ¦ 5QU LoRE | Non-Red Flag Warning - Destructive Fires | 2025 | 3.2064e-09 | 1.6032e-09 | 4.1225e-09 | 9129.7461 | 233.2301 | 8896.516 | 0 | 0 | 0 | 0 | 2.6709e-06 |  | 2.9273e-05 | 0 | 2.9273e-05 | 1.4637e-05 | 0 | 1.4637e-05 | 3.7637e-05 | 0 | 3.7637e-05 | [16 empty] | 7.3.1.3 Ignition probability mapping showing the probability of ignition along the electric lines and equipmentWLDFRAggregatedAggregated | WLDFR | HFTD - Distribution - Tier 3 - 2QU CoRE ¦ 5QU LoRE | Non-Red Flag Warning - Small Fires | Aggregated | Aggregated | 2030 | 0.0024409 | 0 | 33.5215 | 0.081823 | 2030 | Mitigation | 0.08575 | 30 | 0 | esc | 0.0012005 | 2.9303e-06 | 0.00060025 | 1.4652e-06 | 0.0015435 | 3.7676e-06
[79 empty] | WLDFR | HFTD - Distribution - Tier 3 - 2QU CoRE ¦ 5QU LoRE | Non-Red Flag Warning - Destructive Fires | 2026 | 3.2064e-09 | 1.6032e-09 | 4.1225e-09 | 9129.7461 | 233.2301 | 8896.516 | 0 | 0 | 0 | 0 | 2.6709e-06 |  | 2.9273e-05 | 0 | 2.9273e-05 | 1.4637e-05 | 0 | 1.4637e-05 | 3.7637e-05 | 0 | 3.7637e-05 | [16 empty] | 7.3.1.3 Ignition probability mapping showing the probability of ignition along the electric lines and equipmentWLDFRAggregatedAggregated | WLDFR | HFTD - Distribution - Tier 3 - 2QU CoRE ¦ 5QU LoRE | Non-Red Flag Warning - Small Fires | Aggregated | Aggregated | 2031 | 0.0024409 | 0 | 33.5215 | 0.081823 | 2031 | Mitigation | 0.08575 | 30 | 0 | esc | 0.0012005 | 2.9303e-06 | 0.00060025 | 1.4652e-06 | 0.0015435 | 3.7676e-06
[79 empty] | WLDFR | HFTD - Distribution - Tier 3 - 2QU CoRE ¦ 5QU LoRE | Non-Red Flag Warning - Destructive Fires | 2027 | 3.2064e-09 | 1.6032e-09 | 4.1225e-09 | 9129.7461 | 233.2301 | 8896.516 | 0 | 0 | 0 | 0 | 2.6709e-06 |  | 2.9273e-05 | 0 | 2.9273e-05 | 1.4637e-05 | 0 | 1.4637e-05 | 3.7637e-05 | 0 | 3.7637e-05 | [16 empty] | 7.3.1.3 Ignition probability mapping showing the probability of ignition along the electric lines and equipmentWLDFRAggregatedAggregated | WLDFR | HFTD - Distribution - Tier 3 - 2QU CoRE ¦ 5QU LoRE | Non-Red Flag Warning - Small Fires | Aggregated | Aggregated | 2032 | 0.0024409 | 0 | 33.5215 | 0.081823 | 2032 | Mitigation | 0.08575 | 30 | 0 | esc | 0.0012005 | 2.9303e-06 | 0.00060025 | 1.4652e-06 | 0.0015435 | 3.7676e-06
[79 empty] | WLDFR | HFTD - Distribution - Tier 3 - 2QU CoRE ¦ 5QU LoRE | Non-Red Flag Warning - Destructive Fires | 2028 | 3.2064e-09 | 1.6032e-09 | 4.1225e-09 | 9534.9221 | 247.273 | 9287.6491 | 0 | 0 | 0 | 0 | 2.6709e-06 |  | 3.0572e-05 | 0 | 3.0572e-05 | 1.5286e-05 | 0 | 1.5286e-05 | 3.9307e-05 | 0 | 3.9307e-05 | [16 empty] | 7.3.1.3 Ignition probability mapping showing the probability of ignition along the electric lines and equipmentWLDFRAggregatedAggregated | WLDFR | HFTD - Distribution - Tier 3 - 2QU CoRE ¦ 5QU LoRE | Non-Red Flag Warning - Small Fires | Aggregated | Aggregated | 2033 | 0.0024409 | 0 | 33.5215 | 0.081823 | 2033 | Mitigation | 0.08575 | 30 | 0 | esc | 0.0012005 | 2.9303e-06 | 0.00060025 | 1.4652e-06 | 0.0015435 | 3.7676e-06
[79 empty] | WLDFR | HFTD - Distribution - Tier 3 - 2QU CoRE ¦ 5QU LoRE | Non-Red Flag Warning - Destructive Fires | 2029 | 3.2064e-09 | 1.6032e-09 | 4.1225e-09 | 9534.9221 | 247.273 | 9287.6491 | 0 | 0 | 0 | 0 | 2.6709e-06 |  | 3.0572e-05 | 0 | 3.0572e-05 | 1.5286e-05 | 0 | 1.5286e-05 | 3.9307e-05 | 0 | 3.9307e-05 | [16 empty] | 7.3.1.3 Ignition probability mapping showing the probability of ignition along the electric lines and equipmentWLDFRAggregatedAggregated | WLDFR | HFTD - Distribution - Tier 3 - 2QU CoRE ¦ 5QU LoRE | Non-Red Flag Warning - Small Fires | Aggregated | Aggregated | 2034 | 0.0024409 | 0 | 33.5215 | 0.081823 | 2034 | Mitigation | 0.08575 | 30 | 0 | esc | 0.0012005 | 2.9303e-06 | 0.00060025 | 1.4652e-06 | 0.0015435 | 3.7676e-06
[79 empty] | WLDFR | HFTD - Distribution - Tier 3 - 2QU CoRE ¦ 5QU LoRE | Non-Red Flag Warning - Destructive Fires | 2030 | 3.2064e-09 | 1.6032e-09 | 4.1225e-09 | 9534.9221 | 247.273 | 9287.6491 | 0 | 0 | 0 | 0 | 2.6709e-06 |  | 3.0572e-05 | 0 | 3.0572e-05 | 1.5286e-05 | 0 | 1.5286e-05 | 3.9307e-05 | 0 | 3.9307e-05 | [16 empty] | 7.3.1.3 Ignition probability mapping showing the probability of ignition along the electric lines and equipmentWLDFRAggregatedAggregated | WLDFR | HFTD - Distribution - Tier 3 - 2QU CoRE ¦ 5QU LoRE | Non-Red Flag Warning - Small Fires | Aggregated | Aggregated | 2035 | 0.0024409 | 0 | 33.5215 | 0.081823 | 2035 | Mitigation | 0.08575 | 30 | 0 | esc | 0.0012005 | 2.9303e-06 | 0.00060025 | 1.4652e-06 | 0.0015435 | 3.7676e-06
[79 empty] | WLDFR | HFTD - Distribution - Tier 3 - 2QU CoRE ¦ 5QU LoRE | Non-Red Flag Warning - Destructive Fires | 2031 | 3.2064e-09 | 1.6032e-09 | 4.1225e-09 | 9534.9221 | 247.273 | 9287.6491 | 0 | 0 | 0 | 0 | 2.6709e-06 |  | 3.0572e-05 | 0 | 3.0572e-05 | 1.5286e-05 | 0 | 1.5286e-05 | 3.9307e-05 | 0 | 3.9307e-05 | [16 empty] | 7.3.1.3 Ignition probability mapping showing the probability of ignition along the electric lines and equipmentWLDFRAggregatedAggregated | WLDFR | HFTD - Distribution - Tier 3 - 2QU CoRE ¦ 5QU LoRE | Non-Red Flag Warning - Small Fires | Aggregated | Aggregated | 2036 | 0.0024409 | 0 | 33.5215 | 0.081823 | 2036 | Mitigation | 0.08575 | 30 | 0 | esc | 0.0012005 | 2.9303e-06 | 0.00060025 | 1.4652e-06 | 0.0015435 | 3.7676e-06
[79 empty] | WLDFR | HFTD - Distribution - Tier 3 - 2QU CoRE ¦ 5QU LoRE | Non-Red Flag Warning - Destructive Fires | 2032 | 3.2064e-09 | 1.6032e-09 | 4.1225e-09 | 9534.9221 | 247.273 | 9287.6491 | 0 | 0 | 0 | 0 | 2.6709e-06 |  | 3.0572e-05 | 0 | 3.0572e-05 | 1.5286e-05 | 0 | 1.5286e-05 | 3.9307e-05 | 0 | 3.9307e-05 | [16 empty] | 7.3.1.3 Ignition probability mapping showing the probability of ignition along the electric lines and equipmentWLDFRAggregatedAggregated | WLDFR | HFTD - Distribution - Tier 3 - 2QU CoRE ¦ 5QU LoRE | Non-Red Flag Warning - Small Fires | Aggregated | Aggregated | 2037 | 0.0024409 | 0 | 33.5215 | 0.081823 | 2037 | Mitigation | 0.08575 | 30 | 0 | esc | 0.0012005 | 2.9303e-06 | 0.00060025 | 1.4652e-06 | 0.0015435 | 3.7676e-06
[79 empty] | WLDFR | HFTD - Distribution - Tier 3 - 2QU CoRE ¦ 5QU LoRE | Non-Red Flag Warning - Destructive Fires | 2033 | 3.2064e-09 | 1.6032e-09 | 4.1225e-09 | 9984.8474 | 263.1074 | 9721.74 | 0 | 0 | 0 | 0 | 2.6709e-06 |  | 3.2015e-05 | 0 | 3.2015e-05 | 1.6008e-05 | 0 | 1.6008e-05 | 4.1162e-05 | 0 | 4.1162e-05 | [16 empty] | 7.3.1.3 Ignition probability mapping showing the probability of ignition along the electric lines and equipmentWLDFRAggregatedAggregated | WLDFR | HFTD - Distribution - Tier 3 - 2QU CoRE ¦ 5QU LoRE | Non-Red Flag Warning - Small Fires | Aggregated | Aggregated | 2038 | 0.0024409 | 0 | 33.5215 | 0.081823 | 2038 | Mitigation | 0.08575 | 30 | 0 | esc | 0.0012005 | 2.9303e-06 | 0.00060025 | 1.4652e-06 | 0.0015435 | 3.7676e-06
[79 empty] | WLDFR | HFTD - Distribution - Tier 3 - 2QU CoRE ¦ 5QU LoRE | Non-Red Flag Warning - Destructive Fires | 2034 | 3.2064e-09 | 1.6032e-09 | 4.1225e-09 | 9984.8474 | 263.1074 | 9721.74 | 0 | 0 | 0 | 0 | 2.6709e-06 |  | 3.2015e-05 | 0 | 3.2015e-05 | 1.6008e-05 | 0 | 1.6008e-05 | 4.1162e-05 | 0 | 4.1162e-05 | [16 empty] | 7.3.1.3 Ignition probability mapping showing the probability of ignition along the electric lines and equipmentWLDFRAggregatedAggregated | WLDFR | HFTD - Distribution - Tier 3 - 2QU CoRE ¦ 5QU LoRE | Non-Red Flag Warning - Small Fires | Aggregated | Aggregated | 2039 | 0.0024409 | 0 | 33.5215 | 0.081823 | 2039 | Mitigation | 0.08575 | 30 | 0 | esc | 0.0012005 | 2.9303e-06 | 0.00060025 | 1.4652e-06 | 0.0015435 | 3.7676e-06
[79 empty] | WLDFR | HFTD - Distribution - Tier 3 - 2QU CoRE ¦ 5QU LoRE | Non-Red Flag Warning - Destructive Fires | 2035 | 3.2064e-09 | 1.6032e-09 | 4.1225e-09 | 9984.8474 | 263.1074 | 9721.74 | 0 | 0 | 0 | 0 | 2.6709e-06 |  | 3.2015e-05 | 0 | 3.2015e-05 | 1.6008e-05 | 0 | 1.6008e-05 | 4.1162e-05 | 0 | 4.1162e-05 | [16 empty] | 7.3.1.3 Ignition probability mapping showing the probability of ignition along the electric lines and equipmentWLDFRAggregatedAggregated | WLDFR | HFTD - Distribution - Tier 3 - 2QU CoRE ¦ 5QU LoRE | Non-Red Flag Warning - Small Fires | Aggregated | Aggregated | 2040 | 0.0024409 | 0 | 33.5215 | 0.081823 | 2040 | Mitigation | 0.08575 | 30 | 0 | esc | 0.0012005 | 2.9303e-06 | 0.00060025 | 1.4652e-06 | 0.0015435 | 3.7676e-06
[79 empty] | WLDFR | HFTD - Distribution - Tier 3 - 2QU CoRE ¦ 5QU LoRE | Non-Red Flag Warning - Destructive Fires | 2036 | 3.2064e-09 | 1.6032e-09 | 4.1225e-09 | 9984.8474 | 263.1074 | 9721.74 | 0 | 0 | 0 | 0 | 2.6709e-06 |  | 3.2015e-05 | 0 | 3.2015e-05 | 1.6008e-05 | 0 | 1.6008e-05 | 4.1162e-05 | 0 | 4.1162e-05 | [16 empty] | 7.3.1.3 Ignition probability mapping showing the probability of ignition along the electric lines and equipmentWLDFRAggregatedAggregated | WLDFR | HFTD - Distribution - Tier 3 - 2QU CoRE ¦ 5QU LoRE | Non-Red Flag Warning - Small Fires | Aggregated | Aggregated | 2041 | 0.0024409 | 0 | 33.5215 | 0.081823 | 2041 | Mitigation | 0.08575 | 30 | 0 | esc | 0.0012005 | 2.9303e-06 | 0.00060025 | 1.4652e-06 | 0.0015435 | 3.7676e-06
[79 empty] | WLDFR | HFTD - Distribution - Tier 3 - 2QU CoRE ¦ 5QU LoRE | Non-Red Flag Warning - Destructive Fires | 2037 | 3.2064e-09 | 1.6032e-09 | 4.1225e-09 | 9984.8474 | 263.1074 | 9721.74 | 0 | 0 | 0 | 0 | 2.6709e-06 |  | 3.2015e-05 | 0 | 3.2015e-05 | 1.6008e-05 | 0 | 1.6008e-05 | 4.1162e-05 | 0 | 4.1162e-05 | [16 empty] | 7.3.1.3 Ignition probability mapping showing the probability of ignition along the electric lines and equipmentWLDFRAggregatedAggregated | WLDFR | HFTD - Distribution - Tier 3 - 2QU CoRE ¦ 5QU LoRE | Non-Red Flag Warning - Small Fires | Aggregated | Aggregated | 2042 | 0.0024409 | 0 | 33.5215 | 0.081823 | 2042 | Mitigation | 0.08575 | 30 | 0 | esc | 0.0012005 | 2.9303e-06 | 0.00060025 | 1.4652e-06 | 0.0015435 | 3.7676e-06
[79 empty] | WLDFR | HFTD - Distribution - Tier 3 - 2QU CoRE ¦ 5QU LoRE | Non-Red Flag Warning - Destructive Fires | 2038 | 3.2064e-09 | 1.6032e-09 | 4.1225e-09 | 10472.8261 | 280.5544 | 10192.2718 | 0 | 0 | 0 | 0 | 2.6709e-06 |  | 3.358e-05 | 0 | 3.358e-05 | 1.679e-05 | 0 | 1.679e-05 | 4.3174e-05 | 0 | 4.3174e-05 | [16 empty] | 7.3.1.3 Ignition probability mapping showing the probability of ignition along the electric lines and equipmentWLDFRAggregatedAggregated | WLDFR | HFTD - Distribution - Tier 3 - 2QU CoRE ¦ 5QU LoRE | Non-Red Flag Warning - Small Fires | Aggregated | Aggregated | 2043 | 0.0024409 | 0 | 33.5215 | 0.081823 | 2043 | Mitigation | 0.08575 | 30 | 0 | esc | 0.0012005 | 2.9303e-06 | 0.00060025 | 1.4652e-06 | 0.0015435 | 3.7676e-06
[79 empty] | WLDFR | HFTD - Distribution - Tier 3 - 2QU CoRE ¦ 5QU LoRE | Non-Red Flag Warning - Destructive Fires | 2039 | 3.2064e-09 | 1.6032e-09 | 4.1225e-09 | 10472.8261 | 280.5544 | 10192.2718 | 0 | 0 | 0 | 0 | 2.6709e-06 |  | 3.358e-05 | 0 | 3.358e-05 | 1.679e-05 | 0 | 1.679e-05 | 4.3174e-05 | 0 | 4.3174e-05 | [16 empty] | 7.3.1.3 Ignition probability mapping showing the probability of ignition along the electric lines and equipmentWLDFRAggregatedAggregated | WLDFR | HFTD - Distribution - Tier 3 - 2QU CoRE ¦ 5QU LoRE | Non-Red Flag Warning - Small Fires | Aggregated | Aggregated | 2044 | 0.0024409 | 0 | 33.5215 | 0.081823 | 2044 | Mitigation | 0.08575 | 30 | 0 | esc | 0.0012005 | 2.9303e-06 | 0.00060025 | 1.4652e-06 | 0.0015435 | 3.7676e-06
[79 empty] | WLDFR | HFTD - Distribution - Tier 3 - 2QU CoRE ¦ 5QU LoRE | Non-Red Flag Warning - Destructive Fires | 2040 | 3.2064e-09 | 1.6032e-09 | 4.1225e-09 | 10472.8261 | 280.5544 | 10192.2718 | 0 | 0 | 0 | 0 | 2.6709e-06 |  | 3.358e-05 | 0 | 3.358e-05 | 1.679e-05 | 0 | 1.679e-05 | 4.3174e-05 | 0 | 4.3174e-05 | [16 empty] | 7.3.1.3 Ignition probability mapping showing the probability of ignition along the electric lines and equipmentWLDFRAggregatedAggregated | WLDFR | HFTD - Distribution - Tier 3 - 2QU CoRE ¦ 5QU LoRE | Non-Red Flag Warning - Small Fires | Aggregated | Aggregated | 2045 | 0.0024409 | 0 | 33.5215 | 0.081823 | 2045 | Mitigation | 0.08575 | 30 | 0 | esc | 0.0012005 | 2.9303e-06 | 0.00060025 | 1.4652e-06 | 0.0015435 | 3.7676e-06
[79 empty] | WLDFR | HFTD - Distribution - Tier 3 - 2QU CoRE ¦ 5QU LoRE | Non-Red Flag Warning - Destructive Fires | 2041 | 3.2064e-09 | 1.6032e-09 | 4.1225e-09 | 10472.8261 | 280.5544 | 10192.2718 | 0 | 0 | 0 | 0 | 2.6709e-06 |  | 3.358e-05 | 0 | 3.358e-05 | 1.679e-05 | 0 | 1.679e-05 | 4.3174e-05 | 0 | 4.3174e-05 | [16 empty] | 7.3.1.3 Ignition probability mapping showing the probability of ignition along the electric lines and equipmentWLDFRAggregatedAggregated | WLDFR | HFTD - Distribution - Tier 3 - 2QU CoRE ¦ 5QU LoRE | Non-Red Flag Warning - Small Fires | Aggregated | Aggregated | 2046 | 0.0024409 | 0 | 33.5215 | 0.081823 | 2046 | Mitigation | 0.08575 | 30 | 0 | esc | 0.0012005 | 2.9303e-06 | 0.00060025 | 1.4652e-06 | 0.0015435 | 3.7676e-06
[79 empty] | WLDFR | HFTD - Distribution - Tier 3 - 2QU CoRE ¦ 5QU LoRE | Non-Red Flag Warning - Destructive Fires | 2042 | 3.2064e-09 | 1.6032e-09 | 4.1225e-09 | 10472.8261 | 280.5544 | 10192.2718 | 0 | 0 | 0 | 0 | 2.6709e-06 |  | 3.358e-05 | 0 | 3.358e-05 | 1.679e-05 | 0 | 1.679e-05 | 4.3174e-05 | 0 | 4.3174e-05 | [16 empty] | 7.3.1.3 Ignition probability mapping showing the probability of ignition along the electric lines and equipmentWLDFRAggregatedAggregated | WLDFR | HFTD - Distribution - Tier 3 - 2QU CoRE ¦ 5QU LoRE | Non-Red Flag Warning - Small Fires | Aggregated | Aggregated | 2047 | 0.0024409 | 0 | 33.5215 | 0.081823 | 2047 | Mitigation | 0.08575 | 30 | 0 | esc | 0.0012005 | 2.9303e-06 | 0.00060025 | 1.4652e-06 | 0.0015435 | 3.7676e-06
[79 empty] | WLDFR | HFTD - Distribution - Tier 3 - 2QU CoRE ¦ 5QU LoRE | Non-Red Flag Warning - Destructive Fires | 2043 | 3.2064e-09 | 1.6032e-09 | 4.1225e-09 | 10992.1562 | 299.42 | 10692.7362 | 0 | 0 | 0 | 0 | 2.6709e-06 |  | 3.5245e-05 | 0 | 3.5245e-05 | 1.7622e-05 | 0 | 1.7622e-05 | 4.5315e-05 | 0 | 4.5315e-05 | [16 empty] | 7.3.1.3 Ignition probability mapping showing the probability of ignition along the electric lines and equipmentWLDFRAggregatedAggregated | WLDFR | HFTD - Distribution - Tier 3 - 2QU CoRE ¦ 5QU LoRE | Non-Red Flag Warning - Small Fires | Aggregated | Aggregated | 2048 | 0.0024409 | 0 | 33.5215 | 0.081823 | 2048 | Mitigation | 0.08575 | 30 | 0 | esc | 0.0012005 | 2.9303e-06 | 0.00060025 | 1.4652e-06 | 0.0015435 | 3.7676e-06
[79 empty] | WLDFR | HFTD - Distribution - Tier 3 - 2QU CoRE ¦ 5QU LoRE | Non-Red Flag Warning - Destructive Fires | 2044 | 3.2064e-09 | 1.6032e-09 | 4.1225e-09 | 10992.1562 | 299.42 | 10692.7362 | 0 | 0 | 0 | 0 | 2.6709e-06 |  | 3.5245e-05 | 0 | 3.5245e-05 | 1.7622e-05 | 0 | 1.7622e-05 | 4.5315e-05 | 0 | 4.5315e-05 | [16 empty] | 7.3.1.3 Ignition probability mapping showing the probability of ignition along the electric lines and equipmentWLDFRAggregatedAggregated | WLDFR | HFTD - Distribution - Tier 3 - 2QU CoRE ¦ 5QU LoRE | Non-Red Flag Warning - Small Fires | Aggregated | Aggregated | 2049 | 0.0024409 | 0 | 33.5215 | 0.081823 | 2049 | Mitigation | 0.08575 | 30 | 0 | esc | 0.0012005 | 2.9303e-06 | 0.00060025 | 1.4652e-06 | 0.0015435 | 3.7676e-06
[79 empty] | WLDFR | HFTD - Distribution - Tier 3 - 2QU CoRE ¦ 5QU LoRE | Non-Red Flag Warning - Destructive Fires | 2045 | 3.2064e-09 | 1.6032e-09 | 4.1225e-09 | 10992.1562 | 299.42 | 10692.7362 | 0 | 0 | 0 | 0 | 2.6709e-06 |  | 3.5245e-05 | 0 | 3.5245e-05 | 1.7622e-05 | 0 | 1.7622e-05 | 4.5315e-05 | 0 | 4.5315e-05 | [16 empty] | 7.3.1.3 Ignition probability mapping showing the probability of ignition along the electric lines and equipmentWLDFRAggregatedAggregated | WLDFR | HFTD - Distribution - Tier 3 - 2QU CoRE ¦ 5QU LoRE | Non-Red Flag Warning - Small Fires | Aggregated | Aggregated | 2050 | 0.0024409 | 0 | 33.5215 | 0.081823 | 2050 | Mitigation | 0.08575 | 30 | 0 | esc | 0 | 0 | 0.00060025 | 1.4652e-06 | 0.0015435 | 3.7676e-06
[79 empty] | WLDFR | HFTD - Distribution - Tier 3 - 2QU CoRE ¦ 5QU LoRE | Non-Red Flag Warning - Destructive Fires | 2046 | 3.2064e-09 | 1.6032e-09 | 4.1225e-09 | 10992.1562 | 299.42 | 10692.7362 | 0 | 0 | 0 | 0 | 2.6709e-06 |  | 3.5245e-05 | 0 | 3.5245e-05 | 1.7622e-05 | 0 | 1.7622e-05 | 4.5315e-05 | 0 | 4.5315e-05 | [16 empty] | 7.3.1.3 Ignition probability mapping showing the probability of ignition along the electric lines and equipmentWLDFRAggregatedAggregated | WLDFR | HFTD - Distribution - Tier 3 - 2QU CoRE ¦ 5QU LoRE | Non-Red Flag Warning - Small Fires | Aggregated | Aggregated | 2051 | 0.0024409 | 0 | 33.5215 | 0.081823 | 2051 | Mitigation | 0.08575 | 30 | 0 | esc | 0 | 0 | 0 | 0 | 0.0015435 | 3.7676e-06
[79 empty] | WLDFR | HFTD - Distribution - Tier 3 - 2QU CoRE ¦ 5QU LoRE | Non-Red Flag Warning - Destructive Fires | 2047 | 3.2064e-09 | 1.6032e-09 | 4.1225e-09 | 10992.1562 | 299.42 | 10692.7362 | 0 | 0 | 0 | 0 | 2.6709e-06 |  | 3.5245e-05 | 0 | 3.5245e-05 | 1.7622e-05 | 0 | 1.7622e-05 | 4.5315e-05 | 0 | 4.5315e-05 | [16 empty] | 7.3.1.3 Ignition probability mapping showing the probability of ignition along the electric lines and equipmentWLDFRAggregatedAggregated | WLDFR | HFTD - Distribution - Tier 3 - 2QU CoRE ¦ 5QU LoRE | Red Flag Warning - Catastrophic Fires | Aggregated | Aggregated | 2021 | 4.5792e-05 | 0 | 33.5215 | 0.001535 | 2021 | Mitigation | 0.08575 | 30 | 0 | esc | 0.0012005 | 5.4973e-08 | 0.00060025 | 2.7487e-08 | 0 | 0
[79 empty] | WLDFR | HFTD - Distribution - Tier 3 - 2QU CoRE ¦ 5QU LoRE | Non-Red Flag Warning - Destructive Fires | 2048 | 3.2064e-09 | 1.6032e-09 | 4.1225e-09 | 11536.0538 | 319.4911 | 11216.5626 | 0 | 0 | 0 | 0 | 2.6709e-06 |  | 3.6989e-05 | 0 | 3.6989e-05 | 1.8494e-05 | 0 | 1.8494e-05 | 4.7557e-05 | 0 | 4.7557e-05 | [16 empty] | 7.3.1.3 Ignition probability mapping showing the probability of ignition along the electric lines and equipmentWLDFRAggregatedAggregated | WLDFR | HFTD - Distribution - Tier 3 - 2QU CoRE ¦ 5QU LoRE | Red Flag Warning - Catastrophic Fires | Aggregated | Aggregated | 2022 | 4.5792e-05 | 0 | 33.5215 | 0.001535 | 2022 | Mitigation | 0.08575 | 30 | 0 | esc | 0.0012005 | 5.4973e-08 | 0.00060025 | 2.7487e-08 | 0.0015435 | 7.068e-08
[79 empty] | WLDFR | HFTD - Distribution - Tier 3 - 2QU CoRE ¦ 5QU LoRE | Non-Red Flag Warning - Destructive Fires | 2049 | 3.2064e-09 | 1.6032e-09 | 4.1225e-09 | 11536.0538 | 319.4911 | 11216.5626 | 0 | 0 | 0 | 0 | 2.6709e-06 |  | 3.6989e-05 | 0 | 3.6989e-05 | 1.8494e-05 | 0 | 1.8494e-05 | 4.7557e-05 | 0 | 4.7557e-05 | [16 empty] | 7.3.1.3 Ignition probability mapping showing the probability of ignition along the electric lines and equipmentWLDFRAggregatedAggregated | WLDFR | HFTD - Distribution - Tier 3 - 2QU CoRE ¦ 5QU LoRE | Red Flag Warning - Catastrophic Fires | Aggregated | Aggregated | 2023 | 4.5792e-05 | 0 | 33.5215 | 0.001535 | 2023 | Mitigation | 0.08575 | 30 | 0 | esc | 0.0012005 | 5.4973e-08 | 0.00060025 | 2.7487e-08 | 0.0015435 | 7.068e-08
[79 empty] | WLDFR | HFTD - Distribution - Tier 3 - 2QU CoRE ¦ 5QU LoRE | Non-Red Flag Warning - Destructive Fires | 2050 | 0 | 1.6032e-09 | 4.1225e-09 | 11536.0538 | 319.4911 | 11216.5626 | 0 | 0 | 0 | 0 | 2.6709e-06 |  | 0 | 0 | 0 | 1.8494e-05 | 0 | 1.8494e-05 | 4.7557e-05 | 0 | 4.7557e-05 | [16 empty] | 7.3.1.3 Ignition probability mapping showing the probability of ignition along the electric lines and equipmentWLDFRAggregatedAggregated | WLDFR | HFTD - Distribution - Tier 3 - 2QU CoRE ¦ 5QU LoRE | Red Flag Warning - Catastrophic Fires | Aggregated | Aggregated | 2024 | 4.5792e-05 | 0 | 33.5215 | 0.001535 | 2024 | Mitigation | 0.08575 | 30 | 0 | esc | 0.0012005 | 5.4973e-08 | 0.00060025 | 2.7487e-08 | 0.0015435 | 7.068e-08
[79 empty] | WLDFR | HFTD - Distribution - Tier 3 - 2QU CoRE ¦ 5QU LoRE | Non-Red Flag Warning - Destructive Fires | 2051 | 0 | 0 | 4.1225e-09 | 11536.0538 | 319.4911 | 11216.5626 | 0 | 0 | 0 | 0 | 2.6709e-06 |  | 0 | 0 | 0 | 0 | 0 | 0 | 4.7557e-05 | 0 | 4.7557e-05 | [16 empty] | 7.3.1.3 Ignition probability mapping showing the probability of ignition along the electric lines and equipmentWLDFRAggregatedAggregated | WLDFR | HFTD - Distribution - Tier 3 - 2QU CoRE ¦ 5QU LoRE | Red Flag Warning - Catastrophic Fires | Aggregated | Aggregated | 2025 | 4.5792e-05 | 0 | 33.5215 | 0.001535 | 2025 | Mitigation | 0.08575 | 30 | 0 | esc | 0.0012005 | 5.4973e-08 | 0.00060025 | 2.7487e-08 | 0.0015435 | 7.068e-08
[79 empty] | WLDFR | HFTD - Distribution - Tier 3 - 2QU CoRE ¦ 5QU LoRE | Non-Red Flag Warning - Large Fires | 2020 | 2.2313e-08 | 0 | 0 | 5.2406 | 0.69642 | 2.942 | 1.6022 | 0 | 0 | 0 | 1.8586e-05 |  | 1.1693e-07 | 0 | 1.1693e-07 | 0 | 0 | 0 | 0 | 0 | 0 | [16 empty] | 7.3.1.3 Ignition probability mapping showing the probability of ignition along the electric lines and equipmentWLDFRAggregatedAggregated | WLDFR | HFTD - Distribution - Tier 3 - 2QU CoRE ¦ 5QU LoRE | Red Flag Warning - Catastrophic Fires | Aggregated | Aggregated | 2026 | 4.5792e-05 | 0 | 33.5215 | 0.001535 | 2026 | Mitigation | 0.08575 | 30 | 0 | esc | 0.0012005 | 5.4973e-08 | 0.00060025 | 2.7487e-08 | 0.0015435 | 7.068e-08
[79 empty] | WLDFR | HFTD - Distribution - Tier 3 - 2QU CoRE ¦ 5QU LoRE | Non-Red Flag Warning - Large Fires | 2021 | 2.2313e-08 | 1.1156e-08 | 0 | 5.2406 | 0.69642 | 2.942 | 1.6022 | 0 | 0 | 0 | 1.8586e-05 |  | 1.1693e-07 | 0 | 1.1693e-07 | 5.8466e-08 | 0 | 5.8466e-08 | 0 | 0 | 0 | [16 empty] | 7.3.1.3 Ignition probability mapping showing the probability of ignition along the electric lines and equipmentWLDFRAggregatedAggregated | WLDFR | HFTD - Distribution - Tier 3 - 2QU CoRE ¦ 5QU LoRE | Red Flag Warning - Catastrophic Fires | Aggregated | Aggregated | 2027 | 4.5792e-05 | 0 | 33.5215 | 0.001535 | 2027 | Mitigation | 0.08575 | 30 | 0 | esc | 0.0012005 | 5.4973e-08 | 0.00060025 | 2.7487e-08 | 0.0015435 | 7.068e-08
[79 empty] | WLDFR | HFTD - Distribution - Tier 3 - 2QU CoRE ¦ 5QU LoRE | Non-Red Flag Warning - Large Fires | 2022 | 2.2313e-08 | 1.1156e-08 | 2.8688e-08 | 5.2406 | 0.69642 | 2.942 | 1.6022 | 0 | 0 | 0 | 1.8586e-05 |  | 1.1693e-07 | 0 | 1.1693e-07 | 5.8466e-08 | 0 | 5.8466e-08 | 1.5034e-07 | 0 | 1.5034e-07 | [16 empty] | 7.3.1.3 Ignition probability mapping showing the probability of ignition along the electric lines and equipmentWLDFRAggregatedAggregated | WLDFR | HFTD - Distribution - Tier 3 - 2QU CoRE ¦ 5QU LoRE | Red Flag Warning - Catastrophic Fires | Aggregated | Aggregated | 2028 | 4.5792e-05 | 0 | 33.5215 | 0.001535 | 2028 | Mitigation | 0.08575 | 30 | 0 | esc | 0.0012005 | 5.4973e-08 | 0.00060025 | 2.7487e-08 | 0.0015435 | 7.068e-08
[79 empty] | WLDFR | HFTD - Distribution - Tier 3 - 2QU CoRE ¦ 5QU LoRE | Non-Red Flag Warning - Large Fires | 2023 | 2.2313e-08 | 1.1156e-08 | 2.8688e-08 | 5.475 | 0.71896 | 3.0715 | 1.6846 | 0 | 0 | 0 | 1.8586e-05 |  | 1.2216e-07 | 0 | 1.2216e-07 | 6.1081e-08 | 0 | 6.1081e-08 | 1.5707e-07 | 0 | 1.5707e-07 | [16 empty] | 7.3.1.3 Ignition probability mapping showing the probability of ignition along the electric lines and equipmentWLDFRAggregatedAggregated | WLDFR | HFTD - Distribution - Tier 3 - 2QU CoRE ¦ 5QU LoRE | Red Flag Warning - Catastrophic Fires | Aggregated | Aggregated | 2029 | 4.5792e-05 | 0 | 33.5215 | 0.001535 | 2029 | Mitigation | 0.08575 | 30 | 0 | esc | 0.0012005 | 5.4973e-08 | 0.00060025 | 2.7487e-08 | 0.0015435 | 7.068e-08
[79 empty] | WLDFR | HFTD - Distribution - Tier 3 - 2QU CoRE ¦ 5QU LoRE | Non-Red Flag Warning - Large Fires | 2024 | 2.2313e-08 | 1.1156e-08 | 2.8688e-08 | 5.475 | 0.71896 | 3.0715 | 1.6846 | 0 | 0 | 0 | 1.8586e-05 |  | 1.2216e-07 | 0 | 1.2216e-07 | 6.1081e-08 | 0 | 6.1081e-08 | 1.5707e-07 | 0 | 1.5707e-07 | [16 empty] | 7.3.1.3 Ignition probability mapping showing the probability of ignition along the electric lines and equipmentWLDFRAggregatedAggregated | WLDFR | HFTD - Distribution - Tier 3 - 2QU CoRE ¦ 5QU LoRE | Red Flag Warning - Catastrophic Fires | Aggregated | Aggregated | 2030 | 4.5792e-05 | 0 | 33.5215 | 0.001535 | 2030 | Mitigation | 0.08575 | 30 | 0 | esc | 0.0012005 | 5.4973e-08 | 0.00060025 | 2.7487e-08 | 0.0015435 | 7.068e-08
[79 empty] | WLDFR | HFTD - Distribution - Tier 3 - 2QU CoRE ¦ 5QU LoRE | Non-Red Flag Warning - Large Fires | 2025 | 2.2313e-08 | 1.1156e-08 | 2.8688e-08 | 5.475 | 0.71896 | 3.0715 | 1.6846 | 0 | 0 | 0 | 1.8586e-05 |  | 1.2216e-07 | 0 | 1.2216e-07 | 6.1081e-08 | 0 | 6.1081e-08 | 1.5707e-07 | 0 | 1.5707e-07 | [16 empty] | 7.3.1.3 Ignition probability mapping showing the probability of ignition along the electric lines and equipmentWLDFRAggregatedAggregated | WLDFR | HFTD - Distribution - Tier 3 - 2QU CoRE ¦ 5QU LoRE | Red Flag Warning - Catastrophic Fires | Aggregated | Aggregated | 2031 | 4.5792e-05 | 0 | 33.5215 | 0.001535 | 2031 | Mitigation | 0.08575 | 30 | 0 | esc | 0.0012005 | 5.4973e-08 | 0.00060025 | 2.7487e-08 | 0.0015435 | 7.068e-08
[79 empty] | WLDFR | HFTD - Distribution - Tier 3 - 2QU CoRE ¦ 5QU LoRE | Non-Red Flag Warning - Large Fires | 2026 | 2.2313e-08 | 1.1156e-08 | 2.8688e-08 | 5.475 | 0.71896 | 3.0715 | 1.6846 | 0 | 0 | 0 | 1.8586e-05 |  | 1.2216e-07 | 0 | 1.2216e-07 | 6.1081e-08 | 0 | 6.1081e-08 | 1.5707e-07 | 0 | 1.5707e-07 | [16 empty] | 7.3.1.3 Ignition probability mapping showing the probability of ignition along the electric lines and equipmentWLDFRAggregatedAggregated | WLDFR | HFTD - Distribution - Tier 3 - 2QU CoRE ¦ 5QU LoRE | Red Flag Warning - Catastrophic Fires | Aggregated | Aggregated | 2032 | 4.5792e-05 | 0 | 33.5215 | 0.001535 | 2032 | Mitigation | 0.08575 | 30 | 0 | esc | 0.0012005 | 5.4973e-08 | 0.00060025 | 2.7487e-08 | 0.0015435 | 7.068e-08
[79 empty] | WLDFR | HFTD - Distribution - Tier 3 - 2QU CoRE ¦ 5QU LoRE | Non-Red Flag Warning - Large Fires | 2027 | 2.2313e-08 | 1.1156e-08 | 2.8688e-08 | 5.475 | 0.71896 | 3.0715 | 1.6846 | 0 | 0 | 0 | 1.8586e-05 |  | 1.2216e-07 | 0 | 1.2216e-07 | 6.1081e-08 | 0 | 6.1081e-08 | 1.5707e-07 | 0 | 1.5707e-07 | [16 empty] | 7.3.1.3 Ignition probability mapping showing the probability of ignition along the electric lines and equipmentWLDFRAggregatedAggregated | WLDFR | HFTD - Distribution - Tier 3 - 2QU CoRE ¦ 5QU LoRE | Red Flag Warning - Catastrophic Fires | Aggregated | Aggregated | 2033 | 4.5792e-05 | 0 | 33.5215 | 0.001535 | 2033 | Mitigation | 0.08575 | 30 | 0 | esc | 0.0012005 | 5.4973e-08 | 0.00060025 | 2.7487e-08 | 0.0015435 | 7.068e-08
[79 empty] | WLDFR | HFTD - Distribution - Tier 3 - 2QU CoRE ¦ 5QU LoRE | Non-Red Flag Warning - Large Fires | 2028 | 2.2313e-08 | 1.1156e-08 | 2.8688e-08 | 5.777 | 0.74734 | 3.238 | 1.7917 | 0 | 0 | 0 | 1.8586e-05 |  | 1.289e-07 | 0 | 1.289e-07 | 6.445e-08 | 0 | 6.445e-08 | 1.6573e-07 | 0 | 1.6573e-07 | [16 empty] | 7.3.1.3 Ignition probability mapping showing the probability of ignition along the electric lines and equipmentWLDFRAggregatedAggregated | WLDFR | HFTD - Distribution - Tier 3 - 2QU CoRE ¦ 5QU LoRE | Red Flag Warning - Catastrophic Fires | Aggregated | Aggregated | 2034 | 4.5792e-05 | 0 | 33.5215 | 0.001535 | 2034 | Mitigation | 0.08575 | 30 | 0 | esc | 0.0012005 | 5.4973e-08 | 0.00060025 | 2.7487e-08 | 0.0015435 | 7.068e-08
[79 empty] | WLDFR | HFTD - Distribution - Tier 3 - 2QU CoRE ¦ 5QU LoRE | Non-Red Flag Warning - Large Fires | 2029 | 2.2313e-08 | 1.1156e-08 | 2.8688e-08 | 5.777 | 0.74734 | 3.238 | 1.7917 | 0 | 0 | 0 | 1.8586e-05 |  | 1.289e-07 | 0 | 1.289e-07 | 6.445e-08 | 0 | 6.445e-08 | 1.6573e-07 | 0 | 1.6573e-07 | [16 empty] | 7.3.1.3 Ignition probability mapping showing the probability of ignition along the electric lines and equipmentWLDFRAggregatedAggregated | WLDFR | HFTD - Distribution - Tier 3 - 2QU CoRE ¦ 5QU LoRE | Red Flag Warning - Catastrophic Fires | Aggregated | Aggregated | 2035 | 4.5792e-05 | 0 | 33.5215 | 0.001535 | 2035 | Mitigation | 0.08575 | 30 | 0 | esc | 0.0012005 | 5.4973e-08 | 0.00060025 | 2.7487e-08 | 0.0015435 | 7.068e-08
[79 empty] | WLDFR | HFTD - Distribution - Tier 3 - 2QU CoRE ¦ 5QU LoRE | Non-Red Flag Warning - Large Fires | 2030 | 2.2313e-08 | 1.1156e-08 | 2.8688e-08 | 5.777 | 0.74734 | 3.238 | 1.7917 | 0 | 0 | 0 | 1.8586e-05 |  | 1.289e-07 | 0 | 1.289e-07 | 6.445e-08 | 0 | 6.445e-08 | 1.6573e-07 | 0 | 1.6573e-07 | [16 empty] | 7.3.1.3 Ignition probability mapping showing the probability of ignition along the electric lines and equipmentWLDFRAggregatedAggregated | WLDFR | HFTD - Distribution - Tier 3 - 2QU CoRE ¦ 5QU LoRE | Red Flag Warning - Catastrophic Fires | Aggregated | Aggregated | 2036 | 4.5792e-05 | 0 | 33.5215 | 0.001535 | 2036 | Mitigation | 0.08575 | 30 | 0 | esc | 0.0012005 | 5.4973e-08 | 0.00060025 | 2.7487e-08 | 0.0015435 | 7.068e-08
[79 empty] | WLDFR | HFTD - Distribution - Tier 3 - 2QU CoRE ¦ 5QU LoRE | Non-Red Flag Warning - Large Fires | 2031 | 2.2313e-08 | 1.1156e-08 | 2.8688e-08 | 5.777 | 0.74734 | 3.238 | 1.7917 | 0 | 0 | 0 | 1.8586e-05 |  | 1.289e-07 | 0 | 1.289e-07 | 6.445e-08 | 0 | 6.445e-08 | 1.6573e-07 | 0 | 1.6573e-07 | [16 empty] | 7.3.1.3 Ignition probability mapping showing the probability of ignition along the electric lines and equipmentWLDFRAggregatedAggregated | WLDFR | HFTD - Distribution - Tier 3 - 2QU CoRE ¦ 5QU LoRE | Red Flag Warning - Catastrophic Fires | Aggregated | Aggregated | 2037 | 4.5792e-05 | 0 | 33.5215 | 0.001535 | 2037 | Mitigation | 0.08575 | 30 | 0 | esc | 0.0012005 | 5.4973e-08 | 0.00060025 | 2.7487e-08 | 0.0015435 | 7.068e-08
[79 empty] | WLDFR | HFTD - Distribution - Tier 3 - 2QU CoRE ¦ 5QU LoRE | Non-Red Flag Warning - Large Fires | 2032 | 2.2313e-08 | 1.1156e-08 | 2.8688e-08 | 5.777 | 0.74734 | 3.238 | 1.7917 | 0 | 0 | 0 | 1.8586e-05 |  | 1.289e-07 | 0 | 1.289e-07 | 6.445e-08 | 0 | 6.445e-08 | 1.6573e-07 | 0 | 1.6573e-07 | [16 empty] | 7.3.1.3 Ignition probability mapping showing the probability of ignition along the electric lines and equipmentWLDFRAggregatedAggregated | WLDFR | HFTD - Distribution - Tier 3 - 2QU CoRE ¦ 5QU LoRE | Red Flag Warning - Catastrophic Fires | Aggregated | Aggregated | 2038 | 4.5792e-05 | 0 | 33.5215 | 0.001535 | 2038 | Mitigation | 0.08575 | 30 | 0 | esc | 0.0012005 | 5.4973e-08 | 0.00060025 | 2.7487e-08 | 0.0015435 | 7.068e-08
[79 empty] | WLDFR | HFTD - Distribution - Tier 3 - 2QU CoRE ¦ 5QU LoRE | Non-Red Flag Warning - Large Fires | 2033 | 2.2313e-08 | 1.1156e-08 | 2.8688e-08 | 6.1205 | 0.77885 | 3.4265 | 1.9151 | 0 | 0 | 0 | 1.8586e-05 |  | 1.3656e-07 | 0 | 1.3656e-07 | 6.8282e-08 | 0 | 6.8282e-08 | 1.7558e-07 | 0 | 1.7558e-07 | [16 empty] | 7.3.1.3 Ignition probability mapping showing the probability of ignition along the electric lines and equipmentWLDFRAggregatedAggregated | WLDFR | HFTD - Distribution - Tier 3 - 2QU CoRE ¦ 5QU LoRE | Red Flag Warning - Catastrophic Fires | Aggregated | Aggregated | 2039 | 4.5792e-05 | 0 | 33.5215 | 0.001535 | 2039 | Mitigation | 0.08575 | 30 | 0 | esc | 0.0012005 | 5.4973e-08 | 0.00060025 | 2.7487e-08 | 0.0015435 | 7.068e-08
[79 empty] | WLDFR | HFTD - Distribution - Tier 3 - 2QU CoRE ¦ 5QU LoRE | Non-Red Flag Warning - Large Fires | 2034 | 2.2313e-08 | 1.1156e-08 | 2.8688e-08 | 6.1205 | 0.77885 | 3.4265 | 1.9151 | 0 | 0 | 0 | 1.8586e-05 |  | 1.3656e-07 | 0 | 1.3656e-07 | 6.8282e-08 | 0 | 6.8282e-08 | 1.7558e-07 | 0 | 1.7558e-07 | [16 empty] | 7.3.1.3 Ignition probability mapping showing the probability of ignition along the electric lines and equipmentWLDFRAggregatedAggregated | WLDFR | HFTD - Distribution - Tier 3 - 2QU CoRE ¦ 5QU LoRE | Red Flag Warning - Catastrophic Fires | Aggregated | Aggregated | 2040 | 4.5792e-05 | 0 | 33.5215 | 0.001535 | 2040 | Mitigation | 0.08575 | 30 | 0 | esc | 0.0012005 | 5.4973e-08 | 0.00060025 | 2.7487e-08 | 0.0015435 | 7.068e-08
[79 empty] | WLDFR | HFTD - Distribution - Tier 3 - 2QU CoRE ¦ 5QU LoRE | Non-Red Flag Warning - Large Fires | 2035 | 2.2313e-08 | 1.1156e-08 | 2.8688e-08 | 6.1205 | 0.77885 | 3.4265 | 1.9151 | 0 | 0 | 0 | 1.8586e-05 |  | 1.3656e-07 | 0 | 1.3656e-07 | 6.8282e-08 | 0 | 6.8282e-08 | 1.7558e-07 | 0 | 1.7558e-07 | [16 empty] | 7.3.1.3 Ignition probability mapping showing the probability of ignition along the electric lines and equipmentWLDFRAggregatedAggregated | WLDFR | HFTD - Distribution - Tier 3 - 2QU CoRE ¦ 5QU LoRE | Red Flag Warning - Catastrophic Fires | Aggregated | Aggregated | 2041 | 4.5792e-05 | 0 | 33.5215 | 0.001535 | 2041 | Mitigation | 0.08575 | 30 | 0 | esc | 0.0012005 | 5.4973e-08 | 0.00060025 | 2.7487e-08 | 0.0015435 | 7.068e-08
[79 empty] | WLDFR | HFTD - Distribution - Tier 3 - 2QU CoRE ¦ 5QU LoRE | Non-Red Flag Warning - Large Fires | 2036 | 2.2313e-08 | 1.1156e-08 | 2.8688e-08 | 6.1205 | 0.77885 | 3.4265 | 1.9151 | 0 | 0 | 0 | 1.8586e-05 |  | 1.3656e-07 | 0 | 1.3656e-07 | 6.8282e-08 | 0 | 6.8282e-08 | 1.7558e-07 | 0 | 1.7558e-07 | [16 empty] | 7.3.1.3 Ignition probability mapping showing the probability of ignition along the electric lines and equipmentWLDFRAggregatedAggregated | WLDFR | HFTD - Distribution - Tier 3 - 2QU CoRE ¦ 5QU LoRE | Red Flag Warning - Catastrophic Fires | Aggregated | Aggregated | 2042 | 4.5792e-05 | 0 | 33.5215 | 0.001535 | 2042 | Mitigation | 0.08575 | 30 | 0 | esc | 0.0012005 | 5.4973e-08 | 0.00060025 | 2.7487e-08 | 0.0015435 | 7.068e-08
[79 empty] | WLDFR | HFTD - Distribution - Tier 3 - 2QU CoRE ¦ 5QU LoRE | Non-Red Flag Warning - Large Fires | 2037 | 2.2313e-08 | 1.1156e-08 | 2.8688e-08 | 6.1205 | 0.77885 | 3.4265 | 1.9151 | 0 | 0 | 0 | 1.8586e-05 |  | 1.3656e-07 | 0 | 1.3656e-07 | 6.8282e-08 | 0 | 6.8282e-08 | 1.7558e-07 | 0 | 1.7558e-07 | [16 empty] | 7.3.1.3 Ignition probability mapping showing the probability of ignition along the electric lines and equipmentWLDFRAggregatedAggregated | WLDFR | HFTD - Distribution - Tier 3 - 2QU CoRE ¦ 5QU LoRE | Red Flag Warning - Catastrophic Fires | Aggregated | Aggregated | 2043 | 4.5792e-05 | 0 | 33.5215 | 0.001535 | 2043 | Mitigation | 0.08575 | 30 | 0 | esc | 0.0012005 | 5.4973e-08 | 0.00060025 | 2.7487e-08 | 0.0015435 | 7.068e-08
[79 empty] | WLDFR | HFTD - Distribution - Tier 3 - 2QU CoRE ¦ 5QU LoRE | Non-Red Flag Warning - Large Fires | 2038 | 2.2313e-08 | 1.1156e-08 | 2.8688e-08 | 6.5028 | 0.81304 | 3.6355 | 2.0543 | 0 | 0 | 0 | 1.8586e-05 |  | 1.451e-07 | 0 | 1.451e-07 | 7.2548e-08 | 0 | 7.2548e-08 | 1.8655e-07 | 0 | 1.8655e-07 | [16 empty] | 7.3.1.3 Ignition probability mapping showing the probability of ignition along the electric lines and equipmentWLDFRAggregatedAggregated | WLDFR | HFTD - Distribution - Tier 3 - 2QU CoRE ¦ 5QU LoRE | Red Flag Warning - Catastrophic Fires | Aggregated | Aggregated | 2044 | 4.5792e-05 | 0 | 33.5215 | 0.001535 | 2044 | Mitigation | 0.08575 | 30 | 0 | esc | 0.0012005 | 5.4973e-08 | 0.00060025 | 2.7487e-08 | 0.0015435 | 7.068e-08
[79 empty] | WLDFR | HFTD - Distribution - Tier 3 - 2QU CoRE ¦ 5QU LoRE | Non-Red Flag Warning - Large Fires | 2039 | 2.2313e-08 | 1.1156e-08 | 2.8688e-08 | 6.5028 | 0.81304 | 3.6355 | 2.0543 | 0 | 0 | 0 | 1.8586e-05 |  | 1.451e-07 | 0 | 1.451e-07 | 7.2548e-08 | 0 | 7.2548e-08 | 1.8655e-07 | 0 | 1.8655e-07 | [16 empty] | 7.3.1.3 Ignition probability mapping showing the probability of ignition along the electric lines and equipmentWLDFRAggregatedAggregated | WLDFR | HFTD - Distribution - Tier 3 - 2QU CoRE ¦ 5QU LoRE | Red Flag Warning - Catastrophic Fires | Aggregated | Aggregated | 2045 | 4.5792e-05 | 0 | 33.5215 | 0.001535 | 2045 | Mitigation | 0.08575 | 30 | 0 | esc | 0.0012005 | 5.4973e-08 | 0.00060025 | 2.7487e-08 | 0.0015435 | 7.068e-08
[79 empty] | WLDFR | HFTD - Distribution - Tier 3 - 2QU CoRE ¦ 5QU LoRE | Non-Red Flag Warning - Large Fires | 2040 | 2.2313e-08 | 1.1156e-08 | 2.8688e-08 | 6.5028 | 0.81304 | 3.6355 | 2.0543 | 0 | 0 | 0 | 1.8586e-05 |  | 1.451e-07 | 0 | 1.451e-07 | 7.2548e-08 | 0 | 7.2548e-08 | 1.8655e-07 | 0 | 1.8655e-07 | [16 empty] | 7.3.1.3 Ignition probability mapping showing the probability of ignition along the electric lines and equipmentWLDFRAggregatedAggregated | WLDFR | HFTD - Distribution - Tier 3 - 2QU CoRE ¦ 5QU LoRE | Red Flag Warning - Catastrophic Fires | Aggregated | Aggregated | 2046 | 4.5792e-05 | 0 | 33.5215 | 0.001535 | 2046 | Mitigation | 0.08575 | 30 | 0 | esc | 0.0012005 | 5.4973e-08 | 0.00060025 | 2.7487e-08 | 0.0015435 | 7.068e-08
[79 empty] | WLDFR | HFTD - Distribution - Tier 3 - 2QU CoRE ¦ 5QU LoRE | Non-Red Flag Warning - Large Fires | 2041 | 2.2313e-08 | 1.1156e-08 | 2.8688e-08 | 6.5028 | 0.81304 | 3.6355 | 2.0543 | 0 | 0 | 0 | 1.8586e-05 |  | 1.451e-07 | 0 | 1.451e-07 | 7.2548e-08 | 0 | 7.2548e-08 | 1.8655e-07 | 0 | 1.8655e-07 | [16 empty] | 7.3.1.3 Ignition probability mapping showing the probability of ignition along the electric lines and equipmentWLDFRAggregatedAggregated | WLDFR | HFTD - Distribution - Tier 3 - 2QU CoRE ¦ 5QU LoRE | Red Flag Warning - Catastrophic Fires | Aggregated | Aggregated | 2047 | 4.5792e-05 | 0 | 33.5215 | 0.001535 | 2047 | Mitigation | 0.08575 | 30 | 0 | esc | 0.0012005 | 5.4973e-08 | 0.00060025 | 2.7487e-08 | 0.0015435 | 7.068e-08
[79 empty] | WLDFR | HFTD - Distribution - Tier 3 - 2QU CoRE ¦ 5QU LoRE | Non-Red Flag Warning - Large Fires | 2042 | 2.2313e-08 | 1.1156e-08 | 2.8688e-08 | 6.5028 | 0.81304 | 3.6355 | 2.0543 | 0 | 0 | 0 | 1.8586e-05 |  | 1.451e-07 | 0 | 1.451e-07 | 7.2548e-08 | 0 | 7.2548e-08 | 1.8655e-07 | 0 | 1.8655e-07 | [16 empty] | 7.3.1.3 Ignition probability mapping showing the probability of ignition along the electric lines and equipmentWLDFRAggregatedAggregated | WLDFR | HFTD - Distribution - Tier 3 - 2QU CoRE ¦ 5QU LoRE | Red Flag Warning - Catastrophic Fires | Aggregated | Aggregated | 2048 | 4.5792e-05 | 0 | 33.5215 | 0.001535 | 2048 | Mitigation | 0.08575 | 30 | 0 | esc | 0.0012005 | 5.4973e-08 | 0.00060025 | 2.7487e-08 | 0.0015435 | 7.068e-08
[79 empty] | WLDFR | HFTD - Distribution - Tier 3 - 2QU CoRE ¦ 5QU LoRE | Non-Red Flag Warning - Large Fires | 2043 | 2.2313e-08 | 1.1156e-08 | 2.8688e-08 | 6.9209 | 0.84944 | 3.8632 | 2.2083 | 0 | 0 | 0 | 1.8586e-05 |  | 1.5442e-07 | 0 | 1.5442e-07 | 7.7212e-08 | 0 | 7.7212e-08 | 1.9855e-07 | 0 | 1.9855e-07 | [16 empty] | 7.3.1.3 Ignition probability mapping showing the probability of ignition along the electric lines and equipmentWLDFRAggregatedAggregated | WLDFR | HFTD - Distribution - Tier 3 - 2QU CoRE ¦ 5QU LoRE | Red Flag Warning - Catastrophic Fires | Aggregated | Aggregated | 2049 | 4.5792e-05 | 0 | 33.5215 | 0.001535 | 2049 | Mitigation | 0.08575 | 30 | 0 | esc | 0.0012005 | 5.4973e-08 | 0.00060025 | 2.7487e-08 | 0.0015435 | 7.068e-08
[79 empty] | WLDFR | HFTD - Distribution - Tier 3 - 2QU CoRE ¦ 5QU LoRE | Non-Red Flag Warning - Large Fires | 2044 | 2.2313e-08 | 1.1156e-08 | 2.8688e-08 | 6.9209 | 0.84944 | 3.8632 | 2.2083 | 0 | 0 | 0 | 1.8586e-05 |  | 1.5442e-07 | 0 | 1.5442e-07 | 7.7212e-08 | 0 | 7.7212e-08 | 1.9855e-07 | 0 | 1.9855e-07 | [16 empty] | 7.3.1.3 Ignition probability mapping showing the probability of ignition along the electric lines and equipmentWLDFRAggregatedAggregated | WLDFR | HFTD - Distribution - Tier 3 - 2QU CoRE ¦ 5QU LoRE | Red Flag Warning - Catastrophic Fires | Aggregated | Aggregated | 2050 | 4.5792e-05 | 0 | 33.5215 | 0.001535 | 2050 | Mitigation | 0.08575 | 30 | 0 | esc | 0 | 0 | 0.00060025 | 2.7487e-08 | 0.0015435 | 7.068e-08
[79 empty] | WLDFR | HFTD - Distribution - Tier 3 - 2QU CoRE ¦ 5QU LoRE | Non-Red Flag Warning - Large Fires | 2045 | 2.2313e-08 | 1.1156e-08 | 2.8688e-08 | 6.9209 | 0.84944 | 3.8632 | 2.2083 | 0 | 0 | 0 | 1.8586e-05 |  | 1.5442e-07 | 0 | 1.5442e-07 | 7.7212e-08 | 0 | 7.7212e-08 | 1.9855e-07 | 0 | 1.9855e-07 | [16 empty] | 7.3.1.3 Ignition probability mapping showing the probability of ignition along the electric lines and equipmentWLDFRAggregatedAggregated | WLDFR | HFTD - Distribution - Tier 3 - 2QU CoRE ¦ 5QU LoRE | Red Flag Warning - Catastrophic Fires | Aggregated | Aggregated | 2051 | 4.5792e-05 | 0 | 33.5215 | 0.001535 | 2051 | Mitigation | 0.08575 | 30 | 0 | esc | 0 | 0 | 0 | 0 | 0.0015435 | 7.068e-08
[79 empty] | WLDFR | HFTD - Distribution - Tier 3 - 2QU CoRE ¦ 5QU LoRE | Non-Red Flag Warning - Large Fires | 2046 | 2.2313e-08 | 1.1156e-08 | 2.8688e-08 | 6.9209 | 0.84944 | 3.8632 | 2.2083 | 0 | 0 | 0 | 1.8586e-05 |  | 1.5442e-07 | 0 | 1.5442e-07 | 7.7212e-08 | 0 | 7.7212e-08 | 1.9855e-07 | 0 | 1.9855e-07 | [16 empty] | 7.3.1.3 Ignition probability mapping showing the probability of ignition along the electric lines and equipmentWLDFRAggregatedAggregated | WLDFR | HFTD - Distribution - Tier 3 - 2QU CoRE ¦ 5QU LoRE | Red Flag Warning - Destructive Fires | Aggregated | Aggregated | 2021 | 6.1194e-06 | 0 | 33.5215 | 0.00020513 | 2021 | Mitigation | 0.08575 | 30 | 0 | esc | 0.0012005 | 7.3464e-09 | 0.00060025 | 3.6732e-09 | 0 | 0
[79 empty] | WLDFR | HFTD - Distribution - Tier 3 - 2QU CoRE ¦ 5QU LoRE | Non-Red Flag Warning - Large Fires | 2047 | 2.2313e-08 | 1.1156e-08 | 2.8688e-08 | 6.9209 | 0.84944 | 3.8632 | 2.2083 | 0 | 0 | 0 | 1.8586e-05 |  | 1.5442e-07 | 0 | 1.5442e-07 | 7.7212e-08 | 0 | 7.7212e-08 | 1.9855e-07 | 0 | 1.9855e-07 | [16 empty] | 7.3.1.3 Ignition probability mapping showing the probability of ignition along the electric lines and equipmentWLDFRAggregatedAggregated | WLDFR | HFTD - Distribution - Tier 3 - 2QU CoRE ¦ 5QU LoRE | Red Flag Warning - Destructive Fires | Aggregated | Aggregated | 2022 | 6.1194e-06 | 0 | 33.5215 | 0.00020513 | 2022 | Mitigation | 0.08575 | 30 | 0 | esc | 0.0012005 | 7.3464e-09 | 0.00060025 | 3.6732e-09 | 0.0015435 | 9.4453e-09
[79 empty] | WLDFR | HFTD - Distribution - Tier 3 - 2QU CoRE ¦ 5QU LoRE | Non-Red Flag Warning - Large Fires | 2048 | 2.2313e-08 | 1.1156e-08 | 2.8688e-08 | 7.3713 | 0.88759 | 4.1075 | 2.3763 | 0 | 0 | 0 | 1.8586e-05 |  | 1.6447e-07 | 0 | 1.6447e-07 | 8.2237e-08 | 0 | 8.2237e-08 | 2.1147e-07 | 0 | 2.1147e-07 | [16 empty] | 7.3.1.3 Ignition probability mapping showing the probability of ignition along the electric lines and equipmentWLDFRAggregatedAggregated | WLDFR | HFTD - Distribution - Tier 3 - 2QU CoRE ¦ 5QU LoRE | Red Flag Warning - Destructive Fires | Aggregated | Aggregated | 2023 | 6.1194e-06 | 0 | 33.5215 | 0.00020513 | 2023 | Mitigation | 0.08575 | 30 | 0 | esc | 0.0012005 | 7.3464e-09 | 0.00060025 | 3.6732e-09 | 0.0015435 | 9.4453e-09
[79 empty] | WLDFR | HFTD - Distribution - Tier 3 - 2QU CoRE ¦ 5QU LoRE | Non-Red Flag Warning - Large Fires | 2049 | 2.2313e-08 | 1.1156e-08 | 2.8688e-08 | 7.3713 | 0.88759 | 4.1075 | 2.3763 | 0 | 0 | 0 | 1.8586e-05 |  | 1.6447e-07 | 0 | 1.6447e-07 | 8.2237e-08 | 0 | 8.2237e-08 | 2.1147e-07 | 0 | 2.1147e-07 | [16 empty] | 7.3.1.3 Ignition probability mapping showing the probability of ignition along the electric lines and equipmentWLDFRAggregatedAggregated | WLDFR | HFTD - Distribution - Tier 3 - 2QU CoRE ¦ 5QU LoRE | Red Flag Warning - Destructive Fires | Aggregated | Aggregated | 2024 | 6.1194e-06 | 0 | 33.5215 | 0.00020513 | 2024 | Mitigation | 0.08575 | 30 | 0 | esc | 0.0012005 | 7.3464e-09 | 0.00060025 | 3.6732e-09 | 0.0015435 | 9.4453e-09
[79 empty] | WLDFR | HFTD - Distribution - Tier 3 - 2QU CoRE ¦ 5QU LoRE | Non-Red Flag Warning - Large Fires | 2050 | 0 | 1.1156e-08 | 2.8688e-08 | 7.3713 | 0.88759 | 4.1075 | 2.3763 | 0 | 0 | 0 | 1.8586e-05 |  | 0 | 0 | 0 | 8.2237e-08 | 0 | 8.2237e-08 | 2.1147e-07 | 0 | 2.1147e-07 | [16 empty] | 7.3.1.3 Ignition probability mapping showing the probability of ignition along the electric lines and equipmentWLDFRAggregatedAggregated | WLDFR | HFTD - Distribution - Tier 3 - 2QU CoRE ¦ 5QU LoRE | Red Flag Warning - Destructive Fires | Aggregated | Aggregated | 2025 | 6.1194e-06 | 0 | 33.5215 | 0.00020513 | 2025 | Mitigation | 0.08575 | 30 | 0 | esc | 0.0012005 | 7.3464e-09 | 0.00060025 | 3.6732e-09 | 0.0015435 | 9.4453e-09
[79 empty] | WLDFR | HFTD - Distribution - Tier 3 - 2QU CoRE ¦ 5QU LoRE | Non-Red Flag Warning - Large Fires | 2051 | 0 | 0 | 2.8688e-08 | 7.3713 | 0.88759 | 4.1075 | 2.3763 | 0 | 0 | 0 | 1.8586e-05 |  | 0 | 0 | 0 | 0 | 0 | 0 | 2.1147e-07 | 0 | 2.1147e-07 | [16 empty] | 7.3.1.3 Ignition probability mapping showing the probability of ignition along the electric lines and equipmentWLDFRAggregatedAggregated | WLDFR | HFTD - Distribution - Tier 3 - 2QU CoRE ¦ 5QU LoRE | Red Flag Warning - Destructive Fires | Aggregated | Aggregated | 2026 | 6.1194e-06 | 0 | 33.5215 | 0.00020513 | 2026 | Mitigation | 0.08575 | 30 | 0 | esc | 0.0012005 | 7.3464e-09 | 0.00060025 | 3.6732e-09 | 0.0015435 | 9.4453e-09
[79 empty] | WLDFR | HFTD - Distribution - Tier 3 - 2QU CoRE ¦ 5QU LoRE | Non-Red Flag Warning - Small Fires | 2020 | 2.9303e-06 | 0 | 0 | 0.077901 | 0.036425 | 0.0015809 | 0.039895 | 0 | 0 | 0 | 0.0024409 |  | 2.2827e-07 | 0 | 2.2827e-07 | 0 | 0 | 0 | 0 | 0 | 0 | [16 empty] | 7.3.1.3 Ignition probability mapping showing the probability of ignition along the electric lines and equipmentWLDFRAggregatedAggregated | WLDFR | HFTD - Distribution - Tier 3 - 2QU CoRE ¦ 5QU LoRE | Red Flag Warning - Destructive Fires | Aggregated | Aggregated | 2027 | 6.1194e-06 | 0 | 33.5215 | 0.00020513 | 2027 | Mitigation | 0.08575 | 30 | 0 | esc | 0.0012005 | 7.3464e-09 | 0.00060025 | 3.6732e-09 | 0.0015435 | 9.4453e-09
[79 empty] | WLDFR | HFTD - Distribution - Tier 3 - 2QU CoRE ¦ 5QU LoRE | Non-Red Flag Warning - Small Fires | 2021 | 2.9303e-06 | 1.4652e-06 | 0 | 0.077901 | 0.036425 | 0.0015809 | 0.039895 | 0 | 0 | 0 | 0.0024409 |  | 2.2827e-07 | 0 | 2.2827e-07 | 1.1414e-07 | 0 | 1.1414e-07 | 0 | 0 | 0 | [16 empty] | 7.3.1.3 Ignition probability mapping showing the probability of ignition along the electric lines and equipmentWLDFRAggregatedAggregated | WLDFR | HFTD - Distribution - Tier 3 - 2QU CoRE ¦ 5QU LoRE | Red Flag Warning - Destructive Fires | Aggregated | Aggregated | 2028 | 6.1194e-06 | 0 | 33.5215 | 0.00020513 | 2028 | Mitigation | 0.08575 | 30 | 0 | esc | 0.0012005 | 7.3464e-09 | 0.00060025 | 3.6732e-09 | 0.0015435 | 9.4453e-09
[79 empty] | WLDFR | HFTD - Distribution - Tier 3 - 2QU CoRE ¦ 5QU LoRE | Non-Red Flag Warning - Small Fires | 2022 | 2.9303e-06 | 1.4652e-06 | 3.7676e-06 | 0.077901 | 0.036425 | 0.0015809 | 0.039895 | 0 | 0 | 0 | 0.0024409 |  | 2.2827e-07 | 0 | 2.2827e-07 | 1.1414e-07 | 0 | 1.1414e-07 | 2.935e-07 | 0 | 2.935e-07 | [16 empty] | 7.3.1.3 Ignition probability mapping showing the probability of ignition along the electric lines and equipmentWLDFRAggregatedAggregated | WLDFR | HFTD - Distribution - Tier 3 - 2QU CoRE ¦ 5QU LoRE | Red Flag Warning - Destructive Fires | Aggregated | Aggregated | 2029 | 6.1194e-06 | 0 | 33.5215 | 0.00020513 | 2029 | Mitigation | 0.08575 | 30 | 0 | esc | 0.0012005 | 7.3464e-09 | 0.00060025 | 3.6732e-09 | 0.0015435 | 9.4453e-09
[79 empty] | WLDFR | HFTD - Distribution - Tier 3 - 2QU CoRE ¦ 5QU LoRE | Non-Red Flag Warning - Small Fires | 2023 | 2.9303e-06 | 1.4652e-06 | 3.7676e-06 | 0.080408 | 0.03759 | 0.0016314 | 0.041187 | 0 | 0 | 0 | 0.0024409 |  | 2.3562e-07 | 0 | 2.3562e-07 | 1.1781e-07 | 0 | 1.1781e-07 | 3.0294e-07 | 0 | 3.0294e-07 | [16 empty] | 7.3.1.3 Ignition probability mapping showing the probability of ignition along the electric lines and equipmentWLDFRAggregatedAggregated | WLDFR | HFTD - Distribution - Tier 3 - 2QU CoRE ¦ 5QU LoRE | Red Flag Warning - Destructive Fires | Aggregated | Aggregated | 2030 | 6.1194e-06 | 0 | 33.5215 | 0.00020513 | 2030 | Mitigation | 0.08575 | 30 | 0 | esc | 0.0012005 | 7.3464e-09 | 0.00060025 | 3.6732e-09 | 0.0015435 | 9.4453e-09
[79 empty] | WLDFR | HFTD - Distribution - Tier 3 - 2QU CoRE ¦ 5QU LoRE | Non-Red Flag Warning - Small Fires | 2024 | 2.9303e-06 | 1.4652e-06 | 3.7676e-06 | 0.080408 | 0.03759 | 0.0016314 | 0.041187 | 0 | 0 | 0 | 0.0024409 |  | 2.3562e-07 | 0 | 2.3562e-07 | 1.1781e-07 | 0 | 1.1781e-07 | 3.0294e-07 | 0 | 3.0294e-07 | [16 empty] | 7.3.1.3 Ignition probability mapping showing the probability of ignition along the electric lines and equipmentWLDFRAggregatedAggregated | WLDFR | HFTD - Distribution - Tier 3 - 2QU CoRE ¦ 5QU LoRE | Red Flag Warning - Destructive Fires | Aggregated | Aggregated | 2031 | 6.1194e-06 | 0 | 33.5215 | 0.00020513 | 2031 | Mitigation | 0.08575 | 30 | 0 | esc | 0.0012005 | 7.3464e-09 | 0.00060025 | 3.6732e-09 | 0.0015435 | 9.4453e-09
[79 empty] | WLDFR | HFTD - Distribution - Tier 3 - 2QU CoRE ¦ 5QU LoRE | Non-Red Flag Warning - Small Fires | 2025 | 2.9303e-06 | 1.4652e-06 | 3.7676e-06 | 0.080408 | 0.03759 | 0.0016314 | 0.041187 | 0 | 0 | 0 | 0.0024409 |  | 2.3562e-07 | 0 | 2.3562e-07 | 1.1781e-07 | 0 | 1.1781e-07 | 3.0294e-07 | 0 | 3.0294e-07 | [16 empty] | 7.3.1.3 Ignition probability mapping showing the probability of ignition along the electric lines and equipmentWLDFRAggregatedAggregated | WLDFR | HFTD - Distribution - Tier 3 - 2QU CoRE ¦ 5QU LoRE | Red Flag Warning - Destructive Fires | Aggregated | Aggregated | 2032 | 6.1194e-06 | 0 | 33.5215 | 0.00020513 | 2032 | Mitigation | 0.08575 | 30 | 0 | esc | 0.0012005 | 7.3464e-09 | 0.00060025 | 3.6732e-09 | 0.0015435 | 9.4453e-09
[79 empty] | WLDFR | HFTD - Distribution - Tier 3 - 2QU CoRE ¦ 5QU LoRE | Non-Red Flag Warning - Small Fires | 2026 | 2.9303e-06 | 1.4652e-06 | 3.7676e-06 | 0.080408 | 0.03759 | 0.0016314 | 0.041187 | 0 | 0 | 0 | 0.0024409 |  | 2.3562e-07 | 0 | 2.3562e-07 | 1.1781e-07 | 0 | 1.1781e-07 | 3.0294e-07 | 0 | 3.0294e-07 | [16 empty] | 7.3.1.3 Ignition probability mapping showing the probability of ignition along the electric lines and equipmentWLDFRAggregatedAggregated | WLDFR | HFTD - Distribution - Tier 3 - 2QU CoRE ¦ 5QU LoRE | Red Flag Warning - Destructive Fires | Aggregated | Aggregated | 2033 | 6.1194e-06 | 0 | 33.5215 | 0.00020513 | 2033 | Mitigation | 0.08575 | 30 | 0 | esc | 0.0012005 | 7.3464e-09 | 0.00060025 | 3.6732e-09 | 0.0015435 | 9.4453e-09
[79 empty] | WLDFR | HFTD - Distribution - Tier 3 - 2QU CoRE ¦ 5QU LoRE | Non-Red Flag Warning - Small Fires | 2027 | 2.9303e-06 | 1.4652e-06 | 3.7676e-06 | 0.080408 | 0.03759 | 0.0016314 | 0.041187 | 0 | 0 | 0 | 0.0024409 |  | 2.3562e-07 | 0 | 2.3562e-07 | 1.1781e-07 | 0 | 1.1781e-07 | 3.0294e-07 | 0 | 3.0294e-07 | [16 empty] | 7.3.1.3 Ignition probability mapping showing the probability of ignition along the electric lines and equipmentWLDFRAggregatedAggregated | WLDFR | HFTD - Distribution - Tier 3 - 2QU CoRE ¦ 5QU LoRE | Red Flag Warning - Destructive Fires | Aggregated | Aggregated | 2034 | 6.1194e-06 | 0 | 33.5215 | 0.00020513 | 2034 | Mitigation | 0.08575 | 30 | 0 | esc | 0.0012005 | 7.3464e-09 | 0.00060025 | 3.6732e-09 | 0.0015435 | 9.4453e-09
[79 empty] | WLDFR | HFTD - Distribution - Tier 3 - 2QU CoRE ¦ 5QU LoRE | Non-Red Flag Warning - Small Fires | 2028 | 2.9303e-06 | 1.4652e-06 | 3.7676e-06 | 0.083606 | 0.039055 | 0.001695 | 0.042856 | 0 | 0 | 0 | 0.0024409 |  | 2.4499e-07 | 0 | 2.4499e-07 | 1.225e-07 | 0 | 1.225e-07 | 3.1499e-07 | 0 | 3.1499e-07 | [16 empty] | 7.3.1.3 Ignition probability mapping showing the probability of ignition along the electric lines and equipmentWLDFRAggregatedAggregated | WLDFR | HFTD - Distribution - Tier 3 - 2QU CoRE ¦ 5QU LoRE | Red Flag Warning - Destructive Fires | Aggregated | Aggregated | 2035 | 6.1194e-06 | 0 | 33.5215 | 0.00020513 | 2035 | Mitigation | 0.08575 | 30 | 0 | esc | 0.0012005 | 7.3464e-09 | 0.00060025 | 3.6732e-09 | 0.0015435 | 9.4453e-09
[79 empty] | WLDFR | HFTD - Distribution - Tier 3 - 2QU CoRE ¦ 5QU LoRE | Non-Red Flag Warning - Small Fires | 2029 | 2.9303e-06 | 1.4652e-06 | 3.7676e-06 | 0.083606 | 0.039055 | 0.001695 | 0.042856 | 0 | 0 | 0 | 0.0024409 |  | 2.4499e-07 | 0 | 2.4499e-07 | 1.225e-07 | 0 | 1.225e-07 | 3.1499e-07 | 0 | 3.1499e-07 | [16 empty] | 7.3.1.3 Ignition probability mapping showing the probability of ignition along the electric lines and equipmentWLDFRAggregatedAggregated | WLDFR | HFTD - Distribution - Tier 3 - 2QU CoRE ¦ 5QU LoRE | Red Flag Warning - Destructive Fires | Aggregated | Aggregated | 2036 | 6.1194e-06 | 0 | 33.5215 | 0.00020513 | 2036 | Mitigation | 0.08575 | 30 | 0 | esc | 0.0012005 | 7.3464e-09 | 0.00060025 | 3.6732e-09 | 0.0015435 | 9.4453e-09
[79 empty] | WLDFR | HFTD - Distribution - Tier 3 - 2QU CoRE ¦ 5QU LoRE | Non-Red Flag Warning - Small Fires | 2030 | 2.9303e-06 | 1.4652e-06 | 3.7676e-06 | 0.083606 | 0.039055 | 0.001695 | 0.042856 | 0 | 0 | 0 | 0.0024409 |  | 2.4499e-07 | 0 | 2.4499e-07 | 1.225e-07 | 0 | 1.225e-07 | 3.1499e-07 | 0 | 3.1499e-07 | [16 empty] | 7.3.1.3 Ignition probability mapping showing the probability of ignition along the electric lines and equipmentWLDFRAggregatedAggregated | WLDFR | HFTD - Distribution - Tier 3 - 2QU CoRE ¦ 5QU LoRE | Red Flag Warning - Destructive Fires | Aggregated | Aggregated | 2037 | 6.1194e-06 | 0 | 33.5215 | 0.00020513 | 2037 | Mitigation | 0.08575 | 30 | 0 | esc | 0.0012005 | 7.3464e-09 | 0.00060025 | 3.6732e-09 | 0.0015435 | 9.4453e-09
[79 empty] | WLDFR | HFTD - Distribution - Tier 3 - 2QU CoRE ¦ 5QU LoRE | Non-Red Flag Warning - Small Fires | 2031 | 2.9303e-06 | 1.4652e-06 | 3.7676e-06 | 0.083606 | 0.039055 | 0.001695 | 0.042856 | 0 | 0 | 0 | 0.0024409 |  | 2.4499e-07 | 0 | 2.4499e-07 | 1.225e-07 | 0 | 1.225e-07 | 3.1499e-07 | 0 | 3.1499e-07 | [16 empty] | 7.3.1.3 Ignition probability mapping showing the probability of ignition along the electric lines and equipmentWLDFRAggregatedAggregated | WLDFR | HFTD - Distribution - Tier 3 - 2QU CoRE ¦ 5QU LoRE | Red Flag Warning - Destructive Fires | Aggregated | Aggregated | 2038 | 6.1194e-06 | 0 | 33.5215 | 0.00020513 | 2038 | Mitigation | 0.08575 | 30 | 0 | esc | 0.0012005 | 7.3464e-09 | 0.00060025 | 3.6732e-09 | 0.0015435 | 9.4453e-09
[79 empty] | WLDFR | HFTD - Distribution - Tier 3 - 2QU CoRE ¦ 5QU LoRE | Non-Red Flag Warning - Small Fires | 2032 | 2.9303e-06 | 1.4652e-06 | 3.7676e-06 | 0.083606 | 0.039055 | 0.001695 | 0.042856 | 0 | 0 | 0 | 0.0024409 |  | 2.4499e-07 | 0 | 2.4499e-07 | 1.225e-07 | 0 | 1.225e-07 | 3.1499e-07 | 0 | 3.1499e-07 | [16 empty] | 7.3.1.3 Ignition probability mapping showing the probability of ignition along the electric lines and equipmentWLDFRAggregatedAggregated | WLDFR | HFTD - Distribution - Tier 3 - 2QU CoRE ¦ 5QU LoRE | Red Flag Warning - Destructive Fires | Aggregated | Aggregated | 2039 | 6.1194e-06 | 0 | 33.5215 | 0.00020513 | 2039 | Mitigation | 0.08575 | 30 | 0 | esc | 0.0012005 | 7.3464e-09 | 0.00060025 | 3.6732e-09 | 0.0015435 | 9.4453e-09
[79 empty] | WLDFR | HFTD - Distribution - Tier 3 - 2QU CoRE ¦ 5QU LoRE | Non-Red Flag Warning - Small Fires | 2033 | 2.9303e-06 | 1.4652e-06 | 3.7676e-06 | 0.087211 | 0.040679 | 0.0017655 | 0.044766 | 0 | 0 | 0 | 0.0024409 |  | 2.5556e-07 | 0 | 2.5556e-07 | 1.2778e-07 | 0 | 1.2778e-07 | 3.2857e-07 | 0 | 3.2857e-07 | [16 empty] | 7.3.1.3 Ignition probability mapping showing the probability of ignition along the electric lines and equipmentWLDFRAggregatedAggregated | WLDFR | HFTD - Distribution - Tier 3 - 2QU CoRE ¦ 5QU LoRE | Red Flag Warning - Destructive Fires | Aggregated | Aggregated | 2040 | 6.1194e-06 | 0 | 33.5215 | 0.00020513 | 2040 | Mitigation | 0.08575 | 30 | 0 | esc | 0.0012005 | 7.3464e-09 | 0.00060025 | 3.6732e-09 | 0.0015435 | 9.4453e-09
[79 empty] | WLDFR | HFTD - Distribution - Tier 3 - 2QU CoRE ¦ 5QU LoRE | Non-Red Flag Warning - Small Fires | 2034 | 2.9303e-06 | 1.4652e-06 | 3.7676e-06 | 0.087211 | 0.040679 | 0.0017655 | 0.044766 | 0 | 0 | 0 | 0.0024409 |  | 2.5556e-07 | 0 | 2.5556e-07 | 1.2778e-07 | 0 | 1.2778e-07 | 3.2857e-07 | 0 | 3.2857e-07 | [16 empty] | 7.3.1.3 Ignition probability mapping showing the probability of ignition along the electric lines and equipmentWLDFRAggregatedAggregated | WLDFR | HFTD - Distribution - Tier 3 - 2QU CoRE ¦ 5QU LoRE | Red Flag Warning - Destructive Fires | Aggregated | Aggregated | 2041 | 6.1194e-06 | 0 | 33.5215 | 0.00020513 | 2041 | Mitigation | 0.08575 | 30 | 0 | esc | 0.0012005 | 7.3464e-09 | 0.00060025 | 3.6732e-09 | 0.0015435 | 9.4453e-09
[79 empty] | WLDFR | HFTD - Distribution - Tier 3 - 2QU CoRE ¦ 5QU LoRE | Non-Red Flag Warning - Small Fires | 2035 | 2.9303e-06 | 1.4652e-06 | 3.7676e-06 | 0.087211 | 0.040679 | 0.0017655 | 0.044766 | 0 | 0 | 0 | 0.0024409 |  | 2.5556e-07 | 0 | 2.5556e-07 | 1.2778e-07 | 0 | 1.2778e-07 | 3.2857e-07 | 0 | 3.2857e-07 | [16 empty] | 7.3.1.3 Ignition probability mapping showing the probability of ignition along the electric lines and equipmentWLDFRAggregatedAggregated | WLDFR | HFTD - Distribution - Tier 3 - 2QU CoRE ¦ 5QU LoRE | Red Flag Warning - Destructive Fires | Aggregated | Aggregated | 2042 | 6.1194e-06 | 0 | 33.5215 | 0.00020513 | 2042 | Mitigation | 0.08575 | 30 | 0 | esc | 0.0012005 | 7.3464e-09 | 0.00060025 | 3.6732e-09 | 0.0015435 | 9.4453e-09
[79 empty] | WLDFR | HFTD - Distribution - Tier 3 - 2QU CoRE ¦ 5QU LoRE | Non-Red Flag Warning - Small Fires | 2036 | 2.9303e-06 | 1.4652e-06 | 3.7676e-06 | 0.087211 | 0.040679 | 0.0017655 | 0.044766 | 0 | 0 | 0 | 0.0024409 |  | 2.5556e-07 | 0 | 2.5556e-07 | 1.2778e-07 | 0 | 1.2778e-07 | 3.2857e-07 | 0 | 3.2857e-07 | [16 empty] | 7.3.1.3 Ignition probability mapping showing the probability of ignition along the electric lines and equipmentWLDFRAggregatedAggregated | WLDFR | HFTD - Distribution - Tier 3 - 2QU CoRE ¦ 5QU LoRE | Red Flag Warning - Destructive Fires | Aggregated | Aggregated | 2043 | 6.1194e-06 | 0 | 33.5215 | 0.00020513 | 2043 | Mitigation | 0.08575 | 30 | 0 | esc | 0.0012005 | 7.3464e-09 | 0.00060025 | 3.6732e-09 | 0.0015435 | 9.4453e-09
[79 empty] | WLDFR | HFTD - Distribution - Tier 3 - 2QU CoRE ¦ 5QU LoRE | Non-Red Flag Warning - Small Fires | 2037 | 2.9303e-06 | 1.4652e-06 | 3.7676e-06 | 0.087211 | 0.040679 | 0.0017655 | 0.044766 | 0 | 0 | 0 | 0.0024409 |  | 2.5556e-07 | 0 | 2.5556e-07 | 1.2778e-07 | 0 | 1.2778e-07 | 3.2857e-07 | 0 | 3.2857e-07 | [16 empty] | 7.3.1.3 Ignition probability mapping showing the probability of ignition along the electric lines and equipmentWLDFRAggregatedAggregated | WLDFR | HFTD - Distribution - Tier 3 - 2QU CoRE ¦ 5QU LoRE | Red Flag Warning - Destructive Fires | Aggregated | Aggregated | 2044 | 6.1194e-06 | 0 | 33.5215 | 0.00020513 | 2044 | Mitigation | 0.08575 | 30 | 0 | esc | 0.0012005 | 7.3464e-09 | 0.00060025 | 3.6732e-09 | 0.0015435 | 9.4453e-09
[79 empty] | WLDFR | HFTD - Distribution - Tier 3 - 2QU CoRE ¦ 5QU LoRE | Non-Red Flag Warning - Small Fires | 2038 | 2.9303e-06 | 1.4652e-06 | 3.7676e-06 | 0.091184 | 0.042438 | 0.0018418 | 0.046905 | 0 | 0 | 0 | 0.0024409 |  | 2.672e-07 | 0 | 2.672e-07 | 1.336e-07 | 0 | 1.336e-07 | 3.4354e-07 | 0 | 3.4354e-07 | [16 empty] | 7.3.1.3 Ignition probability mapping showing the probability of ignition along the electric lines and equipmentWLDFRAggregatedAggregated | WLDFR | HFTD - Distribution - Tier 3 - 2QU CoRE ¦ 5QU LoRE | Red Flag Warning - Destructive Fires | Aggregated | Aggregated | 2045 | 6.1194e-06 | 0 | 33.5215 | 0.00020513 | 2045 | Mitigation | 0.08575 | 30 | 0 | esc | 0.0012005 | 7.3464e-09 | 0.00060025 | 3.6732e-09 | 0.0015435 | 9.4453e-09
[79 empty] | WLDFR | HFTD - Distribution - Tier 3 - 2QU CoRE ¦ 5QU LoRE | Non-Red Flag Warning - Small Fires | 2039 | 2.9303e-06 | 1.4652e-06 | 3.7676e-06 | 0.091184 | 0.042438 | 0.0018418 | 0.046905 | 0 | 0 | 0 | 0.0024409 |  | 2.672e-07 | 0 | 2.672e-07 | 1.336e-07 | 0 | 1.336e-07 | 3.4354e-07 | 0 | 3.4354e-07 | [16 empty] | 7.3.1.3 Ignition probability mapping showing the probability of ignition along the electric lines and equipmentWLDFRAggregatedAggregated | WLDFR | HFTD - Distribution - Tier 3 - 2QU CoRE ¦ 5QU LoRE | Red Flag Warning - Destructive Fires | Aggregated | Aggregated | 2046 | 6.1194e-06 | 0 | 33.5215 | 0.00020513 | 2046 | Mitigation | 0.08575 | 30 | 0 | esc | 0.0012005 | 7.3464e-09 | 0.00060025 | 3.6732e-09 | 0.0015435 | 9.4453e-09
[79 empty] | WLDFR | HFTD - Distribution - Tier 3 - 2QU CoRE ¦ 5QU LoRE | Non-Red Flag Warning - Small Fires | 2040 | 2.9303e-06 | 1.4652e-06 | 3.7676e-06 | 0.091184 | 0.042438 | 0.0018418 | 0.046905 | 0 | 0 | 0 | 0.0024409 |  | 2.672e-07 | 0 | 2.672e-07 | 1.336e-07 | 0 | 1.336e-07 | 3.4354e-07 | 0 | 3.4354e-07 | [16 empty] | 7.3.1.3 Ignition probability mapping showing the probability of ignition along the electric lines and equipmentWLDFRAggregatedAggregated | WLDFR | HFTD - Distribution - Tier 3 - 2QU CoRE ¦ 5QU LoRE | Red Flag Warning - Destructive Fires | Aggregated | Aggregated | 2047 | 6.1194e-06 | 0 | 33.5215 | 0.00020513 | 2047 | Mitigation | 0.08575 | 30 | 0 | esc | 0.0012005 | 7.3464e-09 | 0.00060025 | 3.6732e-09 | 0.0015435 | 9.4453e-09
[79 empty] | WLDFR | HFTD - Distribution - Tier 3 - 2QU CoRE ¦ 5QU LoRE | Non-Red Flag Warning - Small Fires | 2041 | 2.9303e-06 | 1.4652e-06 | 3.7676e-06 | 0.091184 | 0.042438 | 0.0018418 | 0.046905 | 0 | 0 | 0 | 0.0024409 |  | 2.672e-07 | 0 | 2.672e-07 | 1.336e-07 | 0 | 1.336e-07 | 3.4354e-07 | 0 | 3.4354e-07 | [16 empty] | 7.3.1.3 Ignition probability mapping showing the probability of ignition along the electric lines and equipmentWLDFRAggregatedAggregated | WLDFR | HFTD - Distribution - Tier 3 - 2QU CoRE ¦ 5QU LoRE | Red Flag Warning - Destructive Fires | Aggregated | Aggregated | 2048 | 6.1194e-06 | 0 | 33.5215 | 0.00020513 | 2048 | Mitigation | 0.08575 | 30 | 0 | esc | 0.0012005 | 7.3464e-09 | 0.00060025 | 3.6732e-09 | 0.0015435 | 9.4453e-09
[79 empty] | WLDFR | HFTD - Distribution - Tier 3 - 2QU CoRE ¦ 5QU LoRE | Non-Red Flag Warning - Small Fires | 2042 | 2.9303e-06 | 1.4652e-06 | 3.7676e-06 | 0.091184 | 0.042438 | 0.0018418 | 0.046905 | 0 | 0 | 0 | 0.0024409 |  | 2.672e-07 | 0 | 2.672e-07 | 1.336e-07 | 0 | 1.336e-07 | 3.4354e-07 | 0 | 3.4354e-07 | [16 empty] | 7.3.1.3 Ignition probability mapping showing the probability of ignition along the electric lines and equipmentWLDFRAggregatedAggregated | WLDFR | HFTD - Distribution - Tier 3 - 2QU CoRE ¦ 5QU LoRE | Red Flag Warning - Destructive Fires | Aggregated | Aggregated | 2049 | 6.1194e-06 | 0 | 33.5215 | 0.00020513 | 2049 | Mitigation | 0.08575 | 30 | 0 | esc | 0.0012005 | 7.3464e-09 | 0.00060025 | 3.6732e-09 | 0.0015435 | 9.4453e-09
[79 empty] | WLDFR | HFTD - Distribution - Tier 3 - 2QU CoRE ¦ 5QU LoRE | Non-Red Flag Warning - Small Fires | 2043 | 2.9303e-06 | 1.4652e-06 | 3.7676e-06 | 0.095486 | 0.044306 | 0.0019228 | 0.049257 | 0 | 0 | 0 | 0.0024409 |  | 2.798e-07 | 0 | 2.798e-07 | 1.399e-07 | 0 | 1.399e-07 | 3.5975e-07 | 0 | 3.5975e-07 | [16 empty] | 7.3.1.3 Ignition probability mapping showing the probability of ignition along the electric lines and equipmentWLDFRAggregatedAggregated | WLDFR | HFTD - Distribution - Tier 3 - 2QU CoRE ¦ 5QU LoRE | Red Flag Warning - Destructive Fires | Aggregated | Aggregated | 2050 | 6.1194e-06 | 0 | 33.5215 | 0.00020513 | 2050 | Mitigation | 0.08575 | 30 | 0 | esc | 0 | 0 | 0.00060025 | 3.6732e-09 | 0.0015435 | 9.4453e-09
[79 empty] | WLDFR | HFTD - Distribution - Tier 3 - 2QU CoRE ¦ 5QU LoRE | Non-Red Flag Warning - Small Fires | 2044 | 2.9303e-06 | 1.4652e-06 | 3.7676e-06 | 0.095486 | 0.044306 | 0.0019228 | 0.049257 | 0 | 0 | 0 | 0.0024409 |  | 2.798e-07 | 0 | 2.798e-07 | 1.399e-07 | 0 | 1.399e-07 | 3.5975e-07 | 0 | 3.5975e-07 | [16 empty] | 7.3.1.3 Ignition probability mapping showing the probability of ignition along the electric lines and equipmentWLDFRAggregatedAggregated | WLDFR | HFTD - Distribution - Tier 3 - 2QU CoRE ¦ 5QU LoRE | Red Flag Warning - Destructive Fires | Aggregated | Aggregated | 2051 | 6.1194e-06 | 0 | 33.5215 | 0.00020513 | 2051 | Mitigation | 0.08575 | 30 | 0 | esc | 0 | 0 | 0 | 0 | 0.0015435 | 9.4453e-09
[79 empty] | WLDFR | HFTD - Distribution - Tier 3 - 2QU CoRE ¦ 5QU LoRE | Non-Red Flag Warning - Small Fires | 2045 | 2.9303e-06 | 1.4652e-06 | 3.7676e-06 | 0.095486 | 0.044306 | 0.0019228 | 0.049257 | 0 | 0 | 0 | 0.0024409 |  | 2.798e-07 | 0 | 2.798e-07 | 1.399e-07 | 0 | 1.399e-07 | 3.5975e-07 | 0 | 3.5975e-07 | [16 empty] | 7.3.1.3 Ignition probability mapping showing the probability of ignition along the electric lines and equipmentWLDFRAggregatedAggregated | WLDFR | HFTD - Distribution - Tier 3 - 2QU CoRE ¦ 5QU LoRE | Red Flag Warning - Large Fires | Aggregated | Aggregated | 2021 | 2.7023e-05 | 0 | 33.5215 | 0.00090586 | 2021 | Mitigation | 0.08575 | 30 | 0 | esc | 0.0012005 | 3.2441e-08 | 0.00060025 | 1.6221e-08 | 0 | 0
[79 empty] | WLDFR | HFTD - Distribution - Tier 3 - 2QU CoRE ¦ 5QU LoRE | Non-Red Flag Warning - Small Fires | 2046 | 2.9303e-06 | 1.4652e-06 | 3.7676e-06 | 0.095486 | 0.044306 | 0.0019228 | 0.049257 | 0 | 0 | 0 | 0.0024409 |  | 2.798e-07 | 0 | 2.798e-07 | 1.399e-07 | 0 | 1.399e-07 | 3.5975e-07 | 0 | 3.5975e-07 | [16 empty] | 7.3.1.3 Ignition probability mapping showing the probability of ignition along the electric lines and equipmentWLDFRAggregatedAggregated | WLDFR | HFTD - Distribution - Tier 3 - 2QU CoRE ¦ 5QU LoRE | Red Flag Warning - Large Fires | Aggregated | Aggregated | 2022 | 2.7023e-05 | 0 | 33.5215 | 0.00090586 | 2022 | Mitigation | 0.08575 | 30 | 0 | esc | 0.0012005 | 3.2441e-08 | 0.00060025 | 1.6221e-08 | 0.0015435 | 4.171e-08
[79 empty] | WLDFR | HFTD - Distribution - Tier 3 - 2QU CoRE ¦ 5QU LoRE | Non-Red Flag Warning - Small Fires | 2047 | 2.9303e-06 | 1.4652e-06 | 3.7676e-06 | 0.095486 | 0.044306 | 0.0019228 | 0.049257 | 0 | 0 | 0 | 0.0024409 |  | 2.798e-07 | 0 | 2.798e-07 | 1.399e-07 | 0 | 1.399e-07 | 3.5975e-07 | 0 | 3.5975e-07 | [16 empty] | 7.3.1.3 Ignition probability mapping showing the probability of ignition along the electric lines and equipmentWLDFRAggregatedAggregated | WLDFR | HFTD - Distribution - Tier 3 - 2QU CoRE ¦ 5QU LoRE | Red Flag Warning - Large Fires | Aggregated | Aggregated | 2023 | 2.7023e-05 | 0 | 33.5215 | 0.00090586 | 2023 | Mitigation | 0.08575 | 30 | 0 | esc | 0.0012005 | 3.2441e-08 | 0.00060025 | 1.6221e-08 | 0.0015435 | 4.171e-08
[79 empty] | WLDFR | HFTD - Distribution - Tier 3 - 2QU CoRE ¦ 5QU LoRE | Non-Red Flag Warning - Small Fires | 2048 | 2.9303e-06 | 1.4652e-06 | 3.7676e-06 | 0.10007 | 0.04626 | 0.0020076 | 0.051804 | 0 | 0 | 0 | 0.0024409 |  | 2.9324e-07 | 0 | 2.9324e-07 | 1.4662e-07 | 0 | 1.4662e-07 | 3.7703e-07 | 0 | 3.7703e-07 | [16 empty] | 7.3.1.3 Ignition probability mapping showing the probability of ignition along the electric lines and equipmentWLDFRAggregatedAggregated | WLDFR | HFTD - Distribution - Tier 3 - 2QU CoRE ¦ 5QU LoRE | Red Flag Warning - Large Fires | Aggregated | Aggregated | 2024 | 2.7023e-05 | 0 | 33.5215 | 0.00090586 | 2024 | Mitigation | 0.08575 | 30 | 0 | esc | 0.0012005 | 3.2441e-08 | 0.00060025 | 1.6221e-08 | 0.0015435 | 4.171e-08
[79 empty] | WLDFR | HFTD - Distribution - Tier 3 - 2QU CoRE ¦ 5QU LoRE | Non-Red Flag Warning - Small Fires | 2049 | 2.9303e-06 | 1.4652e-06 | 3.7676e-06 | 0.10007 | 0.04626 | 0.0020076 | 0.051804 | 0 | 0 | 0 | 0.0024409 |  | 2.9324e-07 | 0 | 2.9324e-07 | 1.4662e-07 | 0 | 1.4662e-07 | 3.7703e-07 | 0 | 3.7703e-07 | [16 empty] | 7.3.1.3 Ignition probability mapping showing the probability of ignition along the electric lines and equipmentWLDFRAggregatedAggregated | WLDFR | HFTD - Distribution - Tier 3 - 2QU CoRE ¦ 5QU LoRE | Red Flag Warning - Large Fires | Aggregated | Aggregated | 2025 | 2.7023e-05 | 0 | 33.5215 | 0.00090586 | 2025 | Mitigation | 0.08575 | 30 | 0 | esc | 0.0012005 | 3.2441e-08 | 0.00060025 | 1.6221e-08 | 0.0015435 | 4.171e-08
[79 empty] | WLDFR | HFTD - Distribution - Tier 3 - 2QU CoRE ¦ 5QU LoRE | Non-Red Flag Warning - Small Fires | 2050 | 0 | 1.4652e-06 | 3.7676e-06 | 0.10007 | 0.04626 | 0.0020076 | 0.051804 | 0 | 0 | 0 | 0.0024409 |  | 0 | 0 | 0 | 1.4662e-07 | 0 | 1.4662e-07 | 3.7703e-07 | 0 | 3.7703e-07 | [16 empty] | 7.3.1.3 Ignition probability mapping showing the probability of ignition along the electric lines and equipmentWLDFRAggregatedAggregated | WLDFR | HFTD - Distribution - Tier 3 - 2QU CoRE ¦ 5QU LoRE | Red Flag Warning - Large Fires | Aggregated | Aggregated | 2026 | 2.7023e-05 | 0 | 33.5215 | 0.00090586 | 2026 | Mitigation | 0.08575 | 30 | 0 | esc | 0.0012005 | 3.2441e-08 | 0.00060025 | 1.6221e-08 | 0.0015435 | 4.171e-08
[79 empty] | WLDFR | HFTD - Distribution - Tier 3 - 2QU CoRE ¦ 5QU LoRE | Non-Red Flag Warning - Small Fires | 2051 | 0 | 0 | 3.7676e-06 | 0.10007 | 0.04626 | 0.0020076 | 0.051804 | 0 | 0 | 0 | 0.0024409 |  | 0 | 0 | 0 | 0 | 0 | 0 | 3.7703e-07 | 0 | 3.7703e-07 | [16 empty] | 7.3.1.3 Ignition probability mapping showing the probability of ignition along the electric lines and equipmentWLDFRAggregatedAggregated | WLDFR | HFTD - Distribution - Tier 3 - 2QU CoRE ¦ 5QU LoRE | Red Flag Warning - Large Fires | Aggregated | Aggregated | 2027 | 2.7023e-05 | 0 | 33.5215 | 0.00090586 | 2027 | Mitigation | 0.08575 | 30 | 0 | esc | 0.0012005 | 3.2441e-08 | 0.00060025 | 1.6221e-08 | 0.0015435 | 4.171e-08
[79 empty] | WLDFR | HFTD - Distribution - Tier 3 - 2QU CoRE ¦ 5QU LoRE | Red Flag Warning - Catastrophic Fires | 2020 | 5.4973e-08 | 0 | 0 | 14146.1306 | 222.2294 | 8585.7228 | 5338.1784 | 0 | 0 | 0 | 4.5792e-05 |  | 0.00077766 | 0 | 0.00077766 | 0 | 0 | 0 | 0 | 0 | 0 | [16 empty] | 7.3.1.3 Ignition probability mapping showing the probability of ignition along the electric lines and equipmentWLDFRAggregatedAggregated | WLDFR | HFTD - Distribution - Tier 3 - 2QU CoRE ¦ 5QU LoRE | Red Flag Warning - Large Fires | Aggregated | Aggregated | 2028 | 2.7023e-05 | 0 | 33.5215 | 0.00090586 | 2028 | Mitigation | 0.08575 | 30 | 0 | esc | 0.0012005 | 3.2441e-08 | 0.00060025 | 1.6221e-08 | 0.0015435 | 4.171e-08
[79 empty] | WLDFR | HFTD - Distribution - Tier 3 - 2QU CoRE ¦ 5QU LoRE | Red Flag Warning - Catastrophic Fires | 2021 | 5.4973e-08 | 2.7487e-08 | 0 | 14146.1306 | 222.2294 | 8585.7228 | 5338.1784 | 0 | 0 | 0 | 4.5792e-05 |  | 0.00077766 | 0 | 0.00077766 | 0.00038883 | 0 | 0.00038883 | 0 | 0 | 0 | [16 empty] | 7.3.1.3 Ignition probability mapping showing the probability of ignition along the electric lines and equipmentWLDFRAggregatedAggregated | WLDFR | HFTD - Distribution - Tier 3 - 2QU CoRE ¦ 5QU LoRE | Red Flag Warning - Large Fires | Aggregated | Aggregated | 2029 | 2.7023e-05 | 0 | 33.5215 | 0.00090586 | 2029 | Mitigation | 0.08575 | 30 | 0 | esc | 0.0012005 | 3.2441e-08 | 0.00060025 | 1.6221e-08 | 0.0015435 | 4.171e-08
[79 empty] | WLDFR | HFTD - Distribution - Tier 3 - 2QU CoRE ¦ 5QU LoRE | Red Flag Warning - Catastrophic Fires | 2022 | 5.4973e-08 | 2.7487e-08 | 7.068e-08 | 14146.1306 | 222.2294 | 8585.7228 | 5338.1784 | 0 | 0 | 0 | 4.5792e-05 |  | 0.00077766 | 0 | 0.00077766 | 0.00038883 | 0 | 0.00038883 | 0.00099985 | 0 | 0.00099985 | [16 empty] | 7.3.1.3 Ignition probability mapping showing the probability of ignition along the electric lines and equipmentWLDFRAggregatedAggregated | WLDFR | HFTD - Distribution - Tier 3 - 2QU CoRE ¦ 5QU LoRE | Red Flag Warning - Large Fires | Aggregated | Aggregated | 2030 | 2.7023e-05 | 0 | 33.5215 | 0.00090586 | 2030 | Mitigation | 0.08575 | 30 | 0 | esc | 0.0012005 | 3.2441e-08 | 0.00060025 | 1.6221e-08 | 0.0015435 | 4.171e-08
[79 empty] | WLDFR | HFTD - Distribution - Tier 3 - 2QU CoRE ¦ 5QU LoRE | Red Flag Warning - Catastrophic Fires | 2023 | 5.4973e-08 | 2.7487e-08 | 7.068e-08 | 14664.6376 | 233.2301 | 8896.516 | 5534.8915 | 0 | 0 | 0 | 4.5792e-05 |  | 0.00080616 | 0 | 0.00080616 | 0.00040308 | 0 | 0.00040308 | 0.0010365 | 0 | 0.0010365 | [16 empty] | 7.3.1.3 Ignition probability mapping showing the probability of ignition along the electric lines and equipmentWLDFRAggregatedAggregated | WLDFR | HFTD - Distribution - Tier 3 - 2QU CoRE ¦ 5QU LoRE | Red Flag Warning - Large Fires | Aggregated | Aggregated | 2031 | 2.7023e-05 | 0 | 33.5215 | 0.00090586 | 2031 | Mitigation | 0.08575 | 30 | 0 | esc | 0.0012005 | 3.2441e-08 | 0.00060025 | 1.6221e-08 | 0.0015435 | 4.171e-08
[79 empty] | WLDFR | HFTD - Distribution - Tier 3 - 2QU CoRE ¦ 5QU LoRE | Red Flag Warning - Catastrophic Fires | 2024 | 5.4973e-08 | 2.7487e-08 | 7.068e-08 | 14664.6376 | 233.2301 | 8896.516 | 5534.8915 | 0 | 0 | 0 | 4.5792e-05 |  | 0.00080616 | 0 | 0.00080616 | 0.00040308 | 0 | 0.00040308 | 0.0010365 | 0 | 0.0010365 | [16 empty] | 7.3.1.3 Ignition probability mapping showing the probability of ignition along the electric lines and equipmentWLDFRAggregatedAggregated | WLDFR | HFTD - Distribution - Tier 3 - 2QU CoRE ¦ 5QU LoRE | Red Flag Warning - Large Fires | Aggregated | Aggregated | 2032 | 2.7023e-05 | 0 | 33.5215 | 0.00090586 | 2032 | Mitigation | 0.08575 | 30 | 0 | esc | 0.0012005 | 3.2441e-08 | 0.00060025 | 1.6221e-08 | 0.0015435 | 4.171e-08
[79 empty] | WLDFR | HFTD - Distribution - Tier 3 - 2QU CoRE ¦ 5QU LoRE | Red Flag Warning - Catastrophic Fires | 2025 | 5.4973e-08 | 2.7487e-08 | 7.068e-08 | 14664.6376 | 233.2301 | 8896.516 | 5534.8915 | 0 | 0 | 0 | 4.5792e-05 |  | 0.00080616 | 0 | 0.00080616 | 0.00040308 | 0 | 0.00040308 | 0.0010365 | 0 | 0.0010365 | [16 empty] | 7.3.1.3 Ignition probability mapping showing the probability of ignition along the electric lines and equipmentWLDFRAggregatedAggregated | WLDFR | HFTD - Distribution - Tier 3 - 2QU CoRE ¦ 5QU LoRE | Red Flag Warning - Large Fires | Aggregated | Aggregated | 2033 | 2.7023e-05 | 0 | 33.5215 | 0.00090586 | 2033 | Mitigation | 0.08575 | 30 | 0 | esc | 0.0012005 | 3.2441e-08 | 0.00060025 | 1.6221e-08 | 0.0015435 | 4.171e-08
[79 empty] | WLDFR | HFTD - Distribution - Tier 3 - 2QU CoRE ¦ 5QU LoRE | Red Flag Warning - Catastrophic Fires | 2026 | 5.4973e-08 | 2.7487e-08 | 7.068e-08 | 14664.6376 | 233.2301 | 8896.516 | 5534.8915 | 0 | 0 | 0 | 4.5792e-05 |  | 0.00080616 | 0 | 0.00080616 | 0.00040308 | 0 | 0.00040308 | 0.0010365 | 0 | 0.0010365 | [16 empty] | 7.3.1.3 Ignition probability mapping showing the probability of ignition along the electric lines and equipmentWLDFRAggregatedAggregated | WLDFR | HFTD - Distribution - Tier 3 - 2QU CoRE ¦ 5QU LoRE | Red Flag Warning - Large Fires | Aggregated | Aggregated | 2034 | 2.7023e-05 | 0 | 33.5215 | 0.00090586 | 2034 | Mitigation | 0.08575 | 30 | 0 | esc | 0.0012005 | 3.2441e-08 | 0.00060025 | 1.6221e-08 | 0.0015435 | 4.171e-08
[79 empty] | WLDFR | HFTD - Distribution - Tier 3 - 2QU CoRE ¦ 5QU LoRE | Red Flag Warning - Catastrophic Fires | 2027 | 5.4973e-08 | 2.7487e-08 | 7.068e-08 | 14664.6376 | 233.2301 | 8896.516 | 5534.8915 | 0 | 0 | 0 | 4.5792e-05 |  | 0.00080616 | 0 | 0.00080616 | 0.00040308 | 0 | 0.00040308 | 0.0010365 | 0 | 0.0010365 | [16 empty] | 7.3.1.3 Ignition probability mapping showing the probability of ignition along the electric lines and equipmentWLDFRAggregatedAggregated | WLDFR | HFTD - Distribution - Tier 3 - 2QU CoRE ¦ 5QU LoRE | Red Flag Warning - Large Fires | Aggregated | Aggregated | 2035 | 2.7023e-05 | 0 | 33.5215 | 0.00090586 | 2035 | Mitigation | 0.08575 | 30 | 0 | esc | 0.0012005 | 3.2441e-08 | 0.00060025 | 1.6221e-08 | 0.0015435 | 4.171e-08
[79 empty] | WLDFR | HFTD - Distribution - Tier 3 - 2QU CoRE ¦ 5QU LoRE | Red Flag Warning - Catastrophic Fires | 2028 | 5.4973e-08 | 2.7487e-08 | 7.068e-08 | 15317.9909 | 247.273 | 9287.6491 | 5783.0689 | 0 | 0 | 0 | 4.5792e-05 |  | 0.00084208 | 0 | 0.00084208 | 0.00042104 | 0 | 0.00042104 | 0.0010827 | 0 | 0.0010827 | [16 empty] | 7.3.1.3 Ignition probability mapping showing the probability of ignition along the electric lines and equipmentWLDFRAggregatedAggregated | WLDFR | HFTD - Distribution - Tier 3 - 2QU CoRE ¦ 5QU LoRE | Red Flag Warning - Large Fires | Aggregated | Aggregated | 2036 | 2.7023e-05 | 0 | 33.5215 | 0.00090586 | 2036 | Mitigation | 0.08575 | 30 | 0 | esc | 0.0012005 | 3.2441e-08 | 0.00060025 | 1.6221e-08 | 0.0015435 | 4.171e-08
[79 empty] | WLDFR | HFTD - Distribution - Tier 3 - 2QU CoRE ¦ 5QU LoRE | Red Flag Warning - Catastrophic Fires | 2029 | 5.4973e-08 | 2.7487e-08 | 7.068e-08 | 15317.9909 | 247.273 | 9287.6491 | 5783.0689 | 0 | 0 | 0 | 4.5792e-05 |  | 0.00084208 | 0 | 0.00084208 | 0.00042104 | 0 | 0.00042104 | 0.0010827 | 0 | 0.0010827 | [16 empty] | 7.3.1.3 Ignition probability mapping showing the probability of ignition along the electric lines and equipmentWLDFRAggregatedAggregated | WLDFR | HFTD - Distribution - Tier 3 - 2QU CoRE ¦ 5QU LoRE | Red Flag Warning - Large Fires | Aggregated | Aggregated | 2037 | 2.7023e-05 | 0 | 33.5215 | 0.00090586 | 2037 | Mitigation | 0.08575 | 30 | 0 | esc | 0.0012005 | 3.2441e-08 | 0.00060025 | 1.6221e-08 | 0.0015435 | 4.171e-08
[79 empty] | WLDFR | HFTD - Distribution - Tier 3 - 2QU CoRE ¦ 5QU LoRE | Red Flag Warning - Catastrophic Fires | 2030 | 5.4973e-08 | 2.7487e-08 | 7.068e-08 | 15317.9909 | 247.273 | 9287.6491 | 5783.0689 | 0 | 0 | 0 | 4.5792e-05 |  | 0.00084208 | 0 | 0.00084208 | 0.00042104 | 0 | 0.00042104 | 0.0010827 | 0 | 0.0010827 | [16 empty] | 7.3.1.3 Ignition probability mapping showing the probability of ignition along the electric lines and equipmentWLDFRAggregatedAggregated | WLDFR | HFTD - Distribution - Tier 3 - 2QU CoRE ¦ 5QU LoRE | Red Flag Warning - Large Fires | Aggregated | Aggregated | 2038 | 2.7023e-05 | 0 | 33.5215 | 0.00090586 | 2038 | Mitigation | 0.08575 | 30 | 0 | esc | 0.0012005 | 3.2441e-08 | 0.00060025 | 1.6221e-08 | 0.0015435 | 4.171e-08
[79 empty] | WLDFR | HFTD - Distribution - Tier 3 - 2QU CoRE ¦ 5QU LoRE | Red Flag Warning - Catastrophic Fires | 2031 | 5.4973e-08 | 2.7487e-08 | 7.068e-08 | 15317.9909 | 247.273 | 9287.6491 | 5783.0689 | 0 | 0 | 0 | 4.5792e-05 |  | 0.00084208 | 0 | 0.00084208 | 0.00042104 | 0 | 0.00042104 | 0.0010827 | 0 | 0.0010827 | [16 empty] | 7.3.1.3 Ignition probability mapping showing the probability of ignition along the electric lines and equipmentWLDFRAggregatedAggregated | WLDFR | HFTD - Distribution - Tier 3 - 2QU CoRE ¦ 5QU LoRE | Red Flag Warning - Large Fires | Aggregated | Aggregated | 2039 | 2.7023e-05 | 0 | 33.5215 | 0.00090586 | 2039 | Mitigation | 0.08575 | 30 | 0 | esc | 0.0012005 | 3.2441e-08 | 0.00060025 | 1.6221e-08 | 0.0015435 | 4.171e-08
[79 empty] | WLDFR | HFTD - Distribution - Tier 3 - 2QU CoRE ¦ 5QU LoRE | Red Flag Warning - Catastrophic Fires | 2032 | 5.4973e-08 | 2.7487e-08 | 7.068e-08 | 15317.9909 | 247.273 | 9287.6491 | 5783.0689 | 0 | 0 | 0 | 4.5792e-05 |  | 0.00084208 | 0 | 0.00084208 | 0.00042104 | 0 | 0.00042104 | 0.0010827 | 0 | 0.0010827 | [16 empty] | 7.3.1.3 Ignition probability mapping showing the probability of ignition along the electric lines and equipmentWLDFRAggregatedAggregated | WLDFR | HFTD - Distribution - Tier 3 - 2QU CoRE ¦ 5QU LoRE | Red Flag Warning - Large Fires | Aggregated | Aggregated | 2040 | 2.7023e-05 | 0 | 33.5215 | 0.00090586 | 2040 | Mitigation | 0.08575 | 30 | 0 | esc | 0.0012005 | 3.2441e-08 | 0.00060025 | 1.6221e-08 | 0.0015435 | 4.171e-08
[79 empty] | WLDFR | HFTD - Distribution - Tier 3 - 2QU CoRE ¦ 5QU LoRE | Red Flag Warning - Catastrophic Fires | 2033 | 5.4973e-08 | 2.7487e-08 | 7.068e-08 | 16044.1264 | 263.1074 | 9721.74 | 6059.2791 | 0 | 0 | 0 | 4.5792e-05 |  | 0.000882 | 0 | 0.000882 | 0.000441 | 0 | 0.000441 | 0.001134 | 0 | 0.001134 | [16 empty] | 7.3.1.3 Ignition probability mapping showing the probability of ignition along the electric lines and equipmentWLDFRAggregatedAggregated | WLDFR | HFTD - Distribution - Tier 3 - 2QU CoRE ¦ 5QU LoRE | Red Flag Warning - Large Fires | Aggregated | Aggregated | 2041 | 2.7023e-05 | 0 | 33.5215 | 0.00090586 | 2041 | Mitigation | 0.08575 | 30 | 0 | esc | 0.0012005 | 3.2441e-08 | 0.00060025 | 1.6221e-08 | 0.0015435 | 4.171e-08
[79 empty] | WLDFR | HFTD - Distribution - Tier 3 - 2QU CoRE ¦ 5QU LoRE | Red Flag Warning - Catastrophic Fires | 2034 | 5.4973e-08 | 2.7487e-08 | 7.068e-08 | 16044.1264 | 263.1074 | 9721.74 | 6059.2791 | 0 | 0 | 0 | 4.5792e-05 |  | 0.000882 | 0 | 0.000882 | 0.000441 | 0 | 0.000441 | 0.001134 | 0 | 0.001134 | [16 empty] | 7.3.1.3 Ignition probability mapping showing the probability of ignition along the electric lines and equipmentWLDFRAggregatedAggregated | WLDFR | HFTD - Distribution - Tier 3 - 2QU CoRE ¦ 5QU LoRE | Red Flag Warning - Large Fires | Aggregated | Aggregated | 2042 | 2.7023e-05 | 0 | 33.5215 | 0.00090586 | 2042 | Mitigation | 0.08575 | 30 | 0 | esc | 0.0012005 | 3.2441e-08 | 0.00060025 | 1.6221e-08 | 0.0015435 | 4.171e-08
[79 empty] | WLDFR | HFTD - Distribution - Tier 3 - 2QU CoRE ¦ 5QU LoRE | Red Flag Warning - Catastrophic Fires | 2035 | 5.4973e-08 | 2.7487e-08 | 7.068e-08 | 16044.1264 | 263.1074 | 9721.74 | 6059.2791 | 0 | 0 | 0 | 4.5792e-05 |  | 0.000882 | 0 | 0.000882 | 0.000441 | 0 | 0.000441 | 0.001134 | 0 | 0.001134 | [16 empty] | 7.3.1.3 Ignition probability mapping showing the probability of ignition along the electric lines and equipmentWLDFRAggregatedAggregated | WLDFR | HFTD - Distribution - Tier 3 - 2QU CoRE ¦ 5QU LoRE | Red Flag Warning - Large Fires | Aggregated | Aggregated | 2043 | 2.7023e-05 | 0 | 33.5215 | 0.00090586 | 2043 | Mitigation | 0.08575 | 30 | 0 | esc | 0.0012005 | 3.2441e-08 | 0.00060025 | 1.6221e-08 | 0.0015435 | 4.171e-08
[79 empty] | WLDFR | HFTD - Distribution - Tier 3 - 2QU CoRE ¦ 5QU LoRE | Red Flag Warning - Catastrophic Fires | 2036 | 5.4973e-08 | 2.7487e-08 | 7.068e-08 | 16044.1264 | 263.1074 | 9721.74 | 6059.2791 | 0 | 0 | 0 | 4.5792e-05 |  | 0.000882 | 0 | 0.000882 | 0.000441 | 0 | 0.000441 | 0.001134 | 0 | 0.001134 | [16 empty] | 7.3.1.3 Ignition probability mapping showing the probability of ignition along the electric lines and equipmentWLDFRAggregatedAggregated | WLDFR | HFTD - Distribution - Tier 3 - 2QU CoRE ¦ 5QU LoRE | Red Flag Warning - Large Fires | Aggregated | Aggregated | 2044 | 2.7023e-05 | 0 | 33.5215 | 0.00090586 | 2044 | Mitigation | 0.08575 | 30 | 0 | esc | 0.0012005 | 3.2441e-08 | 0.00060025 | 1.6221e-08 | 0.0015435 | 4.171e-08
[79 empty] | WLDFR | HFTD - Distribution - Tier 3 - 2QU CoRE ¦ 5QU LoRE | Red Flag Warning - Catastrophic Fires | 2037 | 5.4973e-08 | 2.7487e-08 | 7.068e-08 | 16044.1264 | 263.1074 | 9721.74 | 6059.2791 | 0 | 0 | 0 | 4.5792e-05 |  | 0.000882 | 0 | 0.000882 | 0.000441 | 0 | 0.000441 | 0.001134 | 0 | 0.001134 | [16 empty] | 7.3.1.3 Ignition probability mapping showing the probability of ignition along the electric lines and equipmentWLDFRAggregatedAggregated | WLDFR | HFTD - Distribution - Tier 3 - 2QU CoRE ¦ 5QU LoRE | Red Flag Warning - Large Fires | Aggregated | Aggregated | 2045 | 2.7023e-05 | 0 | 33.5215 | 0.00090586 | 2045 | Mitigation | 0.08575 | 30 | 0 | esc | 0.0012005 | 3.2441e-08 | 0.00060025 | 1.6221e-08 | 0.0015435 | 4.171e-08
[79 empty] | WLDFR | HFTD - Distribution - Tier 3 - 2QU CoRE ¦ 5QU LoRE | Red Flag Warning - Catastrophic Fires | 2038 | 5.4973e-08 | 2.7487e-08 | 7.068e-08 | 16832.3912 | 280.5544 | 10192.2718 | 6359.5651 | 0 | 0 | 0 | 4.5792e-05 |  | 0.00092533 | 0 | 0.00092533 | 0.00046267 | 0 | 0.00046267 | 0.0011897 | 0 | 0.0011897 | [16 empty] | 7.3.1.3 Ignition probability mapping showing the probability of ignition along the electric lines and equipmentWLDFRAggregatedAggregated | WLDFR | HFTD - Distribution - Tier 3 - 2QU CoRE ¦ 5QU LoRE | Red Flag Warning - Large Fires | Aggregated | Aggregated | 2046 | 2.7023e-05 | 0 | 33.5215 | 0.00090586 | 2046 | Mitigation | 0.08575 | 30 | 0 | esc | 0.0012005 | 3.2441e-08 | 0.00060025 | 1.6221e-08 | 0.0015435 | 4.171e-08
[79 empty] | WLDFR | HFTD - Distribution - Tier 3 - 2QU CoRE ¦ 5QU LoRE | Red Flag Warning - Catastrophic Fires | 2039 | 5.4973e-08 | 2.7487e-08 | 7.068e-08 | 16832.3912 | 280.5544 | 10192.2718 | 6359.5651 | 0 | 0 | 0 | 4.5792e-05 |  | 0.00092533 | 0 | 0.00092533 | 0.00046267 | 0 | 0.00046267 | 0.0011897 | 0 | 0.0011897 | [16 empty] | 7.3.1.3 Ignition probability mapping showing the probability of ignition along the electric lines and equipmentWLDFRAggregatedAggregated | WLDFR | HFTD - Distribution - Tier 3 - 2QU CoRE ¦ 5QU LoRE | Red Flag Warning - Large Fires | Aggregated | Aggregated | 2047 | 2.7023e-05 | 0 | 33.5215 | 0.00090586 | 2047 | Mitigation | 0.08575 | 30 | 0 | esc | 0.0012005 | 3.2441e-08 | 0.00060025 | 1.6221e-08 | 0.0015435 | 4.171e-08
[79 empty] | WLDFR | HFTD - Distribution - Tier 3 - 2QU CoRE ¦ 5QU LoRE | Red Flag Warning - Catastrophic Fires | 2040 | 5.4973e-08 | 2.7487e-08 | 7.068e-08 | 16832.3912 | 280.5544 | 10192.2718 | 6359.5651 | 0 | 0 | 0 | 4.5792e-05 |  | 0.00092533 | 0 | 0.00092533 | 0.00046267 | 0 | 0.00046267 | 0.0011897 | 0 | 0.0011897 | [16 empty] | 7.3.1.3 Ignition probability mapping showing the probability of ignition along the electric lines and equipmentWLDFRAggregatedAggregated | WLDFR | HFTD - Distribution - Tier 3 - 2QU CoRE ¦ 5QU LoRE | Red Flag Warning - Large Fires | Aggregated | Aggregated | 2048 | 2.7023e-05 | 0 | 33.5215 | 0.00090586 | 2048 | Mitigation | 0.08575 | 30 | 0 | esc | 0.0012005 | 3.2441e-08 | 0.00060025 | 1.6221e-08 | 0.0015435 | 4.171e-08
[79 empty] | WLDFR | HFTD - Distribution - Tier 3 - 2QU CoRE ¦ 5QU LoRE | Red Flag Warning - Catastrophic Fires | 2041 | 5.4973e-08 | 2.7487e-08 | 7.068e-08 | 16832.3912 | 280.5544 | 10192.2718 | 6359.5651 | 0 | 0 | 0 | 4.5792e-05 |  | 0.00092533 | 0 | 0.00092533 | 0.00046267 | 0 | 0.00046267 | 0.0011897 | 0 | 0.0011897 | [16 empty] | 7.3.1.3 Ignition probability mapping showing the probability of ignition along the electric lines and equipmentWLDFRAggregatedAggregated | WLDFR | HFTD - Distribution - Tier 3 - 2QU CoRE ¦ 5QU LoRE | Red Flag Warning - Large Fires | Aggregated | Aggregated | 2049 | 2.7023e-05 | 0 | 33.5215 | 0.00090586 | 2049 | Mitigation | 0.08575 | 30 | 0 | esc | 0.0012005 | 3.2441e-08 | 0.00060025 | 1.6221e-08 | 0.0015435 | 4.171e-08
[79 empty] | WLDFR | HFTD - Distribution - Tier 3 - 2QU CoRE ¦ 5QU LoRE | Red Flag Warning - Catastrophic Fires | 2042 | 5.4973e-08 | 2.7487e-08 | 7.068e-08 | 16832.3912 | 280.5544 | 10192.2718 | 6359.5651 | 0 | 0 | 0 | 4.5792e-05 |  | 0.00092533 | 0 | 0.00092533 | 0.00046267 | 0 | 0.00046267 | 0.0011897 | 0 | 0.0011897 | [16 empty] | 7.3.1.3 Ignition probability mapping showing the probability of ignition along the electric lines and equipmentWLDFRAggregatedAggregated | WLDFR | HFTD - Distribution - Tier 3 - 2QU CoRE ¦ 5QU LoRE | Red Flag Warning - Large Fires | Aggregated | Aggregated | 2050 | 2.7023e-05 | 0 | 33.5215 | 0.00090586 | 2050 | Mitigation | 0.08575 | 30 | 0 | esc | 0 | 0 | 0.00060025 | 1.6221e-08 | 0.0015435 | 4.171e-08
[79 empty] | WLDFR | HFTD - Distribution - Tier 3 - 2QU CoRE ¦ 5QU LoRE | Red Flag Warning - Catastrophic Fires | 2043 | 5.4973e-08 | 2.7487e-08 | 7.068e-08 | 17672.0852 | 299.42 | 10692.7362 | 6679.929 | 0 | 0 | 0 | 4.5792e-05 |  | 0.00097149 | 0 | 0.00097149 | 0.00048575 | 0 | 0.00048575 | 0.0012491 | 0 | 0.0012491 | [16 empty] | 7.3.1.3 Ignition probability mapping showing the probability of ignition along the electric lines and equipmentWLDFRAggregatedAggregated | WLDFR | HFTD - Distribution - Tier 3 - 2QU CoRE ¦ 5QU LoRE | Red Flag Warning - Large Fires | Aggregated | Aggregated | 2051 | 2.7023e-05 | 0 | 33.5215 | 0.00090586 | 2051 | Mitigation | 0.08575 | 30 | 0 | esc | 0 | 0 | 0 | 0 | 0.0015435 | 4.171e-08
[79 empty] | WLDFR | HFTD - Distribution - Tier 3 - 2QU CoRE ¦ 5QU LoRE | Red Flag Warning - Catastrophic Fires | 2044 | 5.4973e-08 | 2.7487e-08 | 7.068e-08 | 17672.0852 | 299.42 | 10692.7362 | 6679.929 | 0 | 0 | 0 | 4.5792e-05 |  | 0.00097149 | 0 | 0.00097149 | 0.00048575 | 0 | 0.00048575 | 0.0012491 | 0 | 0.0012491 | [16 empty] | 7.3.1.3 Ignition probability mapping showing the probability of ignition along the electric lines and equipmentWLDFRAggregatedAggregated | WLDFR | HFTD - Distribution - Tier 3 - 2QU CoRE ¦ 5QU LoRE | Red Flag Warning - Small Fires | Aggregated | Aggregated | 2021 | 0.00029843 | 0 | 33.5215 | 0.010004 | 2021 | Mitigation | 0.08575 | 30 | 0 | esc | 0.0012005 | 3.5826e-07 | 0.00060025 | 1.7913e-07 | 0 | 0
[79 empty] | WLDFR | HFTD - Distribution - Tier 3 - 2QU CoRE ¦ 5QU LoRE | Red Flag Warning - Catastrophic Fires | 2045 | 5.4973e-08 | 2.7487e-08 | 7.068e-08 | 17672.0852 | 299.42 | 10692.7362 | 6679.929 | 0 | 0 | 0 | 4.5792e-05 |  | 0.00097149 | 0 | 0.00097149 | 0.00048575 | 0 | 0.00048575 | 0.0012491 | 0 | 0.0012491 | [16 empty] | 7.3.1.3 Ignition probability mapping showing the probability of ignition along the electric lines and equipmentWLDFRAggregatedAggregated | WLDFR | HFTD - Distribution - Tier 3 - 2QU CoRE ¦ 5QU LoRE | Red Flag Warning - Small Fires | Aggregated | Aggregated | 2022 | 0.00029843 | 0 | 33.5215 | 0.010004 | 2022 | Mitigation | 0.08575 | 30 | 0 | esc | 0.0012005 | 3.5826e-07 | 0.00060025 | 1.7913e-07 | 0.0015435 | 4.6063e-07
[79 empty] | WLDFR | HFTD - Distribution - Tier 3 - 2QU CoRE ¦ 5QU LoRE | Red Flag Warning - Catastrophic Fires | 2046 | 5.4973e-08 | 2.7487e-08 | 7.068e-08 | 17672.0852 | 299.42 | 10692.7362 | 6679.929 | 0 | 0 | 0 | 4.5792e-05 |  | 0.00097149 | 0 | 0.00097149 | 0.00048575 | 0 | 0.00048575 | 0.0012491 | 0 | 0.0012491 | [16 empty] | 7.3.1.3 Ignition probability mapping showing the probability of ignition along the electric lines and equipmentWLDFRAggregatedAggregated | WLDFR | HFTD - Distribution - Tier 3 - 2QU CoRE ¦ 5QU LoRE | Red Flag Warning - Small Fires | Aggregated | Aggregated | 2023 | 0.00029843 | 0 | 33.5215 | 0.010004 | 2023 | Mitigation | 0.08575 | 30 | 0 | esc | 0.0012005 | 3.5826e-07 | 0.00060025 | 1.7913e-07 | 0.0015435 | 4.6063e-07
[79 empty] | WLDFR | HFTD - Distribution - Tier 3 - 2QU CoRE ¦ 5QU LoRE | Red Flag Warning - Catastrophic Fires | 2047 | 5.4973e-08 | 2.7487e-08 | 7.068e-08 | 17672.0852 | 299.42 | 10692.7362 | 6679.929 | 0 | 0 | 0 | 4.5792e-05 |  | 0.00097149 | 0 | 0.00097149 | 0.00048575 | 0 | 0.00048575 | 0.0012491 | 0 | 0.0012491 | [16 empty] | 7.3.1.3 Ignition probability mapping showing the probability of ignition along the electric lines and equipmentWLDFRAggregatedAggregated | WLDFR | HFTD - Distribution - Tier 3 - 2QU CoRE ¦ 5QU LoRE | Red Flag Warning - Small Fires | Aggregated | Aggregated | 2024 | 0.00029843 | 0 | 33.5215 | 0.010004 | 2024 | Mitigation | 0.08575 | 30 | 0 | esc | 0.0012005 | 3.5826e-07 | 0.00060025 | 1.7913e-07 | 0.0015435 | 4.6063e-07
[79 empty] | WLDFR | HFTD - Distribution - Tier 3 - 2QU CoRE ¦ 5QU LoRE | Red Flag Warning - Catastrophic Fires | 2048 | 5.4973e-08 | 2.7487e-08 | 7.068e-08 | 18552.3348 | 319.4911 | 11216.5626 | 7016.281 | 0 | 0 | 0 | 4.5792e-05 |  | 0.0010199 | 0 | 0.0010199 | 0.00050994 | 0 | 0.00050994 | 0.0013113 | 0 | 0.0013113 | [16 empty] | 7.3.1.3 Ignition probability mapping showing the probability of ignition along the electric lines and equipmentWLDFRAggregatedAggregated | WLDFR | HFTD - Distribution - Tier 3 - 2QU CoRE ¦ 5QU LoRE | Red Flag Warning - Small Fires | Aggregated | Aggregated | 2025 | 0.00029843 | 0 | 33.5215 | 0.010004 | 2025 | Mitigation | 0.08575 | 30 | 0 | esc | 0.0012005 | 3.5826e-07 | 0.00060025 | 1.7913e-07 | 0.0015435 | 4.6063e-07
[79 empty] | WLDFR | HFTD - Distribution - Tier 3 - 2QU CoRE ¦ 5QU LoRE | Red Flag Warning - Catastrophic Fires | 2049 | 5.4973e-08 | 2.7487e-08 | 7.068e-08 | 18552.3348 | 319.4911 | 11216.5626 | 7016.281 | 0 | 0 | 0 | 4.5792e-05 |  | 0.0010199 | 0 | 0.0010199 | 0.00050994 | 0 | 0.00050994 | 0.0013113 | 0 | 0.0013113 | [16 empty] | 7.3.1.3 Ignition probability mapping showing the probability of ignition along the electric lines and equipmentWLDFRAggregatedAggregated | WLDFR | HFTD - Distribution - Tier 3 - 2QU CoRE ¦ 5QU LoRE | Red Flag Warning - Small Fires | Aggregated | Aggregated | 2026 | 0.00029843 | 0 | 33.5215 | 0.010004 | 2026 | Mitigation | 0.08575 | 30 | 0 | esc | 0.0012005 | 3.5826e-07 | 0.00060025 | 1.7913e-07 | 0.0015435 | 4.6063e-07
[79 empty] | WLDFR | HFTD - Distribution - Tier 3 - 2QU CoRE ¦ 5QU LoRE | Red Flag Warning - Catastrophic Fires | 2050 | 0 | 2.7487e-08 | 7.068e-08 | 18552.3348 | 319.4911 | 11216.5626 | 7016.281 | 0 | 0 | 0 | 4.5792e-05 |  | 0 | 0 | 0 | 0.00050994 | 0 | 0.00050994 | 0.0013113 | 0 | 0.0013113 | [16 empty] | 7.3.1.3 Ignition probability mapping showing the probability of ignition along the electric lines and equipmentWLDFRAggregatedAggregated | WLDFR | HFTD - Distribution - Tier 3 - 2QU CoRE ¦ 5QU LoRE | Red Flag Warning - Small Fires | Aggregated | Aggregated | 2027 | 0.00029843 | 0 | 33.5215 | 0.010004 | 2027 | Mitigation | 0.08575 | 30 | 0 | esc | 0.0012005 | 3.5826e-07 | 0.00060025 | 1.7913e-07 | 0.0015435 | 4.6063e-07
[79 empty] | WLDFR | HFTD - Distribution - Tier 3 - 2QU CoRE ¦ 5QU LoRE | Red Flag Warning - Catastrophic Fires | 2051 | 0 | 0 | 7.068e-08 | 18552.3348 | 319.4911 | 11216.5626 | 7016.281 | 0 | 0 | 0 | 4.5792e-05 |  | 0 | 0 | 0 | 0 | 0 | 0 | 0.0013113 | 0 | 0.0013113 | [16 empty] | 7.3.1.3 Ignition probability mapping showing the probability of ignition along the electric lines and equipmentWLDFRAggregatedAggregated | WLDFR | HFTD - Distribution - Tier 3 - 2QU CoRE ¦ 5QU LoRE | Red Flag Warning - Small Fires | Aggregated | Aggregated | 2028 | 0.00029843 | 0 | 33.5215 | 0.010004 | 2028 | Mitigation | 0.08575 | 30 | 0 | esc | 0.0012005 | 3.5826e-07 | 0.00060025 | 1.7913e-07 | 0.0015435 | 4.6063e-07
[79 empty] | WLDFR | HFTD - Distribution - Tier 3 - 2QU CoRE ¦ 5QU LoRE | Red Flag Warning - Destructive Fires | 2020 | 7.3464e-09 | 0 | 0 | 8807.9522 | 222.2294 | 8585.7228 | 0 | 0 | 0 | 0 | 6.1194e-06 |  | 6.4706e-05 | 0 | 6.4706e-05 | 0 | 0 | 0 | 0 | 0 | 0 | [16 empty] | 7.3.1.3 Ignition probability mapping showing the probability of ignition along the electric lines and equipmentWLDFRAggregatedAggregated | WLDFR | HFTD - Distribution - Tier 3 - 2QU CoRE ¦ 5QU LoRE | Red Flag Warning - Small Fires | Aggregated | Aggregated | 2029 | 0.00029843 | 0 | 33.5215 | 0.010004 | 2029 | Mitigation | 0.08575 | 30 | 0 | esc | 0.0012005 | 3.5826e-07 | 0.00060025 | 1.7913e-07 | 0.0015435 | 4.6063e-07
[79 empty] | WLDFR | HFTD - Distribution - Tier 3 - 2QU CoRE ¦ 5QU LoRE | Red Flag Warning - Destructive Fires | 2021 | 7.3464e-09 | 3.6732e-09 | 0 | 8807.9522 | 222.2294 | 8585.7228 | 0 | 0 | 0 | 0 | 6.1194e-06 |  | 6.4706e-05 | 0 | 6.4706e-05 | 3.2353e-05 | 0 | 3.2353e-05 | 0 | 0 | 0 | [16 empty] | 7.3.1.3 Ignition probability mapping showing the probability of ignition along the electric lines and equipmentWLDFRAggregatedAggregated | WLDFR | HFTD - Distribution - Tier 3 - 2QU CoRE ¦ 5QU LoRE | Red Flag Warning - Small Fires | Aggregated | Aggregated | 2030 | 0.00029843 | 0 | 33.5215 | 0.010004 | 2030 | Mitigation | 0.08575 | 30 | 0 | esc | 0.0012005 | 3.5826e-07 | 0.00060025 | 1.7913e-07 | 0.0015435 | 4.6063e-07
[79 empty] | WLDFR | HFTD - Distribution - Tier 3 - 2QU CoRE ¦ 5QU LoRE | Red Flag Warning - Destructive Fires | 2022 | 7.3464e-09 | 3.6732e-09 | 9.4453e-09 | 8807.9522 | 222.2294 | 8585.7228 | 0 | 0 | 0 | 0 | 6.1194e-06 |  | 6.4706e-05 | 0 | 6.4706e-05 | 3.2353e-05 | 0 | 3.2353e-05 | 8.3194e-05 | 0 | 8.3194e-05 | [16 empty] | 7.3.1.3 Ignition probability mapping showing the probability of ignition along the electric lines and equipmentWLDFRAggregatedAggregated | WLDFR | HFTD - Distribution - Tier 3 - 2QU CoRE ¦ 5QU LoRE | Red Flag Warning - Small Fires | Aggregated | Aggregated | 2031 | 0.00029843 | 0 | 33.5215 | 0.010004 | 2031 | Mitigation | 0.08575 | 30 | 0 | esc | 0.0012005 | 3.5826e-07 | 0.00060025 | 1.7913e-07 | 0.0015435 | 4.6063e-07
[79 empty] | WLDFR | HFTD - Distribution - Tier 3 - 2QU CoRE ¦ 5QU LoRE | Red Flag Warning - Destructive Fires | 2023 | 7.3464e-09 | 3.6732e-09 | 9.4453e-09 | 9129.7461 | 233.2301 | 8896.516 | 0 | 0 | 0 | 0 | 6.1194e-06 |  | 6.707e-05 | 0 | 6.707e-05 | 3.3535e-05 | 0 | 3.3535e-05 | 8.6233e-05 | 0 | 8.6233e-05 | [16 empty] | 7.3.1.3 Ignition probability mapping showing the probability of ignition along the electric lines and equipmentWLDFRAggregatedAggregated | WLDFR | HFTD - Distribution - Tier 3 - 2QU CoRE ¦ 5QU LoRE | Red Flag Warning - Small Fires | Aggregated | Aggregated | 2032 | 0.00029843 | 0 | 33.5215 | 0.010004 | 2032 | Mitigation | 0.08575 | 30 | 0 | esc | 0.0012005 | 3.5826e-07 | 0.00060025 | 1.7913e-07 | 0.0015435 | 4.6063e-07
[79 empty] | WLDFR | HFTD - Distribution - Tier 3 - 2QU CoRE ¦ 5QU LoRE | Red Flag Warning - Destructive Fires | 2024 | 7.3464e-09 | 3.6732e-09 | 9.4453e-09 | 9129.7461 | 233.2301 | 8896.516 | 0 | 0 | 0 | 0 | 6.1194e-06 |  | 6.707e-05 | 0 | 6.707e-05 | 3.3535e-05 | 0 | 3.3535e-05 | 8.6233e-05 | 0 | 8.6233e-05 | [16 empty] | 7.3.1.3 Ignition probability mapping showing the probability of ignition along the electric lines and equipmentWLDFRAggregatedAggregated | WLDFR | HFTD - Distribution - Tier 3 - 2QU CoRE ¦ 5QU LoRE | Red Flag Warning - Small Fires | Aggregated | Aggregated | 2033 | 0.00029843 | 0 | 33.5215 | 0.010004 | 2033 | Mitigation | 0.08575 | 30 | 0 | esc | 0.0012005 | 3.5826e-07 | 0.00060025 | 1.7913e-07 | 0.0015435 | 4.6063e-07
[79 empty] | WLDFR | HFTD - Distribution - Tier 3 - 2QU CoRE ¦ 5QU LoRE | Red Flag Warning - Destructive Fires | 2025 | 7.3464e-09 | 3.6732e-09 | 9.4453e-09 | 9129.7461 | 233.2301 | 8896.516 | 0 | 0 | 0 | 0 | 6.1194e-06 |  | 6.707e-05 | 0 | 6.707e-05 | 3.3535e-05 | 0 | 3.3535e-05 | 8.6233e-05 | 0 | 8.6233e-05 | [16 empty] | 7.3.1.3 Ignition probability mapping showing the probability of ignition along the electric lines and equipmentWLDFRAggregatedAggregated | WLDFR | HFTD - Distribution - Tier 3 - 2QU CoRE ¦ 5QU LoRE | Red Flag Warning - Small Fires | Aggregated | Aggregated | 2034 | 0.00029843 | 0 | 33.5215 | 0.010004 | 2034 | Mitigation | 0.08575 | 30 | 0 | esc | 0.0012005 | 3.5826e-07 | 0.00060025 | 1.7913e-07 | 0.0015435 | 4.6063e-07
[79 empty] | WLDFR | HFTD - Distribution - Tier 3 - 2QU CoRE ¦ 5QU LoRE | Red Flag Warning - Destructive Fires | 2026 | 7.3464e-09 | 3.6732e-09 | 9.4453e-09 | 9129.7461 | 233.2301 | 8896.516 | 0 | 0 | 0 | 0 | 6.1194e-06 |  | 6.707e-05 | 0 | 6.707e-05 | 3.3535e-05 | 0 | 3.3535e-05 | 8.6233e-05 | 0 | 8.6233e-05 | [16 empty] | 7.3.1.3 Ignition probability mapping showing the probability of ignition along the electric lines and equipmentWLDFRAggregatedAggregated | WLDFR | HFTD - Distribution - Tier 3 - 2QU CoRE ¦ 5QU LoRE | Red Flag Warning - Small Fires | Aggregated | Aggregated | 2035 | 0.00029843 | 0 | 33.5215 | 0.010004 | 2035 | Mitigation | 0.08575 | 30 | 0 | esc | 0.0012005 | 3.5826e-07 | 0.00060025 | 1.7913e-07 | 0.0015435 | 4.6063e-07
[79 empty] | WLDFR | HFTD - Distribution - Tier 3 - 2QU CoRE ¦ 5QU LoRE | Red Flag Warning - Destructive Fires | 2027 | 7.3464e-09 | 3.6732e-09 | 9.4453e-09 | 9129.7461 | 233.2301 | 8896.516 | 0 | 0 | 0 | 0 | 6.1194e-06 |  | 6.707e-05 | 0 | 6.707e-05 | 3.3535e-05 | 0 | 3.3535e-05 | 8.6233e-05 | 0 | 8.6233e-05 | [16 empty] | 7.3.1.3 Ignition probability mapping showing the probability of ignition along the electric lines and equipmentWLDFRAggregatedAggregated | WLDFR | HFTD - Distribution - Tier 3 - 2QU CoRE ¦ 5QU LoRE | Red Flag Warning - Small Fires | Aggregated | Aggregated | 2036 | 0.00029843 | 0 | 33.5215 | 0.010004 | 2036 | Mitigation | 0.08575 | 30 | 0 | esc | 0.0012005 | 3.5826e-07 | 0.00060025 | 1.7913e-07 | 0.0015435 | 4.6063e-07
[79 empty] | WLDFR | HFTD - Distribution - Tier 3 - 2QU CoRE ¦ 5QU LoRE | Red Flag Warning - Destructive Fires | 2028 | 7.3464e-09 | 3.6732e-09 | 9.4453e-09 | 9534.9221 | 247.273 | 9287.6491 | 0 | 0 | 0 | 0 | 6.1194e-06 |  | 7.0047e-05 | 0 | 7.0047e-05 | 3.5023e-05 | 0 | 3.5023e-05 | 9.006e-05 | 0 | 9.006e-05 | [16 empty] | 7.3.1.3 Ignition probability mapping showing the probability of ignition along the electric lines and equipmentWLDFRAggregatedAggregated | WLDFR | HFTD - Distribution - Tier 3 - 2QU CoRE ¦ 5QU LoRE | Red Flag Warning - Small Fires | Aggregated | Aggregated | 2037 | 0.00029843 | 0 | 33.5215 | 0.010004 | 2037 | Mitigation | 0.08575 | 30 | 0 | esc | 0.0012005 | 3.5826e-07 | 0.00060025 | 1.7913e-07 | 0.0015435 | 4.6063e-07
[79 empty] | WLDFR | HFTD - Distribution - Tier 3 - 2QU CoRE ¦ 5QU LoRE | Red Flag Warning - Destructive Fires | 2029 | 7.3464e-09 | 3.6732e-09 | 9.4453e-09 | 9534.9221 | 247.273 | 9287.6491 | 0 | 0 | 0 | 0 | 6.1194e-06 |  | 7.0047e-05 | 0 | 7.0047e-05 | 3.5023e-05 | 0 | 3.5023e-05 | 9.006e-05 | 0 | 9.006e-05 | [16 empty] | 7.3.1.3 Ignition probability mapping showing the probability of ignition along the electric lines and equipmentWLDFRAggregatedAggregated | WLDFR | HFTD - Distribution - Tier 3 - 2QU CoRE ¦ 5QU LoRE | Red Flag Warning - Small Fires | Aggregated | Aggregated | 2038 | 0.00029843 | 0 | 33.5215 | 0.010004 | 2038 | Mitigation | 0.08575 | 30 | 0 | esc | 0.0012005 | 3.5826e-07 | 0.00060025 | 1.7913e-07 | 0.0015435 | 4.6063e-07
[79 empty] | WLDFR | HFTD - Distribution - Tier 3 - 2QU CoRE ¦ 5QU LoRE | Red Flag Warning - Destructive Fires | 2030 | 7.3464e-09 | 3.6732e-09 | 9.4453e-09 | 9534.9221 | 247.273 | 9287.6491 | 0 | 0 | 0 | 0 | 6.1194e-06 |  | 7.0047e-05 | 0 | 7.0047e-05 | 3.5023e-05 | 0 | 3.5023e-05 | 9.006e-05 | 0 | 9.006e-05 | [16 empty] | 7.3.1.3 Ignition probability mapping showing the probability of ignition along the electric lines and equipmentWLDFRAggregatedAggregated | WLDFR | HFTD - Distribution - Tier 3 - 2QU CoRE ¦ 5QU LoRE | Red Flag Warning - Small Fires | Aggregated | Aggregated | 2039 | 0.00029843 | 0 | 33.5215 | 0.010004 | 2039 | Mitigation | 0.08575 | 30 | 0 | esc | 0.0012005 | 3.5826e-07 | 0.00060025 | 1.7913e-07 | 0.0015435 | 4.6063e-07
[79 empty] | WLDFR | HFTD - Distribution - Tier 3 - 2QU CoRE ¦ 5QU LoRE | Red Flag Warning - Destructive Fires | 2031 | 7.3464e-09 | 3.6732e-09 | 9.4453e-09 | 9534.9221 | 247.273 | 9287.6491 | 0 | 0 | 0 | 0 | 6.1194e-06 |  | 7.0047e-05 | 0 | 7.0047e-05 | 3.5023e-05 | 0 | 3.5023e-05 | 9.006e-05 | 0 | 9.006e-05 | [16 empty] | 7.3.1.3 Ignition probability mapping showing the probability of ignition along the electric lines and equipmentWLDFRAggregatedAggregated | WLDFR | HFTD - Distribution - Tier 3 - 2QU CoRE ¦ 5QU LoRE | Red Flag Warning - Small Fires | Aggregated | Aggregated | 2040 | 0.00029843 | 0 | 33.5215 | 0.010004 | 2040 | Mitigation | 0.08575 | 30 | 0 | esc | 0.0012005 | 3.5826e-07 | 0.00060025 | 1.7913e-07 | 0.0015435 | 4.6063e-07
[79 empty] | WLDFR | HFTD - Distribution - Tier 3 - 2QU CoRE ¦ 5QU LoRE | Red Flag Warning - Destructive Fires | 2032 | 7.3464e-09 | 3.6732e-09 | 9.4453e-09 | 9534.9221 | 247.273 | 9287.6491 | 0 | 0 | 0 | 0 | 6.1194e-06 |  | 7.0047e-05 | 0 | 7.0047e-05 | 3.5023e-05 | 0 | 3.5023e-05 | 9.006e-05 | 0 | 9.006e-05 | [16 empty] | 7.3.1.3 Ignition probability mapping showing the probability of ignition along the electric lines and equipmentWLDFRAggregatedAggregated | WLDFR | HFTD - Distribution - Tier 3 - 2QU CoRE ¦ 5QU LoRE | Red Flag Warning - Small Fires | Aggregated | Aggregated | 2041 | 0.00029843 | 0 | 33.5215 | 0.010004 | 2041 | Mitigation | 0.08575 | 30 | 0 | esc | 0.0012005 | 3.5826e-07 | 0.00060025 | 1.7913e-07 | 0.0015435 | 4.6063e-07
[79 empty] | WLDFR | HFTD - Distribution - Tier 3 - 2QU CoRE ¦ 5QU LoRE | Red Flag Warning - Destructive Fires | 2033 | 7.3464e-09 | 3.6732e-09 | 9.4453e-09 | 9984.8474 | 263.1074 | 9721.74 | 0 | 0 | 0 | 0 | 6.1194e-06 |  | 7.3352e-05 | 0 | 7.3352e-05 | 3.6676e-05 | 0 | 3.6676e-05 | 9.431e-05 | 0 | 9.431e-05 | [16 empty] | 7.3.1.3 Ignition probability mapping showing the probability of ignition along the electric lines and equipmentWLDFRAggregatedAggregated | WLDFR | HFTD - Distribution - Tier 3 - 2QU CoRE ¦ 5QU LoRE | Red Flag Warning - Small Fires | Aggregated | Aggregated | 2042 | 0.00029843 | 0 | 33.5215 | 0.010004 | 2042 | Mitigation | 0.08575 | 30 | 0 | esc | 0.0012005 | 3.5826e-07 | 0.00060025 | 1.7913e-07 | 0.0015435 | 4.6063e-07
[79 empty] | WLDFR | HFTD - Distribution - Tier 3 - 2QU CoRE ¦ 5QU LoRE | Red Flag Warning - Destructive Fires | 2034 | 7.3464e-09 | 3.6732e-09 | 9.4453e-09 | 9984.8474 | 263.1074 | 9721.74 | 0 | 0 | 0 | 0 | 6.1194e-06 |  | 7.3352e-05 | 0 | 7.3352e-05 | 3.6676e-05 | 0 | 3.6676e-05 | 9.431e-05 | 0 | 9.431e-05 | [16 empty] | 7.3.1.3 Ignition probability mapping showing the probability of ignition along the electric lines and equipmentWLDFRAggregatedAggregated | WLDFR | HFTD - Distribution - Tier 3 - 2QU CoRE ¦ 5QU LoRE | Red Flag Warning - Small Fires | Aggregated | Aggregated | 2043 | 0.00029843 | 0 | 33.5215 | 0.010004 | 2043 | Mitigation | 0.08575 | 30 | 0 | esc | 0.0012005 | 3.5826e-07 | 0.00060025 | 1.7913e-07 | 0.0015435 | 4.6063e-07
[79 empty] | WLDFR | HFTD - Distribution - Tier 3 - 2QU CoRE ¦ 5QU LoRE | Red Flag Warning - Destructive Fires | 2035 | 7.3464e-09 | 3.6732e-09 | 9.4453e-09 | 9984.8474 | 263.1074 | 9721.74 | 0 | 0 | 0 | 0 | 6.1194e-06 |  | 7.3352e-05 | 0 | 7.3352e-05 | 3.6676e-05 | 0 | 3.6676e-05 | 9.431e-05 | 0 | 9.431e-05 | [16 empty] | 7.3.1.3 Ignition probability mapping showing the probability of ignition along the electric lines and equipmentWLDFRAggregatedAggregated | WLDFR | HFTD - Distribution - Tier 3 - 2QU CoRE ¦ 5QU LoRE | Red Flag Warning - Small Fires | Aggregated | Aggregated | 2044 | 0.00029843 | 0 | 33.5215 | 0.010004 | 2044 | Mitigation | 0.08575 | 30 | 0 | esc | 0.0012005 | 3.5826e-07 | 0.00060025 | 1.7913e-07 | 0.0015435 | 4.6063e-07
[79 empty] | WLDFR | HFTD - Distribution - Tier 3 - 2QU CoRE ¦ 5QU LoRE | Red Flag Warning - Destructive Fires | 2036 | 7.3464e-09 | 3.6732e-09 | 9.4453e-09 | 9984.8474 | 263.1074 | 9721.74 | 0 | 0 | 0 | 0 | 6.1194e-06 |  | 7.3352e-05 | 0 | 7.3352e-05 | 3.6676e-05 | 0 | 3.6676e-05 | 9.431e-05 | 0 | 9.431e-05 | [16 empty] | 7.3.1.3 Ignition probability mapping showing the probability of ignition along the electric lines and equipmentWLDFRAggregatedAggregated | WLDFR | HFTD - Distribution - Tier 3 - 2QU CoRE ¦ 5QU LoRE | Red Flag Warning - Small Fires | Aggregated | Aggregated | 2045 | 0.00029843 | 0 | 33.5215 | 0.010004 | 2045 | Mitigation | 0.08575 | 30 | 0 | esc | 0.0012005 | 3.5826e-07 | 0.00060025 | 1.7913e-07 | 0.0015435 | 4.6063e-07
[79 empty] | WLDFR | HFTD - Distribution - Tier 3 - 2QU CoRE ¦ 5QU LoRE | Red Flag Warning - Destructive Fires | 2037 | 7.3464e-09 | 3.6732e-09 | 9.4453e-09 | 9984.8474 | 263.1074 | 9721.74 | 0 | 0 | 0 | 0 | 6.1194e-06 |  | 7.3352e-05 | 0 | 7.3352e-05 | 3.6676e-05 | 0 | 3.6676e-05 | 9.431e-05 | 0 | 9.431e-05 | [16 empty] | 7.3.1.3 Ignition probability mapping showing the probability of ignition along the electric lines and equipmentWLDFRAggregatedAggregated | WLDFR | HFTD - Distribution - Tier 3 - 2QU CoRE ¦ 5QU LoRE | Red Flag Warning - Small Fires | Aggregated | Aggregated | 2046 | 0.00029843 | 0 | 33.5215 | 0.010004 | 2046 | Mitigation | 0.08575 | 30 | 0 | esc | 0.0012005 | 3.5826e-07 | 0.00060025 | 1.7913e-07 | 0.0015435 | 4.6063e-07
[79 empty] | WLDFR | HFTD - Distribution - Tier 3 - 2QU CoRE ¦ 5QU LoRE | Red Flag Warning - Destructive Fires | 2038 | 7.3464e-09 | 3.6732e-09 | 9.4453e-09 | 10472.8261 | 280.5544 | 10192.2718 | 0 | 0 | 0 | 0 | 6.1194e-06 |  | 7.6937e-05 | 0 | 7.6937e-05 | 3.8469e-05 | 0 | 3.8469e-05 | 9.8919e-05 | 0 | 9.8919e-05 | [16 empty] | 7.3.1.3 Ignition probability mapping showing the probability of ignition along the electric lines and equipmentWLDFRAggregatedAggregated | WLDFR | HFTD - Distribution - Tier 3 - 2QU CoRE ¦ 5QU LoRE | Red Flag Warning - Small Fires | Aggregated | Aggregated | 2047 | 0.00029843 | 0 | 33.5215 | 0.010004 | 2047 | Mitigation | 0.08575 | 30 | 0 | esc | 0.0012005 | 3.5826e-07 | 0.00060025 | 1.7913e-07 | 0.0015435 | 4.6063e-07
[79 empty] | WLDFR | HFTD - Distribution - Tier 3 - 2QU CoRE ¦ 5QU LoRE | Red Flag Warning - Destructive Fires | 2039 | 7.3464e-09 | 3.6732e-09 | 9.4453e-09 | 10472.8261 | 280.5544 | 10192.2718 | 0 | 0 | 0 | 0 | 6.1194e-06 |  | 7.6937e-05 | 0 | 7.6937e-05 | 3.8469e-05 | 0 | 3.8469e-05 | 9.8919e-05 | 0 | 9.8919e-05 | [16 empty] | 7.3.1.3 Ignition probability mapping showing the probability of ignition along the electric lines and equipmentWLDFRAggregatedAggregated | WLDFR | HFTD - Distribution - Tier 3 - 2QU CoRE ¦ 5QU LoRE | Red Flag Warning - Small Fires | Aggregated | Aggregated | 2048 | 0.00029843 | 0 | 33.5215 | 0.010004 | 2048 | Mitigation | 0.08575 | 30 | 0 | esc | 0.0012005 | 3.5826e-07 | 0.00060025 | 1.7913e-07 | 0.0015435 | 4.6063e-07
[79 empty] | WLDFR | HFTD - Distribution - Tier 3 - 2QU CoRE ¦ 5QU LoRE | Red Flag Warning - Destructive Fires | 2040 | 7.3464e-09 | 3.6732e-09 | 9.4453e-09 | 10472.8261 | 280.5544 | 10192.2718 | 0 | 0 | 0 | 0 | 6.1194e-06 |  | 7.6937e-05 | 0 | 7.6937e-05 | 3.8469e-05 | 0 | 3.8469e-05 | 9.8919e-05 | 0 | 9.8919e-05 | [16 empty] | 7.3.1.3 Ignition probability mapping showing the probability of ignition along the electric lines and equipmentWLDFRAggregatedAggregated | WLDFR | HFTD - Distribution - Tier 3 - 2QU CoRE ¦ 5QU LoRE | Red Flag Warning - Small Fires | Aggregated | Aggregated | 2049 | 0.00029843 | 0 | 33.5215 | 0.010004 | 2049 | Mitigation | 0.08575 | 30 | 0 | esc | 0.0012005 | 3.5826e-07 | 0.00060025 | 1.7913e-07 | 0.0015435 | 4.6063e-07
[79 empty] | WLDFR | HFTD - Distribution - Tier 3 - 2QU CoRE ¦ 5QU LoRE | Red Flag Warning - Destructive Fires | 2041 | 7.3464e-09 | 3.6732e-09 | 9.4453e-09 | 10472.8261 | 280.5544 | 10192.2718 | 0 | 0 | 0 | 0 | 6.1194e-06 |  | 7.6937e-05 | 0 | 7.6937e-05 | 3.8469e-05 | 0 | 3.8469e-05 | 9.8919e-05 | 0 | 9.8919e-05 | [16 empty] | 7.3.1.3 Ignition probability mapping showing the probability of ignition along the electric lines and equipmentWLDFRAggregatedAggregated | WLDFR | HFTD - Distribution - Tier 3 - 2QU CoRE ¦ 5QU LoRE | Red Flag Warning - Small Fires | Aggregated | Aggregated | 2050 | 0.00029843 | 0 | 33.5215 | 0.010004 | 2050 | Mitigation | 0.08575 | 30 | 0 | esc | 0 | 0 | 0.00060025 | 1.7913e-07 | 0.0015435 | 4.6063e-07
[79 empty] | WLDFR | HFTD - Distribution - Tier 3 - 2QU CoRE ¦ 5QU LoRE | Red Flag Warning - Destructive Fires | 2042 | 7.3464e-09 | 3.6732e-09 | 9.4453e-09 | 10472.8261 | 280.5544 | 10192.2718 | 0 | 0 | 0 | 0 | 6.1194e-06 |  | 7.6937e-05 | 0 | 7.6937e-05 | 3.8469e-05 | 0 | 3.8469e-05 | 9.8919e-05 | 0 | 9.8919e-05 | [16 empty] | 7.3.1.3 Ignition probability mapping showing the probability of ignition along the electric lines and equipmentWLDFRAggregatedAggregated | WLDFR | HFTD - Distribution - Tier 3 - 2QU CoRE ¦ 5QU LoRE | Red Flag Warning - Small Fires | Aggregated | Aggregated | 2051 | 0.00029843 | 0 | 33.5215 | 0.010004 | 2051 | Mitigation | 0.08575 | 30 | 0 | esc | 0 | 0 | 0 | 0 | 0.0015435 | 4.6063e-07
[79 empty] | WLDFR | HFTD - Distribution - Tier 3 - 2QU CoRE ¦ 5QU LoRE | Red Flag Warning - Destructive Fires | 2043 | 7.3464e-09 | 3.6732e-09 | 9.4453e-09 | 10992.1562 | 299.42 | 10692.7362 | 0 | 0 | 0 | 0 | 6.1194e-06 |  | 8.0752e-05 | 0 | 8.0752e-05 | 4.0376e-05 | 0 | 4.0376e-05 | 0.00010382 | 0 | 0.00010382 | [16 empty] | 7.3.1.3 Ignition probability mapping showing the probability of ignition along the electric lines and equipmentWLDFRAggregatedAggregated | WLDFR | HFTD - Distribution - Tier 3 - 2QU CoRE ¦ 5QU LoRE | Seismic - Non-Red Flag Warning - Catastrophic Fires | Aggregated | Aggregated | 2021 | 3.218e-10 | 0 | 33.5215 | 1.0787e-08 | 2021 | Mitigation | 0.08575 | 30 | 0 | esc | 0.0012005 | 3.8633e-13 | 0.00060025 | 1.9316e-13 | 0 | 0
[79 empty] | WLDFR | HFTD - Distribution - Tier 3 - 2QU CoRE ¦ 5QU LoRE | Red Flag Warning - Destructive Fires | 2044 | 7.3464e-09 | 3.6732e-09 | 9.4453e-09 | 10992.1562 | 299.42 | 10692.7362 | 0 | 0 | 0 | 0 | 6.1194e-06 |  | 8.0752e-05 | 0 | 8.0752e-05 | 4.0376e-05 | 0 | 4.0376e-05 | 0.00010382 | 0 | 0.00010382 | [16 empty] | 7.3.1.3 Ignition probability mapping showing the probability of ignition along the electric lines and equipmentWLDFRAggregatedAggregated | WLDFR | HFTD - Distribution - Tier 3 - 2QU CoRE ¦ 5QU LoRE | Seismic - Non-Red Flag Warning - Catastrophic Fires | Aggregated | Aggregated | 2022 | 3.218e-10 | 0 | 33.5215 | 1.0787e-08 | 2022 | Mitigation | 0.08575 | 30 | 0 | esc | 0.0012005 | 3.8633e-13 | 0.00060025 | 1.9316e-13 | 0.0015435 | 4.967e-13
[79 empty] | WLDFR | HFTD - Distribution - Tier 3 - 2QU CoRE ¦ 5QU LoRE | Red Flag Warning - Destructive Fires | 2045 | 7.3464e-09 | 3.6732e-09 | 9.4453e-09 | 10992.1562 | 299.42 | 10692.7362 | 0 | 0 | 0 | 0 | 6.1194e-06 |  | 8.0752e-05 | 0 | 8.0752e-05 | 4.0376e-05 | 0 | 4.0376e-05 | 0.00010382 | 0 | 0.00010382 | [16 empty] | 7.3.1.3 Ignition probability mapping showing the probability of ignition along the electric lines and equipmentWLDFRAggregatedAggregated | WLDFR | HFTD - Distribution - Tier 3 - 2QU CoRE ¦ 5QU LoRE | Seismic - Non-Red Flag Warning - Catastrophic Fires | Aggregated | Aggregated | 2023 | 3.218e-10 | 0 | 33.5215 | 1.0787e-08 | 2023 | Mitigation | 0.08575 | 30 | 0 | esc | 0.0012005 | 3.8633e-13 | 0.00060025 | 1.9316e-13 | 0.0015435 | 4.967e-13
[79 empty] | WLDFR | HFTD - Distribution - Tier 3 - 2QU CoRE ¦ 5QU LoRE | Red Flag Warning - Destructive Fires | 2046 | 7.3464e-09 | 3.6732e-09 | 9.4453e-09 | 10992.1562 | 299.42 | 10692.7362 | 0 | 0 | 0 | 0 | 6.1194e-06 |  | 8.0752e-05 | 0 | 8.0752e-05 | 4.0376e-05 | 0 | 4.0376e-05 | 0.00010382 | 0 | 0.00010382 | [16 empty] | 7.3.1.3 Ignition probability mapping showing the probability of ignition along the electric lines and equipmentWLDFRAggregatedAggregated | WLDFR | HFTD - Distribution - Tier 3 - 2QU CoRE ¦ 5QU LoRE | Seismic - Non-Red Flag Warning - Catastrophic Fires | Aggregated | Aggregated | 2024 | 3.218e-10 | 0 | 33.5215 | 1.0787e-08 | 2024 | Mitigation | 0.08575 | 30 | 0 | esc | 0.0012005 | 3.8633e-13 | 0.00060025 | 1.9316e-13 | 0.0015435 | 4.967e-13
[79 empty] | WLDFR | HFTD - Distribution - Tier 3 - 2QU CoRE ¦ 5QU LoRE | Red Flag Warning - Destructive Fires | 2047 | 7.3464e-09 | 3.6732e-09 | 9.4453e-09 | 10992.1562 | 299.42 | 10692.7362 | 0 | 0 | 0 | 0 | 6.1194e-06 |  | 8.0752e-05 | 0 | 8.0752e-05 | 4.0376e-05 | 0 | 4.0376e-05 | 0.00010382 | 0 | 0.00010382 | [16 empty] | 7.3.1.3 Ignition probability mapping showing the probability of ignition along the electric lines and equipmentWLDFRAggregatedAggregated | WLDFR | HFTD - Distribution - Tier 3 - 2QU CoRE ¦ 5QU LoRE | Seismic - Non-Red Flag Warning - Catastrophic Fires | Aggregated | Aggregated | 2025 | 3.218e-10 | 0 | 33.5215 | 1.0787e-08 | 2025 | Mitigation | 0.08575 | 30 | 0 | esc | 0.0012005 | 3.8633e-13 | 0.00060025 | 1.9316e-13 | 0.0015435 | 4.967e-13
[79 empty] | WLDFR | HFTD - Distribution - Tier 3 - 2QU CoRE ¦ 5QU LoRE | Red Flag Warning - Destructive Fires | 2048 | 7.3464e-09 | 3.6732e-09 | 9.4453e-09 | 11536.0538 | 319.4911 | 11216.5626 | 0 | 0 | 0 | 0 | 6.1194e-06 |  | 8.4748e-05 | 0 | 8.4748e-05 | 4.2374e-05 | 0 | 4.2374e-05 | 0.00010896 | 0 | 0.00010896 | [16 empty] | 7.3.1.3 Ignition probability mapping showing the probability of ignition along the electric lines and equipmentWLDFRAggregatedAggregated | WLDFR | HFTD - Distribution - Tier 3 - 2QU CoRE ¦ 5QU LoRE | Seismic - Non-Red Flag Warning - Catastrophic Fires | Aggregated | Aggregated | 2026 | 3.218e-10 | 0 | 33.5215 | 1.0787e-08 | 2026 | Mitigation | 0.08575 | 30 | 0 | esc | 0.0012005 | 3.8633e-13 | 0.00060025 | 1.9316e-13 | 0.0015435 | 4.967e-13
[79 empty] | WLDFR | HFTD - Distribution - Tier 3 - 2QU CoRE ¦ 5QU LoRE | Red Flag Warning - Destructive Fires | 2049 | 7.3464e-09 | 3.6732e-09 | 9.4453e-09 | 11536.0538 | 319.4911 | 11216.5626 | 0 | 0 | 0 | 0 | 6.1194e-06 |  | 8.4748e-05 | 0 | 8.4748e-05 | 4.2374e-05 | 0 | 4.2374e-05 | 0.00010896 | 0 | 0.00010896 | [16 empty] | 7.3.1.3 Ignition probability mapping showing the probability of ignition along the electric lines and equipmentWLDFRAggregatedAggregated | WLDFR | HFTD - Distribution - Tier 3 - 2QU CoRE ¦ 5QU LoRE | Seismic - Non-Red Flag Warning - Catastrophic Fires | Aggregated | Aggregated | 2027 | 3.218e-10 | 0 | 33.5215 | 1.0787e-08 | 2027 | Mitigation | 0.08575 | 30 | 0 | esc | 0.0012005 | 3.8633e-13 | 0.00060025 | 1.9316e-13 | 0.0015435 | 4.967e-13
[79 empty] | WLDFR | HFTD - Distribution - Tier 3 - 2QU CoRE ¦ 5QU LoRE | Red Flag Warning - Destructive Fires | 2050 | 0 | 3.6732e-09 | 9.4453e-09 | 11536.0538 | 319.4911 | 11216.5626 | 0 | 0 | 0 | 0 | 6.1194e-06 |  | 0 | 0 | 0 | 4.2374e-05 | 0 | 4.2374e-05 | 0.00010896 | 0 | 0.00010896 | [16 empty] | 7.3.1.3 Ignition probability mapping showing the probability of ignition along the electric lines and equipmentWLDFRAggregatedAggregated | WLDFR | HFTD - Distribution - Tier 3 - 2QU CoRE ¦ 5QU LoRE | Seismic - Non-Red Flag Warning - Catastrophic Fires | Aggregated | Aggregated | 2028 | 3.218e-10 | 0 | 33.5215 | 1.0787e-08 | 2028 | Mitigation | 0.08575 | 30 | 0 | esc | 0.0012005 | 3.8633e-13 | 0.00060025 | 1.9316e-13 | 0.0015435 | 4.967e-13
[79 empty] | WLDFR | HFTD - Distribution - Tier 3 - 2QU CoRE ¦ 5QU LoRE | Red Flag Warning - Destructive Fires | 2051 | 0 | 0 | 9.4453e-09 | 11536.0538 | 319.4911 | 11216.5626 | 0 | 0 | 0 | 0 | 6.1194e-06 |  | 0 | 0 | 0 | 0 | 0 | 0 | 0.00010896 | 0 | 0.00010896 | [16 empty] | 7.3.1.3 Ignition probability mapping showing the probability of ignition along the electric lines and equipmentWLDFRAggregatedAggregated | WLDFR | HFTD - Distribution - Tier 3 - 2QU CoRE ¦ 5QU LoRE | Seismic - Non-Red Flag Warning - Catastrophic Fires | Aggregated | Aggregated | 2029 | 3.218e-10 | 0 | 33.5215 | 1.0787e-08 | 2029 | Mitigation | 0.08575 | 30 | 0 | esc | 0.0012005 | 3.8633e-13 | 0.00060025 | 1.9316e-13 | 0.0015435 | 4.967e-13
[79 empty] | WLDFR | HFTD - Distribution - Tier 3 - 2QU CoRE ¦ 5QU LoRE | Red Flag Warning - Large Fires | 2020 | 3.2441e-08 | 0 | 0 | 5.2406 | 0.69642 | 2.942 | 1.6022 | 0 | 0 | 0 | 2.7023e-05 |  | 1.7001e-07 | 0 | 1.7001e-07 | 0 | 0 | 0 | 0 | 0 | 0 | [16 empty] | 7.3.1.3 Ignition probability mapping showing the probability of ignition along the electric lines and equipmentWLDFRAggregatedAggregated | WLDFR | HFTD - Distribution - Tier 3 - 2QU CoRE ¦ 5QU LoRE | Seismic - Non-Red Flag Warning - Catastrophic Fires | Aggregated | Aggregated | 2030 | 3.218e-10 | 0 | 33.5215 | 1.0787e-08 | 2030 | Mitigation | 0.08575 | 30 | 0 | esc | 0.0012005 | 3.8633e-13 | 0.00060025 | 1.9316e-13 | 0.0015435 | 4.967e-13
[79 empty] | WLDFR | HFTD - Distribution - Tier 3 - 2QU CoRE ¦ 5QU LoRE | Red Flag Warning - Large Fires | 2021 | 3.2441e-08 | 1.6221e-08 | 0 | 5.2406 | 0.69642 | 2.942 | 1.6022 | 0 | 0 | 0 | 2.7023e-05 |  | 1.7001e-07 | 0 | 1.7001e-07 | 8.5006e-08 | 0 | 8.5006e-08 | 0 | 0 | 0 | [16 empty] | 7.3.1.3 Ignition probability mapping showing the probability of ignition along the electric lines and equipmentWLDFRAggregatedAggregated | WLDFR | HFTD - Distribution - Tier 3 - 2QU CoRE ¦ 5QU LoRE | Seismic - Non-Red Flag Warning - Catastrophic Fires | Aggregated | Aggregated | 2031 | 3.218e-10 | 0 | 33.5215 | 1.0787e-08 | 2031 | Mitigation | 0.08575 | 30 | 0 | esc | 0.0012005 | 3.8633e-13 | 0.00060025 | 1.9316e-13 | 0.0015435 | 4.967e-13
[79 empty] | WLDFR | HFTD - Distribution - Tier 3 - 2QU CoRE ¦ 5QU LoRE | Red Flag Warning - Large Fires | 2022 | 3.2441e-08 | 1.6221e-08 | 4.171e-08 | 5.2406 | 0.69642 | 2.942 | 1.6022 | 0 | 0 | 0 | 2.7023e-05 |  | 1.7001e-07 | 0 | 1.7001e-07 | 8.5006e-08 | 0 | 8.5006e-08 | 2.1859e-07 | 0 | 2.1859e-07 | [16 empty] | 7.3.1.3 Ignition probability mapping showing the probability of ignition along the electric lines and equipmentWLDFRAggregatedAggregated | WLDFR | HFTD - Distribution - Tier 3 - 2QU CoRE ¦ 5QU LoRE | Seismic - Non-Red Flag Warning - Catastrophic Fires | Aggregated | Aggregated | 2032 | 3.218e-10 | 0 | 33.5215 | 1.0787e-08 | 2032 | Mitigation | 0.08575 | 30 | 0 | esc | 0.0012005 | 3.8633e-13 | 0.00060025 | 1.9316e-13 | 0.0015435 | 4.967e-13
[79 empty] | WLDFR | HFTD - Distribution - Tier 3 - 2QU CoRE ¦ 5QU LoRE | Red Flag Warning - Large Fires | 2023 | 3.2441e-08 | 1.6221e-08 | 4.171e-08 | 5.475 | 0.71896 | 3.0715 | 1.6846 | 0 | 0 | 0 | 2.7023e-05 |  | 1.7762e-07 | 0 | 1.7762e-07 | 8.8809e-08 | 0 | 8.8809e-08 | 2.2837e-07 | 0 | 2.2837e-07 | [16 empty] | 7.3.1.3 Ignition probability mapping showing the probability of ignition along the electric lines and equipmentWLDFRAggregatedAggregated | WLDFR | HFTD - Distribution - Tier 3 - 2QU CoRE ¦ 5QU LoRE | Seismic - Non-Red Flag Warning - Catastrophic Fires | Aggregated | Aggregated | 2033 | 3.218e-10 | 0 | 33.5215 | 1.0787e-08 | 2033 | Mitigation | 0.08575 | 30 | 0 | esc | 0.0012005 | 3.8633e-13 | 0.00060025 | 1.9316e-13 | 0.0015435 | 4.967e-13
[79 empty] | WLDFR | HFTD - Distribution - Tier 3 - 2QU CoRE ¦ 5QU LoRE | Red Flag Warning - Large Fires | 2024 | 3.2441e-08 | 1.6221e-08 | 4.171e-08 | 5.475 | 0.71896 | 3.0715 | 1.6846 | 0 | 0 | 0 | 2.7023e-05 |  | 1.7762e-07 | 0 | 1.7762e-07 | 8.8809e-08 | 0 | 8.8809e-08 | 2.2837e-07 | 0 | 2.2837e-07 | [16 empty] | 7.3.1.3 Ignition probability mapping showing the probability of ignition along the electric lines and equipmentWLDFRAggregatedAggregated | WLDFR | HFTD - Distribution - Tier 3 - 2QU CoRE ¦ 5QU LoRE | Seismic - Non-Red Flag Warning - Catastrophic Fires | Aggregated | Aggregated | 2034 | 3.218e-10 | 0 | 33.5215 | 1.0787e-08 | 2034 | Mitigation | 0.08575 | 30 | 0 | esc | 0.0012005 | 3.8633e-13 | 0.00060025 | 1.9316e-13 | 0.0015435 | 4.967e-13
[79 empty] | WLDFR | HFTD - Distribution - Tier 3 - 2QU CoRE ¦ 5QU LoRE | Red Flag Warning - Large Fires | 2025 | 3.2441e-08 | 1.6221e-08 | 4.171e-08 | 5.475 | 0.71896 | 3.0715 | 1.6846 | 0 | 0 | 0 | 2.7023e-05 |  | 1.7762e-07 | 0 | 1.7762e-07 | 8.8809e-08 | 0 | 8.8809e-08 | 2.2837e-07 | 0 | 2.2837e-07 | [16 empty] | 7.3.1.3 Ignition probability mapping showing the probability of ignition along the electric lines and equipmentWLDFRAggregatedAggregated | WLDFR | HFTD - Distribution - Tier 3 - 2QU CoRE ¦ 5QU LoRE | Seismic - Non-Red Flag Warning - Catastrophic Fires | Aggregated | Aggregated | 2035 | 3.218e-10 | 0 | 33.5215 | 1.0787e-08 | 2035 | Mitigation | 0.08575 | 30 | 0 | esc | 0.0012005 | 3.8633e-13 | 0.00060025 | 1.9316e-13 | 0.0015435 | 4.967e-13
[79 empty] | WLDFR | HFTD - Distribution - Tier 3 - 2QU CoRE ¦ 5QU LoRE | Red Flag Warning - Large Fires | 2026 | 3.2441e-08 | 1.6221e-08 | 4.171e-08 | 5.475 | 0.71896 | 3.0715 | 1.6846 | 0 | 0 | 0 | 2.7023e-05 |  | 1.7762e-07 | 0 | 1.7762e-07 | 8.8809e-08 | 0 | 8.8809e-08 | 2.2837e-07 | 0 | 2.2837e-07 | [16 empty] | 7.3.1.3 Ignition probability mapping showing the probability of ignition along the electric lines and equipmentWLDFRAggregatedAggregated | WLDFR | HFTD - Distribution - Tier 3 - 2QU CoRE ¦ 5QU LoRE | Seismic - Non-Red Flag Warning - Catastrophic Fires | Aggregated | Aggregated | 2036 | 3.218e-10 | 0 | 33.5215 | 1.0787e-08 | 2036 | Mitigation | 0.08575 | 30 | 0 | esc | 0.0012005 | 3.8633e-13 | 0.00060025 | 1.9316e-13 | 0.0015435 | 4.967e-13
[79 empty] | WLDFR | HFTD - Distribution - Tier 3 - 2QU CoRE ¦ 5QU LoRE | Red Flag Warning - Large Fires | 2027 | 3.2441e-08 | 1.6221e-08 | 4.171e-08 | 5.475 | 0.71896 | 3.0715 | 1.6846 | 0 | 0 | 0 | 2.7023e-05 |  | 1.7762e-07 | 0 | 1.7762e-07 | 8.8809e-08 | 0 | 8.8809e-08 | 2.2837e-07 | 0 | 2.2837e-07 | [16 empty] | 7.3.1.3 Ignition probability mapping showing the probability of ignition along the electric lines and equipmentWLDFRAggregatedAggregated | WLDFR | HFTD - Distribution - Tier 3 - 2QU CoRE ¦ 5QU LoRE | Seismic - Non-Red Flag Warning - Catastrophic Fires | Aggregated | Aggregated | 2037 | 3.218e-10 | 0 | 33.5215 | 1.0787e-08 | 2037 | Mitigation | 0.08575 | 30 | 0 | esc | 0.0012005 | 3.8633e-13 | 0.00060025 | 1.9316e-13 | 0.0015435 | 4.967e-13
[79 empty] | WLDFR | HFTD - Distribution - Tier 3 - 2QU CoRE ¦ 5QU LoRE | Red Flag Warning - Large Fires | 2028 | 3.2441e-08 | 1.6221e-08 | 4.171e-08 | 5.777 | 0.74734 | 3.238 | 1.7917 | 0 | 0 | 0 | 2.7023e-05 |  | 1.8741e-07 | 0 | 1.8741e-07 | 9.3707e-08 | 0 | 9.3707e-08 | 2.4096e-07 | 0 | 2.4096e-07 | [16 empty] | 7.3.1.3 Ignition probability mapping showing the probability of ignition along the electric lines and equipmentWLDFRAggregatedAggregated | WLDFR | HFTD - Distribution - Tier 3 - 2QU CoRE ¦ 5QU LoRE | Seismic - Non-Red Flag Warning - Catastrophic Fires | Aggregated | Aggregated | 2038 | 3.218e-10 | 0 | 33.5215 | 1.0787e-08 | 2038 | Mitigation | 0.08575 | 30 | 0 | esc | 0.0012005 | 3.8633e-13 | 0.00060025 | 1.9316e-13 | 0.0015435 | 4.967e-13
[79 empty] | WLDFR | HFTD - Distribution - Tier 3 - 2QU CoRE ¦ 5QU LoRE | Red Flag Warning - Large Fires | 2029 | 3.2441e-08 | 1.6221e-08 | 4.171e-08 | 5.777 | 0.74734 | 3.238 | 1.7917 | 0 | 0 | 0 | 2.7023e-05 |  | 1.8741e-07 | 0 | 1.8741e-07 | 9.3707e-08 | 0 | 9.3707e-08 | 2.4096e-07 | 0 | 2.4096e-07 | [16 empty] | 7.3.1.3 Ignition probability mapping showing the probability of ignition along the electric lines and equipmentWLDFRAggregatedAggregated | WLDFR | HFTD - Distribution - Tier 3 - 2QU CoRE ¦ 5QU LoRE | Seismic - Non-Red Flag Warning - Catastrophic Fires | Aggregated | Aggregated | 2039 | 3.218e-10 | 0 | 33.5215 | 1.0787e-08 | 2039 | Mitigation | 0.08575 | 30 | 0 | esc | 0.0012005 | 3.8633e-13 | 0.00060025 | 1.9316e-13 | 0.0015435 | 4.967e-13
[79 empty] | WLDFR | HFTD - Distribution - Tier 3 - 2QU CoRE ¦ 5QU LoRE | Red Flag Warning - Large Fires | 2030 | 3.2441e-08 | 1.6221e-08 | 4.171e-08 | 5.777 | 0.74734 | 3.238 | 1.7917 | 0 | 0 | 0 | 2.7023e-05 |  | 1.8741e-07 | 0 | 1.8741e-07 | 9.3707e-08 | 0 | 9.3707e-08 | 2.4096e-07 | 0 | 2.4096e-07 | [16 empty] | 7.3.1.3 Ignition probability mapping showing the probability of ignition along the electric lines and equipmentWLDFRAggregatedAggregated | WLDFR | HFTD - Distribution - Tier 3 - 2QU CoRE ¦ 5QU LoRE | Seismic - Non-Red Flag Warning - Catastrophic Fires | Aggregated | Aggregated | 2040 | 3.218e-10 | 0 | 33.5215 | 1.0787e-08 | 2040 | Mitigation | 0.08575 | 30 | 0 | esc | 0.0012005 | 3.8633e-13 | 0.00060025 | 1.9316e-13 | 0.0015435 | 4.967e-13
[79 empty] | WLDFR | HFTD - Distribution - Tier 3 - 2QU CoRE ¦ 5QU LoRE | Red Flag Warning - Large Fires | 2031 | 3.2441e-08 | 1.6221e-08 | 4.171e-08 | 5.777 | 0.74734 | 3.238 | 1.7917 | 0 | 0 | 0 | 2.7023e-05 |  | 1.8741e-07 | 0 | 1.8741e-07 | 9.3707e-08 | 0 | 9.3707e-08 | 2.4096e-07 | 0 | 2.4096e-07 | [16 empty] | 7.3.1.3 Ignition probability mapping showing the probability of ignition along the electric lines and equipmentWLDFRAggregatedAggregated | WLDFR | HFTD - Distribution - Tier 3 - 2QU CoRE ¦ 5QU LoRE | Seismic - Non-Red Flag Warning - Catastrophic Fires | Aggregated | Aggregated | 2041 | 3.218e-10 | 0 | 33.5215 | 1.0787e-08 | 2041 | Mitigation | 0.08575 | 30 | 0 | esc | 0.0012005 | 3.8633e-13 | 0.00060025 | 1.9316e-13 | 0.0015435 | 4.967e-13
[79 empty] | WLDFR | HFTD - Distribution - Tier 3 - 2QU CoRE ¦ 5QU LoRE | Red Flag Warning - Large Fires | 2032 | 3.2441e-08 | 1.6221e-08 | 4.171e-08 | 5.777 | 0.74734 | 3.238 | 1.7917 | 0 | 0 | 0 | 2.7023e-05 |  | 1.8741e-07 | 0 | 1.8741e-07 | 9.3707e-08 | 0 | 9.3707e-08 | 2.4096e-07 | 0 | 2.4096e-07 | [16 empty] | 7.3.1.3 Ignition probability mapping showing the probability of ignition along the electric lines and equipmentWLDFRAggregatedAggregated | WLDFR | HFTD - Distribution - Tier 3 - 2QU CoRE ¦ 5QU LoRE | Seismic - Non-Red Flag Warning - Catastrophic Fires | Aggregated | Aggregated | 2042 | 3.218e-10 | 0 | 33.5215 | 1.0787e-08 | 2042 | Mitigation | 0.08575 | 30 | 0 | esc | 0.0012005 | 3.8633e-13 | 0.00060025 | 1.9316e-13 | 0.0015435 | 4.967e-13
[79 empty] | WLDFR | HFTD - Distribution - Tier 3 - 2QU CoRE ¦ 5QU LoRE | Red Flag Warning - Large Fires | 2033 | 3.2441e-08 | 1.6221e-08 | 4.171e-08 | 6.1205 | 0.77885 | 3.4265 | 1.9151 | 0 | 0 | 0 | 2.7023e-05 |  | 1.9856e-07 | 0 | 1.9856e-07 | 9.9279e-08 | 0 | 9.9279e-08 | 2.5529e-07 | 0 | 2.5529e-07 | [16 empty] | 7.3.1.3 Ignition probability mapping showing the probability of ignition along the electric lines and equipmentWLDFRAggregatedAggregated | WLDFR | HFTD - Distribution - Tier 3 - 2QU CoRE ¦ 5QU LoRE | Seismic - Non-Red Flag Warning - Catastrophic Fires | Aggregated | Aggregated | 2043 | 3.218e-10 | 0 | 33.5215 | 1.0787e-08 | 2043 | Mitigation | 0.08575 | 30 | 0 | esc | 0.0012005 | 3.8633e-13 | 0.00060025 | 1.9316e-13 | 0.0015435 | 4.967e-13
[79 empty] | WLDFR | HFTD - Distribution - Tier 3 - 2QU CoRE ¦ 5QU LoRE | Red Flag Warning - Large Fires | 2034 | 3.2441e-08 | 1.6221e-08 | 4.171e-08 | 6.1205 | 0.77885 | 3.4265 | 1.9151 | 0 | 0 | 0 | 2.7023e-05 |  | 1.9856e-07 | 0 | 1.9856e-07 | 9.9279e-08 | 0 | 9.9279e-08 | 2.5529e-07 | 0 | 2.5529e-07 | [16 empty] | 7.3.1.3 Ignition probability mapping showing the probability of ignition along the electric lines and equipmentWLDFRAggregatedAggregated | WLDFR | HFTD - Distribution - Tier 3 - 2QU CoRE ¦ 5QU LoRE | Seismic - Non-Red Flag Warning - Catastrophic Fires | Aggregated | Aggregated | 2044 | 3.218e-10 | 0 | 33.5215 | 1.0787e-08 | 2044 | Mitigation | 0.08575 | 30 | 0 | esc | 0.0012005 | 3.8633e-13 | 0.00060025 | 1.9316e-13 | 0.0015435 | 4.967e-13
[79 empty] | WLDFR | HFTD - Distribution - Tier 3 - 2QU CoRE ¦ 5QU LoRE | Red Flag Warning - Large Fires | 2035 | 3.2441e-08 | 1.6221e-08 | 4.171e-08 | 6.1205 | 0.77885 | 3.4265 | 1.9151 | 0 | 0 | 0 | 2.7023e-05 |  | 1.9856e-07 | 0 | 1.9856e-07 | 9.9279e-08 | 0 | 9.9279e-08 | 2.5529e-07 | 0 | 2.5529e-07 | [16 empty] | 7.3.1.3 Ignition probability mapping showing the probability of ignition along the electric lines and equipmentWLDFRAggregatedAggregated | WLDFR | HFTD - Distribution - Tier 3 - 2QU CoRE ¦ 5QU LoRE | Seismic - Non-Red Flag Warning - Catastrophic Fires | Aggregated | Aggregated | 2045 | 3.218e-10 | 0 | 33.5215 | 1.0787e-08 | 2045 | Mitigation | 0.08575 | 30 | 0 | esc | 0.0012005 | 3.8633e-13 | 0.00060025 | 1.9316e-13 | 0.0015435 | 4.967e-13
[79 empty] | WLDFR | HFTD - Distribution - Tier 3 - 2QU CoRE ¦ 5QU LoRE | Red Flag Warning - Large Fires | 2036 | 3.2441e-08 | 1.6221e-08 | 4.171e-08 | 6.1205 | 0.77885 | 3.4265 | 1.9151 | 0 | 0 | 0 | 2.7023e-05 |  | 1.9856e-07 | 0 | 1.9856e-07 | 9.9279e-08 | 0 | 9.9279e-08 | 2.5529e-07 | 0 | 2.5529e-07 | [16 empty] | 7.3.1.3 Ignition probability mapping showing the probability of ignition along the electric lines and equipmentWLDFRAggregatedAggregated | WLDFR | HFTD - Distribution - Tier 3 - 2QU CoRE ¦ 5QU LoRE | Seismic - Non-Red Flag Warning - Catastrophic Fires | Aggregated | Aggregated | 2046 | 3.218e-10 | 0 | 33.5215 | 1.0787e-08 | 2046 | Mitigation | 0.08575 | 30 | 0 | esc | 0.0012005 | 3.8633e-13 | 0.00060025 | 1.9316e-13 | 0.0015435 | 4.967e-13
[79 empty] | WLDFR | HFTD - Distribution - Tier 3 - 2QU CoRE ¦ 5QU LoRE | Red Flag Warning - Large Fires | 2037 | 3.2441e-08 | 1.6221e-08 | 4.171e-08 | 6.1205 | 0.77885 | 3.4265 | 1.9151 | 0 | 0 | 0 | 2.7023e-05 |  | 1.9856e-07 | 0 | 1.9856e-07 | 9.9279e-08 | 0 | 9.9279e-08 | 2.5529e-07 | 0 | 2.5529e-07 | [16 empty] | 7.3.1.3 Ignition probability mapping showing the probability of ignition along the electric lines and equipmentWLDFRAggregatedAggregated | WLDFR | HFTD - Distribution - Tier 3 - 2QU CoRE ¦ 5QU LoRE | Seismic - Non-Red Flag Warning - Catastrophic Fires | Aggregated | Aggregated | 2047 | 3.218e-10 | 0 | 33.5215 | 1.0787e-08 | 2047 | Mitigation | 0.08575 | 30 | 0 | esc | 0.0012005 | 3.8633e-13 | 0.00060025 | 1.9316e-13 | 0.0015435 | 4.967e-13
[79 empty] | WLDFR | HFTD - Distribution - Tier 3 - 2QU CoRE ¦ 5QU LoRE | Red Flag Warning - Large Fires | 2038 | 3.2441e-08 | 1.6221e-08 | 4.171e-08 | 6.5028 | 0.81304 | 3.6355 | 2.0543 | 0 | 0 | 0 | 2.7023e-05 |  | 2.1096e-07 | 0 | 2.1096e-07 | 1.0548e-07 | 0 | 1.0548e-07 | 2.7124e-07 | 0 | 2.7124e-07 | [16 empty] | 7.3.1.3 Ignition probability mapping showing the probability of ignition along the electric lines and equipmentWLDFRAggregatedAggregated | WLDFR | HFTD - Distribution - Tier 3 - 2QU CoRE ¦ 5QU LoRE | Seismic - Non-Red Flag Warning - Catastrophic Fires | Aggregated | Aggregated | 2048 | 3.218e-10 | 0 | 33.5215 | 1.0787e-08 | 2048 | Mitigation | 0.08575 | 30 | 0 | esc | 0.0012005 | 3.8633e-13 | 0.00060025 | 1.9316e-13 | 0.0015435 | 4.967e-13
[79 empty] | WLDFR | HFTD - Distribution - Tier 3 - 2QU CoRE ¦ 5QU LoRE | Red Flag Warning - Large Fires | 2039 | 3.2441e-08 | 1.6221e-08 | 4.171e-08 | 6.5028 | 0.81304 | 3.6355 | 2.0543 | 0 | 0 | 0 | 2.7023e-05 |  | 2.1096e-07 | 0 | 2.1096e-07 | 1.0548e-07 | 0 | 1.0548e-07 | 2.7124e-07 | 0 | 2.7124e-07 | [16 empty] | 7.3.1.3 Ignition probability mapping showing the probability of ignition along the electric lines and equipmentWLDFRAggregatedAggregated | WLDFR | HFTD - Distribution - Tier 3 - 2QU CoRE ¦ 5QU LoRE | Seismic - Non-Red Flag Warning - Catastrophic Fires | Aggregated | Aggregated | 2049 | 3.218e-10 | 0 | 33.5215 | 1.0787e-08 | 2049 | Mitigation | 0.08575 | 30 | 0 | esc | 0.0012005 | 3.8633e-13 | 0.00060025 | 1.9316e-13 | 0.0015435 | 4.967e-13
[79 empty] | WLDFR | HFTD - Distribution - Tier 3 - 2QU CoRE ¦ 5QU LoRE | Red Flag Warning - Large Fires | 2040 | 3.2441e-08 | 1.6221e-08 | 4.171e-08 | 6.5028 | 0.81304 | 3.6355 | 2.0543 | 0 | 0 | 0 | 2.7023e-05 |  | 2.1096e-07 | 0 | 2.1096e-07 | 1.0548e-07 | 0 | 1.0548e-07 | 2.7124e-07 | 0 | 2.7124e-07 | [16 empty] | 7.3.1.3 Ignition probability mapping showing the probability of ignition along the electric lines and equipmentWLDFRAggregatedAggregated | WLDFR | HFTD - Distribution - Tier 3 - 2QU CoRE ¦ 5QU LoRE | Seismic - Non-Red Flag Warning - Catastrophic Fires | Aggregated | Aggregated | 2050 | 3.218e-10 | 0 | 33.5215 | 1.0787e-08 | 2050 | Mitigation | 0.08575 | 30 | 0 | esc | 0 | 0 | 0.00060025 | 1.9316e-13 | 0.0015435 | 4.967e-13
[79 empty] | WLDFR | HFTD - Distribution - Tier 3 - 2QU CoRE ¦ 5QU LoRE | Red Flag Warning - Large Fires | 2041 | 3.2441e-08 | 1.6221e-08 | 4.171e-08 | 6.5028 | 0.81304 | 3.6355 | 2.0543 | 0 | 0 | 0 | 2.7023e-05 |  | 2.1096e-07 | 0 | 2.1096e-07 | 1.0548e-07 | 0 | 1.0548e-07 | 2.7124e-07 | 0 | 2.7124e-07 | [16 empty] | 7.3.1.3 Ignition probability mapping showing the probability of ignition along the electric lines and equipmentWLDFRAggregatedAggregated | WLDFR | HFTD - Distribution - Tier 3 - 2QU CoRE ¦ 5QU LoRE | Seismic - Non-Red Flag Warning - Catastrophic Fires | Aggregated | Aggregated | 2051 | 3.218e-10 | 0 | 33.5215 | 1.0787e-08 | 2051 | Mitigation | 0.08575 | 30 | 0 | esc | 0 | 0 | 0 | 0 | 0.0015435 | 4.967e-13
[79 empty] | WLDFR | HFTD - Distribution - Tier 3 - 2QU CoRE ¦ 5QU LoRE | Red Flag Warning - Large Fires | 2042 | 3.2441e-08 | 1.6221e-08 | 4.171e-08 | 6.5028 | 0.81304 | 3.6355 | 2.0543 | 0 | 0 | 0 | 2.7023e-05 |  | 2.1096e-07 | 0 | 2.1096e-07 | 1.0548e-07 | 0 | 1.0548e-07 | 2.7124e-07 | 0 | 2.7124e-07 | [16 empty] | 7.3.1.3 Ignition probability mapping showing the probability of ignition along the electric lines and equipmentWLDFRAggregatedAggregated | WLDFR | HFTD - Distribution - Tier 3 - 2QU CoRE ¦ 5QU LoRE | Seismic - Red Flag Warning - Catastrophic Fires | Aggregated | Aggregated | 2021 | 1.3879e-08 | 0 | 33.5215 | 4.6524e-07 | 2021 | Mitigation | 0.08575 | 30 | 0 | esc | 0.0012005 | 1.6662e-11 | 0.00060025 | 8.3309e-12 | 0 | 0
[79 empty] | WLDFR | HFTD - Distribution - Tier 3 - 2QU CoRE ¦ 5QU LoRE | Red Flag Warning - Large Fires | 2043 | 3.2441e-08 | 1.6221e-08 | 4.171e-08 | 6.9209 | 0.84944 | 3.8632 | 2.2083 | 0 | 0 | 0 | 2.7023e-05 |  | 2.2453e-07 | 0 | 2.2453e-07 | 1.1226e-07 | 0 | 1.1226e-07 | 2.8868e-07 | 0 | 2.8868e-07 | [16 empty] | 7.3.1.3 Ignition probability mapping showing the probability of ignition along the electric lines and equipmentWLDFRAggregatedAggregated | WLDFR | HFTD - Distribution - Tier 3 - 2QU CoRE ¦ 5QU LoRE | Seismic - Red Flag Warning - Catastrophic Fires | Aggregated | Aggregated | 2022 | 1.3879e-08 | 0 | 33.5215 | 4.6524e-07 | 2022 | Mitigation | 0.08575 | 30 | 0 | esc | 0.0012005 | 1.6662e-11 | 0.00060025 | 8.3309e-12 | 0.0015435 | 2.1422e-11
[79 empty] | WLDFR | HFTD - Distribution - Tier 3 - 2QU CoRE ¦ 5QU LoRE | Red Flag Warning - Large Fires | 2044 | 3.2441e-08 | 1.6221e-08 | 4.171e-08 | 6.9209 | 0.84944 | 3.8632 | 2.2083 | 0 | 0 | 0 | 2.7023e-05 |  | 2.2453e-07 | 0 | 2.2453e-07 | 1.1226e-07 | 0 | 1.1226e-07 | 2.8868e-07 | 0 | 2.8868e-07 | [16 empty] | 7.3.1.3 Ignition probability mapping showing the probability of ignition along the electric lines and equipmentWLDFRAggregatedAggregated | WLDFR | HFTD - Distribution - Tier 3 - 2QU CoRE ¦ 5QU LoRE | Seismic - Red Flag Warning - Catastrophic Fires | Aggregated | Aggregated | 2023 | 1.3879e-08 | 0 | 33.5215 | 4.6524e-07 | 2023 | Mitigation | 0.08575 | 30 | 0 | esc | 0.0012005 | 1.6662e-11 | 0.00060025 | 8.3309e-12 | 0.0015435 | 2.1422e-11
[79 empty] | WLDFR | HFTD - Distribution - Tier 3 - 2QU CoRE ¦ 5QU LoRE | Red Flag Warning - Large Fires | 2045 | 3.2441e-08 | 1.6221e-08 | 4.171e-08 | 6.9209 | 0.84944 | 3.8632 | 2.2083 | 0 | 0 | 0 | 2.7023e-05 |  | 2.2453e-07 | 0 | 2.2453e-07 | 1.1226e-07 | 0 | 1.1226e-07 | 2.8868e-07 | 0 | 2.8868e-07 | [16 empty] | 7.3.1.3 Ignition probability mapping showing the probability of ignition along the electric lines and equipmentWLDFRAggregatedAggregated | WLDFR | HFTD - Distribution - Tier 3 - 2QU CoRE ¦ 5QU LoRE | Seismic - Red Flag Warning - Catastrophic Fires | Aggregated | Aggregated | 2024 | 1.3879e-08 | 0 | 33.5215 | 4.6524e-07 | 2024 | Mitigation | 0.08575 | 30 | 0 | esc | 0.0012005 | 1.6662e-11 | 0.00060025 | 8.3309e-12 | 0.0015435 | 2.1422e-11
[79 empty] | WLDFR | HFTD - Distribution - Tier 3 - 2QU CoRE ¦ 5QU LoRE | Red Flag Warning - Large Fires | 2046 | 3.2441e-08 | 1.6221e-08 | 4.171e-08 | 6.9209 | 0.84944 | 3.8632 | 2.2083 | 0 | 0 | 0 | 2.7023e-05 |  | 2.2453e-07 | 0 | 2.2453e-07 | 1.1226e-07 | 0 | 1.1226e-07 | 2.8868e-07 | 0 | 2.8868e-07 | [16 empty] | 7.3.1.3 Ignition probability mapping showing the probability of ignition along the electric lines and equipmentWLDFRAggregatedAggregated | WLDFR | HFTD - Distribution - Tier 3 - 2QU CoRE ¦ 5QU LoRE | Seismic - Red Flag Warning - Catastrophic Fires | Aggregated | Aggregated | 2025 | 1.3879e-08 | 0 | 33.5215 | 4.6524e-07 | 2025 | Mitigation | 0.08575 | 30 | 0 | esc | 0.0012005 | 1.6662e-11 | 0.00060025 | 8.3309e-12 | 0.0015435 | 2.1422e-11
[79 empty] | WLDFR | HFTD - Distribution - Tier 3 - 2QU CoRE ¦ 5QU LoRE | Red Flag Warning - Large Fires | 2047 | 3.2441e-08 | 1.6221e-08 | 4.171e-08 | 6.9209 | 0.84944 | 3.8632 | 2.2083 | 0 | 0 | 0 | 2.7023e-05 |  | 2.2453e-07 | 0 | 2.2453e-07 | 1.1226e-07 | 0 | 1.1226e-07 | 2.8868e-07 | 0 | 2.8868e-07 | [16 empty] | 7.3.1.3 Ignition probability mapping showing the probability of ignition along the electric lines and equipmentWLDFRAggregatedAggregated | WLDFR | HFTD - Distribution - Tier 3 - 2QU CoRE ¦ 5QU LoRE | Seismic - Red Flag Warning - Catastrophic Fires | Aggregated | Aggregated | 2026 | 1.3879e-08 | 0 | 33.5215 | 4.6524e-07 | 2026 | Mitigation | 0.08575 | 30 | 0 | esc | 0.0012005 | 1.6662e-11 | 0.00060025 | 8.3309e-12 | 0.0015435 | 2.1422e-11
[79 empty] | WLDFR | HFTD - Distribution - Tier 3 - 2QU CoRE ¦ 5QU LoRE | Red Flag Warning - Large Fires | 2048 | 3.2441e-08 | 1.6221e-08 | 4.171e-08 | 7.3713 | 0.88759 | 4.1075 | 2.3763 | 0 | 0 | 0 | 2.7023e-05 |  | 2.3914e-07 | 0 | 2.3914e-07 | 1.1957e-07 | 0 | 1.1957e-07 | 3.0746e-07 | 0 | 3.0746e-07 | [16 empty] | 7.3.1.3 Ignition probability mapping showing the probability of ignition along the electric lines and equipmentWLDFRAggregatedAggregated | WLDFR | HFTD - Distribution - Tier 3 - 2QU CoRE ¦ 5QU LoRE | Seismic - Red Flag Warning - Catastrophic Fires | Aggregated | Aggregated | 2027 | 1.3879e-08 | 0 | 33.5215 | 4.6524e-07 | 2027 | Mitigation | 0.08575 | 30 | 0 | esc | 0.0012005 | 1.6662e-11 | 0.00060025 | 8.3309e-12 | 0.0015435 | 2.1422e-11
[79 empty] | WLDFR | HFTD - Distribution - Tier 3 - 2QU CoRE ¦ 5QU LoRE | Red Flag Warning - Large Fires | 2049 | 3.2441e-08 | 1.6221e-08 | 4.171e-08 | 7.3713 | 0.88759 | 4.1075 | 2.3763 | 0 | 0 | 0 | 2.7023e-05 |  | 2.3914e-07 | 0 | 2.3914e-07 | 1.1957e-07 | 0 | 1.1957e-07 | 3.0746e-07 | 0 | 3.0746e-07 | [16 empty] | 7.3.1.3 Ignition probability mapping showing the probability of ignition along the electric lines and equipmentWLDFRAggregatedAggregated | WLDFR | HFTD - Distribution - Tier 3 - 2QU CoRE ¦ 5QU LoRE | Seismic - Red Flag Warning - Catastrophic Fires | Aggregated | Aggregated | 2028 | 1.3879e-08 | 0 | 33.5215 | 4.6524e-07 | 2028 | Mitigation | 0.08575 | 30 | 0 | esc | 0.0012005 | 1.6662e-11 | 0.00060025 | 8.3309e-12 | 0.0015435 | 2.1422e-11
[79 empty] | WLDFR | HFTD - Distribution - Tier 3 - 2QU CoRE ¦ 5QU LoRE | Red Flag Warning - Large Fires | 2050 | 0 | 1.6221e-08 | 4.171e-08 | 7.3713 | 0.88759 | 4.1075 | 2.3763 | 0 | 0 | 0 | 2.7023e-05 |  | 0 | 0 | 0 | 1.1957e-07 | 0 | 1.1957e-07 | 3.0746e-07 | 0 | 3.0746e-07 | [16 empty] | 7.3.1.3 Ignition probability mapping showing the probability of ignition along the electric lines and equipmentWLDFRAggregatedAggregated | WLDFR | HFTD - Distribution - Tier 3 - 2QU CoRE ¦ 5QU LoRE | Seismic - Red Flag Warning - Catastrophic Fires | Aggregated | Aggregated | 2029 | 1.3879e-08 | 0 | 33.5215 | 4.6524e-07 | 2029 | Mitigation | 0.08575 | 30 | 0 | esc | 0.0012005 | 1.6662e-11 | 0.00060025 | 8.3309e-12 | 0.0015435 | 2.1422e-11
[79 empty] | WLDFR | HFTD - Distribution - Tier 3 - 2QU CoRE ¦ 5QU LoRE | Red Flag Warning - Large Fires | 2051 | 0 | 0 | 4.171e-08 | 7.3713 | 0.88759 | 4.1075 | 2.3763 | 0 | 0 | 0 | 2.7023e-05 |  | 0 | 0 | 0 | 0 | 0 | 0 | 3.0746e-07 | 0 | 3.0746e-07 | [16 empty] | 7.3.1.3 Ignition probability mapping showing the probability of ignition along the electric lines and equipmentWLDFRAggregatedAggregated | WLDFR | HFTD - Distribution - Tier 3 - 2QU CoRE ¦ 5QU LoRE | Seismic - Red Flag Warning - Catastrophic Fires | Aggregated | Aggregated | 2030 | 1.3879e-08 | 0 | 33.5215 | 4.6524e-07 | 2030 | Mitigation | 0.08575 | 30 | 0 | esc | 0.0012005 | 1.6662e-11 | 0.00060025 | 8.3309e-12 | 0.0015435 | 2.1422e-11
[79 empty] | WLDFR | HFTD - Distribution - Tier 3 - 2QU CoRE ¦ 5QU LoRE | Red Flag Warning - Small Fires | 2020 | 3.5826e-07 | 0 | 0 | 0.077901 | 0.036425 | 0.0015809 | 0.039895 | 0 | 0 | 0 | 0.00029843 |  | 2.7909e-08 | 0 | 2.7909e-08 | 0 | 0 | 0 | 0 | 0 | 0 | [16 empty] | 7.3.1.3 Ignition probability mapping showing the probability of ignition along the electric lines and equipmentWLDFRAggregatedAggregated | WLDFR | HFTD - Distribution - Tier 3 - 2QU CoRE ¦ 5QU LoRE | Seismic - Red Flag Warning - Catastrophic Fires | Aggregated | Aggregated | 2031 | 1.3879e-08 | 0 | 33.5215 | 4.6524e-07 | 2031 | Mitigation | 0.08575 | 30 | 0 | esc | 0.0012005 | 1.6662e-11 | 0.00060025 | 8.3309e-12 | 0.0015435 | 2.1422e-11
[79 empty] | WLDFR | HFTD - Distribution - Tier 3 - 2QU CoRE ¦ 5QU LoRE | Red Flag Warning - Small Fires | 2021 | 3.5826e-07 | 1.7913e-07 | 0 | 0.077901 | 0.036425 | 0.0015809 | 0.039895 | 0 | 0 | 0 | 0.00029843 |  | 2.7909e-08 | 0 | 2.7909e-08 | 1.3954e-08 | 0 | 1.3954e-08 | 0 | 0 | 0 | [16 empty] | 7.3.1.3 Ignition probability mapping showing the probability of ignition along the electric lines and equipmentWLDFRAggregatedAggregated | WLDFR | HFTD - Distribution - Tier 3 - 2QU CoRE ¦ 5QU LoRE | Seismic - Red Flag Warning - Catastrophic Fires | Aggregated | Aggregated | 2032 | 1.3879e-08 | 0 | 33.5215 | 4.6524e-07 | 2032 | Mitigation | 0.08575 | 30 | 0 | esc | 0.0012005 | 1.6662e-11 | 0.00060025 | 8.3309e-12 | 0.0015435 | 2.1422e-11
[79 empty] | WLDFR | HFTD - Distribution - Tier 3 - 2QU CoRE ¦ 5QU LoRE | Red Flag Warning - Small Fires | 2022 | 3.5826e-07 | 1.7913e-07 | 4.6063e-07 | 0.077901 | 0.036425 | 0.0015809 | 0.039895 | 0 | 0 | 0 | 0.00029843 |  | 2.7909e-08 | 0 | 2.7909e-08 | 1.3954e-08 | 0 | 1.3954e-08 | 3.5883e-08 | 0 | 3.5883e-08 | [16 empty] | 7.3.1.3 Ignition probability mapping showing the probability of ignition along the electric lines and equipmentWLDFRAggregatedAggregated | WLDFR | HFTD - Distribution - Tier 3 - 2QU CoRE ¦ 5QU LoRE | Seismic - Red Flag Warning - Catastrophic Fires | Aggregated | Aggregated | 2033 | 1.3879e-08 | 0 | 33.5215 | 4.6524e-07 | 2033 | Mitigation | 0.08575 | 30 | 0 | esc | 0.0012005 | 1.6662e-11 | 0.00060025 | 8.3309e-12 | 0.0015435 | 2.1422e-11
[79 empty] | WLDFR | HFTD - Distribution - Tier 3 - 2QU CoRE ¦ 5QU LoRE | Red Flag Warning - Small Fires | 2023 | 3.5826e-07 | 1.7913e-07 | 4.6063e-07 | 0.080408 | 0.03759 | 0.0016314 | 0.041187 | 0 | 0 | 0 | 0.00029843 |  | 2.8807e-08 | 0 | 2.8807e-08 | 1.4404e-08 | 0 | 1.4404e-08 | 3.7038e-08 | 0 | 3.7038e-08 | [16 empty] | 7.3.1.3 Ignition probability mapping showing the probability of ignition along the electric lines and equipmentWLDFRAggregatedAggregated | WLDFR | HFTD - Distribution - Tier 3 - 2QU CoRE ¦ 5QU LoRE | Seismic - Red Flag Warning - Catastrophic Fires | Aggregated | Aggregated | 2034 | 1.3879e-08 | 0 | 33.5215 | 4.6524e-07 | 2034 | Mitigation | 0.08575 | 30 | 0 | esc | 0.0012005 | 1.6662e-11 | 0.00060025 | 8.3309e-12 | 0.0015435 | 2.1422e-11
[79 empty] | WLDFR | HFTD - Distribution - Tier 3 - 2QU CoRE ¦ 5QU LoRE | Red Flag Warning - Small Fires | 2024 | 3.5826e-07 | 1.7913e-07 | 4.6063e-07 | 0.080408 | 0.03759 | 0.0016314 | 0.041187 | 0 | 0 | 0 | 0.00029843 |  | 2.8807e-08 | 0 | 2.8807e-08 | 1.4404e-08 | 0 | 1.4404e-08 | 3.7038e-08 | 0 | 3.7038e-08 | [16 empty] | 7.3.1.3 Ignition probability mapping showing the probability of ignition along the electric lines and equipmentWLDFRAggregatedAggregated | WLDFR | HFTD - Distribution - Tier 3 - 2QU CoRE ¦ 5QU LoRE | Seismic - Red Flag Warning - Catastrophic Fires | Aggregated | Aggregated | 2035 | 1.3879e-08 | 0 | 33.5215 | 4.6524e-07 | 2035 | Mitigation | 0.08575 | 30 | 0 | esc | 0.0012005 | 1.6662e-11 | 0.00060025 | 8.3309e-12 | 0.0015435 | 2.1422e-11
[79 empty] | WLDFR | HFTD - Distribution - Tier 3 - 2QU CoRE ¦ 5QU LoRE | Red Flag Warning - Small Fires | 2025 | 3.5826e-07 | 1.7913e-07 | 4.6063e-07 | 0.080408 | 0.03759 | 0.0016314 | 0.041187 | 0 | 0 | 0 | 0.00029843 |  | 2.8807e-08 | 0 | 2.8807e-08 | 1.4404e-08 | 0 | 1.4404e-08 | 3.7038e-08 | 0 | 3.7038e-08 | [16 empty] | 7.3.1.3 Ignition probability mapping showing the probability of ignition along the electric lines and equipmentWLDFRAggregatedAggregated | WLDFR | HFTD - Distribution - Tier 3 - 2QU CoRE ¦ 5QU LoRE | Seismic - Red Flag Warning - Catastrophic Fires | Aggregated | Aggregated | 2036 | 1.3879e-08 | 0 | 33.5215 | 4.6524e-07 | 2036 | Mitigation | 0.08575 | 30 | 0 | esc | 0.0012005 | 1.6662e-11 | 0.00060025 | 8.3309e-12 | 0.0015435 | 2.1422e-11
[79 empty] | WLDFR | HFTD - Distribution - Tier 3 - 2QU CoRE ¦ 5QU LoRE | Red Flag Warning - Small Fires | 2026 | 3.5826e-07 | 1.7913e-07 | 4.6063e-07 | 0.080408 | 0.03759 | 0.0016314 | 0.041187 | 0 | 0 | 0 | 0.00029843 |  | 2.8807e-08 | 0 | 2.8807e-08 | 1.4404e-08 | 0 | 1.4404e-08 | 3.7038e-08 | 0 | 3.7038e-08 | [16 empty] | 7.3.1.3 Ignition probability mapping showing the probability of ignition along the electric lines and equipmentWLDFRAggregatedAggregated | WLDFR | HFTD - Distribution - Tier 3 - 2QU CoRE ¦ 5QU LoRE | Seismic - Red Flag Warning - Catastrophic Fires | Aggregated | Aggregated | 2037 | 1.3879e-08 | 0 | 33.5215 | 4.6524e-07 | 2037 | Mitigation | 0.08575 | 30 | 0 | esc | 0.0012005 | 1.6662e-11 | 0.00060025 | 8.3309e-12 | 0.0015435 | 2.1422e-11
[79 empty] | WLDFR | HFTD - Distribution - Tier 3 - 2QU CoRE ¦ 5QU LoRE | Red Flag Warning - Small Fires | 2027 | 3.5826e-07 | 1.7913e-07 | 4.6063e-07 | 0.080408 | 0.03759 | 0.0016314 | 0.041187 | 0 | 0 | 0 | 0.00029843 |  | 2.8807e-08 | 0 | 2.8807e-08 | 1.4404e-08 | 0 | 1.4404e-08 | 3.7038e-08 | 0 | 3.7038e-08 | [16 empty] | 7.3.1.3 Ignition probability mapping showing the probability of ignition along the electric lines and equipmentWLDFRAggregatedAggregated | WLDFR | HFTD - Distribution - Tier 3 - 2QU CoRE ¦ 5QU LoRE | Seismic - Red Flag Warning - Catastrophic Fires | Aggregated | Aggregated | 2038 | 1.3879e-08 | 0 | 33.5215 | 4.6524e-07 | 2038 | Mitigation | 0.08575 | 30 | 0 | esc | 0.0012005 | 1.6662e-11 | 0.00060025 | 8.3309e-12 | 0.0015435 | 2.1422e-11
[79 empty] | WLDFR | HFTD - Distribution - Tier 3 - 2QU CoRE ¦ 5QU LoRE | Red Flag Warning - Small Fires | 2028 | 3.5826e-07 | 1.7913e-07 | 4.6063e-07 | 0.083606 | 0.039055 | 0.001695 | 0.042856 | 0 | 0 | 0 | 0.00029843 |  | 2.9953e-08 | 0 | 2.9953e-08 | 1.4977e-08 | 0 | 1.4977e-08 | 3.8511e-08 | 0 | 3.8511e-08 | [16 empty] | 7.3.1.3 Ignition probability mapping showing the probability of ignition along the electric lines and equipmentWLDFRAggregatedAggregated | WLDFR | HFTD - Distribution - Tier 3 - 2QU CoRE ¦ 5QU LoRE | Seismic - Red Flag Warning - Catastrophic Fires | Aggregated | Aggregated | 2039 | 1.3879e-08 | 0 | 33.5215 | 4.6524e-07 | 2039 | Mitigation | 0.08575 | 30 | 0 | esc | 0.0012005 | 1.6662e-11 | 0.00060025 | 8.3309e-12 | 0.0015435 | 2.1422e-11
[79 empty] | WLDFR | HFTD - Distribution - Tier 3 - 2QU CoRE ¦ 5QU LoRE | Red Flag Warning - Small Fires | 2029 | 3.5826e-07 | 1.7913e-07 | 4.6063e-07 | 0.083606 | 0.039055 | 0.001695 | 0.042856 | 0 | 0 | 0 | 0.00029843 |  | 2.9953e-08 | 0 | 2.9953e-08 | 1.4977e-08 | 0 | 1.4977e-08 | 3.8511e-08 | 0 | 3.8511e-08 | [16 empty] | 7.3.1.3 Ignition probability mapping showing the probability of ignition along the electric lines and equipmentWLDFRAggregatedAggregated | WLDFR | HFTD - Distribution - Tier 3 - 2QU CoRE ¦ 5QU LoRE | Seismic - Red Flag Warning - Catastrophic Fires | Aggregated | Aggregated | 2040 | 1.3879e-08 | 0 | 33.5215 | 4.6524e-07 | 2040 | Mitigation | 0.08575 | 30 | 0 | esc | 0.0012005 | 1.6662e-11 | 0.00060025 | 8.3309e-12 | 0.0015435 | 2.1422e-11
[79 empty] | WLDFR | HFTD - Distribution - Tier 3 - 2QU CoRE ¦ 5QU LoRE | Red Flag Warning - Small Fires | 2030 | 3.5826e-07 | 1.7913e-07 | 4.6063e-07 | 0.083606 | 0.039055 | 0.001695 | 0.042856 | 0 | 0 | 0 | 0.00029843 |  | 2.9953e-08 | 0 | 2.9953e-08 | 1.4977e-08 | 0 | 1.4977e-08 | 3.8511e-08 | 0 | 3.8511e-08 | [16 empty] | 7.3.1.3 Ignition probability mapping showing the probability of ignition along the electric lines and equipmentWLDFRAggregatedAggregated | WLDFR | HFTD - Distribution - Tier 3 - 2QU CoRE ¦ 5QU LoRE | Seismic - Red Flag Warning - Catastrophic Fires | Aggregated | Aggregated | 2041 | 1.3879e-08 | 0 | 33.5215 | 4.6524e-07 | 2041 | Mitigation | 0.08575 | 30 | 0 | esc | 0.0012005 | 1.6662e-11 | 0.00060025 | 8.3309e-12 | 0.0015435 | 2.1422e-11
[79 empty] | WLDFR | HFTD - Distribution - Tier 3 - 2QU CoRE ¦ 5QU LoRE | Red Flag Warning - Small Fires | 2031 | 3.5826e-07 | 1.7913e-07 | 4.6063e-07 | 0.083606 | 0.039055 | 0.001695 | 0.042856 | 0 | 0 | 0 | 0.00029843 |  | 2.9953e-08 | 0 | 2.9953e-08 | 1.4977e-08 | 0 | 1.4977e-08 | 3.8511e-08 | 0 | 3.8511e-08 | [16 empty] | 7.3.1.3 Ignition probability mapping showing the probability of ignition along the electric lines and equipmentWLDFRAggregatedAggregated | WLDFR | HFTD - Distribution - Tier 3 - 2QU CoRE ¦ 5QU LoRE | Seismic - Red Flag Warning - Catastrophic Fires | Aggregated | Aggregated | 2042 | 1.3879e-08 | 0 | 33.5215 | 4.6524e-07 | 2042 | Mitigation | 0.08575 | 30 | 0 | esc | 0.0012005 | 1.6662e-11 | 0.00060025 | 8.3309e-12 | 0.0015435 | 2.1422e-11
[79 empty] | WLDFR | HFTD - Distribution - Tier 3 - 2QU CoRE ¦ 5QU LoRE | Red Flag Warning - Small Fires | 2032 | 3.5826e-07 | 1.7913e-07 | 4.6063e-07 | 0.083606 | 0.039055 | 0.001695 | 0.042856 | 0 | 0 | 0 | 0.00029843 |  | 2.9953e-08 | 0 | 2.9953e-08 | 1.4977e-08 | 0 | 1.4977e-08 | 3.8511e-08 | 0 | 3.8511e-08 | [16 empty] | 7.3.1.3 Ignition probability mapping showing the probability of ignition along the electric lines and equipmentWLDFRAggregatedAggregated | WLDFR | HFTD - Distribution - Tier 3 - 2QU CoRE ¦ 5QU LoRE | Seismic - Red Flag Warning - Catastrophic Fires | Aggregated | Aggregated | 2043 | 1.3879e-08 | 0 | 33.5215 | 4.6524e-07 | 2043 | Mitigation | 0.08575 | 30 | 0 | esc | 0.0012005 | 1.6662e-11 | 0.00060025 | 8.3309e-12 | 0.0015435 | 2.1422e-11
[79 empty] | WLDFR | HFTD - Distribution - Tier 3 - 2QU CoRE ¦ 5QU LoRE | Red Flag Warning - Small Fires | 2033 | 3.5826e-07 | 1.7913e-07 | 4.6063e-07 | 0.087211 | 0.040679 | 0.0017655 | 0.044766 | 0 | 0 | 0 | 0.00029843 |  | 3.1245e-08 | 0 | 3.1245e-08 | 1.5622e-08 | 0 | 1.5622e-08 | 4.0172e-08 | 0 | 4.0172e-08 | [16 empty] | 7.3.1.3 Ignition probability mapping showing the probability of ignition along the electric lines and equipmentWLDFRAggregatedAggregated | WLDFR | HFTD - Distribution - Tier 3 - 2QU CoRE ¦ 5QU LoRE | Seismic - Red Flag Warning - Catastrophic Fires | Aggregated | Aggregated | 2044 | 1.3879e-08 | 0 | 33.5215 | 4.6524e-07 | 2044 | Mitigation | 0.08575 | 30 | 0 | esc | 0.0012005 | 1.6662e-11 | 0.00060025 | 8.3309e-12 | 0.0015435 | 2.1422e-11
[79 empty] | WLDFR | HFTD - Distribution - Tier 3 - 2QU CoRE ¦ 5QU LoRE | Red Flag Warning - Small Fires | 2034 | 3.5826e-07 | 1.7913e-07 | 4.6063e-07 | 0.087211 | 0.040679 | 0.0017655 | 0.044766 | 0 | 0 | 0 | 0.00029843 |  | 3.1245e-08 | 0 | 3.1245e-08 | 1.5622e-08 | 0 | 1.5622e-08 | 4.0172e-08 | 0 | 4.0172e-08 | [16 empty] | 7.3.1.3 Ignition probability mapping showing the probability of ignition along the electric lines and equipmentWLDFRAggregatedAggregated | WLDFR | HFTD - Distribution - Tier 3 - 2QU CoRE ¦ 5QU LoRE | Seismic - Red Flag Warning - Catastrophic Fires | Aggregated | Aggregated | 2045 | 1.3879e-08 | 0 | 33.5215 | 4.6524e-07 | 2045 | Mitigation | 0.08575 | 30 | 0 | esc | 0.0012005 | 1.6662e-11 | 0.00060025 | 8.3309e-12 | 0.0015435 | 2.1422e-11
[79 empty] | WLDFR | HFTD - Distribution - Tier 3 - 2QU CoRE ¦ 5QU LoRE | Red Flag Warning - Small Fires | 2035 | 3.5826e-07 | 1.7913e-07 | 4.6063e-07 | 0.087211 | 0.040679 | 0.0017655 | 0.044766 | 0 | 0 | 0 | 0.00029843 |  | 3.1245e-08 | 0 | 3.1245e-08 | 1.5622e-08 | 0 | 1.5622e-08 | 4.0172e-08 | 0 | 4.0172e-08 | [16 empty] | 7.3.1.3 Ignition probability mapping showing the probability of ignition along the electric lines and equipmentWLDFRAggregatedAggregated | WLDFR | HFTD - Distribution - Tier 3 - 2QU CoRE ¦ 5QU LoRE | Seismic - Red Flag Warning - Catastrophic Fires | Aggregated | Aggregated | 2046 | 1.3879e-08 | 0 | 33.5215 | 4.6524e-07 | 2046 | Mitigation | 0.08575 | 30 | 0 | esc | 0.0012005 | 1.6662e-11 | 0.00060025 | 8.3309e-12 | 0.0015435 | 2.1422e-11
[79 empty] | WLDFR | HFTD - Distribution - Tier 3 - 2QU CoRE ¦ 5QU LoRE | Red Flag Warning - Small Fires | 2036 | 3.5826e-07 | 1.7913e-07 | 4.6063e-07 | 0.087211 | 0.040679 | 0.0017655 | 0.044766 | 0 | 0 | 0 | 0.00029843 |  | 3.1245e-08 | 0 | 3.1245e-08 | 1.5622e-08 | 0 | 1.5622e-08 | 4.0172e-08 | 0 | 4.0172e-08 | [16 empty] | 7.3.1.3 Ignition probability mapping showing the probability of ignition along the electric lines and equipmentWLDFRAggregatedAggregated | WLDFR | HFTD - Distribution - Tier 3 - 2QU CoRE ¦ 5QU LoRE | Seismic - Red Flag Warning - Catastrophic Fires | Aggregated | Aggregated | 2047 | 1.3879e-08 | 0 | 33.5215 | 4.6524e-07 | 2047 | Mitigation | 0.08575 | 30 | 0 | esc | 0.0012005 | 1.6662e-11 | 0.00060025 | 8.3309e-12 | 0.0015435 | 2.1422e-11
[79 empty] | WLDFR | HFTD - Distribution - Tier 3 - 2QU CoRE ¦ 5QU LoRE | Red Flag Warning - Small Fires | 2037 | 3.5826e-07 | 1.7913e-07 | 4.6063e-07 | 0.087211 | 0.040679 | 0.0017655 | 0.044766 | 0 | 0 | 0 | 0.00029843 |  | 3.1245e-08 | 0 | 3.1245e-08 | 1.5622e-08 | 0 | 1.5622e-08 | 4.0172e-08 | 0 | 4.0172e-08 | [16 empty] | 7.3.1.3 Ignition probability mapping showing the probability of ignition along the electric lines and equipmentWLDFRAggregatedAggregated | WLDFR | HFTD - Distribution - Tier 3 - 2QU CoRE ¦ 5QU LoRE | Seismic - Red Flag Warning - Catastrophic Fires | Aggregated | Aggregated | 2048 | 1.3879e-08 | 0 | 33.5215 | 4.6524e-07 | 2048 | Mitigation | 0.08575 | 30 | 0 | esc | 0.0012005 | 1.6662e-11 | 0.00060025 | 8.3309e-12 | 0.0015435 | 2.1422e-11
[79 empty] | WLDFR | HFTD - Distribution - Tier 3 - 2QU CoRE ¦ 5QU LoRE | Red Flag Warning - Small Fires | 2038 | 3.5826e-07 | 1.7913e-07 | 4.6063e-07 | 0.091184 | 0.042438 | 0.0018418 | 0.046905 | 0 | 0 | 0 | 0.00029843 |  | 3.2668e-08 | 0 | 3.2668e-08 | 1.6334e-08 | 0 | 1.6334e-08 | 4.2002e-08 | 0 | 4.2002e-08 | [16 empty] | 7.3.1.3 Ignition probability mapping showing the probability of ignition along the electric lines and equipmentWLDFRAggregatedAggregated | WLDFR | HFTD - Distribution - Tier 3 - 2QU CoRE ¦ 5QU LoRE | Seismic - Red Flag Warning - Catastrophic Fires | Aggregated | Aggregated | 2049 | 1.3879e-08 | 0 | 33.5215 | 4.6524e-07 | 2049 | Mitigation | 0.08575 | 30 | 0 | esc | 0.0012005 | 1.6662e-11 | 0.00060025 | 8.3309e-12 | 0.0015435 | 2.1422e-11
[79 empty] | WLDFR | HFTD - Distribution - Tier 3 - 2QU CoRE ¦ 5QU LoRE | Red Flag Warning - Small Fires | 2039 | 3.5826e-07 | 1.7913e-07 | 4.6063e-07 | 0.091184 | 0.042438 | 0.0018418 | 0.046905 | 0 | 0 | 0 | 0.00029843 |  | 3.2668e-08 | 0 | 3.2668e-08 | 1.6334e-08 | 0 | 1.6334e-08 | 4.2002e-08 | 0 | 4.2002e-08 | [16 empty] | 7.3.1.3 Ignition probability mapping showing the probability of ignition along the electric lines and equipmentWLDFRAggregatedAggregated | WLDFR | HFTD - Distribution - Tier 3 - 2QU CoRE ¦ 5QU LoRE | Seismic - Red Flag Warning - Catastrophic Fires | Aggregated | Aggregated | 2050 | 1.3879e-08 | 0 | 33.5215 | 4.6524e-07 | 2050 | Mitigation | 0.08575 | 30 | 0 | esc | 0 | 0 | 0.00060025 | 8.3309e-12 | 0.0015435 | 2.1422e-11
[79 empty] | WLDFR | HFTD - Distribution - Tier 3 - 2QU CoRE ¦ 5QU LoRE | Red Flag Warning - Small Fires | 2040 | 3.5826e-07 | 1.7913e-07 | 4.6063e-07 | 0.091184 | 0.042438 | 0.0018418 | 0.046905 | 0 | 0 | 0 | 0.00029843 |  | 3.2668e-08 | 0 | 3.2668e-08 | 1.6334e-08 | 0 | 1.6334e-08 | 4.2002e-08 | 0 | 4.2002e-08 | [16 empty] | 7.3.1.3 Ignition probability mapping showing the probability of ignition along the electric lines and equipmentWLDFRAggregatedAggregated | WLDFR | HFTD - Distribution - Tier 3 - 2QU CoRE ¦ 5QU LoRE | Seismic - Red Flag Warning - Catastrophic Fires | Aggregated | Aggregated | 2051 | 1.3879e-08 | 0 | 33.5215 | 4.6524e-07 | 2051 | Mitigation | 0.08575 | 30 | 0 | esc | 0 | 0 | 0 | 0 | 0.0015435 | 2.1422e-11
[79 empty] | WLDFR | HFTD - Distribution - Tier 3 - 2QU CoRE ¦ 5QU LoRE | Red Flag Warning - Small Fires | 2041 | 3.5826e-07 | 1.7913e-07 | 4.6063e-07 | 0.091184 | 0.042438 | 0.0018418 | 0.046905 | 0 | 0 | 0 | 0.00029843 |  | 3.2668e-08 | 0 | 3.2668e-08 | 1.6334e-08 | 0 | 1.6334e-08 | 4.2002e-08 | 0 | 4.2002e-08 | [16 empty] | 7.3.1.3 Ignition probability mapping showing the probability of ignition along the electric lines and equipmentWLDFRAggregatedAggregated | WLDFR | HFTD - Distribution - Tier 3 - 3QU CoRE ¦ 1QU LoRE | Non-Red Flag Warning - Catastrophic Fires | Aggregated | Aggregated | 2021 | 1.6754e-06 | 0 | 459.7243 | 0.00077021 | 2021 | Mitigation | 0.08575 | 30 | 0 | esc | 0.0012005 | 2.0113e-09 | 0.00060025 | 1.0056e-09 | 0 | 0
[79 empty] | WLDFR | HFTD - Distribution - Tier 3 - 2QU CoRE ¦ 5QU LoRE | Red Flag Warning - Small Fires | 2042 | 3.5826e-07 | 1.7913e-07 | 4.6063e-07 | 0.091184 | 0.042438 | 0.0018418 | 0.046905 | 0 | 0 | 0 | 0.00029843 |  | 3.2668e-08 | 0 | 3.2668e-08 | 1.6334e-08 | 0 | 1.6334e-08 | 4.2002e-08 | 0 | 4.2002e-08 | [16 empty] | 7.3.1.3 Ignition probability mapping showing the probability of ignition along the electric lines and equipmentWLDFRAggregatedAggregated | WLDFR | HFTD - Distribution - Tier 3 - 3QU CoRE ¦ 1QU LoRE | Non-Red Flag Warning - Catastrophic Fires | Aggregated | Aggregated | 2022 | 1.6754e-06 | 0 | 459.7243 | 0.00077021 | 2022 | Mitigation | 0.08575 | 30 | 0 | esc | 0.0012005 | 2.0113e-09 | 0.00060025 | 1.0056e-09 | 0.0015435 | 2.5859e-09
[79 empty] | WLDFR | HFTD - Distribution - Tier 3 - 2QU CoRE ¦ 5QU LoRE | Red Flag Warning - Small Fires | 2043 | 3.5826e-07 | 1.7913e-07 | 4.6063e-07 | 0.095486 | 0.044306 | 0.0019228 | 0.049257 | 0 | 0 | 0 | 0.00029843 |  | 3.4209e-08 | 0 | 3.4209e-08 | 1.7105e-08 | 0 | 1.7105e-08 | 4.3983e-08 | 0 | 4.3983e-08 | [16 empty] | 7.3.1.3 Ignition probability mapping showing the probability of ignition along the electric lines and equipmentWLDFRAggregatedAggregated | WLDFR | HFTD - Distribution - Tier 3 - 3QU CoRE ¦ 1QU LoRE | Non-Red Flag Warning - Catastrophic Fires | Aggregated | Aggregated | 2023 | 1.6754e-06 | 0 | 459.7243 | 0.00077021 | 2023 | Mitigation | 0.08575 | 30 | 0 | esc | 0.0012005 | 2.0113e-09 | 0.00060025 | 1.0056e-09 | 0.0015435 | 2.5859e-09
[79 empty] | WLDFR | HFTD - Distribution - Tier 3 - 2QU CoRE ¦ 5QU LoRE | Red Flag Warning - Small Fires | 2044 | 3.5826e-07 | 1.7913e-07 | 4.6063e-07 | 0.095486 | 0.044306 | 0.0019228 | 0.049257 | 0 | 0 | 0 | 0.00029843 |  | 3.4209e-08 | 0 | 3.4209e-08 | 1.7105e-08 | 0 | 1.7105e-08 | 4.3983e-08 | 0 | 4.3983e-08 | [16 empty] | 7.3.1.3 Ignition probability mapping showing the probability of ignition along the electric lines and equipmentWLDFRAggregatedAggregated | WLDFR | HFTD - Distribution - Tier 3 - 3QU CoRE ¦ 1QU LoRE | Non-Red Flag Warning - Catastrophic Fires | Aggregated | Aggregated | 2024 | 1.6754e-06 | 0 | 459.7243 | 0.00077021 | 2024 | Mitigation | 0.08575 | 30 | 0 | esc | 0.0012005 | 2.0113e-09 | 0.00060025 | 1.0056e-09 | 0.0015435 | 2.5859e-09
[79 empty] | WLDFR | HFTD - Distribution - Tier 3 - 2QU CoRE ¦ 5QU LoRE | Red Flag Warning - Small Fires | 2045 | 3.5826e-07 | 1.7913e-07 | 4.6063e-07 | 0.095486 | 0.044306 | 0.0019228 | 0.049257 | 0 | 0 | 0 | 0.00029843 |  | 3.4209e-08 | 0 | 3.4209e-08 | 1.7105e-08 | 0 | 1.7105e-08 | 4.3983e-08 | 0 | 4.3983e-08 | [16 empty] | 7.3.1.3 Ignition probability mapping showing the probability of ignition along the electric lines and equipmentWLDFRAggregatedAggregated | WLDFR | HFTD - Distribution - Tier 3 - 3QU CoRE ¦ 1QU LoRE | Non-Red Flag Warning - Catastrophic Fires | Aggregated | Aggregated | 2025 | 1.6754e-06 | 0 | 459.7243 | 0.00077021 | 2025 | Mitigation | 0.08575 | 30 | 0 | esc | 0.0012005 | 2.0113e-09 | 0.00060025 | 1.0056e-09 | 0.0015435 | 2.5859e-09
[79 empty] | WLDFR | HFTD - Distribution - Tier 3 - 2QU CoRE ¦ 5QU LoRE | Red Flag Warning - Small Fires | 2046 | 3.5826e-07 | 1.7913e-07 | 4.6063e-07 | 0.095486 | 0.044306 | 0.0019228 | 0.049257 | 0 | 0 | 0 | 0.00029843 |  | 3.4209e-08 | 0 | 3.4209e-08 | 1.7105e-08 | 0 | 1.7105e-08 | 4.3983e-08 | 0 | 4.3983e-08 | [16 empty] | 7.3.1.3 Ignition probability mapping showing the probability of ignition along the electric lines and equipmentWLDFRAggregatedAggregated | WLDFR | HFTD - Distribution - Tier 3 - 3QU CoRE ¦ 1QU LoRE | Non-Red Flag Warning - Catastrophic Fires | Aggregated | Aggregated | 2026 | 1.6754e-06 | 0 | 459.7243 | 0.00077021 | 2026 | Mitigation | 0.08575 | 30 | 0 | esc | 0.0012005 | 2.0113e-09 | 0.00060025 | 1.0056e-09 | 0.0015435 | 2.5859e-09
[79 empty] | WLDFR | HFTD - Distribution - Tier 3 - 2QU CoRE ¦ 5QU LoRE | Red Flag Warning - Small Fires | 2047 | 3.5826e-07 | 1.7913e-07 | 4.6063e-07 | 0.095486 | 0.044306 | 0.0019228 | 0.049257 | 0 | 0 | 0 | 0.00029843 |  | 3.4209e-08 | 0 | 3.4209e-08 | 1.7105e-08 | 0 | 1.7105e-08 | 4.3983e-08 | 0 | 4.3983e-08 | [16 empty] | 7.3.1.3 Ignition probability mapping showing the probability of ignition along the electric lines and equipmentWLDFRAggregatedAggregated | WLDFR | HFTD - Distribution - Tier 3 - 3QU CoRE ¦ 1QU LoRE | Non-Red Flag Warning - Catastrophic Fires | Aggregated | Aggregated | 2027 | 1.6754e-06 | 0 | 459.7243 | 0.00077021 | 2027 | Mitigation | 0.08575 | 30 | 0 | esc | 0.0012005 | 2.0113e-09 | 0.00060025 | 1.0056e-09 | 0.0015435 | 2.5859e-09
[79 empty] | WLDFR | HFTD - Distribution - Tier 3 - 2QU CoRE ¦ 5QU LoRE | Red Flag Warning - Small Fires | 2048 | 3.5826e-07 | 1.7913e-07 | 4.6063e-07 | 0.10007 | 0.04626 | 0.0020076 | 0.051804 | 0 | 0 | 0 | 0.00029843 |  | 3.5852e-08 | 0 | 3.5852e-08 | 1.7926e-08 | 0 | 1.7926e-08 | 4.6096e-08 | 0 | 4.6096e-08 | [16 empty] | 7.3.1.3 Ignition probability mapping showing the probability of ignition along the electric lines and equipmentWLDFRAggregatedAggregated | WLDFR | HFTD - Distribution - Tier 3 - 3QU CoRE ¦ 1QU LoRE | Non-Red Flag Warning - Catastrophic Fires | Aggregated | Aggregated | 2028 | 1.6754e-06 | 0 | 459.7243 | 0.00077021 | 2028 | Mitigation | 0.08575 | 30 | 0 | esc | 0.0012005 | 2.0113e-09 | 0.00060025 | 1.0056e-09 | 0.0015435 | 2.5859e-09
[79 empty] | WLDFR | HFTD - Distribution - Tier 3 - 2QU CoRE ¦ 5QU LoRE | Red Flag Warning - Small Fires | 2049 | 3.5826e-07 | 1.7913e-07 | 4.6063e-07 | 0.10007 | 0.04626 | 0.0020076 | 0.051804 | 0 | 0 | 0 | 0.00029843 |  | 3.5852e-08 | 0 | 3.5852e-08 | 1.7926e-08 | 0 | 1.7926e-08 | 4.6096e-08 | 0 | 4.6096e-08 | [16 empty] | 7.3.1.3 Ignition probability mapping showing the probability of ignition along the electric lines and equipmentWLDFRAggregatedAggregated | WLDFR | HFTD - Distribution - Tier 3 - 3QU CoRE ¦ 1QU LoRE | Non-Red Flag Warning - Catastrophic Fires | Aggregated | Aggregated | 2029 | 1.6754e-06 | 0 | 459.7243 | 0.00077021 | 2029 | Mitigation | 0.08575 | 30 | 0 | esc | 0.0012005 | 2.0113e-09 | 0.00060025 | 1.0056e-09 | 0.0015435 | 2.5859e-09
[79 empty] | WLDFR | HFTD - Distribution - Tier 3 - 2QU CoRE ¦ 5QU LoRE | Red Flag Warning - Small Fires | 2050 | 0 | 1.7913e-07 | 4.6063e-07 | 0.10007 | 0.04626 | 0.0020076 | 0.051804 | 0 | 0 | 0 | 0.00029843 |  | 0 | 0 | 0 | 1.7926e-08 | 0 | 1.7926e-08 | 4.6096e-08 | 0 | 4.6096e-08 | [16 empty] | 7.3.1.3 Ignition probability mapping showing the probability of ignition along the electric lines and equipmentWLDFRAggregatedAggregated | WLDFR | HFTD - Distribution - Tier 3 - 3QU CoRE ¦ 1QU LoRE | Non-Red Flag Warning - Catastrophic Fires | Aggregated | Aggregated | 2030 | 1.6754e-06 | 0 | 459.7243 | 0.00077021 | 2030 | Mitigation | 0.08575 | 30 | 0 | esc | 0.0012005 | 2.0113e-09 | 0.00060025 | 1.0056e-09 | 0.0015435 | 2.5859e-09
[79 empty] | WLDFR | HFTD - Distribution - Tier 3 - 2QU CoRE ¦ 5QU LoRE | Red Flag Warning - Small Fires | 2051 | 0 | 0 | 4.6063e-07 | 0.10007 | 0.04626 | 0.0020076 | 0.051804 | 0 | 0 | 0 | 0.00029843 |  | 0 | 0 | 0 | 0 | 0 | 0 | 4.6096e-08 | 0 | 4.6096e-08 | [16 empty] | 7.3.1.3 Ignition probability mapping showing the probability of ignition along the electric lines and equipmentWLDFRAggregatedAggregated | WLDFR | HFTD - Distribution - Tier 3 - 3QU CoRE ¦ 1QU LoRE | Non-Red Flag Warning - Catastrophic Fires | Aggregated | Aggregated | 2031 | 1.6754e-06 | 0 | 459.7243 | 0.00077021 | 2031 | Mitigation | 0.08575 | 30 | 0 | esc | 0.0012005 | 2.0113e-09 | 0.00060025 | 1.0056e-09 | 0.0015435 | 2.5859e-09
[79 empty] | WLDFR | HFTD - Distribution - Tier 3 - 2QU CoRE ¦ 5QU LoRE | Seismic - Non-Red Flag Warning - Catastrophic Fires | 2020 | 3.8633e-13 | 0 | 0 | 21083.8428 | 409.2237 | 13469.0878 | 7205.5313 | 0 | 0 | 0 | 3.218e-10 |  | 8.1452e-09 | 0 | 8.1452e-09 | 0 | 0 | 0 | 0 | 0 | 0 | [16 empty] | 7.3.1.3 Ignition probability mapping showing the probability of ignition along the electric lines and equipmentWLDFRAggregatedAggregated | WLDFR | HFTD - Distribution - Tier 3 - 3QU CoRE ¦ 1QU LoRE | Non-Red Flag Warning - Catastrophic Fires | Aggregated | Aggregated | 2032 | 1.6754e-06 | 0 | 459.7243 | 0.00077021 | 2032 | Mitigation | 0.08575 | 30 | 0 | esc | 0.0012005 | 2.0113e-09 | 0.00060025 | 1.0056e-09 | 0.0015435 | 2.5859e-09
[79 empty] | WLDFR | HFTD - Distribution - Tier 3 - 2QU CoRE ¦ 5QU LoRE | Seismic - Non-Red Flag Warning - Catastrophic Fires | 2021 | 3.8633e-13 | 1.9316e-13 | 0 | 21083.8428 | 409.2237 | 13469.0878 | 7205.5313 | 0 | 0 | 0 | 3.218e-10 |  | 8.1452e-09 | 0 | 8.1452e-09 | 4.0726e-09 | 0 | 4.0726e-09 | 0 | 0 | 0 | [16 empty] | 7.3.1.3 Ignition probability mapping showing the probability of ignition along the electric lines and equipmentWLDFRAggregatedAggregated | WLDFR | HFTD - Distribution - Tier 3 - 3QU CoRE ¦ 1QU LoRE | Non-Red Flag Warning - Catastrophic Fires | Aggregated | Aggregated | 2033 | 1.6754e-06 | 0 | 459.7243 | 0.00077021 | 2033 | Mitigation | 0.08575 | 30 | 0 | esc | 0.0012005 | 2.0113e-09 | 0.00060025 | 1.0056e-09 | 0.0015435 | 2.5859e-09
[79 empty] | WLDFR | HFTD - Distribution - Tier 3 - 2QU CoRE ¦ 5QU LoRE | Seismic - Non-Red Flag Warning - Catastrophic Fires | 2022 | 3.8633e-13 | 1.9316e-13 | 4.967e-13 | 21083.8428 | 409.2237 | 13469.0878 | 7205.5313 | 0 | 0 | 0 | 3.218e-10 |  | 8.1452e-09 | 0 | 8.1452e-09 | 4.0726e-09 | 0 | 4.0726e-09 | 1.0472e-08 | 0 | 1.0472e-08 | [16 empty] | 7.3.1.3 Ignition probability mapping showing the probability of ignition along the electric lines and equipmentWLDFRAggregatedAggregated | WLDFR | HFTD - Distribution - Tier 3 - 3QU CoRE ¦ 1QU LoRE | Non-Red Flag Warning - Catastrophic Fires | Aggregated | Aggregated | 2034 | 1.6754e-06 | 0 | 459.7243 | 0.00077021 | 2034 | Mitigation | 0.08575 | 30 | 0 | esc | 0.0012005 | 2.0113e-09 | 0.00060025 | 1.0056e-09 | 0.0015435 | 2.5859e-09
[79 empty] | WLDFR | HFTD - Distribution - Tier 3 - 2QU CoRE ¦ 5QU LoRE | Seismic - Non-Red Flag Warning - Catastrophic Fires | 2023 | 3.8633e-13 | 1.9316e-13 | 4.967e-13 | 21835.9781 | 428.6023 | 13939.561 | 7467.8148 | 0 | 0 | 0 | 3.218e-10 |  | 8.4358e-09 | 0 | 8.4358e-09 | 4.2179e-09 | 0 | 4.2179e-09 | 1.0846e-08 | 0 | 1.0846e-08 | [16 empty] | 7.3.1.3 Ignition probability mapping showing the probability of ignition along the electric lines and equipmentWLDFRAggregatedAggregated | WLDFR | HFTD - Distribution - Tier 3 - 3QU CoRE ¦ 1QU LoRE | Non-Red Flag Warning - Catastrophic Fires | Aggregated | Aggregated | 2035 | 1.6754e-06 | 0 | 459.7243 | 0.00077021 | 2035 | Mitigation | 0.08575 | 30 | 0 | esc | 0.0012005 | 2.0113e-09 | 0.00060025 | 1.0056e-09 | 0.0015435 | 2.5859e-09
[79 empty] | WLDFR | HFTD - Distribution - Tier 3 - 2QU CoRE ¦ 5QU LoRE | Seismic - Non-Red Flag Warning - Catastrophic Fires | 2024 | 3.8633e-13 | 1.9316e-13 | 4.967e-13 | 21835.9781 | 428.6023 | 13939.561 | 7467.8148 | 0 | 0 | 0 | 3.218e-10 |  | 8.4358e-09 | 0 | 8.4358e-09 | 4.2179e-09 | 0 | 4.2179e-09 | 1.0846e-08 | 0 | 1.0846e-08 | [16 empty] | 7.3.1.3 Ignition probability mapping showing the probability of ignition along the electric lines and equipmentWLDFRAggregatedAggregated | WLDFR | HFTD - Distribution - Tier 3 - 3QU CoRE ¦ 1QU LoRE | Non-Red Flag Warning - Catastrophic Fires | Aggregated | Aggregated | 2036 | 1.6754e-06 | 0 | 459.7243 | 0.00077021 | 2036 | Mitigation | 0.08575 | 30 | 0 | esc | 0.0012005 | 2.0113e-09 | 0.00060025 | 1.0056e-09 | 0.0015435 | 2.5859e-09
[79 empty] | WLDFR | HFTD - Distribution - Tier 3 - 2QU CoRE ¦ 5QU LoRE | Seismic - Non-Red Flag Warning - Catastrophic Fires | 2025 | 3.8633e-13 | 1.9316e-13 | 4.967e-13 | 21835.9781 | 428.6023 | 13939.561 | 7467.8148 | 0 | 0 | 0 | 3.218e-10 |  | 8.4358e-09 | 0 | 8.4358e-09 | 4.2179e-09 | 0 | 4.2179e-09 | 1.0846e-08 | 0 | 1.0846e-08 | [16 empty] | 7.3.1.3 Ignition probability mapping showing the probability of ignition along the electric lines and equipmentWLDFRAggregatedAggregated | WLDFR | HFTD - Distribution - Tier 3 - 3QU CoRE ¦ 1QU LoRE | Non-Red Flag Warning - Catastrophic Fires | Aggregated | Aggregated | 2037 | 1.6754e-06 | 0 | 459.7243 | 0.00077021 | 2037 | Mitigation | 0.08575 | 30 | 0 | esc | 0.0012005 | 2.0113e-09 | 0.00060025 | 1.0056e-09 | 0.0015435 | 2.5859e-09
[79 empty] | WLDFR | HFTD - Distribution - Tier 3 - 2QU CoRE ¦ 5QU LoRE | Seismic - Non-Red Flag Warning - Catastrophic Fires | 2026 | 3.8633e-13 | 1.9316e-13 | 4.967e-13 | 21835.9781 | 428.6023 | 13939.561 | 7467.8148 | 0 | 0 | 0 | 3.218e-10 |  | 8.4358e-09 | 0 | 8.4358e-09 | 4.2179e-09 | 0 | 4.2179e-09 | 1.0846e-08 | 0 | 1.0846e-08 | [16 empty] | 7.3.1.3 Ignition probability mapping showing the probability of ignition along the electric lines and equipmentWLDFRAggregatedAggregated | WLDFR | HFTD - Distribution - Tier 3 - 3QU CoRE ¦ 1QU LoRE | Non-Red Flag Warning - Catastrophic Fires | Aggregated | Aggregated | 2038 | 1.6754e-06 | 0 | 459.7243 | 0.00077021 | 2038 | Mitigation | 0.08575 | 30 | 0 | esc | 0.0012005 | 2.0113e-09 | 0.00060025 | 1.0056e-09 | 0.0015435 | 2.5859e-09
[79 empty] | WLDFR | HFTD - Distribution - Tier 3 - 2QU CoRE ¦ 5QU LoRE | Seismic - Non-Red Flag Warning - Catastrophic Fires | 2027 | 3.8633e-13 | 1.9316e-13 | 4.967e-13 | 21835.9781 | 428.6023 | 13939.561 | 7467.8148 | 0 | 0 | 0 | 3.218e-10 |  | 8.4358e-09 | 0 | 8.4358e-09 | 4.2179e-09 | 0 | 4.2179e-09 | 1.0846e-08 | 0 | 1.0846e-08 | [16 empty] | 7.3.1.3 Ignition probability mapping showing the probability of ignition along the electric lines and equipmentWLDFRAggregatedAggregated | WLDFR | HFTD - Distribution - Tier 3 - 3QU CoRE ¦ 1QU LoRE | Non-Red Flag Warning - Catastrophic Fires | Aggregated | Aggregated | 2039 | 1.6754e-06 | 0 | 459.7243 | 0.00077021 | 2039 | Mitigation | 0.08575 | 30 | 0 | esc | 0.0012005 | 2.0113e-09 | 0.00060025 | 1.0056e-09 | 0.0015435 | 2.5859e-09
[79 empty] | WLDFR | HFTD - Distribution - Tier 3 - 2QU CoRE ¦ 5QU LoRE | Seismic - Non-Red Flag Warning - Catastrophic Fires | 2028 | 3.8633e-13 | 1.9316e-13 | 4.967e-13 | 22783.187 | 453.261 | 14531.3357 | 7798.5904 | 0 | 0 | 0 | 3.218e-10 |  | 8.8017e-09 | 0 | 8.8017e-09 | 4.4009e-09 | 0 | 4.4009e-09 | 1.1317e-08 | 0 | 1.1317e-08 | [16 empty] | 7.3.1.3 Ignition probability mapping showing the probability of ignition along the electric lines and equipmentWLDFRAggregatedAggregated | WLDFR | HFTD - Distribution - Tier 3 - 3QU CoRE ¦ 1QU LoRE | Non-Red Flag Warning - Catastrophic Fires | Aggregated | Aggregated | 2040 | 1.6754e-06 | 0 | 459.7243 | 0.00077021 | 2040 | Mitigation | 0.08575 | 30 | 0 | esc | 0.0012005 | 2.0113e-09 | 0.00060025 | 1.0056e-09 | 0.0015435 | 2.5859e-09
[79 empty] | WLDFR | HFTD - Distribution - Tier 3 - 2QU CoRE ¦ 5QU LoRE | Seismic - Non-Red Flag Warning - Catastrophic Fires | 2029 | 3.8633e-13 | 1.9316e-13 | 4.967e-13 | 22783.187 | 453.261 | 14531.3357 | 7798.5904 | 0 | 0 | 0 | 3.218e-10 |  | 8.8017e-09 | 0 | 8.8017e-09 | 4.4009e-09 | 0 | 4.4009e-09 | 1.1317e-08 | 0 | 1.1317e-08 | [16 empty] | 7.3.1.3 Ignition probability mapping showing the probability of ignition along the electric lines and equipmentWLDFRAggregatedAggregated | WLDFR | HFTD - Distribution - Tier 3 - 3QU CoRE ¦ 1QU LoRE | Non-Red Flag Warning - Catastrophic Fires | Aggregated | Aggregated | 2041 | 1.6754e-06 | 0 | 459.7243 | 0.00077021 | 2041 | Mitigation | 0.08575 | 30 | 0 | esc | 0.0012005 | 2.0113e-09 | 0.00060025 | 1.0056e-09 | 0.0015435 | 2.5859e-09
[79 empty] | WLDFR | HFTD - Distribution - Tier 3 - 2QU CoRE ¦ 5QU LoRE | Seismic - Non-Red Flag Warning - Catastrophic Fires | 2030 | 3.8633e-13 | 1.9316e-13 | 4.967e-13 | 22783.187 | 453.261 | 14531.3357 | 7798.5904 | 0 | 0 | 0 | 3.218e-10 |  | 8.8017e-09 | 0 | 8.8017e-09 | 4.4009e-09 | 0 | 4.4009e-09 | 1.1317e-08 | 0 | 1.1317e-08 | [16 empty] | 7.3.1.3 Ignition probability mapping showing the probability of ignition along the electric lines and equipmentWLDFRAggregatedAggregated | WLDFR | HFTD - Distribution - Tier 3 - 3QU CoRE ¦ 1QU LoRE | Non-Red Flag Warning - Catastrophic Fires | Aggregated | Aggregated | 2042 | 1.6754e-06 | 0 | 459.7243 | 0.00077021 | 2042 | Mitigation | 0.08575 | 30 | 0 | esc | 0.0012005 | 2.0113e-09 | 0.00060025 | 1.0056e-09 | 0.0015435 | 2.5859e-09
[79 empty] | WLDFR | HFTD - Distribution - Tier 3 - 2QU CoRE ¦ 5QU LoRE | Seismic - Non-Red Flag Warning - Catastrophic Fires | 2031 | 3.8633e-13 | 1.9316e-13 | 4.967e-13 | 22783.187 | 453.261 | 14531.3357 | 7798.5904 | 0 | 0 | 0 | 3.218e-10 |  | 8.8017e-09 | 0 | 8.8017e-09 | 4.4009e-09 | 0 | 4.4009e-09 | 1.1317e-08 | 0 | 1.1317e-08 | [16 empty] | 7.3.1.3 Ignition probability mapping showing the probability of ignition along the electric lines and equipmentWLDFRAggregatedAggregated | WLDFR | HFTD - Distribution - Tier 3 - 3QU CoRE ¦ 1QU LoRE | Non-Red Flag Warning - Catastrophic Fires | Aggregated | Aggregated | 2043 | 1.6754e-06 | 0 | 459.7243 | 0.00077021 | 2043 | Mitigation | 0.08575 | 30 | 0 | esc | 0.0012005 | 2.0113e-09 | 0.00060025 | 1.0056e-09 | 0.0015435 | 2.5859e-09
[79 empty] | WLDFR | HFTD - Distribution - Tier 3 - 2QU CoRE ¦ 5QU LoRE | Seismic - Non-Red Flag Warning - Catastrophic Fires | 2032 | 3.8633e-13 | 1.9316e-13 | 4.967e-13 | 22783.187 | 453.261 | 14531.3357 | 7798.5904 | 0 | 0 | 0 | 3.218e-10 |  | 8.8017e-09 | 0 | 8.8017e-09 | 4.4009e-09 | 0 | 4.4009e-09 | 1.1317e-08 | 0 | 1.1317e-08 | [16 empty] | 7.3.1.3 Ignition probability mapping showing the probability of ignition along the electric lines and equipmentWLDFRAggregatedAggregated | WLDFR | HFTD - Distribution - Tier 3 - 3QU CoRE ¦ 1QU LoRE | Non-Red Flag Warning - Catastrophic Fires | Aggregated | Aggregated | 2044 | 1.6754e-06 | 0 | 459.7243 | 0.00077021 | 2044 | Mitigation | 0.08575 | 30 | 0 | esc | 0.0012005 | 2.0113e-09 | 0.00060025 | 1.0056e-09 | 0.0015435 | 2.5859e-09
[79 empty] | WLDFR | HFTD - Distribution - Tier 3 - 2QU CoRE ¦ 5QU LoRE | Seismic - Non-Red Flag Warning - Catastrophic Fires | 2033 | 3.8633e-13 | 1.9316e-13 | 4.967e-13 | 23835.2641 | 480.9649 | 15187.7294 | 8166.5698 | 0 | 0 | 0 | 3.218e-10 |  | 9.2082e-09 | 0 | 9.2082e-09 | 4.6041e-09 | 0 | 4.6041e-09 | 1.1839e-08 | 0 | 1.1839e-08 | [16 empty] | 7.3.1.3 Ignition probability mapping showing the probability of ignition along the electric lines and equipmentWLDFRAggregatedAggregated | WLDFR | HFTD - Distribution - Tier 3 - 3QU CoRE ¦ 1QU LoRE | Non-Red Flag Warning - Catastrophic Fires | Aggregated | Aggregated | 2045 | 1.6754e-06 | 0 | 459.7243 | 0.00077021 | 2045 | Mitigation | 0.08575 | 30 | 0 | esc | 0.0012005 | 2.0113e-09 | 0.00060025 | 1.0056e-09 | 0.0015435 | 2.5859e-09
[79 empty] | WLDFR | HFTD - Distribution - Tier 3 - 2QU CoRE ¦ 5QU LoRE | Seismic - Non-Red Flag Warning - Catastrophic Fires | 2034 | 3.8633e-13 | 1.9316e-13 | 4.967e-13 | 23835.2641 | 480.9649 | 15187.7294 | 8166.5698 | 0 | 0 | 0 | 3.218e-10 |  | 9.2082e-09 | 0 | 9.2082e-09 | 4.6041e-09 | 0 | 4.6041e-09 | 1.1839e-08 | 0 | 1.1839e-08 | [16 empty] | 7.3.1.3 Ignition probability mapping showing the probability of ignition along the electric lines and equipmentWLDFRAggregatedAggregated | WLDFR | HFTD - Distribution - Tier 3 - 3QU CoRE ¦ 1QU LoRE | Non-Red Flag Warning - Catastrophic Fires | Aggregated | Aggregated | 2046 | 1.6754e-06 | 0 | 459.7243 | 0.00077021 | 2046 | Mitigation | 0.08575 | 30 | 0 | esc | 0.0012005 | 2.0113e-09 | 0.00060025 | 1.0056e-09 | 0.0015435 | 2.5859e-09
[79 empty] | WLDFR | HFTD - Distribution - Tier 3 - 2QU CoRE ¦ 5QU LoRE | Seismic - Non-Red Flag Warning - Catastrophic Fires | 2035 | 3.8633e-13 | 1.9316e-13 | 4.967e-13 | 23835.2641 | 480.9649 | 15187.7294 | 8166.5698 | 0 | 0 | 0 | 3.218e-10 |  | 9.2082e-09 | 0 | 9.2082e-09 | 4.6041e-09 | 0 | 4.6041e-09 | 1.1839e-08 | 0 | 1.1839e-08 | [16 empty] | 7.3.1.3 Ignition probability mapping showing the probability of ignition along the electric lines and equipmentWLDFRAggregatedAggregated | WLDFR | HFTD - Distribution - Tier 3 - 3QU CoRE ¦ 1QU LoRE | Non-Red Flag Warning - Catastrophic Fires | Aggregated | Aggregated | 2047 | 1.6754e-06 | 0 | 459.7243 | 0.00077021 | 2047 | Mitigation | 0.08575 | 30 | 0 | esc | 0.0012005 | 2.0113e-09 | 0.00060025 | 1.0056e-09 | 0.0015435 | 2.5859e-09
[79 empty] | WLDFR | HFTD - Distribution - Tier 3 - 2QU CoRE ¦ 5QU LoRE | Seismic - Non-Red Flag Warning - Catastrophic Fires | 2036 | 3.8633e-13 | 1.9316e-13 | 4.967e-13 | 23835.2641 | 480.9649 | 15187.7294 | 8166.5698 | 0 | 0 | 0 | 3.218e-10 |  | 9.2082e-09 | 0 | 9.2082e-09 | 4.6041e-09 | 0 | 4.6041e-09 | 1.1839e-08 | 0 | 1.1839e-08 | [16 empty] | 7.3.1.3 Ignition probability mapping showing the probability of ignition along the electric lines and equipmentWLDFRAggregatedAggregated | WLDFR | HFTD - Distribution - Tier 3 - 3QU CoRE ¦ 1QU LoRE | Non-Red Flag Warning - Catastrophic Fires | Aggregated | Aggregated | 2048 | 1.6754e-06 | 0 | 459.7243 | 0.00077021 | 2048 | Mitigation | 0.08575 | 30 | 0 | esc | 0.0012005 | 2.0113e-09 | 0.00060025 | 1.0056e-09 | 0.0015435 | 2.5859e-09
[79 empty] | WLDFR | HFTD - Distribution - Tier 3 - 2QU CoRE ¦ 5QU LoRE | Seismic - Non-Red Flag Warning - Catastrophic Fires | 2037 | 3.8633e-13 | 1.9316e-13 | 4.967e-13 | 23835.2641 | 480.9649 | 15187.7294 | 8166.5698 | 0 | 0 | 0 | 3.218e-10 |  | 9.2082e-09 | 0 | 9.2082e-09 | 4.6041e-09 | 0 | 4.6041e-09 | 1.1839e-08 | 0 | 1.1839e-08 | [16 empty] | 7.3.1.3 Ignition probability mapping showing the probability of ignition along the electric lines and equipmentWLDFRAggregatedAggregated | WLDFR | HFTD - Distribution - Tier 3 - 3QU CoRE ¦ 1QU LoRE | Non-Red Flag Warning - Catastrophic Fires | Aggregated | Aggregated | 2049 | 1.6754e-06 | 0 | 459.7243 | 0.00077021 | 2049 | Mitigation | 0.08575 | 30 | 0 | esc | 0.0012005 | 2.0113e-09 | 0.00060025 | 1.0056e-09 | 0.0015435 | 2.5859e-09
[79 empty] | WLDFR | HFTD - Distribution - Tier 3 - 2QU CoRE ¦ 5QU LoRE | Seismic - Non-Red Flag Warning - Catastrophic Fires | 2038 | 3.8633e-13 | 1.9316e-13 | 4.967e-13 | 24976.6418 | 511.3745 | 15898.8237 | 8566.4437 | 0 | 0 | 0 | 3.218e-10 |  | 9.6491e-09 | 0 | 9.6491e-09 | 4.8246e-09 | 0 | 4.8246e-09 | 1.2406e-08 | 0 | 1.2406e-08 | [16 empty] | 7.3.1.3 Ignition probability mapping showing the probability of ignition along the electric lines and equipmentWLDFRAggregatedAggregated | WLDFR | HFTD - Distribution - Tier 3 - 3QU CoRE ¦ 1QU LoRE | Non-Red Flag Warning - Catastrophic Fires | Aggregated | Aggregated | 2050 | 1.6754e-06 | 0 | 459.7243 | 0.00077021 | 2050 | Mitigation | 0.08575 | 30 | 0 | esc | 0 | 0 | 0.00060025 | 1.0056e-09 | 0.0015435 | 2.5859e-09
[79 empty] | WLDFR | HFTD - Distribution - Tier 3 - 2QU CoRE ¦ 5QU LoRE | Seismic - Non-Red Flag Warning - Catastrophic Fires | 2039 | 3.8633e-13 | 1.9316e-13 | 4.967e-13 | 24976.6418 | 511.3745 | 15898.8237 | 8566.4437 | 0 | 0 | 0 | 3.218e-10 |  | 9.6491e-09 | 0 | 9.6491e-09 | 4.8246e-09 | 0 | 4.8246e-09 | 1.2406e-08 | 0 | 1.2406e-08 | [16 empty] | 7.3.1.3 Ignition probability mapping showing the probability of ignition along the electric lines and equipmentWLDFRAggregatedAggregated | WLDFR | HFTD - Distribution - Tier 3 - 3QU CoRE ¦ 1QU LoRE | Non-Red Flag Warning - Catastrophic Fires | Aggregated | Aggregated | 2051 | 1.6754e-06 | 0 | 459.7243 | 0.00077021 | 2051 | Mitigation | 0.08575 | 30 | 0 | esc | 0 | 0 | 0 | 0 | 0.0015435 | 2.5859e-09
[79 empty] | WLDFR | HFTD - Distribution - Tier 3 - 2QU CoRE ¦ 5QU LoRE | Seismic - Non-Red Flag Warning - Catastrophic Fires | 2040 | 3.8633e-13 | 1.9316e-13 | 4.967e-13 | 24976.6418 | 511.3745 | 15898.8237 | 8566.4437 | 0 | 0 | 0 | 3.218e-10 |  | 9.6491e-09 | 0 | 9.6491e-09 | 4.8246e-09 | 0 | 4.8246e-09 | 1.2406e-08 | 0 | 1.2406e-08 | [16 empty] | 7.3.1.3 Ignition probability mapping showing the probability of ignition along the electric lines and equipmentWLDFRAggregatedAggregated | WLDFR | HFTD - Distribution - Tier 3 - 3QU CoRE ¦ 1QU LoRE | Non-Red Flag Warning - Destructive Fires | Aggregated | Aggregated | 2021 | 2.2431e-06 | 0 | 459.7243 | 0.0010312 | 2021 | Mitigation | 0.08575 | 30 | 0 | esc | 0.0012005 | 2.6929e-09 | 0.00060025 | 1.3464e-09 | 0 | 0
[79 empty] | WLDFR | HFTD - Distribution - Tier 3 - 2QU CoRE ¦ 5QU LoRE | Seismic - Non-Red Flag Warning - Catastrophic Fires | 2041 | 3.8633e-13 | 1.9316e-13 | 4.967e-13 | 24976.6418 | 511.3745 | 15898.8237 | 8566.4437 | 0 | 0 | 0 | 3.218e-10 |  | 9.6491e-09 | 0 | 9.6491e-09 | 4.8246e-09 | 0 | 4.8246e-09 | 1.2406e-08 | 0 | 1.2406e-08 | [16 empty] | 7.3.1.3 Ignition probability mapping showing the probability of ignition along the electric lines and equipmentWLDFRAggregatedAggregated | WLDFR | HFTD - Distribution - Tier 3 - 3QU CoRE ¦ 1QU LoRE | Non-Red Flag Warning - Destructive Fires | Aggregated | Aggregated | 2022 | 2.2431e-06 | 0 | 459.7243 | 0.0010312 | 2022 | Mitigation | 0.08575 | 30 | 0 | esc | 0.0012005 | 2.6929e-09 | 0.00060025 | 1.3464e-09 | 0.0015435 | 3.4622e-09
[79 empty] | WLDFR | HFTD - Distribution - Tier 3 - 2QU CoRE ¦ 5QU LoRE | Seismic - Non-Red Flag Warning - Catastrophic Fires | 2042 | 3.8633e-13 | 1.9316e-13 | 4.967e-13 | 24976.6418 | 511.3745 | 15898.8237 | 8566.4437 | 0 | 0 | 0 | 3.218e-10 |  | 9.6491e-09 | 0 | 9.6491e-09 | 4.8246e-09 | 0 | 4.8246e-09 | 1.2406e-08 | 0 | 1.2406e-08 | [16 empty] | 7.3.1.3 Ignition probability mapping showing the probability of ignition along the electric lines and equipmentWLDFRAggregatedAggregated | WLDFR | HFTD - Distribution - Tier 3 - 3QU CoRE ¦ 1QU LoRE | Non-Red Flag Warning - Destructive Fires | Aggregated | Aggregated | 2023 | 2.2431e-06 | 0 | 459.7243 | 0.0010312 | 2023 | Mitigation | 0.08575 | 30 | 0 | esc | 0.0012005 | 2.6929e-09 | 0.00060025 | 1.3464e-09 | 0.0015435 | 3.4622e-09
[79 empty] | WLDFR | HFTD - Distribution - Tier 3 - 2QU CoRE ¦ 5QU LoRE | Seismic - Non-Red Flag Warning - Catastrophic Fires | 2043 | 3.8633e-13 | 1.9316e-13 | 4.967e-13 | 26191.7278 | 544.1291 | 16654.7414 | 8992.8573 | 0 | 0 | 0 | 3.218e-10 |  | 1.0119e-08 | 0 | 1.0119e-08 | 5.0593e-09 | 0 | 5.0593e-09 | 1.301e-08 | 0 | 1.301e-08 | [16 empty] | 7.3.1.3 Ignition probability mapping showing the probability of ignition along the electric lines and equipmentWLDFRAggregatedAggregated | WLDFR | HFTD - Distribution - Tier 3 - 3QU CoRE ¦ 1QU LoRE | Non-Red Flag Warning - Destructive Fires | Aggregated | Aggregated | 2024 | 2.2431e-06 | 0 | 459.7243 | 0.0010312 | 2024 | Mitigation | 0.08575 | 30 | 0 | esc | 0.0012005 | 2.6929e-09 | 0.00060025 | 1.3464e-09 | 0.0015435 | 3.4622e-09
[79 empty] | WLDFR | HFTD - Distribution - Tier 3 - 2QU CoRE ¦ 5QU LoRE | Seismic - Non-Red Flag Warning - Catastrophic Fires | 2044 | 3.8633e-13 | 1.9316e-13 | 4.967e-13 | 26191.7278 | 544.1291 | 16654.7414 | 8992.8573 | 0 | 0 | 0 | 3.218e-10 |  | 1.0119e-08 | 0 | 1.0119e-08 | 5.0593e-09 | 0 | 5.0593e-09 | 1.301e-08 | 0 | 1.301e-08 | [16 empty] | 7.3.1.3 Ignition probability mapping showing the probability of ignition along the electric lines and equipmentWLDFRAggregatedAggregated | WLDFR | HFTD - Distribution - Tier 3 - 3QU CoRE ¦ 1QU LoRE | Non-Red Flag Warning - Destructive Fires | Aggregated | Aggregated | 2025 | 2.2431e-06 | 0 | 459.7243 | 0.0010312 | 2025 | Mitigation | 0.08575 | 30 | 0 | esc | 0.0012005 | 2.6929e-09 | 0.00060025 | 1.3464e-09 | 0.0015435 | 3.4622e-09
[79 empty] | WLDFR | HFTD - Distribution - Tier 3 - 2QU CoRE ¦ 5QU LoRE | Seismic - Non-Red Flag Warning - Catastrophic Fires | 2045 | 3.8633e-13 | 1.9316e-13 | 4.967e-13 | 26191.7278 | 544.1291 | 16654.7414 | 8992.8573 | 0 | 0 | 0 | 3.218e-10 |  | 1.0119e-08 | 0 | 1.0119e-08 | 5.0593e-09 | 0 | 5.0593e-09 | 1.301e-08 | 0 | 1.301e-08 | [16 empty] | 7.3.1.3 Ignition probability mapping showing the probability of ignition along the electric lines and equipmentWLDFRAggregatedAggregated | WLDFR | HFTD - Distribution - Tier 3 - 3QU CoRE ¦ 1QU LoRE | Non-Red Flag Warning - Destructive Fires | Aggregated | Aggregated | 2026 | 2.2431e-06 | 0 | 459.7243 | 0.0010312 | 2026 | Mitigation | 0.08575 | 30 | 0 | esc | 0.0012005 | 2.6929e-09 | 0.00060025 | 1.3464e-09 | 0.0015435 | 3.4622e-09
[79 empty] | WLDFR | HFTD - Distribution - Tier 3 - 2QU CoRE ¦ 5QU LoRE | Seismic - Non-Red Flag Warning - Catastrophic Fires | 2046 | 3.8633e-13 | 1.9316e-13 | 4.967e-13 | 26191.7278 | 544.1291 | 16654.7414 | 8992.8573 | 0 | 0 | 0 | 3.218e-10 |  | 1.0119e-08 | 0 | 1.0119e-08 | 5.0593e-09 | 0 | 5.0593e-09 | 1.301e-08 | 0 | 1.301e-08 | [16 empty] | 7.3.1.3 Ignition probability mapping showing the probability of ignition along the electric lines and equipmentWLDFRAggregatedAggregated | WLDFR | HFTD - Distribution - Tier 3 - 3QU CoRE ¦ 1QU LoRE | Non-Red Flag Warning - Destructive Fires | Aggregated | Aggregated | 2027 | 2.2431e-06 | 0 | 459.7243 | 0.0010312 | 2027 | Mitigation | 0.08575 | 30 | 0 | esc | 0.0012005 | 2.6929e-09 | 0.00060025 | 1.3464e-09 | 0.0015435 | 3.4622e-09
[79 empty] | WLDFR | HFTD - Distribution - Tier 3 - 2QU CoRE ¦ 5QU LoRE | Seismic - Non-Red Flag Warning - Catastrophic Fires | 2047 | 3.8633e-13 | 1.9316e-13 | 4.967e-13 | 26191.7278 | 544.1291 | 16654.7414 | 8992.8573 | 0 | 0 | 0 | 3.218e-10 |  | 1.0119e-08 | 0 | 1.0119e-08 | 5.0593e-09 | 0 | 5.0593e-09 | 1.301e-08 | 0 | 1.301e-08 | [16 empty] | 7.3.1.3 Ignition probability mapping showing the probability of ignition along the electric lines and equipmentWLDFRAggregatedAggregated | WLDFR | HFTD - Distribution - Tier 3 - 3QU CoRE ¦ 1QU LoRE | Non-Red Flag Warning - Destructive Fires | Aggregated | Aggregated | 2028 | 2.2431e-06 | 0 | 459.7243 | 0.0010312 | 2028 | Mitigation | 0.08575 | 30 | 0 | esc | 0.0012005 | 2.6929e-09 | 0.00060025 | 1.3464e-09 | 0.0015435 | 3.4622e-09
[79 empty] | WLDFR | HFTD - Distribution - Tier 3 - 2QU CoRE ¦ 5QU LoRE | Seismic - Non-Red Flag Warning - Catastrophic Fires | 2048 | 3.8633e-13 | 1.9316e-13 | 4.967e-13 | 27464.7227 | 578.8407 | 17445.538 | 9440.3441 | 0 | 0 | 0 | 3.218e-10 |  | 1.061e-08 | 0 | 1.061e-08 | 5.3052e-09 | 0 | 5.3052e-09 | 1.3642e-08 | 0 | 1.3642e-08 | [16 empty] | 7.3.1.3 Ignition probability mapping showing the probability of ignition along the electric lines and equipmentWLDFRAggregatedAggregated | WLDFR | HFTD - Distribution - Tier 3 - 3QU CoRE ¦ 1QU LoRE | Non-Red Flag Warning - Destructive Fires | Aggregated | Aggregated | 2029 | 2.2431e-06 | 0 | 459.7243 | 0.0010312 | 2029 | Mitigation | 0.08575 | 30 | 0 | esc | 0.0012005 | 2.6929e-09 | 0.00060025 | 1.3464e-09 | 0.0015435 | 3.4622e-09
[79 empty] | WLDFR | HFTD - Distribution - Tier 3 - 2QU CoRE ¦ 5QU LoRE | Seismic - Non-Red Flag Warning - Catastrophic Fires | 2049 | 3.8633e-13 | 1.9316e-13 | 4.967e-13 | 27464.7227 | 578.8407 | 17445.538 | 9440.3441 | 0 | 0 | 0 | 3.218e-10 |  | 1.061e-08 | 0 | 1.061e-08 | 5.3052e-09 | 0 | 5.3052e-09 | 1.3642e-08 | 0 | 1.3642e-08 | [16 empty] | 7.3.1.3 Ignition probability mapping showing the probability of ignition along the electric lines and equipmentWLDFRAggregatedAggregated | WLDFR | HFTD - Distribution - Tier 3 - 3QU CoRE ¦ 1QU LoRE | Non-Red Flag Warning - Destructive Fires | Aggregated | Aggregated | 2030 | 2.2431e-06 | 0 | 459.7243 | 0.0010312 | 2030 | Mitigation | 0.08575 | 30 | 0 | esc | 0.0012005 | 2.6929e-09 | 0.00060025 | 1.3464e-09 | 0.0015435 | 3.4622e-09
[79 empty] | WLDFR | HFTD - Distribution - Tier 3 - 2QU CoRE ¦ 5QU LoRE | Seismic - Non-Red Flag Warning - Catastrophic Fires | 2050 | 0 | 1.9316e-13 | 4.967e-13 | 27464.7227 | 578.8407 | 17445.538 | 9440.3441 | 0 | 0 | 0 | 3.218e-10 |  | 0 | 0 | 0 | 5.3052e-09 | 0 | 5.3052e-09 | 1.3642e-08 | 0 | 1.3642e-08 | [16 empty] | 7.3.1.3 Ignition probability mapping showing the probability of ignition along the electric lines and equipmentWLDFRAggregatedAggregated | WLDFR | HFTD - Distribution - Tier 3 - 3QU CoRE ¦ 1QU LoRE | Non-Red Flag Warning - Destructive Fires | Aggregated | Aggregated | 2031 | 2.2431e-06 | 0 | 459.7243 | 0.0010312 | 2031 | Mitigation | 0.08575 | 30 | 0 | esc | 0.0012005 | 2.6929e-09 | 0.00060025 | 1.3464e-09 | 0.0015435 | 3.4622e-09
[79 empty] | WLDFR | HFTD - Distribution - Tier 3 - 2QU CoRE ¦ 5QU LoRE | Seismic - Non-Red Flag Warning - Catastrophic Fires | 2051 | 0 | 0 | 4.967e-13 | 27464.7227 | 578.8407 | 17445.538 | 9440.3441 | 0 | 0 | 0 | 3.218e-10 |  | 0 | 0 | 0 | 0 | 0 | 0 | 1.3642e-08 | 0 | 1.3642e-08 | [16 empty] | 7.3.1.3 Ignition probability mapping showing the probability of ignition along the electric lines and equipmentWLDFRAggregatedAggregated | WLDFR | HFTD - Distribution - Tier 3 - 3QU CoRE ¦ 1QU LoRE | Non-Red Flag Warning - Destructive Fires | Aggregated | Aggregated | 2032 | 2.2431e-06 | 0 | 459.7243 | 0.0010312 | 2032 | Mitigation | 0.08575 | 30 | 0 | esc | 0.0012005 | 2.6929e-09 | 0.00060025 | 1.3464e-09 | 0.0015435 | 3.4622e-09
[79 empty] | WLDFR | HFTD - Distribution - Tier 3 - 2QU CoRE ¦ 5QU LoRE | Seismic - Red Flag Warning - Catastrophic Fires | 2020 | 1.6662e-11 | 0 | 0 | 21083.8428 | 409.2237 | 13469.0878 | 7205.5313 | 0 | 0 | 0 | 1.3879e-08 |  | 3.5129e-07 | 0 | 3.5129e-07 | 0 | 0 | 0 | 0 | 0 | 0 | [16 empty] | 7.3.1.3 Ignition probability mapping showing the probability of ignition along the electric lines and equipmentWLDFRAggregatedAggregated | WLDFR | HFTD - Distribution - Tier 3 - 3QU CoRE ¦ 1QU LoRE | Non-Red Flag Warning - Destructive Fires | Aggregated | Aggregated | 2033 | 2.2431e-06 | 0 | 459.7243 | 0.0010312 | 2033 | Mitigation | 0.08575 | 30 | 0 | esc | 0.0012005 | 2.6929e-09 | 0.00060025 | 1.3464e-09 | 0.0015435 | 3.4622e-09
[79 empty] | WLDFR | HFTD - Distribution - Tier 3 - 2QU CoRE ¦ 5QU LoRE | Seismic - Red Flag Warning - Catastrophic Fires | 2021 | 1.6662e-11 | 8.3309e-12 | 0 | 21083.8428 | 409.2237 | 13469.0878 | 7205.5313 | 0 | 0 | 0 | 1.3879e-08 |  | 3.5129e-07 | 0 | 3.5129e-07 | 1.7565e-07 | 0 | 1.7565e-07 | 0 | 0 | 0 | [16 empty] | 7.3.1.3 Ignition probability mapping showing the probability of ignition along the electric lines and equipmentWLDFRAggregatedAggregated | WLDFR | HFTD - Distribution - Tier 3 - 3QU CoRE ¦ 1QU LoRE | Non-Red Flag Warning - Destructive Fires | Aggregated | Aggregated | 2034 | 2.2431e-06 | 0 | 459.7243 | 0.0010312 | 2034 | Mitigation | 0.08575 | 30 | 0 | esc | 0.0012005 | 2.6929e-09 | 0.00060025 | 1.3464e-09 | 0.0015435 | 3.4622e-09
[79 empty] | WLDFR | HFTD - Distribution - Tier 3 - 2QU CoRE ¦ 5QU LoRE | Seismic - Red Flag Warning - Catastrophic Fires | 2022 | 1.6662e-11 | 8.3309e-12 | 2.1422e-11 | 21083.8428 | 409.2237 | 13469.0878 | 7205.5313 | 0 | 0 | 0 | 1.3879e-08 |  | 3.5129e-07 | 0 | 3.5129e-07 | 1.7565e-07 | 0 | 1.7565e-07 | 4.5166e-07 | 0 | 4.5166e-07 | [16 empty] | 7.3.1.3 Ignition probability mapping showing the probability of ignition along the electric lines and equipmentWLDFRAggregatedAggregated | WLDFR | HFTD - Distribution - Tier 3 - 3QU CoRE ¦ 1QU LoRE | Non-Red Flag Warning - Destructive Fires | Aggregated | Aggregated | 2035 | 2.2431e-06 | 0 | 459.7243 | 0.0010312 | 2035 | Mitigation | 0.08575 | 30 | 0 | esc | 0.0012005 | 2.6929e-09 | 0.00060025 | 1.3464e-09 | 0.0015435 | 3.4622e-09
[79 empty] | WLDFR | HFTD - Distribution - Tier 3 - 2QU CoRE ¦ 5QU LoRE | Seismic - Red Flag Warning - Catastrophic Fires | 2023 | 1.6662e-11 | 8.3309e-12 | 2.1422e-11 | 21835.9781 | 428.6023 | 13939.561 | 7467.8148 | 0 | 0 | 0 | 1.3879e-08 |  | 3.6383e-07 | 0 | 3.6383e-07 | 1.8191e-07 | 0 | 1.8191e-07 | 4.6778e-07 | 0 | 4.6778e-07 | [16 empty] | 7.3.1.3 Ignition probability mapping showing the probability of ignition along the electric lines and equipmentWLDFRAggregatedAggregated | WLDFR | HFTD - Distribution - Tier 3 - 3QU CoRE ¦ 1QU LoRE | Non-Red Flag Warning - Destructive Fires | Aggregated | Aggregated | 2036 | 2.2431e-06 | 0 | 459.7243 | 0.0010312 | 2036 | Mitigation | 0.08575 | 30 | 0 | esc | 0.0012005 | 2.6929e-09 | 0.00060025 | 1.3464e-09 | 0.0015435 | 3.4622e-09
[79 empty] | WLDFR | HFTD - Distribution - Tier 3 - 2QU CoRE ¦ 5QU LoRE | Seismic - Red Flag Warning - Catastrophic Fires | 2024 | 1.6662e-11 | 8.3309e-12 | 2.1422e-11 | 21835.9781 | 428.6023 | 13939.561 | 7467.8148 | 0 | 0 | 0 | 1.3879e-08 |  | 3.6383e-07 | 0 | 3.6383e-07 | 1.8191e-07 | 0 | 1.8191e-07 | 4.6778e-07 | 0 | 4.6778e-07 | [16 empty] | 7.3.1.3 Ignition probability mapping showing the probability of ignition along the electric lines and equipmentWLDFRAggregatedAggregated | WLDFR | HFTD - Distribution - Tier 3 - 3QU CoRE ¦ 1QU LoRE | Non-Red Flag Warning - Destructive Fires | Aggregated | Aggregated | 2037 | 2.2431e-06 | 0 | 459.7243 | 0.0010312 | 2037 | Mitigation | 0.08575 | 30 | 0 | esc | 0.0012005 | 2.6929e-09 | 0.00060025 | 1.3464e-09 | 0.0015435 | 3.4622e-09
[79 empty] | WLDFR | HFTD - Distribution - Tier 3 - 2QU CoRE ¦ 5QU LoRE | Seismic - Red Flag Warning - Catastrophic Fires | 2025 | 1.6662e-11 | 8.3309e-12 | 2.1422e-11 | 21835.9781 | 428.6023 | 13939.561 | 7467.8148 | 0 | 0 | 0 | 1.3879e-08 |  | 3.6383e-07 | 0 | 3.6383e-07 | 1.8191e-07 | 0 | 1.8191e-07 | 4.6778e-07 | 0 | 4.6778e-07 | [16 empty] | 7.3.1.3 Ignition probability mapping showing the probability of ignition along the electric lines and equipmentWLDFRAggregatedAggregated | WLDFR | HFTD - Distribution - Tier 3 - 3QU CoRE ¦ 1QU LoRE | Non-Red Flag Warning - Destructive Fires | Aggregated | Aggregated | 2038 | 2.2431e-06 | 0 | 459.7243 | 0.0010312 | 2038 | Mitigation | 0.08575 | 30 | 0 | esc | 0.0012005 | 2.6929e-09 | 0.00060025 | 1.3464e-09 | 0.0015435 | 3.4622e-09
[79 empty] | WLDFR | HFTD - Distribution - Tier 3 - 2QU CoRE ¦ 5QU LoRE | Seismic - Red Flag Warning - Catastrophic Fires | 2026 | 1.6662e-11 | 8.3309e-12 | 2.1422e-11 | 21835.9781 | 428.6023 | 13939.561 | 7467.8148 | 0 | 0 | 0 | 1.3879e-08 |  | 3.6383e-07 | 0 | 3.6383e-07 | 1.8191e-07 | 0 | 1.8191e-07 | 4.6778e-07 | 0 | 4.6778e-07 | [16 empty] | 7.3.1.3 Ignition probability mapping showing the probability of ignition along the electric lines and equipmentWLDFRAggregatedAggregated | WLDFR | HFTD - Distribution - Tier 3 - 3QU CoRE ¦ 1QU LoRE | Non-Red Flag Warning - Destructive Fires | Aggregated | Aggregated | 2039 | 2.2431e-06 | 0 | 459.7243 | 0.0010312 | 2039 | Mitigation | 0.08575 | 30 | 0 | esc | 0.0012005 | 2.6929e-09 | 0.00060025 | 1.3464e-09 | 0.0015435 | 3.4622e-09
[79 empty] | WLDFR | HFTD - Distribution - Tier 3 - 2QU CoRE ¦ 5QU LoRE | Seismic - Red Flag Warning - Catastrophic Fires | 2027 | 1.6662e-11 | 8.3309e-12 | 2.1422e-11 | 21835.9781 | 428.6023 | 13939.561 | 7467.8148 | 0 | 0 | 0 | 1.3879e-08 |  | 3.6383e-07 | 0 | 3.6383e-07 | 1.8191e-07 | 0 | 1.8191e-07 | 4.6778e-07 | 0 | 4.6778e-07 | [16 empty] | 7.3.1.3 Ignition probability mapping showing the probability of ignition along the electric lines and equipmentWLDFRAggregatedAggregated | WLDFR | HFTD - Distribution - Tier 3 - 3QU CoRE ¦ 1QU LoRE | Non-Red Flag Warning - Destructive Fires | Aggregated | Aggregated | 2040 | 2.2431e-06 | 0 | 459.7243 | 0.0010312 | 2040 | Mitigation | 0.08575 | 30 | 0 | esc | 0.0012005 | 2.6929e-09 | 0.00060025 | 1.3464e-09 | 0.0015435 | 3.4622e-09
[79 empty] | WLDFR | HFTD - Distribution - Tier 3 - 2QU CoRE ¦ 5QU LoRE | Seismic - Red Flag Warning - Catastrophic Fires | 2028 | 1.6662e-11 | 8.3309e-12 | 2.1422e-11 | 22783.187 | 453.261 | 14531.3357 | 7798.5904 | 0 | 0 | 0 | 1.3879e-08 |  | 3.7961e-07 | 0 | 3.7961e-07 | 1.898e-07 | 0 | 1.898e-07 | 4.8807e-07 | 0 | 4.8807e-07 | [16 empty] | 7.3.1.3 Ignition probability mapping showing the probability of ignition along the electric lines and equipmentWLDFRAggregatedAggregated | WLDFR | HFTD - Distribution - Tier 3 - 3QU CoRE ¦ 1QU LoRE | Non-Red Flag Warning - Destructive Fires | Aggregated | Aggregated | 2041 | 2.2431e-06 | 0 | 459.7243 | 0.0010312 | 2041 | Mitigation | 0.08575 | 30 | 0 | esc | 0.0012005 | 2.6929e-09 | 0.00060025 | 1.3464e-09 | 0.0015435 | 3.4622e-09
[79 empty] | WLDFR | HFTD - Distribution - Tier 3 - 2QU CoRE ¦ 5QU LoRE | Seismic - Red Flag Warning - Catastrophic Fires | 2029 | 1.6662e-11 | 8.3309e-12 | 2.1422e-11 | 22783.187 | 453.261 | 14531.3357 | 7798.5904 | 0 | 0 | 0 | 1.3879e-08 |  | 3.7961e-07 | 0 | 3.7961e-07 | 1.898e-07 | 0 | 1.898e-07 | 4.8807e-07 | 0 | 4.8807e-07 | [16 empty] | 7.3.1.3 Ignition probability mapping showing the probability of ignition along the electric lines and equipmentWLDFRAggregatedAggregated | WLDFR | HFTD - Distribution - Tier 3 - 3QU CoRE ¦ 1QU LoRE | Non-Red Flag Warning - Destructive Fires | Aggregated | Aggregated | 2042 | 2.2431e-06 | 0 | 459.7243 | 0.0010312 | 2042 | Mitigation | 0.08575 | 30 | 0 | esc | 0.0012005 | 2.6929e-09 | 0.00060025 | 1.3464e-09 | 0.0015435 | 3.4622e-09
[79 empty] | WLDFR | HFTD - Distribution - Tier 3 - 2QU CoRE ¦ 5QU LoRE | Seismic - Red Flag Warning - Catastrophic Fires | 2030 | 1.6662e-11 | 8.3309e-12 | 2.1422e-11 | 22783.187 | 453.261 | 14531.3357 | 7798.5904 | 0 | 0 | 0 | 1.3879e-08 |  | 3.7961e-07 | 0 | 3.7961e-07 | 1.898e-07 | 0 | 1.898e-07 | 4.8807e-07 | 0 | 4.8807e-07 | [16 empty] | 7.3.1.3 Ignition probability mapping showing the probability of ignition along the electric lines and equipmentWLDFRAggregatedAggregated | WLDFR | HFTD - Distribution - Tier 3 - 3QU CoRE ¦ 1QU LoRE | Non-Red Flag Warning - Destructive Fires | Aggregated | Aggregated | 2043 | 2.2431e-06 | 0 | 459.7243 | 0.0010312 | 2043 | Mitigation | 0.08575 | 30 | 0 | esc | 0.0012005 | 2.6929e-09 | 0.00060025 | 1.3464e-09 | 0.0015435 | 3.4622e-09
[79 empty] | WLDFR | HFTD - Distribution - Tier 3 - 2QU CoRE ¦ 5QU LoRE | Seismic - Red Flag Warning - Catastrophic Fires | 2031 | 1.6662e-11 | 8.3309e-12 | 2.1422e-11 | 22783.187 | 453.261 | 14531.3357 | 7798.5904 | 0 | 0 | 0 | 1.3879e-08 |  | 3.7961e-07 | 0 | 3.7961e-07 | 1.898e-07 | 0 | 1.898e-07 | 4.8807e-07 | 0 | 4.8807e-07 | [16 empty] | 7.3.1.3 Ignition probability mapping showing the probability of ignition along the electric lines and equipmentWLDFRAggregatedAggregated | WLDFR | HFTD - Distribution - Tier 3 - 3QU CoRE ¦ 1QU LoRE | Non-Red Flag Warning - Destructive Fires | Aggregated | Aggregated | 2044 | 2.2431e-06 | 0 | 459.7243 | 0.0010312 | 2044 | Mitigation | 0.08575 | 30 | 0 | esc | 0.0012005 | 2.6929e-09 | 0.00060025 | 1.3464e-09 | 0.0015435 | 3.4622e-09
[79 empty] | WLDFR | HFTD - Distribution - Tier 3 - 2QU CoRE ¦ 5QU LoRE | Seismic - Red Flag Warning - Catastrophic Fires | 2032 | 1.6662e-11 | 8.3309e-12 | 2.1422e-11 | 22783.187 | 453.261 | 14531.3357 | 7798.5904 | 0 | 0 | 0 | 1.3879e-08 |  | 3.7961e-07 | 0 | 3.7961e-07 | 1.898e-07 | 0 | 1.898e-07 | 4.8807e-07 | 0 | 4.8807e-07 | [16 empty] | 7.3.1.3 Ignition probability mapping showing the probability of ignition along the electric lines and equipmentWLDFRAggregatedAggregated | WLDFR | HFTD - Distribution - Tier 3 - 3QU CoRE ¦ 1QU LoRE | Non-Red Flag Warning - Destructive Fires | Aggregated | Aggregated | 2045 | 2.2431e-06 | 0 | 459.7243 | 0.0010312 | 2045 | Mitigation | 0.08575 | 30 | 0 | esc | 0.0012005 | 2.6929e-09 | 0.00060025 | 1.3464e-09 | 0.0015435 | 3.4622e-09
[79 empty] | WLDFR | HFTD - Distribution - Tier 3 - 2QU CoRE ¦ 5QU LoRE | Seismic - Red Flag Warning - Catastrophic Fires | 2033 | 1.6662e-11 | 8.3309e-12 | 2.1422e-11 | 23835.2641 | 480.9649 | 15187.7294 | 8166.5698 | 0 | 0 | 0 | 1.3879e-08 |  | 3.9714e-07 | 0 | 3.9714e-07 | 1.9857e-07 | 0 | 1.9857e-07 | 5.1061e-07 | 0 | 5.1061e-07 | [16 empty] | 7.3.1.3 Ignition probability mapping showing the probability of ignition along the electric lines and equipmentWLDFRAggregatedAggregated | WLDFR | HFTD - Distribution - Tier 3 - 3QU CoRE ¦ 1QU LoRE | Non-Red Flag Warning - Destructive Fires | Aggregated | Aggregated | 2046 | 2.2431e-06 | 0 | 459.7243 | 0.0010312 | 2046 | Mitigation | 0.08575 | 30 | 0 | esc | 0.0012005 | 2.6929e-09 | 0.00060025 | 1.3464e-09 | 0.0015435 | 3.4622e-09
[79 empty] | WLDFR | HFTD - Distribution - Tier 3 - 2QU CoRE ¦ 5QU LoRE | Seismic - Red Flag Warning - Catastrophic Fires | 2034 | 1.6662e-11 | 8.3309e-12 | 2.1422e-11 | 23835.2641 | 480.9649 | 15187.7294 | 8166.5698 | 0 | 0 | 0 | 1.3879e-08 |  | 3.9714e-07 | 0 | 3.9714e-07 | 1.9857e-07 | 0 | 1.9857e-07 | 5.1061e-07 | 0 | 5.1061e-07 | [16 empty] | 7.3.1.3 Ignition probability mapping showing the probability of ignition along the electric lines and equipmentWLDFRAggregatedAggregated | WLDFR | HFTD - Distribution - Tier 3 - 3QU CoRE ¦ 1QU LoRE | Non-Red Flag Warning - Destructive Fires | Aggregated | Aggregated | 2047 | 2.2431e-06 | 0 | 459.7243 | 0.0010312 | 2047 | Mitigation | 0.08575 | 30 | 0 | esc | 0.0012005 | 2.6929e-09 | 0.00060025 | 1.3464e-09 | 0.0015435 | 3.4622e-09
[79 empty] | WLDFR | HFTD - Distribution - Tier 3 - 2QU CoRE ¦ 5QU LoRE | Seismic - Red Flag Warning - Catastrophic Fires | 2035 | 1.6662e-11 | 8.3309e-12 | 2.1422e-11 | 23835.2641 | 480.9649 | 15187.7294 | 8166.5698 | 0 | 0 | 0 | 1.3879e-08 |  | 3.9714e-07 | 0 | 3.9714e-07 | 1.9857e-07 | 0 | 1.9857e-07 | 5.1061e-07 | 0 | 5.1061e-07 | [16 empty] | 7.3.1.3 Ignition probability mapping showing the probability of ignition along the electric lines and equipmentWLDFRAggregatedAggregated | WLDFR | HFTD - Distribution - Tier 3 - 3QU CoRE ¦ 1QU LoRE | Non-Red Flag Warning - Destructive Fires | Aggregated | Aggregated | 2048 | 2.2431e-06 | 0 | 459.7243 | 0.0010312 | 2048 | Mitigation | 0.08575 | 30 | 0 | esc | 0.0012005 | 2.6929e-09 | 0.00060025 | 1.3464e-09 | 0.0015435 | 3.4622e-09
[79 empty] | WLDFR | HFTD - Distribution - Tier 3 - 2QU CoRE ¦ 5QU LoRE | Seismic - Red Flag Warning - Catastrophic Fires | 2036 | 1.6662e-11 | 8.3309e-12 | 2.1422e-11 | 23835.2641 | 480.9649 | 15187.7294 | 8166.5698 | 0 | 0 | 0 | 1.3879e-08 |  | 3.9714e-07 | 0 | 3.9714e-07 | 1.9857e-07 | 0 | 1.9857e-07 | 5.1061e-07 | 0 | 5.1061e-07 | [16 empty] | 7.3.1.3 Ignition probability mapping showing the probability of ignition along the electric lines and equipmentWLDFRAggregatedAggregated | WLDFR | HFTD - Distribution - Tier 3 - 3QU CoRE ¦ 1QU LoRE | Non-Red Flag Warning - Destructive Fires | Aggregated | Aggregated | 2049 | 2.2431e-06 | 0 | 459.7243 | 0.0010312 | 2049 | Mitigation | 0.08575 | 30 | 0 | esc | 0.0012005 | 2.6929e-09 | 0.00060025 | 1.3464e-09 | 0.0015435 | 3.4622e-09
[79 empty] | WLDFR | HFTD - Distribution - Tier 3 - 2QU CoRE ¦ 5QU LoRE | Seismic - Red Flag Warning - Catastrophic Fires | 2037 | 1.6662e-11 | 8.3309e-12 | 2.1422e-11 | 23835.2641 | 480.9649 | 15187.7294 | 8166.5698 | 0 | 0 | 0 | 1.3879e-08 |  | 3.9714e-07 | 0 | 3.9714e-07 | 1.9857e-07 | 0 | 1.9857e-07 | 5.1061e-07 | 0 | 5.1061e-07 | [16 empty] | 7.3.1.3 Ignition probability mapping showing the probability of ignition along the electric lines and equipmentWLDFRAggregatedAggregated | WLDFR | HFTD - Distribution - Tier 3 - 3QU CoRE ¦ 1QU LoRE | Non-Red Flag Warning - Destructive Fires | Aggregated | Aggregated | 2050 | 2.2431e-06 | 0 | 459.7243 | 0.0010312 | 2050 | Mitigation | 0.08575 | 30 | 0 | esc | 0 | 0 | 0.00060025 | 1.3464e-09 | 0.0015435 | 3.4622e-09
[79 empty] | WLDFR | HFTD - Distribution - Tier 3 - 2QU CoRE ¦ 5QU LoRE | Seismic - Red Flag Warning - Catastrophic Fires | 2038 | 1.6662e-11 | 8.3309e-12 | 2.1422e-11 | 24976.6418 | 511.3745 | 15898.8237 | 8566.4437 | 0 | 0 | 0 | 1.3879e-08 |  | 4.1615e-07 | 0 | 4.1615e-07 | 2.0808e-07 | 0 | 2.0808e-07 | 5.3506e-07 | 0 | 5.3506e-07 | [16 empty] | 7.3.1.3 Ignition probability mapping showing the probability of ignition along the electric lines and equipmentWLDFRAggregatedAggregated | WLDFR | HFTD - Distribution - Tier 3 - 3QU CoRE ¦ 1QU LoRE | Non-Red Flag Warning - Destructive Fires | Aggregated | Aggregated | 2051 | 2.2431e-06 | 0 | 459.7243 | 0.0010312 | 2051 | Mitigation | 0.08575 | 30 | 0 | esc | 0 | 0 | 0 | 0 | 0.0015435 | 3.4622e-09
[79 empty] | WLDFR | HFTD - Distribution - Tier 3 - 2QU CoRE ¦ 5QU LoRE | Seismic - Red Flag Warning - Catastrophic Fires | 2039 | 1.6662e-11 | 8.3309e-12 | 2.1422e-11 | 24976.6418 | 511.3745 | 15898.8237 | 8566.4437 | 0 | 0 | 0 | 1.3879e-08 |  | 4.1615e-07 | 0 | 4.1615e-07 | 2.0808e-07 | 0 | 2.0808e-07 | 5.3506e-07 | 0 | 5.3506e-07 | [16 empty] | 7.3.1.3 Ignition probability mapping showing the probability of ignition along the electric lines and equipmentWLDFRAggregatedAggregated | WLDFR | HFTD - Distribution - Tier 3 - 3QU CoRE ¦ 1QU LoRE | Non-Red Flag Warning - Large Fires | Aggregated | Aggregated | 2021 | 2.5034e-05 | 0 | 459.7243 | 0.011509 | 2021 | Mitigation | 0.08575 | 30 | 0 | esc | 0.0012005 | 3.0053e-08 | 0.00060025 | 1.5027e-08 | 0 | 0
[79 empty] | WLDFR | HFTD - Distribution - Tier 3 - 2QU CoRE ¦ 5QU LoRE | Seismic - Red Flag Warning - Catastrophic Fires | 2040 | 1.6662e-11 | 8.3309e-12 | 2.1422e-11 | 24976.6418 | 511.3745 | 15898.8237 | 8566.4437 | 0 | 0 | 0 | 1.3879e-08 |  | 4.1615e-07 | 0 | 4.1615e-07 | 2.0808e-07 | 0 | 2.0808e-07 | 5.3506e-07 | 0 | 5.3506e-07 | [16 empty] | 7.3.1.3 Ignition probability mapping showing the probability of ignition along the electric lines and equipmentWLDFRAggregatedAggregated | WLDFR | HFTD - Distribution - Tier 3 - 3QU CoRE ¦ 1QU LoRE | Non-Red Flag Warning - Large Fires | Aggregated | Aggregated | 2022 | 2.5034e-05 | 0 | 459.7243 | 0.011509 | 2022 | Mitigation | 0.08575 | 30 | 0 | esc | 0.0012005 | 3.0053e-08 | 0.00060025 | 1.5027e-08 | 0.0015435 | 3.864e-08
[79 empty] | WLDFR | HFTD - Distribution - Tier 3 - 2QU CoRE ¦ 5QU LoRE | Seismic - Red Flag Warning - Catastrophic Fires | 2041 | 1.6662e-11 | 8.3309e-12 | 2.1422e-11 | 24976.6418 | 511.3745 | 15898.8237 | 8566.4437 | 0 | 0 | 0 | 1.3879e-08 |  | 4.1615e-07 | 0 | 4.1615e-07 | 2.0808e-07 | 0 | 2.0808e-07 | 5.3506e-07 | 0 | 5.3506e-07 | [16 empty] | 7.3.1.3 Ignition probability mapping showing the probability of ignition along the electric lines and equipmentWLDFRAggregatedAggregated | WLDFR | HFTD - Distribution - Tier 3 - 3QU CoRE ¦ 1QU LoRE | Non-Red Flag Warning - Large Fires | Aggregated | Aggregated | 2023 | 2.5034e-05 | 0 | 459.7243 | 0.011509 | 2023 | Mitigation | 0.08575 | 30 | 0 | esc | 0.0012005 | 3.0053e-08 | 0.00060025 | 1.5027e-08 | 0.0015435 | 3.864e-08
[79 empty] | WLDFR | HFTD - Distribution - Tier 3 - 2QU CoRE ¦ 5QU LoRE | Seismic - Red Flag Warning - Catastrophic Fires | 2042 | 1.6662e-11 | 8.3309e-12 | 2.1422e-11 | 24976.6418 | 511.3745 | 15898.8237 | 8566.4437 | 0 | 0 | 0 | 1.3879e-08 |  | 4.1615e-07 | 0 | 4.1615e-07 | 2.0808e-07 | 0 | 2.0808e-07 | 5.3506e-07 | 0 | 5.3506e-07 | [16 empty] | 7.3.1.3 Ignition probability mapping showing the probability of ignition along the electric lines and equipmentWLDFRAggregatedAggregated | WLDFR | HFTD - Distribution - Tier 3 - 3QU CoRE ¦ 1QU LoRE | Non-Red Flag Warning - Large Fires | Aggregated | Aggregated | 2024 | 2.5034e-05 | 0 | 459.7243 | 0.011509 | 2024 | Mitigation | 0.08575 | 30 | 0 | esc | 0.0012005 | 3.0053e-08 | 0.00060025 | 1.5027e-08 | 0.0015435 | 3.864e-08
[79 empty] | WLDFR | HFTD - Distribution - Tier 3 - 2QU CoRE ¦ 5QU LoRE | Seismic - Red Flag Warning - Catastrophic Fires | 2043 | 1.6662e-11 | 8.3309e-12 | 2.1422e-11 | 26191.7278 | 544.1291 | 16654.7414 | 8992.8573 | 0 | 0 | 0 | 1.3879e-08 |  | 4.364e-07 | 0 | 4.364e-07 | 2.182e-07 | 0 | 2.182e-07 | 5.6109e-07 | 0 | 5.6109e-07 | [16 empty] | 7.3.1.3 Ignition probability mapping showing the probability of ignition along the electric lines and equipmentWLDFRAggregatedAggregated | WLDFR | HFTD - Distribution - Tier 3 - 3QU CoRE ¦ 1QU LoRE | Non-Red Flag Warning - Large Fires | Aggregated | Aggregated | 2025 | 2.5034e-05 | 0 | 459.7243 | 0.011509 | 2025 | Mitigation | 0.08575 | 30 | 0 | esc | 0.0012005 | 3.0053e-08 | 0.00060025 | 1.5027e-08 | 0.0015435 | 3.864e-08
[79 empty] | WLDFR | HFTD - Distribution - Tier 3 - 2QU CoRE ¦ 5QU LoRE | Seismic - Red Flag Warning - Catastrophic Fires | 2044 | 1.6662e-11 | 8.3309e-12 | 2.1422e-11 | 26191.7278 | 544.1291 | 16654.7414 | 8992.8573 | 0 | 0 | 0 | 1.3879e-08 |  | 4.364e-07 | 0 | 4.364e-07 | 2.182e-07 | 0 | 2.182e-07 | 5.6109e-07 | 0 | 5.6109e-07 | [16 empty] | 7.3.1.3 Ignition probability mapping showing the probability of ignition along the electric lines and equipmentWLDFRAggregatedAggregated | WLDFR | HFTD - Distribution - Tier 3 - 3QU CoRE ¦ 1QU LoRE | Non-Red Flag Warning - Large Fires | Aggregated | Aggregated | 2026 | 2.5034e-05 | 0 | 459.7243 | 0.011509 | 2026 | Mitigation | 0.08575 | 30 | 0 | esc | 0.0012005 | 3.0053e-08 | 0.00060025 | 1.5027e-08 | 0.0015435 | 3.864e-08
[79 empty] | WLDFR | HFTD - Distribution - Tier 3 - 2QU CoRE ¦ 5QU LoRE | Seismic - Red Flag Warning - Catastrophic Fires | 2045 | 1.6662e-11 | 8.3309e-12 | 2.1422e-11 | 26191.7278 | 544.1291 | 16654.7414 | 8992.8573 | 0 | 0 | 0 | 1.3879e-08 |  | 4.364e-07 | 0 | 4.364e-07 | 2.182e-07 | 0 | 2.182e-07 | 5.6109e-07 | 0 | 5.6109e-07 | [16 empty] | 7.3.1.3 Ignition probability mapping showing the probability of ignition along the electric lines and equipmentWLDFRAggregatedAggregated | WLDFR | HFTD - Distribution - Tier 3 - 3QU CoRE ¦ 1QU LoRE | Non-Red Flag Warning - Large Fires | Aggregated | Aggregated | 2027 | 2.5034e-05 | 0 | 459.7243 | 0.011509 | 2027 | Mitigation | 0.08575 | 30 | 0 | esc | 0.0012005 | 3.0053e-08 | 0.00060025 | 1.5027e-08 | 0.0015435 | 3.864e-08
[79 empty] | WLDFR | HFTD - Distribution - Tier 3 - 2QU CoRE ¦ 5QU LoRE | Seismic - Red Flag Warning - Catastrophic Fires | 2046 | 1.6662e-11 | 8.3309e-12 | 2.1422e-11 | 26191.7278 | 544.1291 | 16654.7414 | 8992.8573 | 0 | 0 | 0 | 1.3879e-08 |  | 4.364e-07 | 0 | 4.364e-07 | 2.182e-07 | 0 | 2.182e-07 | 5.6109e-07 | 0 | 5.6109e-07 | [16 empty] | 7.3.1.3 Ignition probability mapping showing the probability of ignition along the electric lines and equipmentWLDFRAggregatedAggregated | WLDFR | HFTD - Distribution - Tier 3 - 3QU CoRE ¦ 1QU LoRE | Non-Red Flag Warning - Large Fires | Aggregated | Aggregated | 2028 | 2.5034e-05 | 0 | 459.7243 | 0.011509 | 2028 | Mitigation | 0.08575 | 30 | 0 | esc | 0.0012005 | 3.0053e-08 | 0.00060025 | 1.5027e-08 | 0.0015435 | 3.864e-08
[79 empty] | WLDFR | HFTD - Distribution - Tier 3 - 2QU CoRE ¦ 5QU LoRE | Seismic - Red Flag Warning - Catastrophic Fires | 2047 | 1.6662e-11 | 8.3309e-12 | 2.1422e-11 | 26191.7278 | 544.1291 | 16654.7414 | 8992.8573 | 0 | 0 | 0 | 1.3879e-08 |  | 4.364e-07 | 0 | 4.364e-07 | 2.182e-07 | 0 | 2.182e-07 | 5.6109e-07 | 0 | 5.6109e-07 | [16 empty] | 7.3.1.3 Ignition probability mapping showing the probability of ignition along the electric lines and equipmentWLDFRAggregatedAggregated | WLDFR | HFTD - Distribution - Tier 3 - 3QU CoRE ¦ 1QU LoRE | Non-Red Flag Warning - Large Fires | Aggregated | Aggregated | 2029 | 2.5034e-05 | 0 | 459.7243 | 0.011509 | 2029 | Mitigation | 0.08575 | 30 | 0 | esc | 0.0012005 | 3.0053e-08 | 0.00060025 | 1.5027e-08 | 0.0015435 | 3.864e-08
[79 empty] | WLDFR | HFTD - Distribution - Tier 3 - 2QU CoRE ¦ 5QU LoRE | Seismic - Red Flag Warning - Catastrophic Fires | 2048 | 1.6662e-11 | 8.3309e-12 | 2.1422e-11 | 27464.7227 | 578.8407 | 17445.538 | 9440.3441 | 0 | 0 | 0 | 1.3879e-08 |  | 4.5761e-07 | 0 | 4.5761e-07 | 2.2881e-07 | 0 | 2.2881e-07 | 5.8836e-07 | 0 | 5.8836e-07 | [16 empty] | 7.3.1.3 Ignition probability mapping showing the probability of ignition along the electric lines and equipmentWLDFRAggregatedAggregated | WLDFR | HFTD - Distribution - Tier 3 - 3QU CoRE ¦ 1QU LoRE | Non-Red Flag Warning - Large Fires | Aggregated | Aggregated | 2030 | 2.5034e-05 | 0 | 459.7243 | 0.011509 | 2030 | Mitigation | 0.08575 | 30 | 0 | esc | 0.0012005 | 3.0053e-08 | 0.00060025 | 1.5027e-08 | 0.0015435 | 3.864e-08
[79 empty] | WLDFR | HFTD - Distribution - Tier 3 - 2QU CoRE ¦ 5QU LoRE | Seismic - Red Flag Warning - Catastrophic Fires | 2049 | 1.6662e-11 | 8.3309e-12 | 2.1422e-11 | 27464.7227 | 578.8407 | 17445.538 | 9440.3441 | 0 | 0 | 0 | 1.3879e-08 |  | 4.5761e-07 | 0 | 4.5761e-07 | 2.2881e-07 | 0 | 2.2881e-07 | 5.8836e-07 | 0 | 5.8836e-07 | [16 empty] | 7.3.1.3 Ignition probability mapping showing the probability of ignition along the electric lines and equipmentWLDFRAggregatedAggregated | WLDFR | HFTD - Distribution - Tier 3 - 3QU CoRE ¦ 1QU LoRE | Non-Red Flag Warning - Large Fires | Aggregated | Aggregated | 2031 | 2.5034e-05 | 0 | 459.7243 | 0.011509 | 2031 | Mitigation | 0.08575 | 30 | 0 | esc | 0.0012005 | 3.0053e-08 | 0.00060025 | 1.5027e-08 | 0.0015435 | 3.864e-08
[79 empty] | WLDFR | HFTD - Distribution - Tier 3 - 2QU CoRE ¦ 5QU LoRE | Seismic - Red Flag Warning - Catastrophic Fires | 2050 | 0 | 8.3309e-12 | 2.1422e-11 | 27464.7227 | 578.8407 | 17445.538 | 9440.3441 | 0 | 0 | 0 | 1.3879e-08 |  | 0 | 0 | 0 | 2.2881e-07 | 0 | 2.2881e-07 | 5.8836e-07 | 0 | 5.8836e-07 | [16 empty] | 7.3.1.3 Ignition probability mapping showing the probability of ignition along the electric lines and equipmentWLDFRAggregatedAggregated | WLDFR | HFTD - Distribution - Tier 3 - 3QU CoRE ¦ 1QU LoRE | Non-Red Flag Warning - Large Fires | Aggregated | Aggregated | 2032 | 2.5034e-05 | 0 | 459.7243 | 0.011509 | 2032 | Mitigation | 0.08575 | 30 | 0 | esc | 0.0012005 | 3.0053e-08 | 0.00060025 | 1.5027e-08 | 0.0015435 | 3.864e-08
[79 empty] | WLDFR | HFTD - Distribution - Tier 3 - 2QU CoRE ¦ 5QU LoRE | Seismic - Red Flag Warning - Catastrophic Fires | 2051 | 0 | 0 | 2.1422e-11 | 27464.7227 | 578.8407 | 17445.538 | 9440.3441 | 0 | 0 | 0 | 1.3879e-08 |  | 0 | 0 | 0 | 0 | 0 | 0 | 5.8836e-07 | 0 | 5.8836e-07 | [16 empty] | 7.3.1.3 Ignition probability mapping showing the probability of ignition along the electric lines and equipmentWLDFRAggregatedAggregated | WLDFR | HFTD - Distribution - Tier 3 - 3QU CoRE ¦ 1QU LoRE | Non-Red Flag Warning - Large Fires | Aggregated | Aggregated | 2033 | 2.5034e-05 | 0 | 459.7243 | 0.011509 | 2033 | Mitigation | 0.08575 | 30 | 0 | esc | 0.0012005 | 3.0053e-08 | 0.00060025 | 1.5027e-08 | 0.0015435 | 3.864e-08
[79 empty] | WLDFR | HFTD - Distribution - Tier 3 - 3QU CoRE ¦ 1QU LoRE | Non-Red Flag Warning - Catastrophic Fires | 2020 | 2.0113e-09 | 0 | 0 | 14146.1306 | 222.2294 | 8585.7228 | 5338.1784 | 0 | 0 | 0 | 1.6754e-06 |  | 2.8452e-05 | 0 | 2.8452e-05 | 0 | 0 | 0 | 0 | 0 | 0 | [16 empty] | 7.3.1.3 Ignition probability mapping showing the probability of ignition along the electric lines and equipmentWLDFRAggregatedAggregated | WLDFR | HFTD - Distribution - Tier 3 - 3QU CoRE ¦ 1QU LoRE | Non-Red Flag Warning - Large Fires | Aggregated | Aggregated | 2034 | 2.5034e-05 | 0 | 459.7243 | 0.011509 | 2034 | Mitigation | 0.08575 | 30 | 0 | esc | 0.0012005 | 3.0053e-08 | 0.00060025 | 1.5027e-08 | 0.0015435 | 3.864e-08
[79 empty] | WLDFR | HFTD - Distribution - Tier 3 - 3QU CoRE ¦ 1QU LoRE | Non-Red Flag Warning - Catastrophic Fires | 2021 | 2.0113e-09 | 1.0056e-09 | 0 | 14146.1306 | 222.2294 | 8585.7228 | 5338.1784 | 0 | 0 | 0 | 1.6754e-06 |  | 2.8452e-05 | 0 | 2.8452e-05 | 1.4226e-05 | 0 | 1.4226e-05 | 0 | 0 | 0 | [16 empty] | 7.3.1.3 Ignition probability mapping showing the probability of ignition along the electric lines and equipmentWLDFRAggregatedAggregated | WLDFR | HFTD - Distribution - Tier 3 - 3QU CoRE ¦ 1QU LoRE | Non-Red Flag Warning - Large Fires | Aggregated | Aggregated | 2035 | 2.5034e-05 | 0 | 459.7243 | 0.011509 | 2035 | Mitigation | 0.08575 | 30 | 0 | esc | 0.0012005 | 3.0053e-08 | 0.00060025 | 1.5027e-08 | 0.0015435 | 3.864e-08
[79 empty] | WLDFR | HFTD - Distribution - Tier 3 - 3QU CoRE ¦ 1QU LoRE | Non-Red Flag Warning - Catastrophic Fires | 2022 | 2.0113e-09 | 1.0056e-09 | 2.5859e-09 | 14146.1306 | 222.2294 | 8585.7228 | 5338.1784 | 0 | 0 | 0 | 1.6754e-06 |  | 2.8452e-05 | 0 | 2.8452e-05 | 1.4226e-05 | 0 | 1.4226e-05 | 3.6581e-05 | 0 | 3.6581e-05 | [16 empty] | 7.3.1.3 Ignition probability mapping showing the probability of ignition along the electric lines and equipmentWLDFRAggregatedAggregated | WLDFR | HFTD - Distribution - Tier 3 - 3QU CoRE ¦ 1QU LoRE | Non-Red Flag Warning - Large Fires | Aggregated | Aggregated | 2036 | 2.5034e-05 | 0 | 459.7243 | 0.011509 | 2036 | Mitigation | 0.08575 | 30 | 0 | esc | 0.0012005 | 3.0053e-08 | 0.00060025 | 1.5027e-08 | 0.0015435 | 3.864e-08
[79 empty] | WLDFR | HFTD - Distribution - Tier 3 - 3QU CoRE ¦ 1QU LoRE | Non-Red Flag Warning - Catastrophic Fires | 2023 | 2.0113e-09 | 1.0056e-09 | 2.5859e-09 | 14664.6376 | 233.2301 | 8896.516 | 5534.8915 | 0 | 0 | 0 | 1.6754e-06 |  | 2.9495e-05 | 0 | 2.9495e-05 | 1.4747e-05 | 0 | 1.4747e-05 | 3.7922e-05 | 0 | 3.7922e-05 | [16 empty] | 7.3.1.3 Ignition probability mapping showing the probability of ignition along the electric lines and equipmentWLDFRAggregatedAggregated | WLDFR | HFTD - Distribution - Tier 3 - 3QU CoRE ¦ 1QU LoRE | Non-Red Flag Warning - Large Fires | Aggregated | Aggregated | 2037 | 2.5034e-05 | 0 | 459.7243 | 0.011509 | 2037 | Mitigation | 0.08575 | 30 | 0 | esc | 0.0012005 | 3.0053e-08 | 0.00060025 | 1.5027e-08 | 0.0015435 | 3.864e-08
[79 empty] | WLDFR | HFTD - Distribution - Tier 3 - 3QU CoRE ¦ 1QU LoRE | Non-Red Flag Warning - Catastrophic Fires | 2024 | 2.0113e-09 | 1.0056e-09 | 2.5859e-09 | 14664.6376 | 233.2301 | 8896.516 | 5534.8915 | 0 | 0 | 0 | 1.6754e-06 |  | 2.9495e-05 | 0 | 2.9495e-05 | 1.4747e-05 | 0 | 1.4747e-05 | 3.7922e-05 | 0 | 3.7922e-05 | [16 empty] | 7.3.1.3 Ignition probability mapping showing the probability of ignition along the electric lines and equipmentWLDFRAggregatedAggregated | WLDFR | HFTD - Distribution - Tier 3 - 3QU CoRE ¦ 1QU LoRE | Non-Red Flag Warning - Large Fires | Aggregated | Aggregated | 2038 | 2.5034e-05 | 0 | 459.7243 | 0.011509 | 2038 | Mitigation | 0.08575 | 30 | 0 | esc | 0.0012005 | 3.0053e-08 | 0.00060025 | 1.5027e-08 | 0.0015435 | 3.864e-08
[79 empty] | WLDFR | HFTD - Distribution - Tier 3 - 3QU CoRE ¦ 1QU LoRE | Non-Red Flag Warning - Catastrophic Fires | 2025 | 2.0113e-09 | 1.0056e-09 | 2.5859e-09 | 14664.6376 | 233.2301 | 8896.516 | 5534.8915 | 0 | 0 | 0 | 1.6754e-06 |  | 2.9495e-05 | 0 | 2.9495e-05 | 1.4747e-05 | 0 | 1.4747e-05 | 3.7922e-05 | 0 | 3.7922e-05 | [16 empty] | 7.3.1.3 Ignition probability mapping showing the probability of ignition along the electric lines and equipmentWLDFRAggregatedAggregated | WLDFR | HFTD - Distribution - Tier 3 - 3QU CoRE ¦ 1QU LoRE | Non-Red Flag Warning - Large Fires | Aggregated | Aggregated | 2039 | 2.5034e-05 | 0 | 459.7243 | 0.011509 | 2039 | Mitigation | 0.08575 | 30 | 0 | esc | 0.0012005 | 3.0053e-08 | 0.00060025 | 1.5027e-08 | 0.0015435 | 3.864e-08
[79 empty] | WLDFR | HFTD - Distribution - Tier 3 - 3QU CoRE ¦ 1QU LoRE | Non-Red Flag Warning - Catastrophic Fires | 2026 | 2.0113e-09 | 1.0056e-09 | 2.5859e-09 | 14664.6376 | 233.2301 | 8896.516 | 5534.8915 | 0 | 0 | 0 | 1.6754e-06 |  | 2.9495e-05 | 0 | 2.9495e-05 | 1.4747e-05 | 0 | 1.4747e-05 | 3.7922e-05 | 0 | 3.7922e-05 | [16 empty] | 7.3.1.3 Ignition probability mapping showing the probability of ignition along the electric lines and equipmentWLDFRAggregatedAggregated | WLDFR | HFTD - Distribution - Tier 3 - 3QU CoRE ¦ 1QU LoRE | Non-Red Flag Warning - Large Fires | Aggregated | Aggregated | 2040 | 2.5034e-05 | 0 | 459.7243 | 0.011509 | 2040 | Mitigation | 0.08575 | 30 | 0 | esc | 0.0012005 | 3.0053e-08 | 0.00060025 | 1.5027e-08 | 0.0015435 | 3.864e-08
[79 empty] | WLDFR | HFTD - Distribution - Tier 3 - 3QU CoRE ¦ 1QU LoRE | Non-Red Flag Warning - Catastrophic Fires | 2027 | 2.0113e-09 | 1.0056e-09 | 2.5859e-09 | 14664.6376 | 233.2301 | 8896.516 | 5534.8915 | 0 | 0 | 0 | 1.6754e-06 |  | 2.9495e-05 | 0 | 2.9495e-05 | 1.4747e-05 | 0 | 1.4747e-05 | 3.7922e-05 | 0 | 3.7922e-05 | [16 empty] | 7.3.1.3 Ignition probability mapping showing the probability of ignition along the electric lines and equipmentWLDFRAggregatedAggregated | WLDFR | HFTD - Distribution - Tier 3 - 3QU CoRE ¦ 1QU LoRE | Non-Red Flag Warning - Large Fires | Aggregated | Aggregated | 2041 | 2.5034e-05 | 0 | 459.7243 | 0.011509 | 2041 | Mitigation | 0.08575 | 30 | 0 | esc | 0.0012005 | 3.0053e-08 | 0.00060025 | 1.5027e-08 | 0.0015435 | 3.864e-08
[79 empty] | WLDFR | HFTD - Distribution - Tier 3 - 3QU CoRE ¦ 1QU LoRE | Non-Red Flag Warning - Catastrophic Fires | 2028 | 2.0113e-09 | 1.0056e-09 | 2.5859e-09 | 15317.9909 | 247.273 | 9287.6491 | 5783.0689 | 0 | 0 | 0 | 1.6754e-06 |  | 3.0809e-05 | 0 | 3.0809e-05 | 1.5404e-05 | 0 | 1.5404e-05 | 3.9611e-05 | 0 | 3.9611e-05 | [16 empty] | 7.3.1.3 Ignition probability mapping showing the probability of ignition along the electric lines and equipmentWLDFRAggregatedAggregated | WLDFR | HFTD - Distribution - Tier 3 - 3QU CoRE ¦ 1QU LoRE | Non-Red Flag Warning - Large Fires | Aggregated | Aggregated | 2042 | 2.5034e-05 | 0 | 459.7243 | 0.011509 | 2042 | Mitigation | 0.08575 | 30 | 0 | esc | 0.0012005 | 3.0053e-08 | 0.00060025 | 1.5027e-08 | 0.0015435 | 3.864e-08
[79 empty] | WLDFR | HFTD - Distribution - Tier 3 - 3QU CoRE ¦ 1QU LoRE | Non-Red Flag Warning - Catastrophic Fires | 2029 | 2.0113e-09 | 1.0056e-09 | 2.5859e-09 | 15317.9909 | 247.273 | 9287.6491 | 5783.0689 | 0 | 0 | 0 | 1.6754e-06 |  | 3.0809e-05 | 0 | 3.0809e-05 | 1.5404e-05 | 0 | 1.5404e-05 | 3.9611e-05 | 0 | 3.9611e-05 | [16 empty] | 7.3.1.3 Ignition probability mapping showing the probability of ignition along the electric lines and equipmentWLDFRAggregatedAggregated | WLDFR | HFTD - Distribution - Tier 3 - 3QU CoRE ¦ 1QU LoRE | Non-Red Flag Warning - Large Fires | Aggregated | Aggregated | 2043 | 2.5034e-05 | 0 | 459.7243 | 0.011509 | 2043 | Mitigation | 0.08575 | 30 | 0 | esc | 0.0012005 | 3.0053e-08 | 0.00060025 | 1.5027e-08 | 0.0015435 | 3.864e-08
[79 empty] | WLDFR | HFTD - Distribution - Tier 3 - 3QU CoRE ¦ 1QU LoRE | Non-Red Flag Warning - Catastrophic Fires | 2030 | 2.0113e-09 | 1.0056e-09 | 2.5859e-09 | 15317.9909 | 247.273 | 9287.6491 | 5783.0689 | 0 | 0 | 0 | 1.6754e-06 |  | 3.0809e-05 | 0 | 3.0809e-05 | 1.5404e-05 | 0 | 1.5404e-05 | 3.9611e-05 | 0 | 3.9611e-05 | [16 empty] | 7.3.1.3 Ignition probability mapping showing the probability of ignition along the electric lines and equipmentWLDFRAggregatedAggregated | WLDFR | HFTD - Distribution - Tier 3 - 3QU CoRE ¦ 1QU LoRE | Non-Red Flag Warning - Large Fires | Aggregated | Aggregated | 2044 | 2.5034e-05 | 0 | 459.7243 | 0.011509 | 2044 | Mitigation | 0.08575 | 30 | 0 | esc | 0.0012005 | 3.0053e-08 | 0.00060025 | 1.5027e-08 | 0.0015435 | 3.864e-08
[79 empty] | WLDFR | HFTD - Distribution - Tier 3 - 3QU CoRE ¦ 1QU LoRE | Non-Red Flag Warning - Catastrophic Fires | 2031 | 2.0113e-09 | 1.0056e-09 | 2.5859e-09 | 15317.9909 | 247.273 | 9287.6491 | 5783.0689 | 0 | 0 | 0 | 1.6754e-06 |  | 3.0809e-05 | 0 | 3.0809e-05 | 1.5404e-05 | 0 | 1.5404e-05 | 3.9611e-05 | 0 | 3.9611e-05 | [16 empty] | 7.3.1.3 Ignition probability mapping showing the probability of ignition along the electric lines and equipmentWLDFRAggregatedAggregated | WLDFR | HFTD - Distribution - Tier 3 - 3QU CoRE ¦ 1QU LoRE | Non-Red Flag Warning - Large Fires | Aggregated | Aggregated | 2045 | 2.5034e-05 | 0 | 459.7243 | 0.011509 | 2045 | Mitigation | 0.08575 | 30 | 0 | esc | 0.0012005 | 3.0053e-08 | 0.00060025 | 1.5027e-08 | 0.0015435 | 3.864e-08
[79 empty] | WLDFR | HFTD - Distribution - Tier 3 - 3QU CoRE ¦ 1QU LoRE | Non-Red Flag Warning - Catastrophic Fires | 2032 | 2.0113e-09 | 1.0056e-09 | 2.5859e-09 | 15317.9909 | 247.273 | 9287.6491 | 5783.0689 | 0 | 0 | 0 | 1.6754e-06 |  | 3.0809e-05 | 0 | 3.0809e-05 | 1.5404e-05 | 0 | 1.5404e-05 | 3.9611e-05 | 0 | 3.9611e-05 | [16 empty] | 7.3.1.3 Ignition probability mapping showing the probability of ignition along the electric lines and equipmentWLDFRAggregatedAggregated | WLDFR | HFTD - Distribution - Tier 3 - 3QU CoRE ¦ 1QU LoRE | Non-Red Flag Warning - Large Fires | Aggregated | Aggregated | 2046 | 2.5034e-05 | 0 | 459.7243 | 0.011509 | 2046 | Mitigation | 0.08575 | 30 | 0 | esc | 0.0012005 | 3.0053e-08 | 0.00060025 | 1.5027e-08 | 0.0015435 | 3.864e-08
[79 empty] | WLDFR | HFTD - Distribution - Tier 3 - 3QU CoRE ¦ 1QU LoRE | Non-Red Flag Warning - Catastrophic Fires | 2033 | 2.0113e-09 | 1.0056e-09 | 2.5859e-09 | 16044.1264 | 263.1074 | 9721.74 | 6059.2791 | 0 | 0 | 0 | 1.6754e-06 |  | 3.2269e-05 | 0 | 3.2269e-05 | 1.6135e-05 | 0 | 1.6135e-05 | 4.1489e-05 | 0 | 4.1489e-05 | [16 empty] | 7.3.1.3 Ignition probability mapping showing the probability of ignition along the electric lines and equipmentWLDFRAggregatedAggregated | WLDFR | HFTD - Distribution - Tier 3 - 3QU CoRE ¦ 1QU LoRE | Non-Red Flag Warning - Large Fires | Aggregated | Aggregated | 2047 | 2.5034e-05 | 0 | 459.7243 | 0.011509 | 2047 | Mitigation | 0.08575 | 30 | 0 | esc | 0.0012005 | 3.0053e-08 | 0.00060025 | 1.5027e-08 | 0.0015435 | 3.864e-08
[79 empty] | WLDFR | HFTD - Distribution - Tier 3 - 3QU CoRE ¦ 1QU LoRE | Non-Red Flag Warning - Catastrophic Fires | 2034 | 2.0113e-09 | 1.0056e-09 | 2.5859e-09 | 16044.1264 | 263.1074 | 9721.74 | 6059.2791 | 0 | 0 | 0 | 1.6754e-06 |  | 3.2269e-05 | 0 | 3.2269e-05 | 1.6135e-05 | 0 | 1.6135e-05 | 4.1489e-05 | 0 | 4.1489e-05 | [16 empty] | 7.3.1.3 Ignition probability mapping showing the probability of ignition along the electric lines and equipmentWLDFRAggregatedAggregated | WLDFR | HFTD - Distribution - Tier 3 - 3QU CoRE ¦ 1QU LoRE | Non-Red Flag Warning - Large Fires | Aggregated | Aggregated | 2048 | 2.5034e-05 | 0 | 459.7243 | 0.011509 | 2048 | Mitigation | 0.08575 | 30 | 0 | esc | 0.0012005 | 3.0053e-08 | 0.00060025 | 1.5027e-08 | 0.0015435 | 3.864e-08
[79 empty] | WLDFR | HFTD - Distribution - Tier 3 - 3QU CoRE ¦ 1QU LoRE | Non-Red Flag Warning - Catastrophic Fires | 2035 | 2.0113e-09 | 1.0056e-09 | 2.5859e-09 | 16044.1264 | 263.1074 | 9721.74 | 6059.2791 | 0 | 0 | 0 | 1.6754e-06 |  | 3.2269e-05 | 0 | 3.2269e-05 | 1.6135e-05 | 0 | 1.6135e-05 | 4.1489e-05 | 0 | 4.1489e-05 | [16 empty] | 7.3.1.3 Ignition probability mapping showing the probability of ignition along the electric lines and equipmentWLDFRAggregatedAggregated | WLDFR | HFTD - Distribution - Tier 3 - 3QU CoRE ¦ 1QU LoRE | Non-Red Flag Warning - Large Fires | Aggregated | Aggregated | 2049 | 2.5034e-05 | 0 | 459.7243 | 0.011509 | 2049 | Mitigation | 0.08575 | 30 | 0 | esc | 0.0012005 | 3.0053e-08 | 0.00060025 | 1.5027e-08 | 0.0015435 | 3.864e-08
[79 empty] | WLDFR | HFTD - Distribution - Tier 3 - 3QU CoRE ¦ 1QU LoRE | Non-Red Flag Warning - Catastrophic Fires | 2036 | 2.0113e-09 | 1.0056e-09 | 2.5859e-09 | 16044.1264 | 263.1074 | 9721.74 | 6059.2791 | 0 | 0 | 0 | 1.6754e-06 |  | 3.2269e-05 | 0 | 3.2269e-05 | 1.6135e-05 | 0 | 1.6135e-05 | 4.1489e-05 | 0 | 4.1489e-05 | [16 empty] | 7.3.1.3 Ignition probability mapping showing the probability of ignition along the electric lines and equipmentWLDFRAggregatedAggregated | WLDFR | HFTD - Distribution - Tier 3 - 3QU CoRE ¦ 1QU LoRE | Non-Red Flag Warning - Large Fires | Aggregated | Aggregated | 2050 | 2.5034e-05 | 0 | 459.7243 | 0.011509 | 2050 | Mitigation | 0.08575 | 30 | 0 | esc | 0 | 0 | 0.00060025 | 1.5027e-08 | 0.0015435 | 3.864e-08
[79 empty] | WLDFR | HFTD - Distribution - Tier 3 - 3QU CoRE ¦ 1QU LoRE | Non-Red Flag Warning - Catastrophic Fires | 2037 | 2.0113e-09 | 1.0056e-09 | 2.5859e-09 | 16044.1264 | 263.1074 | 9721.74 | 6059.2791 | 0 | 0 | 0 | 1.6754e-06 |  | 3.2269e-05 | 0 | 3.2269e-05 | 1.6135e-05 | 0 | 1.6135e-05 | 4.1489e-05 | 0 | 4.1489e-05 | [16 empty] | 7.3.1.3 Ignition probability mapping showing the probability of ignition along the electric lines and equipmentWLDFRAggregatedAggregated | WLDFR | HFTD - Distribution - Tier 3 - 3QU CoRE ¦ 1QU LoRE | Non-Red Flag Warning - Large Fires | Aggregated | Aggregated | 2051 | 2.5034e-05 | 0 | 459.7243 | 0.011509 | 2051 | Mitigation | 0.08575 | 30 | 0 | esc | 0 | 0 | 0 | 0 | 0.0015435 | 3.864e-08
[79 empty] | WLDFR | HFTD - Distribution - Tier 3 - 3QU CoRE ¦ 1QU LoRE | Non-Red Flag Warning - Catastrophic Fires | 2038 | 2.0113e-09 | 1.0056e-09 | 2.5859e-09 | 16832.3912 | 280.5544 | 10192.2718 | 6359.5651 | 0 | 0 | 0 | 1.6754e-06 |  | 3.3855e-05 | 0 | 3.3855e-05 | 1.6927e-05 | 0 | 1.6927e-05 | 4.3527e-05 | 0 | 4.3527e-05 | [16 empty] | 7.3.1.3 Ignition probability mapping showing the probability of ignition along the electric lines and equipmentWLDFRAggregatedAggregated | WLDFR | HFTD - Distribution - Tier 3 - 3QU CoRE ¦ 1QU LoRE | Non-Red Flag Warning - Small Fires | Aggregated | Aggregated | 2021 | 0.0076325 | 0 | 459.7243 | 3.5088 | 2021 | Mitigation | 0.08575 | 30 | 0 | esc | 0.0012005 | 9.1628e-06 | 0.00060025 | 4.5814e-06 | 0 | 0
[79 empty] | WLDFR | HFTD - Distribution - Tier 3 - 3QU CoRE ¦ 1QU LoRE | Non-Red Flag Warning - Catastrophic Fires | 2039 | 2.0113e-09 | 1.0056e-09 | 2.5859e-09 | 16832.3912 | 280.5544 | 10192.2718 | 6359.5651 | 0 | 0 | 0 | 1.6754e-06 |  | 3.3855e-05 | 0 | 3.3855e-05 | 1.6927e-05 | 0 | 1.6927e-05 | 4.3527e-05 | 0 | 4.3527e-05 | [16 empty] | 7.3.1.3 Ignition probability mapping showing the probability of ignition along the electric lines and equipmentWLDFRAggregatedAggregated | WLDFR | HFTD - Distribution - Tier 3 - 3QU CoRE ¦ 1QU LoRE | Non-Red Flag Warning - Small Fires | Aggregated | Aggregated | 2022 | 0.0076325 | 0 | 459.7243 | 3.5088 | 2022 | Mitigation | 0.08575 | 30 | 0 | esc | 0.0012005 | 9.1628e-06 | 0.00060025 | 4.5814e-06 | 0.0015435 | 1.1781e-05
[79 empty] | WLDFR | HFTD - Distribution - Tier 3 - 3QU CoRE ¦ 1QU LoRE | Non-Red Flag Warning - Catastrophic Fires | 2040 | 2.0113e-09 | 1.0056e-09 | 2.5859e-09 | 16832.3912 | 280.5544 | 10192.2718 | 6359.5651 | 0 | 0 | 0 | 1.6754e-06 |  | 3.3855e-05 | 0 | 3.3855e-05 | 1.6927e-05 | 0 | 1.6927e-05 | 4.3527e-05 | 0 | 4.3527e-05 | [16 empty] | 7.3.1.3 Ignition probability mapping showing the probability of ignition along the electric lines and equipmentWLDFRAggregatedAggregated | WLDFR | HFTD - Distribution - Tier 3 - 3QU CoRE ¦ 1QU LoRE | Non-Red Flag Warning - Small Fires | Aggregated | Aggregated | 2023 | 0.0076325 | 0 | 459.7243 | 3.5088 | 2023 | Mitigation | 0.08575 | 30 | 0 | esc | 0.0012005 | 9.1628e-06 | 0.00060025 | 4.5814e-06 | 0.0015435 | 1.1781e-05
[79 empty] | WLDFR | HFTD - Distribution - Tier 3 - 3QU CoRE ¦ 1QU LoRE | Non-Red Flag Warning - Catastrophic Fires | 2041 | 2.0113e-09 | 1.0056e-09 | 2.5859e-09 | 16832.3912 | 280.5544 | 10192.2718 | 6359.5651 | 0 | 0 | 0 | 1.6754e-06 |  | 3.3855e-05 | 0 | 3.3855e-05 | 1.6927e-05 | 0 | 1.6927e-05 | 4.3527e-05 | 0 | 4.3527e-05 | [16 empty] | 7.3.1.3 Ignition probability mapping showing the probability of ignition along the electric lines and equipmentWLDFRAggregatedAggregated | WLDFR | HFTD - Distribution - Tier 3 - 3QU CoRE ¦ 1QU LoRE | Non-Red Flag Warning - Small Fires | Aggregated | Aggregated | 2024 | 0.0076325 | 0 | 459.7243 | 3.5088 | 2024 | Mitigation | 0.08575 | 30 | 0 | esc | 0.0012005 | 9.1628e-06 | 0.00060025 | 4.5814e-06 | 0.0015435 | 1.1781e-05
[79 empty] | WLDFR | HFTD - Distribution - Tier 3 - 3QU CoRE ¦ 1QU LoRE | Non-Red Flag Warning - Catastrophic Fires | 2042 | 2.0113e-09 | 1.0056e-09 | 2.5859e-09 | 16832.3912 | 280.5544 | 10192.2718 | 6359.5651 | 0 | 0 | 0 | 1.6754e-06 |  | 3.3855e-05 | 0 | 3.3855e-05 | 1.6927e-05 | 0 | 1.6927e-05 | 4.3527e-05 | 0 | 4.3527e-05 | [16 empty] | 7.3.1.3 Ignition probability mapping showing the probability of ignition along the electric lines and equipmentWLDFRAggregatedAggregated | WLDFR | HFTD - Distribution - Tier 3 - 3QU CoRE ¦ 1QU LoRE | Non-Red Flag Warning - Small Fires | Aggregated | Aggregated | 2025 | 0.0076325 | 0 | 459.7243 | 3.5088 | 2025 | Mitigation | 0.08575 | 30 | 0 | esc | 0.0012005 | 9.1628e-06 | 0.00060025 | 4.5814e-06 | 0.0015435 | 1.1781e-05
[79 empty] | WLDFR | HFTD - Distribution - Tier 3 - 3QU CoRE ¦ 1QU LoRE | Non-Red Flag Warning - Catastrophic Fires | 2043 | 2.0113e-09 | 1.0056e-09 | 2.5859e-09 | 17672.0852 | 299.42 | 10692.7362 | 6679.929 | 0 | 0 | 0 | 1.6754e-06 |  | 3.5543e-05 | 0 | 3.5543e-05 | 1.7772e-05 | 0 | 1.7772e-05 | 4.5699e-05 | 0 | 4.5699e-05 | [16 empty] | 7.3.1.3 Ignition probability mapping showing the probability of ignition along the electric lines and equipmentWLDFRAggregatedAggregated | WLDFR | HFTD - Distribution - Tier 3 - 3QU CoRE ¦ 1QU LoRE | Non-Red Flag Warning - Small Fires | Aggregated | Aggregated | 2026 | 0.0076325 | 0 | 459.7243 | 3.5088 | 2026 | Mitigation | 0.08575 | 30 | 0 | esc | 0.0012005 | 9.1628e-06 | 0.00060025 | 4.5814e-06 | 0.0015435 | 1.1781e-05
[79 empty] | WLDFR | HFTD - Distribution - Tier 3 - 3QU CoRE ¦ 1QU LoRE | Non-Red Flag Warning - Catastrophic Fires | 2044 | 2.0113e-09 | 1.0056e-09 | 2.5859e-09 | 17672.0852 | 299.42 | 10692.7362 | 6679.929 | 0 | 0 | 0 | 1.6754e-06 |  | 3.5543e-05 | 0 | 3.5543e-05 | 1.7772e-05 | 0 | 1.7772e-05 | 4.5699e-05 | 0 | 4.5699e-05 | [16 empty] | 7.3.1.3 Ignition probability mapping showing the probability of ignition along the electric lines and equipmentWLDFRAggregatedAggregated | WLDFR | HFTD - Distribution - Tier 3 - 3QU CoRE ¦ 1QU LoRE | Non-Red Flag Warning - Small Fires | Aggregated | Aggregated | 2027 | 0.0076325 | 0 | 459.7243 | 3.5088 | 2027 | Mitigation | 0.08575 | 30 | 0 | esc | 0.0012005 | 9.1628e-06 | 0.00060025 | 4.5814e-06 | 0.0015435 | 1.1781e-05
[79 empty] | WLDFR | HFTD - Distribution - Tier 3 - 3QU CoRE ¦ 1QU LoRE | Non-Red Flag Warning - Catastrophic Fires | 2045 | 2.0113e-09 | 1.0056e-09 | 2.5859e-09 | 17672.0852 | 299.42 | 10692.7362 | 6679.929 | 0 | 0 | 0 | 1.6754e-06 |  | 3.5543e-05 | 0 | 3.5543e-05 | 1.7772e-05 | 0 | 1.7772e-05 | 4.5699e-05 | 0 | 4.5699e-05 | [16 empty] | 7.3.1.3 Ignition probability mapping showing the probability of ignition along the electric lines and equipmentWLDFRAggregatedAggregated | WLDFR | HFTD - Distribution - Tier 3 - 3QU CoRE ¦ 1QU LoRE | Non-Red Flag Warning - Small Fires | Aggregated | Aggregated | 2028 | 0.0076325 | 0 | 459.7243 | 3.5088 | 2028 | Mitigation | 0.08575 | 30 | 0 | esc | 0.0012005 | 9.1628e-06 | 0.00060025 | 4.5814e-06 | 0.0015435 | 1.1781e-05
[79 empty] | WLDFR | HFTD - Distribution - Tier 3 - 3QU CoRE ¦ 1QU LoRE | Non-Red Flag Warning - Catastrophic Fires | 2046 | 2.0113e-09 | 1.0056e-09 | 2.5859e-09 | 17672.0852 | 299.42 | 10692.7362 | 6679.929 | 0 | 0 | 0 | 1.6754e-06 |  | 3.5543e-05 | 0 | 3.5543e-05 | 1.7772e-05 | 0 | 1.7772e-05 | 4.5699e-05 | 0 | 4.5699e-05 | [16 empty] | 7.3.1.3 Ignition probability mapping showing the probability of ignition along the electric lines and equipmentWLDFRAggregatedAggregated | WLDFR | HFTD - Distribution - Tier 3 - 3QU CoRE ¦ 1QU LoRE | Non-Red Flag Warning - Small Fires | Aggregated | Aggregated | 2029 | 0.0076325 | 0 | 459.7243 | 3.5088 | 2029 | Mitigation | 0.08575 | 30 | 0 | esc | 0.0012005 | 9.1628e-06 | 0.00060025 | 4.5814e-06 | 0.0015435 | 1.1781e-05
[79 empty] | WLDFR | HFTD - Distribution - Tier 3 - 3QU CoRE ¦ 1QU LoRE | Non-Red Flag Warning - Catastrophic Fires | 2047 | 2.0113e-09 | 1.0056e-09 | 2.5859e-09 | 17672.0852 | 299.42 | 10692.7362 | 6679.929 | 0 | 0 | 0 | 1.6754e-06 |  | 3.5543e-05 | 0 | 3.5543e-05 | 1.7772e-05 | 0 | 1.7772e-05 | 4.5699e-05 | 0 | 4.5699e-05 | [16 empty] | 7.3.1.3 Ignition probability mapping showing the probability of ignition along the electric lines and equipmentWLDFRAggregatedAggregated | WLDFR | HFTD - Distribution - Tier 3 - 3QU CoRE ¦ 1QU LoRE | Non-Red Flag Warning - Small Fires | Aggregated | Aggregated | 2030 | 0.0076325 | 0 | 459.7243 | 3.5088 | 2030 | Mitigation | 0.08575 | 30 | 0 | esc | 0.0012005 | 9.1628e-06 | 0.00060025 | 4.5814e-06 | 0.0015435 | 1.1781e-05
[79 empty] | WLDFR | HFTD - Distribution - Tier 3 - 3QU CoRE ¦ 1QU LoRE | Non-Red Flag Warning - Catastrophic Fires | 2048 | 2.0113e-09 | 1.0056e-09 | 2.5859e-09 | 18552.3348 | 319.4911 | 11216.5626 | 7016.281 | 0 | 0 | 0 | 1.6754e-06 |  | 3.7314e-05 | 0 | 3.7314e-05 | 1.8657e-05 | 0 | 1.8657e-05 | 4.7975e-05 | 0 | 4.7975e-05 | [16 empty] | 7.3.1.3 Ignition probability mapping showing the probability of ignition along the electric lines and equipmentWLDFRAggregatedAggregated | WLDFR | HFTD - Distribution - Tier 3 - 3QU CoRE ¦ 1QU LoRE | Non-Red Flag Warning - Small Fires | Aggregated | Aggregated | 2031 | 0.0076325 | 0 | 459.7243 | 3.5088 | 2031 | Mitigation | 0.08575 | 30 | 0 | esc | 0.0012005 | 9.1628e-06 | 0.00060025 | 4.5814e-06 | 0.0015435 | 1.1781e-05
[79 empty] | WLDFR | HFTD - Distribution - Tier 3 - 3QU CoRE ¦ 1QU LoRE | Non-Red Flag Warning - Catastrophic Fires | 2049 | 2.0113e-09 | 1.0056e-09 | 2.5859e-09 | 18552.3348 | 319.4911 | 11216.5626 | 7016.281 | 0 | 0 | 0 | 1.6754e-06 |  | 3.7314e-05 | 0 | 3.7314e-05 | 1.8657e-05 | 0 | 1.8657e-05 | 4.7975e-05 | 0 | 4.7975e-05 | [16 empty] | 7.3.1.3 Ignition probability mapping showing the probability of ignition along the electric lines and equipmentWLDFRAggregatedAggregated | WLDFR | HFTD - Distribution - Tier 3 - 3QU CoRE ¦ 1QU LoRE | Non-Red Flag Warning - Small Fires | Aggregated | Aggregated | 2032 | 0.0076325 | 0 | 459.7243 | 3.5088 | 2032 | Mitigation | 0.08575 | 30 | 0 | esc | 0.0012005 | 9.1628e-06 | 0.00060025 | 4.5814e-06 | 0.0015435 | 1.1781e-05
[79 empty] | WLDFR | HFTD - Distribution - Tier 3 - 3QU CoRE ¦ 1QU LoRE | Non-Red Flag Warning - Catastrophic Fires | 2050 | 0 | 1.0056e-09 | 2.5859e-09 | 18552.3348 | 319.4911 | 11216.5626 | 7016.281 | 0 | 0 | 0 | 1.6754e-06 |  | 0 | 0 | 0 | 1.8657e-05 | 0 | 1.8657e-05 | 4.7975e-05 | 0 | 4.7975e-05 | [16 empty] | 7.3.1.3 Ignition probability mapping showing the probability of ignition along the electric lines and equipmentWLDFRAggregatedAggregated | WLDFR | HFTD - Distribution - Tier 3 - 3QU CoRE ¦ 1QU LoRE | Non-Red Flag Warning - Small Fires | Aggregated | Aggregated | 2033 | 0.0076325 | 0 | 459.7243 | 3.5088 | 2033 | Mitigation | 0.08575 | 30 | 0 | esc | 0.0012005 | 9.1628e-06 | 0.00060025 | 4.5814e-06 | 0.0015435 | 1.1781e-05
[79 empty] | WLDFR | HFTD - Distribution - Tier 3 - 3QU CoRE ¦ 1QU LoRE | Non-Red Flag Warning - Catastrophic Fires | 2051 | 0 | 0 | 2.5859e-09 | 18552.3348 | 319.4911 | 11216.5626 | 7016.281 | 0 | 0 | 0 | 1.6754e-06 |  | 0 | 0 | 0 | 0 | 0 | 0 | 4.7975e-05 | 0 | 4.7975e-05 | [16 empty] | 7.3.1.3 Ignition probability mapping showing the probability of ignition along the electric lines and equipmentWLDFRAggregatedAggregated | WLDFR | HFTD - Distribution - Tier 3 - 3QU CoRE ¦ 1QU LoRE | Non-Red Flag Warning - Small Fires | Aggregated | Aggregated | 2034 | 0.0076325 | 0 | 459.7243 | 3.5088 | 2034 | Mitigation | 0.08575 | 30 | 0 | esc | 0.0012005 | 9.1628e-06 | 0.00060025 | 4.5814e-06 | 0.0015435 | 1.1781e-05
[79 empty] | WLDFR | HFTD - Distribution - Tier 3 - 3QU CoRE ¦ 1QU LoRE | Non-Red Flag Warning - Destructive Fires | 2020 | 2.6929e-09 | 0 | 0 | 8807.9522 | 222.2294 | 8585.7228 | 0 | 0 | 0 | 0 | 2.2431e-06 |  | 2.3719e-05 | 0 | 2.3719e-05 | 0 | 0 | 0 | 0 | 0 | 0 | [16 empty] | 7.3.1.3 Ignition probability mapping showing the probability of ignition along the electric lines and equipmentWLDFRAggregatedAggregated | WLDFR | HFTD - Distribution - Tier 3 - 3QU CoRE ¦ 1QU LoRE | Non-Red Flag Warning - Small Fires | Aggregated | Aggregated | 2035 | 0.0076325 | 0 | 459.7243 | 3.5088 | 2035 | Mitigation | 0.08575 | 30 | 0 | esc | 0.0012005 | 9.1628e-06 | 0.00060025 | 4.5814e-06 | 0.0015435 | 1.1781e-05
[79 empty] | WLDFR | HFTD - Distribution - Tier 3 - 3QU CoRE ¦ 1QU LoRE | Non-Red Flag Warning - Destructive Fires | 2021 | 2.6929e-09 | 1.3464e-09 | 0 | 8807.9522 | 222.2294 | 8585.7228 | 0 | 0 | 0 | 0 | 2.2431e-06 |  | 2.3719e-05 | 0 | 2.3719e-05 | 1.1859e-05 | 0 | 1.1859e-05 | 0 | 0 | 0 | [16 empty] | 7.3.1.3 Ignition probability mapping showing the probability of ignition along the electric lines and equipmentWLDFRAggregatedAggregated | WLDFR | HFTD - Distribution - Tier 3 - 3QU CoRE ¦ 1QU LoRE | Non-Red Flag Warning - Small Fires | Aggregated | Aggregated | 2036 | 0.0076325 | 0 | 459.7243 | 3.5088 | 2036 | Mitigation | 0.08575 | 30 | 0 | esc | 0.0012005 | 9.1628e-06 | 0.00060025 | 4.5814e-06 | 0.0015435 | 1.1781e-05
[79 empty] | WLDFR | HFTD - Distribution - Tier 3 - 3QU CoRE ¦ 1QU LoRE | Non-Red Flag Warning - Destructive Fires | 2022 | 2.6929e-09 | 1.3464e-09 | 3.4622e-09 | 8807.9522 | 222.2294 | 8585.7228 | 0 | 0 | 0 | 0 | 2.2431e-06 |  | 2.3719e-05 | 0 | 2.3719e-05 | 1.1859e-05 | 0 | 1.1859e-05 | 3.0495e-05 | 0 | 3.0495e-05 | [16 empty] | 7.3.1.3 Ignition probability mapping showing the probability of ignition along the electric lines and equipmentWLDFRAggregatedAggregated | WLDFR | HFTD - Distribution - Tier 3 - 3QU CoRE ¦ 1QU LoRE | Non-Red Flag Warning - Small Fires | Aggregated | Aggregated | 2037 | 0.0076325 | 0 | 459.7243 | 3.5088 | 2037 | Mitigation | 0.08575 | 30 | 0 | esc | 0.0012005 | 9.1628e-06 | 0.00060025 | 4.5814e-06 | 0.0015435 | 1.1781e-05
[79 empty] | WLDFR | HFTD - Distribution - Tier 3 - 3QU CoRE ¦ 1QU LoRE | Non-Red Flag Warning - Destructive Fires | 2023 | 2.6929e-09 | 1.3464e-09 | 3.4622e-09 | 9129.7461 | 233.2301 | 8896.516 | 0 | 0 | 0 | 0 | 2.2431e-06 |  | 2.4585e-05 | 0 | 2.4585e-05 | 1.2293e-05 | 0 | 1.2293e-05 | 3.1609e-05 | 0 | 3.1609e-05 | [16 empty] | 7.3.1.3 Ignition probability mapping showing the probability of ignition along the electric lines and equipmentWLDFRAggregatedAggregated | WLDFR | HFTD - Distribution - Tier 3 - 3QU CoRE ¦ 1QU LoRE | Non-Red Flag Warning - Small Fires | Aggregated | Aggregated | 2038 | 0.0076325 | 0 | 459.7243 | 3.5088 | 2038 | Mitigation | 0.08575 | 30 | 0 | esc | 0.0012005 | 9.1628e-06 | 0.00060025 | 4.5814e-06 | 0.0015435 | 1.1781e-05
[79 empty] | WLDFR | HFTD - Distribution - Tier 3 - 3QU CoRE ¦ 1QU LoRE | Non-Red Flag Warning - Destructive Fires | 2024 | 2.6929e-09 | 1.3464e-09 | 3.4622e-09 | 9129.7461 | 233.2301 | 8896.516 | 0 | 0 | 0 | 0 | 2.2431e-06 |  | 2.4585e-05 | 0 | 2.4585e-05 | 1.2293e-05 | 0 | 1.2293e-05 | 3.1609e-05 | 0 | 3.1609e-05 | [16 empty] | 7.3.1.3 Ignition probability mapping showing the probability of ignition along the electric lines and equipmentWLDFRAggregatedAggregated | WLDFR | HFTD - Distribution - Tier 3 - 3QU CoRE ¦ 1QU LoRE | Non-Red Flag Warning - Small Fires | Aggregated | Aggregated | 2039 | 0.0076325 | 0 | 459.7243 | 3.5088 | 2039 | Mitigation | 0.08575 | 30 | 0 | esc | 0.0012005 | 9.1628e-06 | 0.00060025 | 4.5814e-06 | 0.0015435 | 1.1781e-05
[79 empty] | WLDFR | HFTD - Distribution - Tier 3 - 3QU CoRE ¦ 1QU LoRE | Non-Red Flag Warning - Destructive Fires | 2025 | 2.6929e-09 | 1.3464e-09 | 3.4622e-09 | 9129.7461 | 233.2301 | 8896.516 | 0 | 0 | 0 | 0 | 2.2431e-06 |  | 2.4585e-05 | 0 | 2.4585e-05 | 1.2293e-05 | 0 | 1.2293e-05 | 3.1609e-05 | 0 | 3.1609e-05 | [16 empty] | 7.3.1.3 Ignition probability mapping showing the probability of ignition along the electric lines and equipmentWLDFRAggregatedAggregated | WLDFR | HFTD - Distribution - Tier 3 - 3QU CoRE ¦ 1QU LoRE | Non-Red Flag Warning - Small Fires | Aggregated | Aggregated | 2040 | 0.0076325 | 0 | 459.7243 | 3.5088 | 2040 | Mitigation | 0.08575 | 30 | 0 | esc | 0.0012005 | 9.1628e-06 | 0.00060025 | 4.5814e-06 | 0.0015435 | 1.1781e-05
[79 empty] | WLDFR | HFTD - Distribution - Tier 3 - 3QU CoRE ¦ 1QU LoRE | Non-Red Flag Warning - Destructive Fires | 2026 | 2.6929e-09 | 1.3464e-09 | 3.4622e-09 | 9129.7461 | 233.2301 | 8896.516 | 0 | 0 | 0 | 0 | 2.2431e-06 |  | 2.4585e-05 | 0 | 2.4585e-05 | 1.2293e-05 | 0 | 1.2293e-05 | 3.1609e-05 | 0 | 3.1609e-05 | [16 empty] | 7.3.1.3 Ignition probability mapping showing the probability of ignition along the electric lines and equipmentWLDFRAggregatedAggregated | WLDFR | HFTD - Distribution - Tier 3 - 3QU CoRE ¦ 1QU LoRE | Non-Red Flag Warning - Small Fires | Aggregated | Aggregated | 2041 | 0.0076325 | 0 | 459.7243 | 3.5088 | 2041 | Mitigation | 0.08575 | 30 | 0 | esc | 0.0012005 | 9.1628e-06 | 0.00060025 | 4.5814e-06 | 0.0015435 | 1.1781e-05
[79 empty] | WLDFR | HFTD - Distribution - Tier 3 - 3QU CoRE ¦ 1QU LoRE | Non-Red Flag Warning - Destructive Fires | 2027 | 2.6929e-09 | 1.3464e-09 | 3.4622e-09 | 9129.7461 | 233.2301 | 8896.516 | 0 | 0 | 0 | 0 | 2.2431e-06 |  | 2.4585e-05 | 0 | 2.4585e-05 | 1.2293e-05 | 0 | 1.2293e-05 | 3.1609e-05 | 0 | 3.1609e-05 | [16 empty] | 7.3.1.3 Ignition probability mapping showing the probability of ignition along the electric lines and equipmentWLDFRAggregatedAggregated | WLDFR | HFTD - Distribution - Tier 3 - 3QU CoRE ¦ 1QU LoRE | Non-Red Flag Warning - Small Fires | Aggregated | Aggregated | 2042 | 0.0076325 | 0 | 459.7243 | 3.5088 | 2042 | Mitigation | 0.08575 | 30 | 0 | esc | 0.0012005 | 9.1628e-06 | 0.00060025 | 4.5814e-06 | 0.0015435 | 1.1781e-05
[79 empty] | WLDFR | HFTD - Distribution - Tier 3 - 3QU CoRE ¦ 1QU LoRE | Non-Red Flag Warning - Destructive Fires | 2028 | 2.6929e-09 | 1.3464e-09 | 3.4622e-09 | 9534.9221 | 247.273 | 9287.6491 | 0 | 0 | 0 | 0 | 2.2431e-06 |  | 2.5676e-05 | 0 | 2.5676e-05 | 1.2838e-05 | 0 | 1.2838e-05 | 3.3012e-05 | 0 | 3.3012e-05 | [16 empty] | 7.3.1.3 Ignition probability mapping showing the probability of ignition along the electric lines and equipmentWLDFRAggregatedAggregated | WLDFR | HFTD - Distribution - Tier 3 - 3QU CoRE ¦ 1QU LoRE | Non-Red Flag Warning - Small Fires | Aggregated | Aggregated | 2043 | 0.0076325 | 0 | 459.7243 | 3.5088 | 2043 | Mitigation | 0.08575 | 30 | 0 | esc | 0.0012005 | 9.1628e-06 | 0.00060025 | 4.5814e-06 | 0.0015435 | 1.1781e-05
[79 empty] | WLDFR | HFTD - Distribution - Tier 3 - 3QU CoRE ¦ 1QU LoRE | Non-Red Flag Warning - Destructive Fires | 2029 | 2.6929e-09 | 1.3464e-09 | 3.4622e-09 | 9534.9221 | 247.273 | 9287.6491 | 0 | 0 | 0 | 0 | 2.2431e-06 |  | 2.5676e-05 | 0 | 2.5676e-05 | 1.2838e-05 | 0 | 1.2838e-05 | 3.3012e-05 | 0 | 3.3012e-05 | [16 empty] | 7.3.1.3 Ignition probability mapping showing the probability of ignition along the electric lines and equipmentWLDFRAggregatedAggregated | WLDFR | HFTD - Distribution - Tier 3 - 3QU CoRE ¦ 1QU LoRE | Non-Red Flag Warning - Small Fires | Aggregated | Aggregated | 2044 | 0.0076325 | 0 | 459.7243 | 3.5088 | 2044 | Mitigation | 0.08575 | 30 | 0 | esc | 0.0012005 | 9.1628e-06 | 0.00060025 | 4.5814e-06 | 0.0015435 | 1.1781e-05
[79 empty] | WLDFR | HFTD - Distribution - Tier 3 - 3QU CoRE ¦ 1QU LoRE | Non-Red Flag Warning - Destructive Fires | 2030 | 2.6929e-09 | 1.3464e-09 | 3.4622e-09 | 9534.9221 | 247.273 | 9287.6491 | 0 | 0 | 0 | 0 | 2.2431e-06 |  | 2.5676e-05 | 0 | 2.5676e-05 | 1.2838e-05 | 0 | 1.2838e-05 | 3.3012e-05 | 0 | 3.3012e-05 | [16 empty] | 7.3.1.3 Ignition probability mapping showing the probability of ignition along the electric lines and equipmentWLDFRAggregatedAggregated | WLDFR | HFTD - Distribution - Tier 3 - 3QU CoRE ¦ 1QU LoRE | Non-Red Flag Warning - Small Fires | Aggregated | Aggregated | 2045 | 0.0076325 | 0 | 459.7243 | 3.5088 | 2045 | Mitigation | 0.08575 | 30 | 0 | esc | 0.0012005 | 9.1628e-06 | 0.00060025 | 4.5814e-06 | 0.0015435 | 1.1781e-05
[79 empty] | WLDFR | HFTD - Distribution - Tier 3 - 3QU CoRE ¦ 1QU LoRE | Non-Red Flag Warning - Destructive Fires | 2031 | 2.6929e-09 | 1.3464e-09 | 3.4622e-09 | 9534.9221 | 247.273 | 9287.6491 | 0 | 0 | 0 | 0 | 2.2431e-06 |  | 2.5676e-05 | 0 | 2.5676e-05 | 1.2838e-05 | 0 | 1.2838e-05 | 3.3012e-05 | 0 | 3.3012e-05 | [16 empty] | 7.3.1.3 Ignition probability mapping showing the probability of ignition along the electric lines and equipmentWLDFRAggregatedAggregated | WLDFR | HFTD - Distribution - Tier 3 - 3QU CoRE ¦ 1QU LoRE | Non-Red Flag Warning - Small Fires | Aggregated | Aggregated | 2046 | 0.0076325 | 0 | 459.7243 | 3.5088 | 2046 | Mitigation | 0.08575 | 30 | 0 | esc | 0.0012005 | 9.1628e-06 | 0.00060025 | 4.5814e-06 | 0.0015435 | 1.1781e-05
[79 empty] | WLDFR | HFTD - Distribution - Tier 3 - 3QU CoRE ¦ 1QU LoRE | Non-Red Flag Warning - Destructive Fires | 2032 | 2.6929e-09 | 1.3464e-09 | 3.4622e-09 | 9534.9221 | 247.273 | 9287.6491 | 0 | 0 | 0 | 0 | 2.2431e-06 |  | 2.5676e-05 | 0 | 2.5676e-05 | 1.2838e-05 | 0 | 1.2838e-05 | 3.3012e-05 | 0 | 3.3012e-05 | [16 empty] | 7.3.1.3 Ignition probability mapping showing the probability of ignition along the electric lines and equipmentWLDFRAggregatedAggregated | WLDFR | HFTD - Distribution - Tier 3 - 3QU CoRE ¦ 1QU LoRE | Non-Red Flag Warning - Small Fires | Aggregated | Aggregated | 2047 | 0.0076325 | 0 | 459.7243 | 3.5088 | 2047 | Mitigation | 0.08575 | 30 | 0 | esc | 0.0012005 | 9.1628e-06 | 0.00060025 | 4.5814e-06 | 0.0015435 | 1.1781e-05
[79 empty] | WLDFR | HFTD - Distribution - Tier 3 - 3QU CoRE ¦ 1QU LoRE | Non-Red Flag Warning - Destructive Fires | 2033 | 2.6929e-09 | 1.3464e-09 | 3.4622e-09 | 9984.8474 | 263.1074 | 9721.74 | 0 | 0 | 0 | 0 | 2.2431e-06 |  | 2.6888e-05 | 0 | 2.6888e-05 | 1.3444e-05 | 0 | 1.3444e-05 | 3.457e-05 | 0 | 3.457e-05 | [16 empty] | 7.3.1.3 Ignition probability mapping showing the probability of ignition along the electric lines and equipmentWLDFRAggregatedAggregated | WLDFR | HFTD - Distribution - Tier 3 - 3QU CoRE ¦ 1QU LoRE | Non-Red Flag Warning - Small Fires | Aggregated | Aggregated | 2048 | 0.0076325 | 0 | 459.7243 | 3.5088 | 2048 | Mitigation | 0.08575 | 30 | 0 | esc | 0.0012005 | 9.1628e-06 | 0.00060025 | 4.5814e-06 | 0.0015435 | 1.1781e-05
[79 empty] | WLDFR | HFTD - Distribution - Tier 3 - 3QU CoRE ¦ 1QU LoRE | Non-Red Flag Warning - Destructive Fires | 2034 | 2.6929e-09 | 1.3464e-09 | 3.4622e-09 | 9984.8474 | 263.1074 | 9721.74 | 0 | 0 | 0 | 0 | 2.2431e-06 |  | 2.6888e-05 | 0 | 2.6888e-05 | 1.3444e-05 | 0 | 1.3444e-05 | 3.457e-05 | 0 | 3.457e-05 | [16 empty] | 7.3.1.3 Ignition probability mapping showing the probability of ignition along the electric lines and equipmentWLDFRAggregatedAggregated | WLDFR | HFTD - Distribution - Tier 3 - 3QU CoRE ¦ 1QU LoRE | Non-Red Flag Warning - Small Fires | Aggregated | Aggregated | 2049 | 0.0076325 | 0 | 459.7243 | 3.5088 | 2049 | Mitigation | 0.08575 | 30 | 0 | esc | 0.0012005 | 9.1628e-06 | 0.00060025 | 4.5814e-06 | 0.0015435 | 1.1781e-05
[79 empty] | WLDFR | HFTD - Distribution - Tier 3 - 3QU CoRE ¦ 1QU LoRE | Non-Red Flag Warning - Destructive Fires | 2035 | 2.6929e-09 | 1.3464e-09 | 3.4622e-09 | 9984.8474 | 263.1074 | 9721.74 | 0 | 0 | 0 | 0 | 2.2431e-06 |  | 2.6888e-05 | 0 | 2.6888e-05 | 1.3444e-05 | 0 | 1.3444e-05 | 3.457e-05 | 0 | 3.457e-05 | [16 empty] | 7.3.1.3 Ignition probability mapping showing the probability of ignition along the electric lines and equipmentWLDFRAggregatedAggregated | WLDFR | HFTD - Distribution - Tier 3 - 3QU CoRE ¦ 1QU LoRE | Non-Red Flag Warning - Small Fires | Aggregated | Aggregated | 2050 | 0.0076325 | 0 | 459.7243 | 3.5088 | 2050 | Mitigation | 0.08575 | 30 | 0 | esc | 0 | 0 | 0.00060025 | 4.5814e-06 | 0.0015435 | 1.1781e-05
[79 empty] | WLDFR | HFTD - Distribution - Tier 3 - 3QU CoRE ¦ 1QU LoRE | Non-Red Flag Warning - Destructive Fires | 2036 | 2.6929e-09 | 1.3464e-09 | 3.4622e-09 | 9984.8474 | 263.1074 | 9721.74 | 0 | 0 | 0 | 0 | 2.2431e-06 |  | 2.6888e-05 | 0 | 2.6888e-05 | 1.3444e-05 | 0 | 1.3444e-05 | 3.457e-05 | 0 | 3.457e-05 | [16 empty] | 7.3.1.3 Ignition probability mapping showing the probability of ignition along the electric lines and equipmentWLDFRAggregatedAggregated | WLDFR | HFTD - Distribution - Tier 3 - 3QU CoRE ¦ 1QU LoRE | Non-Red Flag Warning - Small Fires | Aggregated | Aggregated | 2051 | 0.0076325 | 0 | 459.7243 | 3.5088 | 2051 | Mitigation | 0.08575 | 30 | 0 | esc | 0 | 0 | 0 | 0 | 0.0015435 | 1.1781e-05
[79 empty] | WLDFR | HFTD - Distribution - Tier 3 - 3QU CoRE ¦ 1QU LoRE | Non-Red Flag Warning - Destructive Fires | 2037 | 2.6929e-09 | 1.3464e-09 | 3.4622e-09 | 9984.8474 | 263.1074 | 9721.74 | 0 | 0 | 0 | 0 | 2.2431e-06 |  | 2.6888e-05 | 0 | 2.6888e-05 | 1.3444e-05 | 0 | 1.3444e-05 | 3.457e-05 | 0 | 3.457e-05 | [16 empty] | 7.3.1.3 Ignition probability mapping showing the probability of ignition along the electric lines and equipmentWLDFRAggregatedAggregated | WLDFR | HFTD - Distribution - Tier 3 - 3QU CoRE ¦ 1QU LoRE | Red Flag Warning - Catastrophic Fires | Aggregated | Aggregated | 2021 | 5.4682e-05 | 0 | 459.7243 | 0.025139 | 2021 | Mitigation | 0.08575 | 30 | 0 | esc | 0.0012005 | 6.5646e-08 | 0.00060025 | 3.2823e-08 | 0 | 0
[79 empty] | WLDFR | HFTD - Distribution - Tier 3 - 3QU CoRE ¦ 1QU LoRE | Non-Red Flag Warning - Destructive Fires | 2038 | 2.6929e-09 | 1.3464e-09 | 3.4622e-09 | 10472.8261 | 280.5544 | 10192.2718 | 0 | 0 | 0 | 0 | 2.2431e-06 |  | 2.8202e-05 | 0 | 2.8202e-05 | 1.4101e-05 | 0 | 1.4101e-05 | 3.626e-05 | 0 | 3.626e-05 | [16 empty] | 7.3.1.3 Ignition probability mapping showing the probability of ignition along the electric lines and equipmentWLDFRAggregatedAggregated | WLDFR | HFTD - Distribution - Tier 3 - 3QU CoRE ¦ 1QU LoRE | Red Flag Warning - Catastrophic Fires | Aggregated | Aggregated | 2022 | 5.4682e-05 | 0 | 459.7243 | 0.025139 | 2022 | Mitigation | 0.08575 | 30 | 0 | esc | 0.0012005 | 6.5646e-08 | 0.00060025 | 3.2823e-08 | 0.0015435 | 8.4402e-08
[79 empty] | WLDFR | HFTD - Distribution - Tier 3 - 3QU CoRE ¦ 1QU LoRE | Non-Red Flag Warning - Destructive Fires | 2039 | 2.6929e-09 | 1.3464e-09 | 3.4622e-09 | 10472.8261 | 280.5544 | 10192.2718 | 0 | 0 | 0 | 0 | 2.2431e-06 |  | 2.8202e-05 | 0 | 2.8202e-05 | 1.4101e-05 | 0 | 1.4101e-05 | 3.626e-05 | 0 | 3.626e-05 | [16 empty] | 7.3.1.3 Ignition probability mapping showing the probability of ignition along the electric lines and equipmentWLDFRAggregatedAggregated | WLDFR | HFTD - Distribution - Tier 3 - 3QU CoRE ¦ 1QU LoRE | Red Flag Warning - Catastrophic Fires | Aggregated | Aggregated | 2023 | 5.4682e-05 | 0 | 459.7243 | 0.025139 | 2023 | Mitigation | 0.08575 | 30 | 0 | esc | 0.0012005 | 6.5646e-08 | 0.00060025 | 3.2823e-08 | 0.0015435 | 8.4402e-08
[79 empty] | WLDFR | HFTD - Distribution - Tier 3 - 3QU CoRE ¦ 1QU LoRE | Non-Red Flag Warning - Destructive Fires | 2040 | 2.6929e-09 | 1.3464e-09 | 3.4622e-09 | 10472.8261 | 280.5544 | 10192.2718 | 0 | 0 | 0 | 0 | 2.2431e-06 |  | 2.8202e-05 | 0 | 2.8202e-05 | 1.4101e-05 | 0 | 1.4101e-05 | 3.626e-05 | 0 | 3.626e-05 | [16 empty] | 7.3.1.3 Ignition probability mapping showing the probability of ignition along the electric lines and equipmentWLDFRAggregatedAggregated | WLDFR | HFTD - Distribution - Tier 3 - 3QU CoRE ¦ 1QU LoRE | Red Flag Warning - Catastrophic Fires | Aggregated | Aggregated | 2024 | 5.4682e-05 | 0 | 459.7243 | 0.025139 | 2024 | Mitigation | 0.08575 | 30 | 0 | esc | 0.0012005 | 6.5646e-08 | 0.00060025 | 3.2823e-08 | 0.0015435 | 8.4402e-08
[79 empty] | WLDFR | HFTD - Distribution - Tier 3 - 3QU CoRE ¦ 1QU LoRE | Non-Red Flag Warning - Destructive Fires | 2041 | 2.6929e-09 | 1.3464e-09 | 3.4622e-09 | 10472.8261 | 280.5544 | 10192.2718 | 0 | 0 | 0 | 0 | 2.2431e-06 |  | 2.8202e-05 | 0 | 2.8202e-05 | 1.4101e-05 | 0 | 1.4101e-05 | 3.626e-05 | 0 | 3.626e-05 | [16 empty] | 7.3.1.3 Ignition probability mapping showing the probability of ignition along the electric lines and equipmentWLDFRAggregatedAggregated | WLDFR | HFTD - Distribution - Tier 3 - 3QU CoRE ¦ 1QU LoRE | Red Flag Warning - Catastrophic Fires | Aggregated | Aggregated | 2025 | 5.4682e-05 | 0 | 459.7243 | 0.025139 | 2025 | Mitigation | 0.08575 | 30 | 0 | esc | 0.0012005 | 6.5646e-08 | 0.00060025 | 3.2823e-08 | 0.0015435 | 8.4402e-08
[79 empty] | WLDFR | HFTD - Distribution - Tier 3 - 3QU CoRE ¦ 1QU LoRE | Non-Red Flag Warning - Destructive Fires | 2042 | 2.6929e-09 | 1.3464e-09 | 3.4622e-09 | 10472.8261 | 280.5544 | 10192.2718 | 0 | 0 | 0 | 0 | 2.2431e-06 |  | 2.8202e-05 | 0 | 2.8202e-05 | 1.4101e-05 | 0 | 1.4101e-05 | 3.626e-05 | 0 | 3.626e-05 | [16 empty] | 7.3.1.3 Ignition probability mapping showing the probability of ignition along the electric lines and equipmentWLDFRAggregatedAggregated | WLDFR | HFTD - Distribution - Tier 3 - 3QU CoRE ¦ 1QU LoRE | Red Flag Warning - Catastrophic Fires | Aggregated | Aggregated | 2026 | 5.4682e-05 | 0 | 459.7243 | 0.025139 | 2026 | Mitigation | 0.08575 | 30 | 0 | esc | 0.0012005 | 6.5646e-08 | 0.00060025 | 3.2823e-08 | 0.0015435 | 8.4402e-08
[79 empty] | WLDFR | HFTD - Distribution - Tier 3 - 3QU CoRE ¦ 1QU LoRE | Non-Red Flag Warning - Destructive Fires | 2043 | 2.6929e-09 | 1.3464e-09 | 3.4622e-09 | 10992.1562 | 299.42 | 10692.7362 | 0 | 0 | 0 | 0 | 2.2431e-06 |  | 2.96e-05 | 0 | 2.96e-05 | 1.48e-05 | 0 | 1.48e-05 | 3.8058e-05 | 0 | 3.8058e-05 | [16 empty] | 7.3.1.3 Ignition probability mapping showing the probability of ignition along the electric lines and equipmentWLDFRAggregatedAggregated | WLDFR | HFTD - Distribution - Tier 3 - 3QU CoRE ¦ 1QU LoRE | Red Flag Warning - Catastrophic Fires | Aggregated | Aggregated | 2027 | 5.4682e-05 | 0 | 459.7243 | 0.025139 | 2027 | Mitigation | 0.08575 | 30 | 0 | esc | 0.0012005 | 6.5646e-08 | 0.00060025 | 3.2823e-08 | 0.0015435 | 8.4402e-08
[79 empty] | WLDFR | HFTD - Distribution - Tier 3 - 3QU CoRE ¦ 1QU LoRE | Non-Red Flag Warning - Destructive Fires | 2044 | 2.6929e-09 | 1.3464e-09 | 3.4622e-09 | 10992.1562 | 299.42 | 10692.7362 | 0 | 0 | 0 | 0 | 2.2431e-06 |  | 2.96e-05 | 0 | 2.96e-05 | 1.48e-05 | 0 | 1.48e-05 | 3.8058e-05 | 0 | 3.8058e-05 | [16 empty] | 7.3.1.3 Ignition probability mapping showing the probability of ignition along the electric lines and equipmentWLDFRAggregatedAggregated | WLDFR | HFTD - Distribution - Tier 3 - 3QU CoRE ¦ 1QU LoRE | Red Flag Warning - Catastrophic Fires | Aggregated | Aggregated | 2028 | 5.4682e-05 | 0 | 459.7243 | 0.025139 | 2028 | Mitigation | 0.08575 | 30 | 0 | esc | 0.0012005 | 6.5646e-08 | 0.00060025 | 3.2823e-08 | 0.0015435 | 8.4402e-08
[79 empty] | WLDFR | HFTD - Distribution - Tier 3 - 3QU CoRE ¦ 1QU LoRE | Non-Red Flag Warning - Destructive Fires | 2045 | 2.6929e-09 | 1.3464e-09 | 3.4622e-09 | 10992.1562 | 299.42 | 10692.7362 | 0 | 0 | 0 | 0 | 2.2431e-06 |  | 2.96e-05 | 0 | 2.96e-05 | 1.48e-05 | 0 | 1.48e-05 | 3.8058e-05 | 0 | 3.8058e-05 | [16 empty] | 7.3.1.3 Ignition probability mapping showing the probability of ignition along the electric lines and equipmentWLDFRAggregatedAggregated | WLDFR | HFTD - Distribution - Tier 3 - 3QU CoRE ¦ 1QU LoRE | Red Flag Warning - Catastrophic Fires | Aggregated | Aggregated | 2029 | 5.4682e-05 | 0 | 459.7243 | 0.025139 | 2029 | Mitigation | 0.08575 | 30 | 0 | esc | 0.0012005 | 6.5646e-08 | 0.00060025 | 3.2823e-08 | 0.0015435 | 8.4402e-08
[79 empty] | WLDFR | HFTD - Distribution - Tier 3 - 3QU CoRE ¦ 1QU LoRE | Non-Red Flag Warning - Destructive Fires | 2046 | 2.6929e-09 | 1.3464e-09 | 3.4622e-09 | 10992.1562 | 299.42 | 10692.7362 | 0 | 0 | 0 | 0 | 2.2431e-06 |  | 2.96e-05 | 0 | 2.96e-05 | 1.48e-05 | 0 | 1.48e-05 | 3.8058e-05 | 0 | 3.8058e-05 | [16 empty] | 7.3.1.3 Ignition probability mapping showing the probability of ignition along the electric lines and equipmentWLDFRAggregatedAggregated | WLDFR | HFTD - Distribution - Tier 3 - 3QU CoRE ¦ 1QU LoRE | Red Flag Warning - Catastrophic Fires | Aggregated | Aggregated | 2030 | 5.4682e-05 | 0 | 459.7243 | 0.025139 | 2030 | Mitigation | 0.08575 | 30 | 0 | esc | 0.0012005 | 6.5646e-08 | 0.00060025 | 3.2823e-08 | 0.0015435 | 8.4402e-08
[79 empty] | WLDFR | HFTD - Distribution - Tier 3 - 3QU CoRE ¦ 1QU LoRE | Non-Red Flag Warning - Destructive Fires | 2047 | 2.6929e-09 | 1.3464e-09 | 3.4622e-09 | 10992.1562 | 299.42 | 10692.7362 | 0 | 0 | 0 | 0 | 2.2431e-06 |  | 2.96e-05 | 0 | 2.96e-05 | 1.48e-05 | 0 | 1.48e-05 | 3.8058e-05 | 0 | 3.8058e-05 | [16 empty] | 7.3.1.3 Ignition probability mapping showing the probability of ignition along the electric lines and equipmentWLDFRAggregatedAggregated | WLDFR | HFTD - Distribution - Tier 3 - 3QU CoRE ¦ 1QU LoRE | Red Flag Warning - Catastrophic Fires | Aggregated | Aggregated | 2031 | 5.4682e-05 | 0 | 459.7243 | 0.025139 | 2031 | Mitigation | 0.08575 | 30 | 0 | esc | 0.0012005 | 6.5646e-08 | 0.00060025 | 3.2823e-08 | 0.0015435 | 8.4402e-08
[79 empty] | WLDFR | HFTD - Distribution - Tier 3 - 3QU CoRE ¦ 1QU LoRE | Non-Red Flag Warning - Destructive Fires | 2048 | 2.6929e-09 | 1.3464e-09 | 3.4622e-09 | 11536.0538 | 319.4911 | 11216.5626 | 0 | 0 | 0 | 0 | 2.2431e-06 |  | 3.1065e-05 | 0 | 3.1065e-05 | 1.5532e-05 | 0 | 1.5532e-05 | 3.9941e-05 | 0 | 3.9941e-05 | [16 empty] | 7.3.1.3 Ignition probability mapping showing the probability of ignition along the electric lines and equipmentWLDFRAggregatedAggregated | WLDFR | HFTD - Distribution - Tier 3 - 3QU CoRE ¦ 1QU LoRE | Red Flag Warning - Catastrophic Fires | Aggregated | Aggregated | 2032 | 5.4682e-05 | 0 | 459.7243 | 0.025139 | 2032 | Mitigation | 0.08575 | 30 | 0 | esc | 0.0012005 | 6.5646e-08 | 0.00060025 | 3.2823e-08 | 0.0015435 | 8.4402e-08
[79 empty] | WLDFR | HFTD - Distribution - Tier 3 - 3QU CoRE ¦ 1QU LoRE | Non-Red Flag Warning - Destructive Fires | 2049 | 2.6929e-09 | 1.3464e-09 | 3.4622e-09 | 11536.0538 | 319.4911 | 11216.5626 | 0 | 0 | 0 | 0 | 2.2431e-06 |  | 3.1065e-05 | 0 | 3.1065e-05 | 1.5532e-05 | 0 | 1.5532e-05 | 3.9941e-05 | 0 | 3.9941e-05 | [16 empty] | 7.3.1.3 Ignition probability mapping showing the probability of ignition along the electric lines and equipmentWLDFRAggregatedAggregated | WLDFR | HFTD - Distribution - Tier 3 - 3QU CoRE ¦ 1QU LoRE | Red Flag Warning - Catastrophic Fires | Aggregated | Aggregated | 2033 | 5.4682e-05 | 0 | 459.7243 | 0.025139 | 2033 | Mitigation | 0.08575 | 30 | 0 | esc | 0.0012005 | 6.5646e-08 | 0.00060025 | 3.2823e-08 | 0.0015435 | 8.4402e-08
[79 empty] | WLDFR | HFTD - Distribution - Tier 3 - 3QU CoRE ¦ 1QU LoRE | Non-Red Flag Warning - Destructive Fires | 2050 | 0 | 1.3464e-09 | 3.4622e-09 | 11536.0538 | 319.4911 | 11216.5626 | 0 | 0 | 0 | 0 | 2.2431e-06 |  | 0 | 0 | 0 | 1.5532e-05 | 0 | 1.5532e-05 | 3.9941e-05 | 0 | 3.9941e-05 | [16 empty] | 7.3.1.3 Ignition probability mapping showing the probability of ignition along the electric lines and equipmentWLDFRAggregatedAggregated | WLDFR | HFTD - Distribution - Tier 3 - 3QU CoRE ¦ 1QU LoRE | Red Flag Warning - Catastrophic Fires | Aggregated | Aggregated | 2034 | 5.4682e-05 | 0 | 459.7243 | 0.025139 | 2034 | Mitigation | 0.08575 | 30 | 0 | esc | 0.0012005 | 6.5646e-08 | 0.00060025 | 3.2823e-08 | 0.0015435 | 8.4402e-08
[79 empty] | WLDFR | HFTD - Distribution - Tier 3 - 3QU CoRE ¦ 1QU LoRE | Non-Red Flag Warning - Destructive Fires | 2051 | 0 | 0 | 3.4622e-09 | 11536.0538 | 319.4911 | 11216.5626 | 0 | 0 | 0 | 0 | 2.2431e-06 |  | 0 | 0 | 0 | 0 | 0 | 0 | 3.9941e-05 | 0 | 3.9941e-05 | [16 empty] | 7.3.1.3 Ignition probability mapping showing the probability of ignition along the electric lines and equipmentWLDFRAggregatedAggregated | WLDFR | HFTD - Distribution - Tier 3 - 3QU CoRE ¦ 1QU LoRE | Red Flag Warning - Catastrophic Fires | Aggregated | Aggregated | 2035 | 5.4682e-05 | 0 | 459.7243 | 0.025139 | 2035 | Mitigation | 0.08575 | 30 | 0 | esc | 0.0012005 | 6.5646e-08 | 0.00060025 | 3.2823e-08 | 0.0015435 | 8.4402e-08
[79 empty] | WLDFR | HFTD - Distribution - Tier 3 - 3QU CoRE ¦ 1QU LoRE | Non-Red Flag Warning - Large Fires | 2020 | 3.0053e-08 | 0 | 0 | 5.2406 | 0.69642 | 2.942 | 1.6022 | 0 | 0 | 0 | 2.5034e-05 |  | 1.575e-07 | 0 | 1.575e-07 | 0 | 0 | 0 | 0 | 0 | 0 | [16 empty] | 7.3.1.3 Ignition probability mapping showing the probability of ignition along the electric lines and equipmentWLDFRAggregatedAggregated | WLDFR | HFTD - Distribution - Tier 3 - 3QU CoRE ¦ 1QU LoRE | Red Flag Warning - Catastrophic Fires | Aggregated | Aggregated | 2036 | 5.4682e-05 | 0 | 459.7243 | 0.025139 | 2036 | Mitigation | 0.08575 | 30 | 0 | esc | 0.0012005 | 6.5646e-08 | 0.00060025 | 3.2823e-08 | 0.0015435 | 8.4402e-08
[79 empty] | WLDFR | HFTD - Distribution - Tier 3 - 3QU CoRE ¦ 1QU LoRE | Non-Red Flag Warning - Large Fires | 2021 | 3.0053e-08 | 1.5027e-08 | 0 | 5.2406 | 0.69642 | 2.942 | 1.6022 | 0 | 0 | 0 | 2.5034e-05 |  | 1.575e-07 | 0 | 1.575e-07 | 7.8748e-08 | 0 | 7.8748e-08 | 0 | 0 | 0 | [16 empty] | 7.3.1.3 Ignition probability mapping showing the probability of ignition along the electric lines and equipmentWLDFRAggregatedAggregated | WLDFR | HFTD - Distribution - Tier 3 - 3QU CoRE ¦ 1QU LoRE | Red Flag Warning - Catastrophic Fires | Aggregated | Aggregated | 2037 | 5.4682e-05 | 0 | 459.7243 | 0.025139 | 2037 | Mitigation | 0.08575 | 30 | 0 | esc | 0.0012005 | 6.5646e-08 | 0.00060025 | 3.2823e-08 | 0.0015435 | 8.4402e-08
[79 empty] | WLDFR | HFTD - Distribution - Tier 3 - 3QU CoRE ¦ 1QU LoRE | Non-Red Flag Warning - Large Fires | 2022 | 3.0053e-08 | 1.5027e-08 | 3.864e-08 | 5.2406 | 0.69642 | 2.942 | 1.6022 | 0 | 0 | 0 | 2.5034e-05 |  | 1.575e-07 | 0 | 1.575e-07 | 7.8748e-08 | 0 | 7.8748e-08 | 2.0249e-07 | 0 | 2.0249e-07 | [16 empty] | 7.3.1.3 Ignition probability mapping showing the probability of ignition along the electric lines and equipmentWLDFRAggregatedAggregated | WLDFR | HFTD - Distribution - Tier 3 - 3QU CoRE ¦ 1QU LoRE | Red Flag Warning - Catastrophic Fires | Aggregated | Aggregated | 2038 | 5.4682e-05 | 0 | 459.7243 | 0.025139 | 2038 | Mitigation | 0.08575 | 30 | 0 | esc | 0.0012005 | 6.5646e-08 | 0.00060025 | 3.2823e-08 | 0.0015435 | 8.4402e-08
[79 empty] | WLDFR | HFTD - Distribution - Tier 3 - 3QU CoRE ¦ 1QU LoRE | Non-Red Flag Warning - Large Fires | 2023 | 3.0053e-08 | 1.5027e-08 | 3.864e-08 | 5.475 | 0.71896 | 3.0715 | 1.6846 | 0 | 0 | 0 | 2.5034e-05 |  | 1.6454e-07 | 0 | 1.6454e-07 | 8.2271e-08 | 0 | 8.2271e-08 | 2.1155e-07 | 0 | 2.1155e-07 | [16 empty] | 7.3.1.3 Ignition probability mapping showing the probability of ignition along the electric lines and equipmentWLDFRAggregatedAggregated | WLDFR | HFTD - Distribution - Tier 3 - 3QU CoRE ¦ 1QU LoRE | Red Flag Warning - Catastrophic Fires | Aggregated | Aggregated | 2039 | 5.4682e-05 | 0 | 459.7243 | 0.025139 | 2039 | Mitigation | 0.08575 | 30 | 0 | esc | 0.0012005 | 6.5646e-08 | 0.00060025 | 3.2823e-08 | 0.0015435 | 8.4402e-08
[79 empty] | WLDFR | HFTD - Distribution - Tier 3 - 3QU CoRE ¦ 1QU LoRE | Non-Red Flag Warning - Large Fires | 2024 | 3.0053e-08 | 1.5027e-08 | 3.864e-08 | 5.475 | 0.71896 | 3.0715 | 1.6846 | 0 | 0 | 0 | 2.5034e-05 |  | 1.6454e-07 | 0 | 1.6454e-07 | 8.2271e-08 | 0 | 8.2271e-08 | 2.1155e-07 | 0 | 2.1155e-07 | [16 empty] | 7.3.1.3 Ignition probability mapping showing the probability of ignition along the electric lines and equipmentWLDFRAggregatedAggregated | WLDFR | HFTD - Distribution - Tier 3 - 3QU CoRE ¦ 1QU LoRE | Red Flag Warning - Catastrophic Fires | Aggregated | Aggregated | 2040 | 5.4682e-05 | 0 | 459.7243 | 0.025139 | 2040 | Mitigation | 0.08575 | 30 | 0 | esc | 0.0012005 | 6.5646e-08 | 0.00060025 | 3.2823e-08 | 0.0015435 | 8.4402e-08
[79 empty] | WLDFR | HFTD - Distribution - Tier 3 - 3QU CoRE ¦ 1QU LoRE | Non-Red Flag Warning - Large Fires | 2025 | 3.0053e-08 | 1.5027e-08 | 3.864e-08 | 5.475 | 0.71896 | 3.0715 | 1.6846 | 0 | 0 | 0 | 2.5034e-05 |  | 1.6454e-07 | 0 | 1.6454e-07 | 8.2271e-08 | 0 | 8.2271e-08 | 2.1155e-07 | 0 | 2.1155e-07 | [16 empty] | 7.3.1.3 Ignition probability mapping showing the probability of ignition along the electric lines and equipmentWLDFRAggregatedAggregated | WLDFR | HFTD - Distribution - Tier 3 - 3QU CoRE ¦ 1QU LoRE | Red Flag Warning - Catastrophic Fires | Aggregated | Aggregated | 2041 | 5.4682e-05 | 0 | 459.7243 | 0.025139 | 2041 | Mitigation | 0.08575 | 30 | 0 | esc | 0.0012005 | 6.5646e-08 | 0.00060025 | 3.2823e-08 | 0.0015435 | 8.4402e-08
[79 empty] | WLDFR | HFTD - Distribution - Tier 3 - 3QU CoRE ¦ 1QU LoRE | Non-Red Flag Warning - Large Fires | 2026 | 3.0053e-08 | 1.5027e-08 | 3.864e-08 | 5.475 | 0.71896 | 3.0715 | 1.6846 | 0 | 0 | 0 | 2.5034e-05 |  | 1.6454e-07 | 0 | 1.6454e-07 | 8.2271e-08 | 0 | 8.2271e-08 | 2.1155e-07 | 0 | 2.1155e-07 | [16 empty] | 7.3.1.3 Ignition probability mapping showing the probability of ignition along the electric lines and equipmentWLDFRAggregatedAggregated | WLDFR | HFTD - Distribution - Tier 3 - 3QU CoRE ¦ 1QU LoRE | Red Flag Warning - Catastrophic Fires | Aggregated | Aggregated | 2042 | 5.4682e-05 | 0 | 459.7243 | 0.025139 | 2042 | Mitigation | 0.08575 | 30 | 0 | esc | 0.0012005 | 6.5646e-08 | 0.00060025 | 3.2823e-08 | 0.0015435 | 8.4402e-08
[79 empty] | WLDFR | HFTD - Distribution - Tier 3 - 3QU CoRE ¦ 1QU LoRE | Non-Red Flag Warning - Large Fires | 2027 | 3.0053e-08 | 1.5027e-08 | 3.864e-08 | 5.475 | 0.71896 | 3.0715 | 1.6846 | 0 | 0 | 0 | 2.5034e-05 |  | 1.6454e-07 | 0 | 1.6454e-07 | 8.2271e-08 | 0 | 8.2271e-08 | 2.1155e-07 | 0 | 2.1155e-07 | [16 empty] | 7.3.1.3 Ignition probability mapping showing the probability of ignition along the electric lines and equipmentWLDFRAggregatedAggregated | WLDFR | HFTD - Distribution - Tier 3 - 3QU CoRE ¦ 1QU LoRE | Red Flag Warning - Catastrophic Fires | Aggregated | Aggregated | 2043 | 5.4682e-05 | 0 | 459.7243 | 0.025139 | 2043 | Mitigation | 0.08575 | 30 | 0 | esc | 0.0012005 | 6.5646e-08 | 0.00060025 | 3.2823e-08 | 0.0015435 | 8.4402e-08
[79 empty] | WLDFR | HFTD - Distribution - Tier 3 - 3QU CoRE ¦ 1QU LoRE | Non-Red Flag Warning - Large Fires | 2028 | 3.0053e-08 | 1.5027e-08 | 3.864e-08 | 5.777 | 0.74734 | 3.238 | 1.7917 | 0 | 0 | 0 | 2.5034e-05 |  | 1.7362e-07 | 0 | 1.7362e-07 | 8.6809e-08 | 0 | 8.6809e-08 | 2.2322e-07 | 0 | 2.2322e-07 | [16 empty] | 7.3.1.3 Ignition probability mapping showing the probability of ignition along the electric lines and equipmentWLDFRAggregatedAggregated | WLDFR | HFTD - Distribution - Tier 3 - 3QU CoRE ¦ 1QU LoRE | Red Flag Warning - Catastrophic Fires | Aggregated | Aggregated | 2044 | 5.4682e-05 | 0 | 459.7243 | 0.025139 | 2044 | Mitigation | 0.08575 | 30 | 0 | esc | 0.0012005 | 6.5646e-08 | 0.00060025 | 3.2823e-08 | 0.0015435 | 8.4402e-08
[79 empty] | WLDFR | HFTD - Distribution - Tier 3 - 3QU CoRE ¦ 1QU LoRE | Non-Red Flag Warning - Large Fires | 2029 | 3.0053e-08 | 1.5027e-08 | 3.864e-08 | 5.777 | 0.74734 | 3.238 | 1.7917 | 0 | 0 | 0 | 2.5034e-05 |  | 1.7362e-07 | 0 | 1.7362e-07 | 8.6809e-08 | 0 | 8.6809e-08 | 2.2322e-07 | 0 | 2.2322e-07 | [16 empty] | 7.3.1.3 Ignition probability mapping showing the probability of ignition along the electric lines and equipmentWLDFRAggregatedAggregated | WLDFR | HFTD - Distribution - Tier 3 - 3QU CoRE ¦ 1QU LoRE | Red Flag Warning - Catastrophic Fires | Aggregated | Aggregated | 2045 | 5.4682e-05 | 0 | 459.7243 | 0.025139 | 2045 | Mitigation | 0.08575 | 30 | 0 | esc | 0.0012005 | 6.5646e-08 | 0.00060025 | 3.2823e-08 | 0.0015435 | 8.4402e-08
[79 empty] | WLDFR | HFTD - Distribution - Tier 3 - 3QU CoRE ¦ 1QU LoRE | Non-Red Flag Warning - Large Fires | 2030 | 3.0053e-08 | 1.5027e-08 | 3.864e-08 | 5.777 | 0.74734 | 3.238 | 1.7917 | 0 | 0 | 0 | 2.5034e-05 |  | 1.7362e-07 | 0 | 1.7362e-07 | 8.6809e-08 | 0 | 8.6809e-08 | 2.2322e-07 | 0 | 2.2322e-07 | [16 empty] | 7.3.1.3 Ignition probability mapping showing the probability of ignition along the electric lines and equipmentWLDFRAggregatedAggregated | WLDFR | HFTD - Distribution - Tier 3 - 3QU CoRE ¦ 1QU LoRE | Red Flag Warning - Catastrophic Fires | Aggregated | Aggregated | 2046 | 5.4682e-05 | 0 | 459.7243 | 0.025139 | 2046 | Mitigation | 0.08575 | 30 | 0 | esc | 0.0012005 | 6.5646e-08 | 0.00060025 | 3.2823e-08 | 0.0015435 | 8.4402e-08
[79 empty] | WLDFR | HFTD - Distribution - Tier 3 - 3QU CoRE ¦ 1QU LoRE | Non-Red Flag Warning - Large Fires | 2031 | 3.0053e-08 | 1.5027e-08 | 3.864e-08 | 5.777 | 0.74734 | 3.238 | 1.7917 | 0 | 0 | 0 | 2.5034e-05 |  | 1.7362e-07 | 0 | 1.7362e-07 | 8.6809e-08 | 0 | 8.6809e-08 | 2.2322e-07 | 0 | 2.2322e-07 | [16 empty] | 7.3.1.3 Ignition probability mapping showing the probability of ignition along the electric lines and equipmentWLDFRAggregatedAggregated | WLDFR | HFTD - Distribution - Tier 3 - 3QU CoRE ¦ 1QU LoRE | Red Flag Warning - Catastrophic Fires | Aggregated | Aggregated | 2047 | 5.4682e-05 | 0 | 459.7243 | 0.025139 | 2047 | Mitigation | 0.08575 | 30 | 0 | esc | 0.0012005 | 6.5646e-08 | 0.00060025 | 3.2823e-08 | 0.0015435 | 8.4402e-08
[79 empty] | WLDFR | HFTD - Distribution - Tier 3 - 3QU CoRE ¦ 1QU LoRE | Non-Red Flag Warning - Large Fires | 2032 | 3.0053e-08 | 1.5027e-08 | 3.864e-08 | 5.777 | 0.74734 | 3.238 | 1.7917 | 0 | 0 | 0 | 2.5034e-05 |  | 1.7362e-07 | 0 | 1.7362e-07 | 8.6809e-08 | 0 | 8.6809e-08 | 2.2322e-07 | 0 | 2.2322e-07 | [16 empty] | 7.3.1.3 Ignition probability mapping showing the probability of ignition along the electric lines and equipmentWLDFRAggregatedAggregated | WLDFR | HFTD - Distribution - Tier 3 - 3QU CoRE ¦ 1QU LoRE | Red Flag Warning - Catastrophic Fires | Aggregated | Aggregated | 2048 | 5.4682e-05 | 0 | 459.7243 | 0.025139 | 2048 | Mitigation | 0.08575 | 30 | 0 | esc | 0.0012005 | 6.5646e-08 | 0.00060025 | 3.2823e-08 | 0.0015435 | 8.4402e-08
[79 empty] | WLDFR | HFTD - Distribution - Tier 3 - 3QU CoRE ¦ 1QU LoRE | Non-Red Flag Warning - Large Fires | 2033 | 3.0053e-08 | 1.5027e-08 | 3.864e-08 | 6.1205 | 0.77885 | 3.4265 | 1.9151 | 0 | 0 | 0 | 2.5034e-05 |  | 1.8394e-07 | 0 | 1.8394e-07 | 9.197e-08 | 0 | 9.197e-08 | 2.3649e-07 | 0 | 2.3649e-07 | [16 empty] | 7.3.1.3 Ignition probability mapping showing the probability of ignition along the electric lines and equipmentWLDFRAggregatedAggregated | WLDFR | HFTD - Distribution - Tier 3 - 3QU CoRE ¦ 1QU LoRE | Red Flag Warning - Catastrophic Fires | Aggregated | Aggregated | 2049 | 5.4682e-05 | 0 | 459.7243 | 0.025139 | 2049 | Mitigation | 0.08575 | 30 | 0 | esc | 0.0012005 | 6.5646e-08 | 0.00060025 | 3.2823e-08 | 0.0015435 | 8.4402e-08
[79 empty] | WLDFR | HFTD - Distribution - Tier 3 - 3QU CoRE ¦ 1QU LoRE | Non-Red Flag Warning - Large Fires | 2034 | 3.0053e-08 | 1.5027e-08 | 3.864e-08 | 6.1205 | 0.77885 | 3.4265 | 1.9151 | 0 | 0 | 0 | 2.5034e-05 |  | 1.8394e-07 | 0 | 1.8394e-07 | 9.197e-08 | 0 | 9.197e-08 | 2.3649e-07 | 0 | 2.3649e-07 | [16 empty] | 7.3.1.3 Ignition probability mapping showing the probability of ignition along the electric lines and equipmentWLDFRAggregatedAggregated | WLDFR | HFTD - Distribution - Tier 3 - 3QU CoRE ¦ 1QU LoRE | Red Flag Warning - Catastrophic Fires | Aggregated | Aggregated | 2050 | 5.4682e-05 | 0 | 459.7243 | 0.025139 | 2050 | Mitigation | 0.08575 | 30 | 0 | esc | 0 | 0 | 0.00060025 | 3.2823e-08 | 0.0015435 | 8.4402e-08
[79 empty] | WLDFR | HFTD - Distribution - Tier 3 - 3QU CoRE ¦ 1QU LoRE | Non-Red Flag Warning - Large Fires | 2035 | 3.0053e-08 | 1.5027e-08 | 3.864e-08 | 6.1205 | 0.77885 | 3.4265 | 1.9151 | 0 | 0 | 0 | 2.5034e-05 |  | 1.8394e-07 | 0 | 1.8394e-07 | 9.197e-08 | 0 | 9.197e-08 | 2.3649e-07 | 0 | 2.3649e-07 | [16 empty] | 7.3.1.3 Ignition probability mapping showing the probability of ignition along the electric lines and equipmentWLDFRAggregatedAggregated | WLDFR | HFTD - Distribution - Tier 3 - 3QU CoRE ¦ 1QU LoRE | Red Flag Warning - Catastrophic Fires | Aggregated | Aggregated | 2051 | 5.4682e-05 | 0 | 459.7243 | 0.025139 | 2051 | Mitigation | 0.08575 | 30 | 0 | esc | 0 | 0 | 0 | 0 | 0.0015435 | 8.4402e-08
[79 empty] | WLDFR | HFTD - Distribution - Tier 3 - 3QU CoRE ¦ 1QU LoRE | Non-Red Flag Warning - Large Fires | 2036 | 3.0053e-08 | 1.5027e-08 | 3.864e-08 | 6.1205 | 0.77885 | 3.4265 | 1.9151 | 0 | 0 | 0 | 2.5034e-05 |  | 1.8394e-07 | 0 | 1.8394e-07 | 9.197e-08 | 0 | 9.197e-08 | 2.3649e-07 | 0 | 2.3649e-07 | [16 empty] | 7.3.1.3 Ignition probability mapping showing the probability of ignition along the electric lines and equipmentWLDFRAggregatedAggregated | WLDFR | HFTD - Distribution - Tier 3 - 3QU CoRE ¦ 1QU LoRE | Red Flag Warning - Destructive Fires | Aggregated | Aggregated | 2021 | 7.4585e-06 | 0 | 459.7243 | 0.0034289 | 2021 | Mitigation | 0.08575 | 30 | 0 | esc | 0.0012005 | 8.9539e-09 | 0.00060025 | 4.477e-09 | 0 | 0
[79 empty] | WLDFR | HFTD - Distribution - Tier 3 - 3QU CoRE ¦ 1QU LoRE | Non-Red Flag Warning - Large Fires | 2037 | 3.0053e-08 | 1.5027e-08 | 3.864e-08 | 6.1205 | 0.77885 | 3.4265 | 1.9151 | 0 | 0 | 0 | 2.5034e-05 |  | 1.8394e-07 | 0 | 1.8394e-07 | 9.197e-08 | 0 | 9.197e-08 | 2.3649e-07 | 0 | 2.3649e-07 | [16 empty] | 7.3.1.3 Ignition probability mapping showing the probability of ignition along the electric lines and equipmentWLDFRAggregatedAggregated | WLDFR | HFTD - Distribution - Tier 3 - 3QU CoRE ¦ 1QU LoRE | Red Flag Warning - Destructive Fires | Aggregated | Aggregated | 2022 | 7.4585e-06 | 0 | 459.7243 | 0.0034289 | 2022 | Mitigation | 0.08575 | 30 | 0 | esc | 0.0012005 | 8.9539e-09 | 0.00060025 | 4.477e-09 | 0.0015435 | 1.1512e-08
[79 empty] | WLDFR | HFTD - Distribution - Tier 3 - 3QU CoRE ¦ 1QU LoRE | Non-Red Flag Warning - Large Fires | 2038 | 3.0053e-08 | 1.5027e-08 | 3.864e-08 | 6.5028 | 0.81304 | 3.6355 | 2.0543 | 0 | 0 | 0 | 2.5034e-05 |  | 1.9543e-07 | 0 | 1.9543e-07 | 9.7715e-08 | 0 | 9.7715e-08 | 2.5127e-07 | 0 | 2.5127e-07 | [16 empty] | 7.3.1.3 Ignition probability mapping showing the probability of ignition along the electric lines and equipmentWLDFRAggregatedAggregated | WLDFR | HFTD - Distribution - Tier 3 - 3QU CoRE ¦ 1QU LoRE | Red Flag Warning - Destructive Fires | Aggregated | Aggregated | 2023 | 7.4585e-06 | 0 | 459.7243 | 0.0034289 | 2023 | Mitigation | 0.08575 | 30 | 0 | esc | 0.0012005 | 8.9539e-09 | 0.00060025 | 4.477e-09 | 0.0015435 | 1.1512e-08
[79 empty] | WLDFR | HFTD - Distribution - Tier 3 - 3QU CoRE ¦ 1QU LoRE | Non-Red Flag Warning - Large Fires | 2039 | 3.0053e-08 | 1.5027e-08 | 3.864e-08 | 6.5028 | 0.81304 | 3.6355 | 2.0543 | 0 | 0 | 0 | 2.5034e-05 |  | 1.9543e-07 | 0 | 1.9543e-07 | 9.7715e-08 | 0 | 9.7715e-08 | 2.5127e-07 | 0 | 2.5127e-07 | [16 empty] | 7.3.1.3 Ignition probability mapping showing the probability of ignition along the electric lines and equipmentWLDFRAggregatedAggregated | WLDFR | HFTD - Distribution - Tier 3 - 3QU CoRE ¦ 1QU LoRE | Red Flag Warning - Destructive Fires | Aggregated | Aggregated | 2024 | 7.4585e-06 | 0 | 459.7243 | 0.0034289 | 2024 | Mitigation | 0.08575 | 30 | 0 | esc | 0.0012005 | 8.9539e-09 | 0.00060025 | 4.477e-09 | 0.0015435 | 1.1512e-08
[79 empty] | WLDFR | HFTD - Distribution - Tier 3 - 3QU CoRE ¦ 1QU LoRE | Non-Red Flag Warning - Large Fires | 2040 | 3.0053e-08 | 1.5027e-08 | 3.864e-08 | 6.5028 | 0.81304 | 3.6355 | 2.0543 | 0 | 0 | 0 | 2.5034e-05 |  | 1.9543e-07 | 0 | 1.9543e-07 | 9.7715e-08 | 0 | 9.7715e-08 | 2.5127e-07 | 0 | 2.5127e-07 | [16 empty] | 7.3.1.3 Ignition probability mapping showing the probability of ignition along the electric lines and equipmentWLDFRAggregatedAggregated | WLDFR | HFTD - Distribution - Tier 3 - 3QU CoRE ¦ 1QU LoRE | Red Flag Warning - Destructive Fires | Aggregated | Aggregated | 2025 | 7.4585e-06 | 0 | 459.7243 | 0.0034289 | 2025 | Mitigation | 0.08575 | 30 | 0 | esc | 0.0012005 | 8.9539e-09 | 0.00060025 | 4.477e-09 | 0.0015435 | 1.1512e-08
[79 empty] | WLDFR | HFTD - Distribution - Tier 3 - 3QU CoRE ¦ 1QU LoRE | Non-Red Flag Warning - Large Fires | 2041 | 3.0053e-08 | 1.5027e-08 | 3.864e-08 | 6.5028 | 0.81304 | 3.6355 | 2.0543 | 0 | 0 | 0 | 2.5034e-05 |  | 1.9543e-07 | 0 | 1.9543e-07 | 9.7715e-08 | 0 | 9.7715e-08 | 2.5127e-07 | 0 | 2.5127e-07 | [16 empty] | 7.3.1.3 Ignition probability mapping showing the probability of ignition along the electric lines and equipmentWLDFRAggregatedAggregated | WLDFR | HFTD - Distribution - Tier 3 - 3QU CoRE ¦ 1QU LoRE | Red Flag Warning - Destructive Fires | Aggregated | Aggregated | 2026 | 7.4585e-06 | 0 | 459.7243 | 0.0034289 | 2026 | Mitigation | 0.08575 | 30 | 0 | esc | 0.0012005 | 8.9539e-09 | 0.00060025 | 4.477e-09 | 0.0015435 | 1.1512e-08
[79 empty] | WLDFR | HFTD - Distribution - Tier 3 - 3QU CoRE ¦ 1QU LoRE | Non-Red Flag Warning - Large Fires | 2042 | 3.0053e-08 | 1.5027e-08 | 3.864e-08 | 6.5028 | 0.81304 | 3.6355 | 2.0543 | 0 | 0 | 0 | 2.5034e-05 |  | 1.9543e-07 | 0 | 1.9543e-07 | 9.7715e-08 | 0 | 9.7715e-08 | 2.5127e-07 | 0 | 2.5127e-07 | [16 empty] | 7.3.1.3 Ignition probability mapping showing the probability of ignition along the electric lines and equipmentWLDFRAggregatedAggregated | WLDFR | HFTD - Distribution - Tier 3 - 3QU CoRE ¦ 1QU LoRE | Red Flag Warning - Destructive Fires | Aggregated | Aggregated | 2027 | 7.4585e-06 | 0 | 459.7243 | 0.0034289 | 2027 | Mitigation | 0.08575 | 30 | 0 | esc | 0.0012005 | 8.9539e-09 | 0.00060025 | 4.477e-09 | 0.0015435 | 1.1512e-08
[79 empty] | WLDFR | HFTD - Distribution - Tier 3 - 3QU CoRE ¦ 1QU LoRE | Non-Red Flag Warning - Large Fires | 2043 | 3.0053e-08 | 1.5027e-08 | 3.864e-08 | 6.9209 | 0.84944 | 3.8632 | 2.2083 | 0 | 0 | 0 | 2.5034e-05 |  | 2.08e-07 | 0 | 2.08e-07 | 1.04e-07 | 0 | 1.04e-07 | 2.6742e-07 | 0 | 2.6742e-07 | [16 empty] | 7.3.1.3 Ignition probability mapping showing the probability of ignition along the electric lines and equipmentWLDFRAggregatedAggregated | WLDFR | HFTD - Distribution - Tier 3 - 3QU CoRE ¦ 1QU LoRE | Red Flag Warning - Destructive Fires | Aggregated | Aggregated | 2028 | 7.4585e-06 | 0 | 459.7243 | 0.0034289 | 2028 | Mitigation | 0.08575 | 30 | 0 | esc | 0.0012005 | 8.9539e-09 | 0.00060025 | 4.477e-09 | 0.0015435 | 1.1512e-08
[79 empty] | WLDFR | HFTD - Distribution - Tier 3 - 3QU CoRE ¦ 1QU LoRE | Non-Red Flag Warning - Large Fires | 2044 | 3.0053e-08 | 1.5027e-08 | 3.864e-08 | 6.9209 | 0.84944 | 3.8632 | 2.2083 | 0 | 0 | 0 | 2.5034e-05 |  | 2.08e-07 | 0 | 2.08e-07 | 1.04e-07 | 0 | 1.04e-07 | 2.6742e-07 | 0 | 2.6742e-07 | [16 empty] | 7.3.1.3 Ignition probability mapping showing the probability of ignition along the electric lines and equipmentWLDFRAggregatedAggregated | WLDFR | HFTD - Distribution - Tier 3 - 3QU CoRE ¦ 1QU LoRE | Red Flag Warning - Destructive Fires | Aggregated | Aggregated | 2029 | 7.4585e-06 | 0 | 459.7243 | 0.0034289 | 2029 | Mitigation | 0.08575 | 30 | 0 | esc | 0.0012005 | 8.9539e-09 | 0.00060025 | 4.477e-09 | 0.0015435 | 1.1512e-08
[79 empty] | WLDFR | HFTD - Distribution - Tier 3 - 3QU CoRE ¦ 1QU LoRE | Non-Red Flag Warning - Large Fires | 2045 | 3.0053e-08 | 1.5027e-08 | 3.864e-08 | 6.9209 | 0.84944 | 3.8632 | 2.2083 | 0 | 0 | 0 | 2.5034e-05 |  | 2.08e-07 | 0 | 2.08e-07 | 1.04e-07 | 0 | 1.04e-07 | 2.6742e-07 | 0 | 2.6742e-07 | [16 empty] | 7.3.1.3 Ignition probability mapping showing the probability of ignition along the electric lines and equipmentWLDFRAggregatedAggregated | WLDFR | HFTD - Distribution - Tier 3 - 3QU CoRE ¦ 1QU LoRE | Red Flag Warning - Destructive Fires | Aggregated | Aggregated | 2030 | 7.4585e-06 | 0 | 459.7243 | 0.0034289 | 2030 | Mitigation | 0.08575 | 30 | 0 | esc | 0.0012005 | 8.9539e-09 | 0.00060025 | 4.477e-09 | 0.0015435 | 1.1512e-08
[79 empty] | WLDFR | HFTD - Distribution - Tier 3 - 3QU CoRE ¦ 1QU LoRE | Non-Red Flag Warning - Large Fires | 2046 | 3.0053e-08 | 1.5027e-08 | 3.864e-08 | 6.9209 | 0.84944 | 3.8632 | 2.2083 | 0 | 0 | 0 | 2.5034e-05 |  | 2.08e-07 | 0 | 2.08e-07 | 1.04e-07 | 0 | 1.04e-07 | 2.6742e-07 | 0 | 2.6742e-07 | [16 empty] | 7.3.1.3 Ignition probability mapping showing the probability of ignition along the electric lines and equipmentWLDFRAggregatedAggregated | WLDFR | HFTD - Distribution - Tier 3 - 3QU CoRE ¦ 1QU LoRE | Red Flag Warning - Destructive Fires | Aggregated | Aggregated | 2031 | 7.4585e-06 | 0 | 459.7243 | 0.0034289 | 2031 | Mitigation | 0.08575 | 30 | 0 | esc | 0.0012005 | 8.9539e-09 | 0.00060025 | 4.477e-09 | 0.0015435 | 1.1512e-08
[79 empty] | WLDFR | HFTD - Distribution - Tier 3 - 3QU CoRE ¦ 1QU LoRE | Non-Red Flag Warning - Large Fires | 2047 | 3.0053e-08 | 1.5027e-08 | 3.864e-08 | 6.9209 | 0.84944 | 3.8632 | 2.2083 | 0 | 0 | 0 | 2.5034e-05 |  | 2.08e-07 | 0 | 2.08e-07 | 1.04e-07 | 0 | 1.04e-07 | 2.6742e-07 | 0 | 2.6742e-07 | [16 empty] | 7.3.1.3 Ignition probability mapping showing the probability of ignition along the electric lines and equipmentWLDFRAggregatedAggregated | WLDFR | HFTD - Distribution - Tier 3 - 3QU CoRE ¦ 1QU LoRE | Red Flag Warning - Destructive Fires | Aggregated | Aggregated | 2032 | 7.4585e-06 | 0 | 459.7243 | 0.0034289 | 2032 | Mitigation | 0.08575 | 30 | 0 | esc | 0.0012005 | 8.9539e-09 | 0.00060025 | 4.477e-09 | 0.0015435 | 1.1512e-08
[79 empty] | WLDFR | HFTD - Distribution - Tier 3 - 3QU CoRE ¦ 1QU LoRE | Non-Red Flag Warning - Large Fires | 2048 | 3.0053e-08 | 1.5027e-08 | 3.864e-08 | 7.3713 | 0.88759 | 4.1075 | 2.3763 | 0 | 0 | 0 | 2.5034e-05 |  | 2.2153e-07 | 0 | 2.2153e-07 | 1.1077e-07 | 0 | 1.1077e-07 | 2.8483e-07 | 0 | 2.8483e-07 | [16 empty] | 7.3.1.3 Ignition probability mapping showing the probability of ignition along the electric lines and equipmentWLDFRAggregatedAggregated | WLDFR | HFTD - Distribution - Tier 3 - 3QU CoRE ¦ 1QU LoRE | Red Flag Warning - Destructive Fires | Aggregated | Aggregated | 2033 | 7.4585e-06 | 0 | 459.7243 | 0.0034289 | 2033 | Mitigation | 0.08575 | 30 | 0 | esc | 0.0012005 | 8.9539e-09 | 0.00060025 | 4.477e-09 | 0.0015435 | 1.1512e-08
[79 empty] | WLDFR | HFTD - Distribution - Tier 3 - 3QU CoRE ¦ 1QU LoRE | Non-Red Flag Warning - Large Fires | 2049 | 3.0053e-08 | 1.5027e-08 | 3.864e-08 | 7.3713 | 0.88759 | 4.1075 | 2.3763 | 0 | 0 | 0 | 2.5034e-05 |  | 2.2153e-07 | 0 | 2.2153e-07 | 1.1077e-07 | 0 | 1.1077e-07 | 2.8483e-07 | 0 | 2.8483e-07 | [16 empty] | 7.3.1.3 Ignition probability mapping showing the probability of ignition along the electric lines and equipmentWLDFRAggregatedAggregated | WLDFR | HFTD - Distribution - Tier 3 - 3QU CoRE ¦ 1QU LoRE | Red Flag Warning - Destructive Fires | Aggregated | Aggregated | 2034 | 7.4585e-06 | 0 | 459.7243 | 0.0034289 | 2034 | Mitigation | 0.08575 | 30 | 0 | esc | 0.0012005 | 8.9539e-09 | 0.00060025 | 4.477e-09 | 0.0015435 | 1.1512e-08
[79 empty] | WLDFR | HFTD - Distribution - Tier 3 - 3QU CoRE ¦ 1QU LoRE | Non-Red Flag Warning - Large Fires | 2050 | 0 | 1.5027e-08 | 3.864e-08 | 7.3713 | 0.88759 | 4.1075 | 2.3763 | 0 | 0 | 0 | 2.5034e-05 |  | 0 | 0 | 0 | 1.1077e-07 | 0 | 1.1077e-07 | 2.8483e-07 | 0 | 2.8483e-07 | [16 empty] | 7.3.1.3 Ignition probability mapping showing the probability of ignition along the electric lines and equipmentWLDFRAggregatedAggregated | WLDFR | HFTD - Distribution - Tier 3 - 3QU CoRE ¦ 1QU LoRE | Red Flag Warning - Destructive Fires | Aggregated | Aggregated | 2035 | 7.4585e-06 | 0 | 459.7243 | 0.0034289 | 2035 | Mitigation | 0.08575 | 30 | 0 | esc | 0.0012005 | 8.9539e-09 | 0.00060025 | 4.477e-09 | 0.0015435 | 1.1512e-08
[79 empty] | WLDFR | HFTD - Distribution - Tier 3 - 3QU CoRE ¦ 1QU LoRE | Non-Red Flag Warning - Large Fires | 2051 | 0 | 0 | 3.864e-08 | 7.3713 | 0.88759 | 4.1075 | 2.3763 | 0 | 0 | 0 | 2.5034e-05 |  | 0 | 0 | 0 | 0 | 0 | 0 | 2.8483e-07 | 0 | 2.8483e-07 | [16 empty] | 7.3.1.3 Ignition probability mapping showing the probability of ignition along the electric lines and equipmentWLDFRAggregatedAggregated | WLDFR | HFTD - Distribution - Tier 3 - 3QU CoRE ¦ 1QU LoRE | Red Flag Warning - Destructive Fires | Aggregated | Aggregated | 2036 | 7.4585e-06 | 0 | 459.7243 | 0.0034289 | 2036 | Mitigation | 0.08575 | 30 | 0 | esc | 0.0012005 | 8.9539e-09 | 0.00060025 | 4.477e-09 | 0.0015435 | 1.1512e-08
[79 empty] | WLDFR | HFTD - Distribution - Tier 3 - 3QU CoRE ¦ 1QU LoRE | Non-Red Flag Warning - Small Fires | 2020 | 9.1628e-06 | 0 | 0 | 0.077901 | 0.036425 | 0.0015809 | 0.039895 | 0 | 0 | 0 | 0.0076325 |  | 7.1379e-07 | 0 | 7.1379e-07 | 0 | 0 | 0 | 0 | 0 | 0 | [16 empty] | 7.3.1.3 Ignition probability mapping showing the probability of ignition along the electric lines and equipmentWLDFRAggregatedAggregated | WLDFR | HFTD - Distribution - Tier 3 - 3QU CoRE ¦ 1QU LoRE | Red Flag Warning - Destructive Fires | Aggregated | Aggregated | 2037 | 7.4585e-06 | 0 | 459.7243 | 0.0034289 | 2037 | Mitigation | 0.08575 | 30 | 0 | esc | 0.0012005 | 8.9539e-09 | 0.00060025 | 4.477e-09 | 0.0015435 | 1.1512e-08
[79 empty] | WLDFR | HFTD - Distribution - Tier 3 - 3QU CoRE ¦ 1QU LoRE | Non-Red Flag Warning - Small Fires | 2021 | 9.1628e-06 | 4.5814e-06 | 0 | 0.077901 | 0.036425 | 0.0015809 | 0.039895 | 0 | 0 | 0 | 0.0076325 |  | 7.1379e-07 | 0 | 7.1379e-07 | 3.5689e-07 | 0 | 3.5689e-07 | 0 | 0 | 0 | [16 empty] | 7.3.1.3 Ignition probability mapping showing the probability of ignition along the electric lines and equipmentWLDFRAggregatedAggregated | WLDFR | HFTD - Distribution - Tier 3 - 3QU CoRE ¦ 1QU LoRE | Red Flag Warning - Destructive Fires | Aggregated | Aggregated | 2038 | 7.4585e-06 | 0 | 459.7243 | 0.0034289 | 2038 | Mitigation | 0.08575 | 30 | 0 | esc | 0.0012005 | 8.9539e-09 | 0.00060025 | 4.477e-09 | 0.0015435 | 1.1512e-08
[79 empty] | WLDFR | HFTD - Distribution - Tier 3 - 3QU CoRE ¦ 1QU LoRE | Non-Red Flag Warning - Small Fires | 2022 | 9.1628e-06 | 4.5814e-06 | 1.1781e-05 | 0.077901 | 0.036425 | 0.0015809 | 0.039895 | 0 | 0 | 0 | 0.0076325 |  | 7.1379e-07 | 0 | 7.1379e-07 | 3.5689e-07 | 0 | 3.5689e-07 | 9.1772e-07 | 0 | 9.1772e-07 | [16 empty] | 7.3.1.3 Ignition probability mapping showing the probability of ignition along the electric lines and equipmentWLDFRAggregatedAggregated | WLDFR | HFTD - Distribution - Tier 3 - 3QU CoRE ¦ 1QU LoRE | Red Flag Warning - Destructive Fires | Aggregated | Aggregated | 2039 | 7.4585e-06 | 0 | 459.7243 | 0.0034289 | 2039 | Mitigation | 0.08575 | 30 | 0 | esc | 0.0012005 | 8.9539e-09 | 0.00060025 | 4.477e-09 | 0.0015435 | 1.1512e-08
[79 empty] | WLDFR | HFTD - Distribution - Tier 3 - 3QU CoRE ¦ 1QU LoRE | Non-Red Flag Warning - Small Fires | 2023 | 9.1628e-06 | 4.5814e-06 | 1.1781e-05 | 0.080408 | 0.03759 | 0.0016314 | 0.041187 | 0 | 0 | 0 | 0.0076325 |  | 7.3676e-07 | 0 | 7.3676e-07 | 3.6838e-07 | 0 | 3.6838e-07 | 9.4727e-07 | 0 | 9.4727e-07 | [16 empty] | 7.3.1.3 Ignition probability mapping showing the probability of ignition along the electric lines and equipmentWLDFRAggregatedAggregated | WLDFR | HFTD - Distribution - Tier 3 - 3QU CoRE ¦ 1QU LoRE | Red Flag Warning - Destructive Fires | Aggregated | Aggregated | 2040 | 7.4585e-06 | 0 | 459.7243 | 0.0034289 | 2040 | Mitigation | 0.08575 | 30 | 0 | esc | 0.0012005 | 8.9539e-09 | 0.00060025 | 4.477e-09 | 0.0015435 | 1.1512e-08
[79 empty] | WLDFR | HFTD - Distribution - Tier 3 - 3QU CoRE ¦ 1QU LoRE | Non-Red Flag Warning - Small Fires | 2024 | 9.1628e-06 | 4.5814e-06 | 1.1781e-05 | 0.080408 | 0.03759 | 0.0016314 | 0.041187 | 0 | 0 | 0 | 0.0076325 |  | 7.3676e-07 | 0 | 7.3676e-07 | 3.6838e-07 | 0 | 3.6838e-07 | 9.4727e-07 | 0 | 9.4727e-07 | [16 empty] | 7.3.1.3 Ignition probability mapping showing the probability of ignition along the electric lines and equipmentWLDFRAggregatedAggregated | WLDFR | HFTD - Distribution - Tier 3 - 3QU CoRE ¦ 1QU LoRE | Red Flag Warning - Destructive Fires | Aggregated | Aggregated | 2041 | 7.4585e-06 | 0 | 459.7243 | 0.0034289 | 2041 | Mitigation | 0.08575 | 30 | 0 | esc | 0.0012005 | 8.9539e-09 | 0.00060025 | 4.477e-09 | 0.0015435 | 1.1512e-08
[79 empty] | WLDFR | HFTD - Distribution - Tier 3 - 3QU CoRE ¦ 1QU LoRE | Non-Red Flag Warning - Small Fires | 2025 | 9.1628e-06 | 4.5814e-06 | 1.1781e-05 | 0.080408 | 0.03759 | 0.0016314 | 0.041187 | 0 | 0 | 0 | 0.0076325 |  | 7.3676e-07 | 0 | 7.3676e-07 | 3.6838e-07 | 0 | 3.6838e-07 | 9.4727e-07 | 0 | 9.4727e-07 | [16 empty] | 7.3.1.3 Ignition probability mapping showing the probability of ignition along the electric lines and equipmentWLDFRAggregatedAggregated | WLDFR | HFTD - Distribution - Tier 3 - 3QU CoRE ¦ 1QU LoRE | Red Flag Warning - Destructive Fires | Aggregated | Aggregated | 2042 | 7.4585e-06 | 0 | 459.7243 | 0.0034289 | 2042 | Mitigation | 0.08575 | 30 | 0 | esc | 0.0012005 | 8.9539e-09 | 0.00060025 | 4.477e-09 | 0.0015435 | 1.1512e-08
[79 empty] | WLDFR | HFTD - Distribution - Tier 3 - 3QU CoRE ¦ 1QU LoRE | Non-Red Flag Warning - Small Fires | 2026 | 9.1628e-06 | 4.5814e-06 | 1.1781e-05 | 0.080408 | 0.03759 | 0.0016314 | 0.041187 | 0 | 0 | 0 | 0.0076325 |  | 7.3676e-07 | 0 | 7.3676e-07 | 3.6838e-07 | 0 | 3.6838e-07 | 9.4727e-07 | 0 | 9.4727e-07 | [16 empty] | 7.3.1.3 Ignition probability mapping showing the probability of ignition along the electric lines and equipmentWLDFRAggregatedAggregated | WLDFR | HFTD - Distribution - Tier 3 - 3QU CoRE ¦ 1QU LoRE | Red Flag Warning - Destructive Fires | Aggregated | Aggregated | 2043 | 7.4585e-06 | 0 | 459.7243 | 0.0034289 | 2043 | Mitigation | 0.08575 | 30 | 0 | esc | 0.0012005 | 8.9539e-09 | 0.00060025 | 4.477e-09 | 0.0015435 | 1.1512e-08
[79 empty] | WLDFR | HFTD - Distribution - Tier 3 - 3QU CoRE ¦ 1QU LoRE | Non-Red Flag Warning - Small Fires | 2027 | 9.1628e-06 | 4.5814e-06 | 1.1781e-05 | 0.080408 | 0.03759 | 0.0016314 | 0.041187 | 0 | 0 | 0 | 0.0076325 |  | 7.3676e-07 | 0 | 7.3676e-07 | 3.6838e-07 | 0 | 3.6838e-07 | 9.4727e-07 | 0 | 9.4727e-07 | [16 empty] | 7.3.1.3 Ignition probability mapping showing the probability of ignition along the electric lines and equipmentWLDFRAggregatedAggregated | WLDFR | HFTD - Distribution - Tier 3 - 3QU CoRE ¦ 1QU LoRE | Red Flag Warning - Destructive Fires | Aggregated | Aggregated | 2044 | 7.4585e-06 | 0 | 459.7243 | 0.0034289 | 2044 | Mitigation | 0.08575 | 30 | 0 | esc | 0.0012005 | 8.9539e-09 | 0.00060025 | 4.477e-09 | 0.0015435 | 1.1512e-08
[79 empty] | WLDFR | HFTD - Distribution - Tier 3 - 3QU CoRE ¦ 1QU LoRE | Non-Red Flag Warning - Small Fires | 2028 | 9.1628e-06 | 4.5814e-06 | 1.1781e-05 | 0.083606 | 0.039055 | 0.001695 | 0.042856 | 0 | 0 | 0 | 0.0076325 |  | 7.6607e-07 | 0 | 7.6607e-07 | 3.8303e-07 | 0 | 3.8303e-07 | 9.8494e-07 | 0 | 9.8494e-07 | [16 empty] | 7.3.1.3 Ignition probability mapping showing the probability of ignition along the electric lines and equipmentWLDFRAggregatedAggregated | WLDFR | HFTD - Distribution - Tier 3 - 3QU CoRE ¦ 1QU LoRE | Red Flag Warning - Destructive Fires | Aggregated | Aggregated | 2045 | 7.4585e-06 | 0 | 459.7243 | 0.0034289 | 2045 | Mitigation | 0.08575 | 30 | 0 | esc | 0.0012005 | 8.9539e-09 | 0.00060025 | 4.477e-09 | 0.0015435 | 1.1512e-08
[79 empty] | WLDFR | HFTD - Distribution - Tier 3 - 3QU CoRE ¦ 1QU LoRE | Non-Red Flag Warning - Small Fires | 2029 | 9.1628e-06 | 4.5814e-06 | 1.1781e-05 | 0.083606 | 0.039055 | 0.001695 | 0.042856 | 0 | 0 | 0 | 0.0076325 |  | 7.6607e-07 | 0 | 7.6607e-07 | 3.8303e-07 | 0 | 3.8303e-07 | 9.8494e-07 | 0 | 9.8494e-07 | [16 empty] | 7.3.1.3 Ignition probability mapping showing the probability of ignition along the electric lines and equipmentWLDFRAggregatedAggregated | WLDFR | HFTD - Distribution - Tier 3 - 3QU CoRE ¦ 1QU LoRE | Red Flag Warning - Destructive Fires | Aggregated | Aggregated | 2046 | 7.4585e-06 | 0 | 459.7243 | 0.0034289 | 2046 | Mitigation | 0.08575 | 30 | 0 | esc | 0.0012005 | 8.9539e-09 | 0.00060025 | 4.477e-09 | 0.0015435 | 1.1512e-08
[79 empty] | WLDFR | HFTD - Distribution - Tier 3 - 3QU CoRE ¦ 1QU LoRE | Non-Red Flag Warning - Small Fires | 2030 | 9.1628e-06 | 4.5814e-06 | 1.1781e-05 | 0.083606 | 0.039055 | 0.001695 | 0.042856 | 0 | 0 | 0 | 0.0076325 |  | 7.6607e-07 | 0 | 7.6607e-07 | 3.8303e-07 | 0 | 3.8303e-07 | 9.8494e-07 | 0 | 9.8494e-07 | [16 empty] | 7.3.1.3 Ignition probability mapping showing the probability of ignition along the electric lines and equipmentWLDFRAggregatedAggregated | WLDFR | HFTD - Distribution - Tier 3 - 3QU CoRE ¦ 1QU LoRE | Red Flag Warning - Destructive Fires | Aggregated | Aggregated | 2047 | 7.4585e-06 | 0 | 459.7243 | 0.0034289 | 2047 | Mitigation | 0.08575 | 30 | 0 | esc | 0.0012005 | 8.9539e-09 | 0.00060025 | 4.477e-09 | 0.0015435 | 1.1512e-08
[79 empty] | WLDFR | HFTD - Distribution - Tier 3 - 3QU CoRE ¦ 1QU LoRE | Non-Red Flag Warning - Small Fires | 2031 | 9.1628e-06 | 4.5814e-06 | 1.1781e-05 | 0.083606 | 0.039055 | 0.001695 | 0.042856 | 0 | 0 | 0 | 0.0076325 |  | 7.6607e-07 | 0 | 7.6607e-07 | 3.8303e-07 | 0 | 3.8303e-07 | 9.8494e-07 | 0 | 9.8494e-07 | [16 empty] | 7.3.1.3 Ignition probability mapping showing the probability of ignition along the electric lines and equipmentWLDFRAggregatedAggregated | WLDFR | HFTD - Distribution - Tier 3 - 3QU CoRE ¦ 1QU LoRE | Red Flag Warning - Destructive Fires | Aggregated | Aggregated | 2048 | 7.4585e-06 | 0 | 459.7243 | 0.0034289 | 2048 | Mitigation | 0.08575 | 30 | 0 | esc | 0.0012005 | 8.9539e-09 | 0.00060025 | 4.477e-09 | 0.0015435 | 1.1512e-08
[79 empty] | WLDFR | HFTD - Distribution - Tier 3 - 3QU CoRE ¦ 1QU LoRE | Non-Red Flag Warning - Small Fires | 2032 | 9.1628e-06 | 4.5814e-06 | 1.1781e-05 | 0.083606 | 0.039055 | 0.001695 | 0.042856 | 0 | 0 | 0 | 0.0076325 |  | 7.6607e-07 | 0 | 7.6607e-07 | 3.8303e-07 | 0 | 3.8303e-07 | 9.8494e-07 | 0 | 9.8494e-07 | [16 empty] | 7.3.1.3 Ignition probability mapping showing the probability of ignition along the electric lines and equipmentWLDFRAggregatedAggregated | WLDFR | HFTD - Distribution - Tier 3 - 3QU CoRE ¦ 1QU LoRE | Red Flag Warning - Destructive Fires | Aggregated | Aggregated | 2049 | 7.4585e-06 | 0 | 459.7243 | 0.0034289 | 2049 | Mitigation | 0.08575 | 30 | 0 | esc | 0.0012005 | 8.9539e-09 | 0.00060025 | 4.477e-09 | 0.0015435 | 1.1512e-08
[79 empty] | WLDFR | HFTD - Distribution - Tier 3 - 3QU CoRE ¦ 1QU LoRE | Non-Red Flag Warning - Small Fires | 2033 | 9.1628e-06 | 4.5814e-06 | 1.1781e-05 | 0.087211 | 0.040679 | 0.0017655 | 0.044766 | 0 | 0 | 0 | 0.0076325 |  | 7.9909e-07 | 0 | 7.9909e-07 | 3.9955e-07 | 0 | 3.9955e-07 | 1.0274e-06 | 0 | 1.0274e-06 | [16 empty] | 7.3.1.3 Ignition probability mapping showing the probability of ignition along the electric lines and equipmentWLDFRAggregatedAggregated | WLDFR | HFTD - Distribution - Tier 3 - 3QU CoRE ¦ 1QU LoRE | Red Flag Warning - Destructive Fires | Aggregated | Aggregated | 2050 | 7.4585e-06 | 0 | 459.7243 | 0.0034289 | 2050 | Mitigation | 0.08575 | 30 | 0 | esc | 0 | 0 | 0.00060025 | 4.477e-09 | 0.0015435 | 1.1512e-08
[79 empty] | WLDFR | HFTD - Distribution - Tier 3 - 3QU CoRE ¦ 1QU LoRE | Non-Red Flag Warning - Small Fires | 2034 | 9.1628e-06 | 4.5814e-06 | 1.1781e-05 | 0.087211 | 0.040679 | 0.0017655 | 0.044766 | 0 | 0 | 0 | 0.0076325 |  | 7.9909e-07 | 0 | 7.9909e-07 | 3.9955e-07 | 0 | 3.9955e-07 | 1.0274e-06 | 0 | 1.0274e-06 | [16 empty] | 7.3.1.3 Ignition probability mapping showing the probability of ignition along the electric lines and equipmentWLDFRAggregatedAggregated | WLDFR | HFTD - Distribution - Tier 3 - 3QU CoRE ¦ 1QU LoRE | Red Flag Warning - Destructive Fires | Aggregated | Aggregated | 2051 | 7.4585e-06 | 0 | 459.7243 | 0.0034289 | 2051 | Mitigation | 0.08575 | 30 | 0 | esc | 0 | 0 | 0 | 0 | 0.0015435 | 1.1512e-08
[79 empty] | WLDFR | HFTD - Distribution - Tier 3 - 3QU CoRE ¦ 1QU LoRE | Non-Red Flag Warning - Small Fires | 2035 | 9.1628e-06 | 4.5814e-06 | 1.1781e-05 | 0.087211 | 0.040679 | 0.0017655 | 0.044766 | 0 | 0 | 0 | 0.0076325 |  | 7.9909e-07 | 0 | 7.9909e-07 | 3.9955e-07 | 0 | 3.9955e-07 | 1.0274e-06 | 0 | 1.0274e-06 | [16 empty] | 7.3.1.3 Ignition probability mapping showing the probability of ignition along the electric lines and equipmentWLDFRAggregatedAggregated | WLDFR | HFTD - Distribution - Tier 3 - 3QU CoRE ¦ 1QU LoRE | Red Flag Warning - Large Fires | Aggregated | Aggregated | 2021 | 4.8397e-05 | 0 | 459.7243 | 0.022249 | 2021 | Mitigation | 0.08575 | 30 | 0 | esc | 0.0012005 | 5.8101e-08 | 0.00060025 | 2.905e-08 | 0 | 0
[79 empty] | WLDFR | HFTD - Distribution - Tier 3 - 3QU CoRE ¦ 1QU LoRE | Non-Red Flag Warning - Small Fires | 2036 | 9.1628e-06 | 4.5814e-06 | 1.1781e-05 | 0.087211 | 0.040679 | 0.0017655 | 0.044766 | 0 | 0 | 0 | 0.0076325 |  | 7.9909e-07 | 0 | 7.9909e-07 | 3.9955e-07 | 0 | 3.9955e-07 | 1.0274e-06 | 0 | 1.0274e-06 | [16 empty] | 7.3.1.3 Ignition probability mapping showing the probability of ignition along the electric lines and equipmentWLDFRAggregatedAggregated | WLDFR | HFTD - Distribution - Tier 3 - 3QU CoRE ¦ 1QU LoRE | Red Flag Warning - Large Fires | Aggregated | Aggregated | 2022 | 4.8397e-05 | 0 | 459.7243 | 0.022249 | 2022 | Mitigation | 0.08575 | 30 | 0 | esc | 0.0012005 | 5.8101e-08 | 0.00060025 | 2.905e-08 | 0.0015435 | 7.4701e-08
[79 empty] | WLDFR | HFTD - Distribution - Tier 3 - 3QU CoRE ¦ 1QU LoRE | Non-Red Flag Warning - Small Fires | 2037 | 9.1628e-06 | 4.5814e-06 | 1.1781e-05 | 0.087211 | 0.040679 | 0.0017655 | 0.044766 | 0 | 0 | 0 | 0.0076325 |  | 7.9909e-07 | 0 | 7.9909e-07 | 3.9955e-07 | 0 | 3.9955e-07 | 1.0274e-06 | 0 | 1.0274e-06 | [16 empty] | 7.3.1.3 Ignition probability mapping showing the probability of ignition along the electric lines and equipmentWLDFRAggregatedAggregated | WLDFR | HFTD - Distribution - Tier 3 - 3QU CoRE ¦ 1QU LoRE | Red Flag Warning - Large Fires | Aggregated | Aggregated | 2023 | 4.8397e-05 | 0 | 459.7243 | 0.022249 | 2023 | Mitigation | 0.08575 | 30 | 0 | esc | 0.0012005 | 5.8101e-08 | 0.00060025 | 2.905e-08 | 0.0015435 | 7.4701e-08
[79 empty] | WLDFR | HFTD - Distribution - Tier 3 - 3QU CoRE ¦ 1QU LoRE | Non-Red Flag Warning - Small Fires | 2038 | 9.1628e-06 | 4.5814e-06 | 1.1781e-05 | 0.091184 | 0.042438 | 0.0018418 | 0.046905 | 0 | 0 | 0 | 0.0076325 |  | 8.355e-07 | 0 | 8.355e-07 | 4.1775e-07 | 0 | 4.1775e-07 | 1.0742e-06 | 0 | 1.0742e-06 | [16 empty] | 7.3.1.3 Ignition probability mapping showing the probability of ignition along the electric lines and equipmentWLDFRAggregatedAggregated | WLDFR | HFTD - Distribution - Tier 3 - 3QU CoRE ¦ 1QU LoRE | Red Flag Warning - Large Fires | Aggregated | Aggregated | 2024 | 4.8397e-05 | 0 | 459.7243 | 0.022249 | 2024 | Mitigation | 0.08575 | 30 | 0 | esc | 0.0012005 | 5.8101e-08 | 0.00060025 | 2.905e-08 | 0.0015435 | 7.4701e-08
[79 empty] | WLDFR | HFTD - Distribution - Tier 3 - 3QU CoRE ¦ 1QU LoRE | Non-Red Flag Warning - Small Fires | 2039 | 9.1628e-06 | 4.5814e-06 | 1.1781e-05 | 0.091184 | 0.042438 | 0.0018418 | 0.046905 | 0 | 0 | 0 | 0.0076325 |  | 8.355e-07 | 0 | 8.355e-07 | 4.1775e-07 | 0 | 4.1775e-07 | 1.0742e-06 | 0 | 1.0742e-06 | [16 empty] | 7.3.1.3 Ignition probability mapping showing the probability of ignition along the electric lines and equipmentWLDFRAggregatedAggregated | WLDFR | HFTD - Distribution - Tier 3 - 3QU CoRE ¦ 1QU LoRE | Red Flag Warning - Large Fires | Aggregated | Aggregated | 2025 | 4.8397e-05 | 0 | 459.7243 | 0.022249 | 2025 | Mitigation | 0.08575 | 30 | 0 | esc | 0.0012005 | 5.8101e-08 | 0.00060025 | 2.905e-08 | 0.0015435 | 7.4701e-08
[79 empty] | WLDFR | HFTD - Distribution - Tier 3 - 3QU CoRE ¦ 1QU LoRE | Non-Red Flag Warning - Small Fires | 2040 | 9.1628e-06 | 4.5814e-06 | 1.1781e-05 | 0.091184 | 0.042438 | 0.0018418 | 0.046905 | 0 | 0 | 0 | 0.0076325 |  | 8.355e-07 | 0 | 8.355e-07 | 4.1775e-07 | 0 | 4.1775e-07 | 1.0742e-06 | 0 | 1.0742e-06 | [16 empty] | 7.3.1.3 Ignition probability mapping showing the probability of ignition along the electric lines and equipmentWLDFRAggregatedAggregated | WLDFR | HFTD - Distribution - Tier 3 - 3QU CoRE ¦ 1QU LoRE | Red Flag Warning - Large Fires | Aggregated | Aggregated | 2026 | 4.8397e-05 | 0 | 459.7243 | 0.022249 | 2026 | Mitigation | 0.08575 | 30 | 0 | esc | 0.0012005 | 5.8101e-08 | 0.00060025 | 2.905e-08 | 0.0015435 | 7.4701e-08
[79 empty] | WLDFR | HFTD - Distribution - Tier 3 - 3QU CoRE ¦ 1QU LoRE | Non-Red Flag Warning - Small Fires | 2041 | 9.1628e-06 | 4.5814e-06 | 1.1781e-05 | 0.091184 | 0.042438 | 0.0018418 | 0.046905 | 0 | 0 | 0 | 0.0076325 |  | 8.355e-07 | 0 | 8.355e-07 | 4.1775e-07 | 0 | 4.1775e-07 | 1.0742e-06 | 0 | 1.0742e-06 | [16 empty] | 7.3.1.3 Ignition probability mapping showing the probability of ignition along the electric lines and equipmentWLDFRAggregatedAggregated | WLDFR | HFTD - Distribution - Tier 3 - 3QU CoRE ¦ 1QU LoRE | Red Flag Warning - Large Fires | Aggregated | Aggregated | 2027 | 4.8397e-05 | 0 | 459.7243 | 0.022249 | 2027 | Mitigation | 0.08575 | 30 | 0 | esc | 0.0012005 | 5.8101e-08 | 0.00060025 | 2.905e-08 | 0.0015435 | 7.4701e-08
[79 empty] | WLDFR | HFTD - Distribution - Tier 3 - 3QU CoRE ¦ 1QU LoRE | Non-Red Flag Warning - Small Fires | 2042 | 9.1628e-06 | 4.5814e-06 | 1.1781e-05 | 0.091184 | 0.042438 | 0.0018418 | 0.046905 | 0 | 0 | 0 | 0.0076325 |  | 8.355e-07 | 0 | 8.355e-07 | 4.1775e-07 | 0 | 4.1775e-07 | 1.0742e-06 | 0 | 1.0742e-06 | [16 empty] | 7.3.1.3 Ignition probability mapping showing the probability of ignition along the electric lines and equipmentWLDFRAggregatedAggregated | WLDFR | HFTD - Distribution - Tier 3 - 3QU CoRE ¦ 1QU LoRE | Red Flag Warning - Large Fires | Aggregated | Aggregated | 2028 | 4.8397e-05 | 0 | 459.7243 | 0.022249 | 2028 | Mitigation | 0.08575 | 30 | 0 | esc | 0.0012005 | 5.8101e-08 | 0.00060025 | 2.905e-08 | 0.0015435 | 7.4701e-08
[79 empty] | WLDFR | HFTD - Distribution - Tier 3 - 3QU CoRE ¦ 1QU LoRE | Non-Red Flag Warning - Small Fires | 2043 | 9.1628e-06 | 4.5814e-06 | 1.1781e-05 | 0.095486 | 0.044306 | 0.0019228 | 0.049257 | 0 | 0 | 0 | 0.0076325 |  | 8.7491e-07 | 0 | 8.7491e-07 | 4.3746e-07 | 0 | 4.3746e-07 | 1.1249e-06 | 0 | 1.1249e-06 | [16 empty] | 7.3.1.3 Ignition probability mapping showing the probability of ignition along the electric lines and equipmentWLDFRAggregatedAggregated | WLDFR | HFTD - Distribution - Tier 3 - 3QU CoRE ¦ 1QU LoRE | Red Flag Warning - Large Fires | Aggregated | Aggregated | 2029 | 4.8397e-05 | 0 | 459.7243 | 0.022249 | 2029 | Mitigation | 0.08575 | 30 | 0 | esc | 0.0012005 | 5.8101e-08 | 0.00060025 | 2.905e-08 | 0.0015435 | 7.4701e-08
[79 empty] | WLDFR | HFTD - Distribution - Tier 3 - 3QU CoRE ¦ 1QU LoRE | Non-Red Flag Warning - Small Fires | 2044 | 9.1628e-06 | 4.5814e-06 | 1.1781e-05 | 0.095486 | 0.044306 | 0.0019228 | 0.049257 | 0 | 0 | 0 | 0.0076325 |  | 8.7491e-07 | 0 | 8.7491e-07 | 4.3746e-07 | 0 | 4.3746e-07 | 1.1249e-06 | 0 | 1.1249e-06 | [16 empty] | 7.3.1.3 Ignition probability mapping showing the probability of ignition along the electric lines and equipmentWLDFRAggregatedAggregated | WLDFR | HFTD - Distribution - Tier 3 - 3QU CoRE ¦ 1QU LoRE | Red Flag Warning - Large Fires | Aggregated | Aggregated | 2030 | 4.8397e-05 | 0 | 459.7243 | 0.022249 | 2030 | Mitigation | 0.08575 | 30 | 0 | esc | 0.0012005 | 5.8101e-08 | 0.00060025 | 2.905e-08 | 0.0015435 | 7.4701e-08
[79 empty] | WLDFR | HFTD - Distribution - Tier 3 - 3QU CoRE ¦ 1QU LoRE | Non-Red Flag Warning - Small Fires | 2045 | 9.1628e-06 | 4.5814e-06 | 1.1781e-05 | 0.095486 | 0.044306 | 0.0019228 | 0.049257 | 0 | 0 | 0 | 0.0076325 |  | 8.7491e-07 | 0 | 8.7491e-07 | 4.3746e-07 | 0 | 4.3746e-07 | 1.1249e-06 | 0 | 1.1249e-06 | [16 empty] | 7.3.1.3 Ignition probability mapping showing the probability of ignition along the electric lines and equipmentWLDFRAggregatedAggregated | WLDFR | HFTD - Distribution - Tier 3 - 3QU CoRE ¦ 1QU LoRE | Red Flag Warning - Large Fires | Aggregated | Aggregated | 2031 | 4.8397e-05 | 0 | 459.7243 | 0.022249 | 2031 | Mitigation | 0.08575 | 30 | 0 | esc | 0.0012005 | 5.8101e-08 | 0.00060025 | 2.905e-08 | 0.0015435 | 7.4701e-08
[79 empty] | WLDFR | HFTD - Distribution - Tier 3 - 3QU CoRE ¦ 1QU LoRE | Non-Red Flag Warning - Small Fires | 2046 | 9.1628e-06 | 4.5814e-06 | 1.1781e-05 | 0.095486 | 0.044306 | 0.0019228 | 0.049257 | 0 | 0 | 0 | 0.0076325 |  | 8.7491e-07 | 0 | 8.7491e-07 | 4.3746e-07 | 0 | 4.3746e-07 | 1.1249e-06 | 0 | 1.1249e-06 | [16 empty] | 7.3.1.3 Ignition probability mapping showing the probability of ignition along the electric lines and equipmentWLDFRAggregatedAggregated | WLDFR | HFTD - Distribution - Tier 3 - 3QU CoRE ¦ 1QU LoRE | Red Flag Warning - Large Fires | Aggregated | Aggregated | 2032 | 4.8397e-05 | 0 | 459.7243 | 0.022249 | 2032 | Mitigation | 0.08575 | 30 | 0 | esc | 0.0012005 | 5.8101e-08 | 0.00060025 | 2.905e-08 | 0.0015435 | 7.4701e-08
[79 empty] | WLDFR | HFTD - Distribution - Tier 3 - 3QU CoRE ¦ 1QU LoRE | Non-Red Flag Warning - Small Fires | 2047 | 9.1628e-06 | 4.5814e-06 | 1.1781e-05 | 0.095486 | 0.044306 | 0.0019228 | 0.049257 | 0 | 0 | 0 | 0.0076325 |  | 8.7491e-07 | 0 | 8.7491e-07 | 4.3746e-07 | 0 | 4.3746e-07 | 1.1249e-06 | 0 | 1.1249e-06 | [16 empty] | 7.3.1.3 Ignition probability mapping showing the probability of ignition along the electric lines and equipmentWLDFRAggregatedAggregated | WLDFR | HFTD - Distribution - Tier 3 - 3QU CoRE ¦ 1QU LoRE | Red Flag Warning - Large Fires | Aggregated | Aggregated | 2033 | 4.8397e-05 | 0 | 459.7243 | 0.022249 | 2033 | Mitigation | 0.08575 | 30 | 0 | esc | 0.0012005 | 5.8101e-08 | 0.00060025 | 2.905e-08 | 0.0015435 | 7.4701e-08
[79 empty] | WLDFR | HFTD - Distribution - Tier 3 - 3QU CoRE ¦ 1QU LoRE | Non-Red Flag Warning - Small Fires | 2048 | 9.1628e-06 | 4.5814e-06 | 1.1781e-05 | 0.10007 | 0.04626 | 0.0020076 | 0.051804 | 0 | 0 | 0 | 0.0076325 |  | 9.1693e-07 | 0 | 9.1693e-07 | 4.5847e-07 | 0 | 4.5847e-07 | 1.1789e-06 | 0 | 1.1789e-06 | [16 empty] | 7.3.1.3 Ignition probability mapping showing the probability of ignition along the electric lines and equipmentWLDFRAggregatedAggregated | WLDFR | HFTD - Distribution - Tier 3 - 3QU CoRE ¦ 1QU LoRE | Red Flag Warning - Large Fires | Aggregated | Aggregated | 2034 | 4.8397e-05 | 0 | 459.7243 | 0.022249 | 2034 | Mitigation | 0.08575 | 30 | 0 | esc | 0.0012005 | 5.8101e-08 | 0.00060025 | 2.905e-08 | 0.0015435 | 7.4701e-08
[79 empty] | WLDFR | HFTD - Distribution - Tier 3 - 3QU CoRE ¦ 1QU LoRE | Non-Red Flag Warning - Small Fires | 2049 | 9.1628e-06 | 4.5814e-06 | 1.1781e-05 | 0.10007 | 0.04626 | 0.0020076 | 0.051804 | 0 | 0 | 0 | 0.0076325 |  | 9.1693e-07 | 0 | 9.1693e-07 | 4.5847e-07 | 0 | 4.5847e-07 | 1.1789e-06 | 0 | 1.1789e-06 | [16 empty] | 7.3.1.3 Ignition probability mapping showing the probability of ignition along the electric lines and equipmentWLDFRAggregatedAggregated | WLDFR | HFTD - Distribution - Tier 3 - 3QU CoRE ¦ 1QU LoRE | Red Flag Warning - Large Fires | Aggregated | Aggregated | 2035 | 4.8397e-05 | 0 | 459.7243 | 0.022249 | 2035 | Mitigation | 0.08575 | 30 | 0 | esc | 0.0012005 | 5.8101e-08 | 0.00060025 | 2.905e-08 | 0.0015435 | 7.4701e-08
[79 empty] | WLDFR | HFTD - Distribution - Tier 3 - 3QU CoRE ¦ 1QU LoRE | Non-Red Flag Warning - Small Fires | 2050 | 0 | 4.5814e-06 | 1.1781e-05 | 0.10007 | 0.04626 | 0.0020076 | 0.051804 | 0 | 0 | 0 | 0.0076325 |  | 0 | 0 | 0 | 4.5847e-07 | 0 | 4.5847e-07 | 1.1789e-06 | 0 | 1.1789e-06 | [16 empty] | 7.3.1.3 Ignition probability mapping showing the probability of ignition along the electric lines and equipmentWLDFRAggregatedAggregated | WLDFR | HFTD - Distribution - Tier 3 - 3QU CoRE ¦ 1QU LoRE | Red Flag Warning - Large Fires | Aggregated | Aggregated | 2036 | 4.8397e-05 | 0 | 459.7243 | 0.022249 | 2036 | Mitigation | 0.08575 | 30 | 0 | esc | 0.0012005 | 5.8101e-08 | 0.00060025 | 2.905e-08 | 0.0015435 | 7.4701e-08
[79 empty] | WLDFR | HFTD - Distribution - Tier 3 - 3QU CoRE ¦ 1QU LoRE | Non-Red Flag Warning - Small Fires | 2051 | 0 | 0 | 1.1781e-05 | 0.10007 | 0.04626 | 0.0020076 | 0.051804 | 0 | 0 | 0 | 0.0076325 |  | 0 | 0 | 0 | 0 | 0 | 0 | 1.1789e-06 | 0 | 1.1789e-06 | [16 empty] | 7.3.1.3 Ignition probability mapping showing the probability of ignition along the electric lines and equipmentWLDFRAggregatedAggregated | WLDFR | HFTD - Distribution - Tier 3 - 3QU CoRE ¦ 1QU LoRE | Red Flag Warning - Large Fires | Aggregated | Aggregated | 2037 | 4.8397e-05 | 0 | 459.7243 | 0.022249 | 2037 | Mitigation | 0.08575 | 30 | 0 | esc | 0.0012005 | 5.8101e-08 | 0.00060025 | 2.905e-08 | 0.0015435 | 7.4701e-08
[79 empty] | WLDFR | HFTD - Distribution - Tier 3 - 3QU CoRE ¦ 1QU LoRE | Red Flag Warning - Catastrophic Fires | 2020 | 6.5646e-08 | 0 | 0 | 14146.1306 | 222.2294 | 8585.7228 | 5338.1784 | 0 | 0 | 0 | 5.4682e-05 |  | 0.00092864 | 0 | 0.00092864 | 0 | 0 | 0 | 0 | 0 | 0 | [16 empty] | 7.3.1.3 Ignition probability mapping showing the probability of ignition along the electric lines and equipmentWLDFRAggregatedAggregated | WLDFR | HFTD - Distribution - Tier 3 - 3QU CoRE ¦ 1QU LoRE | Red Flag Warning - Large Fires | Aggregated | Aggregated | 2038 | 4.8397e-05 | 0 | 459.7243 | 0.022249 | 2038 | Mitigation | 0.08575 | 30 | 0 | esc | 0.0012005 | 5.8101e-08 | 0.00060025 | 2.905e-08 | 0.0015435 | 7.4701e-08
[79 empty] | WLDFR | HFTD - Distribution - Tier 3 - 3QU CoRE ¦ 1QU LoRE | Red Flag Warning - Catastrophic Fires | 2021 | 6.5646e-08 | 3.2823e-08 | 0 | 14146.1306 | 222.2294 | 8585.7228 | 5338.1784 | 0 | 0 | 0 | 5.4682e-05 |  | 0.00092864 | 0 | 0.00092864 | 0.00046432 | 0 | 0.00046432 | 0 | 0 | 0 | [16 empty] | 7.3.1.3 Ignition probability mapping showing the probability of ignition along the electric lines and equipmentWLDFRAggregatedAggregated | WLDFR | HFTD - Distribution - Tier 3 - 3QU CoRE ¦ 1QU LoRE | Red Flag Warning - Large Fires | Aggregated | Aggregated | 2039 | 4.8397e-05 | 0 | 459.7243 | 0.022249 | 2039 | Mitigation | 0.08575 | 30 | 0 | esc | 0.0012005 | 5.8101e-08 | 0.00060025 | 2.905e-08 | 0.0015435 | 7.4701e-08
[79 empty] | WLDFR | HFTD - Distribution - Tier 3 - 3QU CoRE ¦ 1QU LoRE | Red Flag Warning - Catastrophic Fires | 2022 | 6.5646e-08 | 3.2823e-08 | 8.4402e-08 | 14146.1306 | 222.2294 | 8585.7228 | 5338.1784 | 0 | 0 | 0 | 5.4682e-05 |  | 0.00092864 | 0 | 0.00092864 | 0.00046432 | 0 | 0.00046432 | 0.001194 | 0 | 0.001194 | [16 empty] | 7.3.1.3 Ignition probability mapping showing the probability of ignition along the electric lines and equipmentWLDFRAggregatedAggregated | WLDFR | HFTD - Distribution - Tier 3 - 3QU CoRE ¦ 1QU LoRE | Red Flag Warning - Large Fires | Aggregated | Aggregated | 2040 | 4.8397e-05 | 0 | 459.7243 | 0.022249 | 2040 | Mitigation | 0.08575 | 30 | 0 | esc | 0.0012005 | 5.8101e-08 | 0.00060025 | 2.905e-08 | 0.0015435 | 7.4701e-08
[79 empty] | WLDFR | HFTD - Distribution - Tier 3 - 3QU CoRE ¦ 1QU LoRE | Red Flag Warning - Catastrophic Fires | 2023 | 6.5646e-08 | 3.2823e-08 | 8.4402e-08 | 14664.6376 | 233.2301 | 8896.516 | 5534.8915 | 0 | 0 | 0 | 5.4682e-05 |  | 0.00096267 | 0 | 0.00096267 | 0.00048134 | 0 | 0.00048134 | 0.0012377 | 0 | 0.0012377 | [16 empty] | 7.3.1.3 Ignition probability mapping showing the probability of ignition along the electric lines and equipmentWLDFRAggregatedAggregated | WLDFR | HFTD - Distribution - Tier 3 - 3QU CoRE ¦ 1QU LoRE | Red Flag Warning - Large Fires | Aggregated | Aggregated | 2041 | 4.8397e-05 | 0 | 459.7243 | 0.022249 | 2041 | Mitigation | 0.08575 | 30 | 0 | esc | 0.0012005 | 5.8101e-08 | 0.00060025 | 2.905e-08 | 0.0015435 | 7.4701e-08
[79 empty] | WLDFR | HFTD - Distribution - Tier 3 - 3QU CoRE ¦ 1QU LoRE | Red Flag Warning - Catastrophic Fires | 2024 | 6.5646e-08 | 3.2823e-08 | 8.4402e-08 | 14664.6376 | 233.2301 | 8896.516 | 5534.8915 | 0 | 0 | 0 | 5.4682e-05 |  | 0.00096267 | 0 | 0.00096267 | 0.00048134 | 0 | 0.00048134 | 0.0012377 | 0 | 0.0012377 | [16 empty] | 7.3.1.3 Ignition probability mapping showing the probability of ignition along the electric lines and equipmentWLDFRAggregatedAggregated | WLDFR | HFTD - Distribution - Tier 3 - 3QU CoRE ¦ 1QU LoRE | Red Flag Warning - Large Fires | Aggregated | Aggregated | 2042 | 4.8397e-05 | 0 | 459.7243 | 0.022249 | 2042 | Mitigation | 0.08575 | 30 | 0 | esc | 0.0012005 | 5.8101e-08 | 0.00060025 | 2.905e-08 | 0.0015435 | 7.4701e-08
[79 empty] | WLDFR | HFTD - Distribution - Tier 3 - 3QU CoRE ¦ 1QU LoRE | Red Flag Warning - Catastrophic Fires | 2025 | 6.5646e-08 | 3.2823e-08 | 8.4402e-08 | 14664.6376 | 233.2301 | 8896.516 | 5534.8915 | 0 | 0 | 0 | 5.4682e-05 |  | 0.00096267 | 0 | 0.00096267 | 0.00048134 | 0 | 0.00048134 | 0.0012377 | 0 | 0.0012377 | [16 empty] | 7.3.1.3 Ignition probability mapping showing the probability of ignition along the electric lines and equipmentWLDFRAggregatedAggregated | WLDFR | HFTD - Distribution - Tier 3 - 3QU CoRE ¦ 1QU LoRE | Red Flag Warning - Large Fires | Aggregated | Aggregated | 2043 | 4.8397e-05 | 0 | 459.7243 | 0.022249 | 2043 | Mitigation | 0.08575 | 30 | 0 | esc | 0.0012005 | 5.8101e-08 | 0.00060025 | 2.905e-08 | 0.0015435 | 7.4701e-08
[79 empty] | WLDFR | HFTD - Distribution - Tier 3 - 3QU CoRE ¦ 1QU LoRE | Red Flag Warning - Catastrophic Fires | 2026 | 6.5646e-08 | 3.2823e-08 | 8.4402e-08 | 14664.6376 | 233.2301 | 8896.516 | 5534.8915 | 0 | 0 | 0 | 5.4682e-05 |  | 0.00096267 | 0 | 0.00096267 | 0.00048134 | 0 | 0.00048134 | 0.0012377 | 0 | 0.0012377 | [16 empty] | 7.3.1.3 Ignition probability mapping showing the probability of ignition along the electric lines and equipmentWLDFRAggregatedAggregated | WLDFR | HFTD - Distribution - Tier 3 - 3QU CoRE ¦ 1QU LoRE | Red Flag Warning - Large Fires | Aggregated | Aggregated | 2044 | 4.8397e-05 | 0 | 459.7243 | 0.022249 | 2044 | Mitigation | 0.08575 | 30 | 0 | esc | 0.0012005 | 5.8101e-08 | 0.00060025 | 2.905e-08 | 0.0015435 | 7.4701e-08
[79 empty] | WLDFR | HFTD - Distribution - Tier 3 - 3QU CoRE ¦ 1QU LoRE | Red Flag Warning - Catastrophic Fires | 2027 | 6.5646e-08 | 3.2823e-08 | 8.4402e-08 | 14664.6376 | 233.2301 | 8896.516 | 5534.8915 | 0 | 0 | 0 | 5.4682e-05 |  | 0.00096267 | 0 | 0.00096267 | 0.00048134 | 0 | 0.00048134 | 0.0012377 | 0 | 0.0012377 | [16 empty] | 7.3.1.3 Ignition probability mapping showing the probability of ignition along the electric lines and equipmentWLDFRAggregatedAggregated | WLDFR | HFTD - Distribution - Tier 3 - 3QU CoRE ¦ 1QU LoRE | Red Flag Warning - Large Fires | Aggregated | Aggregated | 2045 | 4.8397e-05 | 0 | 459.7243 | 0.022249 | 2045 | Mitigation | 0.08575 | 30 | 0 | esc | 0.0012005 | 5.8101e-08 | 0.00060025 | 2.905e-08 | 0.0015435 | 7.4701e-08
[79 empty] | WLDFR | HFTD - Distribution - Tier 3 - 3QU CoRE ¦ 1QU LoRE | Red Flag Warning - Catastrophic Fires | 2028 | 6.5646e-08 | 3.2823e-08 | 8.4402e-08 | 15317.9909 | 247.273 | 9287.6491 | 5783.0689 | 0 | 0 | 0 | 5.4682e-05 |  | 0.0010056 | 0 | 0.0010056 | 0.00050278 | 0 | 0.00050278 | 0.0012929 | 0 | 0.0012929 | [16 empty] | 7.3.1.3 Ignition probability mapping showing the probability of ignition along the electric lines and equipmentWLDFRAggregatedAggregated | WLDFR | HFTD - Distribution - Tier 3 - 3QU CoRE ¦ 1QU LoRE | Red Flag Warning - Large Fires | Aggregated | Aggregated | 2046 | 4.8397e-05 | 0 | 459.7243 | 0.022249 | 2046 | Mitigation | 0.08575 | 30 | 0 | esc | 0.0012005 | 5.8101e-08 | 0.00060025 | 2.905e-08 | 0.0015435 | 7.4701e-08
[79 empty] | WLDFR | HFTD - Distribution - Tier 3 - 3QU CoRE ¦ 1QU LoRE | Red Flag Warning - Catastrophic Fires | 2029 | 6.5646e-08 | 3.2823e-08 | 8.4402e-08 | 15317.9909 | 247.273 | 9287.6491 | 5783.0689 | 0 | 0 | 0 | 5.4682e-05 |  | 0.0010056 | 0 | 0.0010056 | 0.00050278 | 0 | 0.00050278 | 0.0012929 | 0 | 0.0012929 | [16 empty] | 7.3.1.3 Ignition probability mapping showing the probability of ignition along the electric lines and equipmentWLDFRAggregatedAggregated | WLDFR | HFTD - Distribution - Tier 3 - 3QU CoRE ¦ 1QU LoRE | Red Flag Warning - Large Fires | Aggregated | Aggregated | 2047 | 4.8397e-05 | 0 | 459.7243 | 0.022249 | 2047 | Mitigation | 0.08575 | 30 | 0 | esc | 0.0012005 | 5.8101e-08 | 0.00060025 | 2.905e-08 | 0.0015435 | 7.4701e-08
[79 empty] | WLDFR | HFTD - Distribution - Tier 3 - 3QU CoRE ¦ 1QU LoRE | Red Flag Warning - Catastrophic Fires | 2030 | 6.5646e-08 | 3.2823e-08 | 8.4402e-08 | 15317.9909 | 247.273 | 9287.6491 | 5783.0689 | 0 | 0 | 0 | 5.4682e-05 |  | 0.0010056 | 0 | 0.0010056 | 0.00050278 | 0 | 0.00050278 | 0.0012929 | 0 | 0.0012929 | [16 empty] | 7.3.1.3 Ignition probability mapping showing the probability of ignition along the electric lines and equipmentWLDFRAggregatedAggregated | WLDFR | HFTD - Distribution - Tier 3 - 3QU CoRE ¦ 1QU LoRE | Red Flag Warning - Large Fires | Aggregated | Aggregated | 2048 | 4.8397e-05 | 0 | 459.7243 | 0.022249 | 2048 | Mitigation | 0.08575 | 30 | 0 | esc | 0.0012005 | 5.8101e-08 | 0.00060025 | 2.905e-08 | 0.0015435 | 7.4701e-08
[79 empty] | WLDFR | HFTD - Distribution - Tier 3 - 3QU CoRE ¦ 1QU LoRE | Red Flag Warning - Catastrophic Fires | 2031 | 6.5646e-08 | 3.2823e-08 | 8.4402e-08 | 15317.9909 | 247.273 | 9287.6491 | 5783.0689 | 0 | 0 | 0 | 5.4682e-05 |  | 0.0010056 | 0 | 0.0010056 | 0.00050278 | 0 | 0.00050278 | 0.0012929 | 0 | 0.0012929 | [16 empty] | 7.3.1.3 Ignition probability mapping showing the probability of ignition along the electric lines and equipmentWLDFRAggregatedAggregated | WLDFR | HFTD - Distribution - Tier 3 - 3QU CoRE ¦ 1QU LoRE | Red Flag Warning - Large Fires | Aggregated | Aggregated | 2049 | 4.8397e-05 | 0 | 459.7243 | 0.022249 | 2049 | Mitigation | 0.08575 | 30 | 0 | esc | 0.0012005 | 5.8101e-08 | 0.00060025 | 2.905e-08 | 0.0015435 | 7.4701e-08
[79 empty] | WLDFR | HFTD - Distribution - Tier 3 - 3QU CoRE ¦ 1QU LoRE | Red Flag Warning - Catastrophic Fires | 2032 | 6.5646e-08 | 3.2823e-08 | 8.4402e-08 | 15317.9909 | 247.273 | 9287.6491 | 5783.0689 | 0 | 0 | 0 | 5.4682e-05 |  | 0.0010056 | 0 | 0.0010056 | 0.00050278 | 0 | 0.00050278 | 0.0012929 | 0 | 0.0012929 | [16 empty] | 7.3.1.3 Ignition probability mapping showing the probability of ignition along the electric lines and equipmentWLDFRAggregatedAggregated | WLDFR | HFTD - Distribution - Tier 3 - 3QU CoRE ¦ 1QU LoRE | Red Flag Warning - Large Fires | Aggregated | Aggregated | 2050 | 4.8397e-05 | 0 | 459.7243 | 0.022249 | 2050 | Mitigation | 0.08575 | 30 | 0 | esc | 0 | 0 | 0.00060025 | 2.905e-08 | 0.0015435 | 7.4701e-08
[79 empty] | WLDFR | HFTD - Distribution - Tier 3 - 3QU CoRE ¦ 1QU LoRE | Red Flag Warning - Catastrophic Fires | 2033 | 6.5646e-08 | 3.2823e-08 | 8.4402e-08 | 16044.1264 | 263.1074 | 9721.74 | 6059.2791 | 0 | 0 | 0 | 5.4682e-05 |  | 0.0010532 | 0 | 0.0010532 | 0.00052662 | 0 | 0.00052662 | 0.0013542 | 0 | 0.0013542 | [16 empty] | 7.3.1.3 Ignition probability mapping showing the probability of ignition along the electric lines and equipmentWLDFRAggregatedAggregated | WLDFR | HFTD - Distribution - Tier 3 - 3QU CoRE ¦ 1QU LoRE | Red Flag Warning - Large Fires | Aggregated | Aggregated | 2051 | 4.8397e-05 | 0 | 459.7243 | 0.022249 | 2051 | Mitigation | 0.08575 | 30 | 0 | esc | 0 | 0 | 0 | 0 | 0.0015435 | 7.4701e-08
[79 empty] | WLDFR | HFTD - Distribution - Tier 3 - 3QU CoRE ¦ 1QU LoRE | Red Flag Warning - Catastrophic Fires | 2034 | 6.5646e-08 | 3.2823e-08 | 8.4402e-08 | 16044.1264 | 263.1074 | 9721.74 | 6059.2791 | 0 | 0 | 0 | 5.4682e-05 |  | 0.0010532 | 0 | 0.0010532 | 0.00052662 | 0 | 0.00052662 | 0.0013542 | 0 | 0.0013542 | [16 empty] | 7.3.1.3 Ignition probability mapping showing the probability of ignition along the electric lines and equipmentWLDFRAggregatedAggregated | WLDFR | HFTD - Distribution - Tier 3 - 3QU CoRE ¦ 1QU LoRE | Red Flag Warning - Small Fires | Aggregated | Aggregated | 2021 | 0.0012359 | 0 | 459.7243 | 0.56818 | 2021 | Mitigation | 0.08575 | 30 | 0 | esc | 0.0012005 | 1.4837e-06 | 0.00060025 | 7.4186e-07 | 0 | 0
[79 empty] | WLDFR | HFTD - Distribution - Tier 3 - 3QU CoRE ¦ 1QU LoRE | Red Flag Warning - Catastrophic Fires | 2035 | 6.5646e-08 | 3.2823e-08 | 8.4402e-08 | 16044.1264 | 263.1074 | 9721.74 | 6059.2791 | 0 | 0 | 0 | 5.4682e-05 |  | 0.0010532 | 0 | 0.0010532 | 0.00052662 | 0 | 0.00052662 | 0.0013542 | 0 | 0.0013542 | [16 empty] | 7.3.1.3 Ignition probability mapping showing the probability of ignition along the electric lines and equipmentWLDFRAggregatedAggregated | WLDFR | HFTD - Distribution - Tier 3 - 3QU CoRE ¦ 1QU LoRE | Red Flag Warning - Small Fires | Aggregated | Aggregated | 2022 | 0.0012359 | 0 | 459.7243 | 0.56818 | 2022 | Mitigation | 0.08575 | 30 | 0 | esc | 0.0012005 | 1.4837e-06 | 0.00060025 | 7.4186e-07 | 0.0015435 | 1.9076e-06
[79 empty] | WLDFR | HFTD - Distribution - Tier 3 - 3QU CoRE ¦ 1QU LoRE | Red Flag Warning - Catastrophic Fires | 2036 | 6.5646e-08 | 3.2823e-08 | 8.4402e-08 | 16044.1264 | 263.1074 | 9721.74 | 6059.2791 | 0 | 0 | 0 | 5.4682e-05 |  | 0.0010532 | 0 | 0.0010532 | 0.00052662 | 0 | 0.00052662 | 0.0013542 | 0 | 0.0013542 | [16 empty] | 7.3.1.3 Ignition probability mapping showing the probability of ignition along the electric lines and equipmentWLDFRAggregatedAggregated | WLDFR | HFTD - Distribution - Tier 3 - 3QU CoRE ¦ 1QU LoRE | Red Flag Warning - Small Fires | Aggregated | Aggregated | 2023 | 0.0012359 | 0 | 459.7243 | 0.56818 | 2023 | Mitigation | 0.08575 | 30 | 0 | esc | 0.0012005 | 1.4837e-06 | 0.00060025 | 7.4186e-07 | 0.0015435 | 1.9076e-06
[79 empty] | WLDFR | HFTD - Distribution - Tier 3 - 3QU CoRE ¦ 1QU LoRE | Red Flag Warning - Catastrophic Fires | 2037 | 6.5646e-08 | 3.2823e-08 | 8.4402e-08 | 16044.1264 | 263.1074 | 9721.74 | 6059.2791 | 0 | 0 | 0 | 5.4682e-05 |  | 0.0010532 | 0 | 0.0010532 | 0.00052662 | 0 | 0.00052662 | 0.0013542 | 0 | 0.0013542 | [16 empty] | 7.3.1.3 Ignition probability mapping showing the probability of ignition along the electric lines and equipmentWLDFRAggregatedAggregated | WLDFR | HFTD - Distribution - Tier 3 - 3QU CoRE ¦ 1QU LoRE | Red Flag Warning - Small Fires | Aggregated | Aggregated | 2024 | 0.0012359 | 0 | 459.7243 | 0.56818 | 2024 | Mitigation | 0.08575 | 30 | 0 | esc | 0.0012005 | 1.4837e-06 | 0.00060025 | 7.4186e-07 | 0.0015435 | 1.9076e-06
[79 empty] | WLDFR | HFTD - Distribution - Tier 3 - 3QU CoRE ¦ 1QU LoRE | Red Flag Warning - Catastrophic Fires | 2038 | 6.5646e-08 | 3.2823e-08 | 8.4402e-08 | 16832.3912 | 280.5544 | 10192.2718 | 6359.5651 | 0 | 0 | 0 | 5.4682e-05 |  | 0.001105 | 0 | 0.001105 | 0.00055249 | 0 | 0.00055249 | 0.0014207 | 0 | 0.0014207 | [16 empty] | 7.3.1.3 Ignition probability mapping showing the probability of ignition along the electric lines and equipmentWLDFRAggregatedAggregated | WLDFR | HFTD - Distribution - Tier 3 - 3QU CoRE ¦ 1QU LoRE | Red Flag Warning - Small Fires | Aggregated | Aggregated | 2025 | 0.0012359 | 0 | 459.7243 | 0.56818 | 2025 | Mitigation | 0.08575 | 30 | 0 | esc | 0.0012005 | 1.4837e-06 | 0.00060025 | 7.4186e-07 | 0.0015435 | 1.9076e-06
[79 empty] | WLDFR | HFTD - Distribution - Tier 3 - 3QU CoRE ¦ 1QU LoRE | Red Flag Warning - Catastrophic Fires | 2039 | 6.5646e-08 | 3.2823e-08 | 8.4402e-08 | 16832.3912 | 280.5544 | 10192.2718 | 6359.5651 | 0 | 0 | 0 | 5.4682e-05 |  | 0.001105 | 0 | 0.001105 | 0.00055249 | 0 | 0.00055249 | 0.0014207 | 0 | 0.0014207 | [16 empty] | 7.3.1.3 Ignition probability mapping showing the probability of ignition along the electric lines and equipmentWLDFRAggregatedAggregated | WLDFR | HFTD - Distribution - Tier 3 - 3QU CoRE ¦ 1QU LoRE | Red Flag Warning - Small Fires | Aggregated | Aggregated | 2026 | 0.0012359 | 0 | 459.7243 | 0.56818 | 2026 | Mitigation | 0.08575 | 30 | 0 | esc | 0.0012005 | 1.4837e-06 | 0.00060025 | 7.4186e-07 | 0.0015435 | 1.9076e-06
[79 empty] | WLDFR | HFTD - Distribution - Tier 3 - 3QU CoRE ¦ 1QU LoRE | Red Flag Warning - Catastrophic Fires | 2040 | 6.5646e-08 | 3.2823e-08 | 8.4402e-08 | 16832.3912 | 280.5544 | 10192.2718 | 6359.5651 | 0 | 0 | 0 | 5.4682e-05 |  | 0.001105 | 0 | 0.001105 | 0.00055249 | 0 | 0.00055249 | 0.0014207 | 0 | 0.0014207 | [16 empty] | 7.3.1.3 Ignition probability mapping showing the probability of ignition along the electric lines and equipmentWLDFRAggregatedAggregated | WLDFR | HFTD - Distribution - Tier 3 - 3QU CoRE ¦ 1QU LoRE | Red Flag Warning - Small Fires | Aggregated | Aggregated | 2027 | 0.0012359 | 0 | 459.7243 | 0.56818 | 2027 | Mitigation | 0.08575 | 30 | 0 | esc | 0.0012005 | 1.4837e-06 | 0.00060025 | 7.4186e-07 | 0.0015435 | 1.9076e-06
[79 empty] | WLDFR | HFTD - Distribution - Tier 3 - 3QU CoRE ¦ 1QU LoRE | Red Flag Warning - Catastrophic Fires | 2041 | 6.5646e-08 | 3.2823e-08 | 8.4402e-08 | 16832.3912 | 280.5544 | 10192.2718 | 6359.5651 | 0 | 0 | 0 | 5.4682e-05 |  | 0.001105 | 0 | 0.001105 | 0.00055249 | 0 | 0.00055249 | 0.0014207 | 0 | 0.0014207 | [16 empty] | 7.3.1.3 Ignition probability mapping showing the probability of ignition along the electric lines and equipmentWLDFRAggregatedAggregated | WLDFR | HFTD - Distribution - Tier 3 - 3QU CoRE ¦ 1QU LoRE | Red Flag Warning - Small Fires | Aggregated | Aggregated | 2028 | 0.0012359 | 0 | 459.7243 | 0.56818 | 2028 | Mitigation | 0.08575 | 30 | 0 | esc | 0.0012005 | 1.4837e-06 | 0.00060025 | 7.4186e-07 | 0.0015435 | 1.9076e-06
[79 empty] | WLDFR | HFTD - Distribution - Tier 3 - 3QU CoRE ¦ 1QU LoRE | Red Flag Warning - Catastrophic Fires | 2042 | 6.5646e-08 | 3.2823e-08 | 8.4402e-08 | 16832.3912 | 280.5544 | 10192.2718 | 6359.5651 | 0 | 0 | 0 | 5.4682e-05 |  | 0.001105 | 0 | 0.001105 | 0.00055249 | 0 | 0.00055249 | 0.0014207 | 0 | 0.0014207 | [16 empty] | 7.3.1.3 Ignition probability mapping showing the probability of ignition along the electric lines and equipmentWLDFRAggregatedAggregated | WLDFR | HFTD - Distribution - Tier 3 - 3QU CoRE ¦ 1QU LoRE | Red Flag Warning - Small Fires | Aggregated | Aggregated | 2029 | 0.0012359 | 0 | 459.7243 | 0.56818 | 2029 | Mitigation | 0.08575 | 30 | 0 | esc | 0.0012005 | 1.4837e-06 | 0.00060025 | 7.4186e-07 | 0.0015435 | 1.9076e-06
[79 empty] | WLDFR | HFTD - Distribution - Tier 3 - 3QU CoRE ¦ 1QU LoRE | Red Flag Warning - Catastrophic Fires | 2043 | 6.5646e-08 | 3.2823e-08 | 8.4402e-08 | 17672.0852 | 299.42 | 10692.7362 | 6679.929 | 0 | 0 | 0 | 5.4682e-05 |  | 0.0011601 | 0 | 0.0011601 | 0.00058005 | 0 | 0.00058005 | 0.0014916 | 0 | 0.0014916 | [16 empty] | 7.3.1.3 Ignition probability mapping showing the probability of ignition along the electric lines and equipmentWLDFRAggregatedAggregated | WLDFR | HFTD - Distribution - Tier 3 - 3QU CoRE ¦ 1QU LoRE | Red Flag Warning - Small Fires | Aggregated | Aggregated | 2030 | 0.0012359 | 0 | 459.7243 | 0.56818 | 2030 | Mitigation | 0.08575 | 30 | 0 | esc | 0.0012005 | 1.4837e-06 | 0.00060025 | 7.4186e-07 | 0.0015435 | 1.9076e-06
[79 empty] | WLDFR | HFTD - Distribution - Tier 3 - 3QU CoRE ¦ 1QU LoRE | Red Flag Warning - Catastrophic Fires | 2044 | 6.5646e-08 | 3.2823e-08 | 8.4402e-08 | 17672.0852 | 299.42 | 10692.7362 | 6679.929 | 0 | 0 | 0 | 5.4682e-05 |  | 0.0011601 | 0 | 0.0011601 | 0.00058005 | 0 | 0.00058005 | 0.0014916 | 0 | 0.0014916 | [16 empty] | 7.3.1.3 Ignition probability mapping showing the probability of ignition along the electric lines and equipmentWLDFRAggregatedAggregated | WLDFR | HFTD - Distribution - Tier 3 - 3QU CoRE ¦ 1QU LoRE | Red Flag Warning - Small Fires | Aggregated | Aggregated | 2031 | 0.0012359 | 0 | 459.7243 | 0.56818 | 2031 | Mitigation | 0.08575 | 30 | 0 | esc | 0.0012005 | 1.4837e-06 | 0.00060025 | 7.4186e-07 | 0.0015435 | 1.9076e-06
[79 empty] | WLDFR | HFTD - Distribution - Tier 3 - 3QU CoRE ¦ 1QU LoRE | Red Flag Warning - Catastrophic Fires | 2045 | 6.5646e-08 | 3.2823e-08 | 8.4402e-08 | 17672.0852 | 299.42 | 10692.7362 | 6679.929 | 0 | 0 | 0 | 5.4682e-05 |  | 0.0011601 | 0 | 0.0011601 | 0.00058005 | 0 | 0.00058005 | 0.0014916 | 0 | 0.0014916 | [16 empty] | 7.3.1.3 Ignition probability mapping showing the probability of ignition along the electric lines and equipmentWLDFRAggregatedAggregated | WLDFR | HFTD - Distribution - Tier 3 - 3QU CoRE ¦ 1QU LoRE | Red Flag Warning - Small Fires | Aggregated | Aggregated | 2032 | 0.0012359 | 0 | 459.7243 | 0.56818 | 2032 | Mitigation | 0.08575 | 30 | 0 | esc | 0.0012005 | 1.4837e-06 | 0.00060025 | 7.4186e-07 | 0.0015435 | 1.9076e-06
[79 empty] | WLDFR | HFTD - Distribution - Tier 3 - 3QU CoRE ¦ 1QU LoRE | Red Flag Warning - Catastrophic Fires | 2046 | 6.5646e-08 | 3.2823e-08 | 8.4402e-08 | 17672.0852 | 299.42 | 10692.7362 | 6679.929 | 0 | 0 | 0 | 5.4682e-05 |  | 0.0011601 | 0 | 0.0011601 | 0.00058005 | 0 | 0.00058005 | 0.0014916 | 0 | 0.0014916 | [16 empty] | 7.3.1.3 Ignition probability mapping showing the probability of ignition along the electric lines and equipmentWLDFRAggregatedAggregated | WLDFR | HFTD - Distribution - Tier 3 - 3QU CoRE ¦ 1QU LoRE | Red Flag Warning - Small Fires | Aggregated | Aggregated | 2033 | 0.0012359 | 0 | 459.7243 | 0.56818 | 2033 | Mitigation | 0.08575 | 30 | 0 | esc | 0.0012005 | 1.4837e-06 | 0.00060025 | 7.4186e-07 | 0.0015435 | 1.9076e-06
[79 empty] | WLDFR | HFTD - Distribution - Tier 3 - 3QU CoRE ¦ 1QU LoRE | Red Flag Warning - Catastrophic Fires | 2047 | 6.5646e-08 | 3.2823e-08 | 8.4402e-08 | 17672.0852 | 299.42 | 10692.7362 | 6679.929 | 0 | 0 | 0 | 5.4682e-05 |  | 0.0011601 | 0 | 0.0011601 | 0.00058005 | 0 | 0.00058005 | 0.0014916 | 0 | 0.0014916 | [16 empty] | 7.3.1.3 Ignition probability mapping showing the probability of ignition along the electric lines and equipmentWLDFRAggregatedAggregated | WLDFR | HFTD - Distribution - Tier 3 - 3QU CoRE ¦ 1QU LoRE | Red Flag Warning - Small Fires | Aggregated | Aggregated | 2034 | 0.0012359 | 0 | 459.7243 | 0.56818 | 2034 | Mitigation | 0.08575 | 30 | 0 | esc | 0.0012005 | 1.4837e-06 | 0.00060025 | 7.4186e-07 | 0.0015435 | 1.9076e-06
[79 empty] | WLDFR | HFTD - Distribution - Tier 3 - 3QU CoRE ¦ 1QU LoRE | Red Flag Warning - Catastrophic Fires | 2048 | 6.5646e-08 | 3.2823e-08 | 8.4402e-08 | 18552.3348 | 319.4911 | 11216.5626 | 7016.281 | 0 | 0 | 0 | 5.4682e-05 |  | 0.0012179 | 0 | 0.0012179 | 0.00060894 | 0 | 0.00060894 | 0.0015659 | 0 | 0.0015659 | [16 empty] | 7.3.1.3 Ignition probability mapping showing the probability of ignition along the electric lines and equipmentWLDFRAggregatedAggregated | WLDFR | HFTD - Distribution - Tier 3 - 3QU CoRE ¦ 1QU LoRE | Red Flag Warning - Small Fires | Aggregated | Aggregated | 2035 | 0.0012359 | 0 | 459.7243 | 0.56818 | 2035 | Mitigation | 0.08575 | 30 | 0 | esc | 0.0012005 | 1.4837e-06 | 0.00060025 | 7.4186e-07 | 0.0015435 | 1.9076e-06
[79 empty] | WLDFR | HFTD - Distribution - Tier 3 - 3QU CoRE ¦ 1QU LoRE | Red Flag Warning - Catastrophic Fires | 2049 | 6.5646e-08 | 3.2823e-08 | 8.4402e-08 | 18552.3348 | 319.4911 | 11216.5626 | 7016.281 | 0 | 0 | 0 | 5.4682e-05 |  | 0.0012179 | 0 | 0.0012179 | 0.00060894 | 0 | 0.00060894 | 0.0015659 | 0 | 0.0015659 | [16 empty] | 7.3.1.3 Ignition probability mapping showing the probability of ignition along the electric lines and equipmentWLDFRAggregatedAggregated | WLDFR | HFTD - Distribution - Tier 3 - 3QU CoRE ¦ 1QU LoRE | Red Flag Warning - Small Fires | Aggregated | Aggregated | 2036 | 0.0012359 | 0 | 459.7243 | 0.56818 | 2036 | Mitigation | 0.08575 | 30 | 0 | esc | 0.0012005 | 1.4837e-06 | 0.00060025 | 7.4186e-07 | 0.0015435 | 1.9076e-06
[79 empty] | WLDFR | HFTD - Distribution - Tier 3 - 3QU CoRE ¦ 1QU LoRE | Red Flag Warning - Catastrophic Fires | 2050 | 0 | 3.2823e-08 | 8.4402e-08 | 18552.3348 | 319.4911 | 11216.5626 | 7016.281 | 0 | 0 | 0 | 5.4682e-05 |  | 0 | 0 | 0 | 0.00060894 | 0 | 0.00060894 | 0.0015659 | 0 | 0.0015659 | [16 empty] | 7.3.1.3 Ignition probability mapping showing the probability of ignition along the electric lines and equipmentWLDFRAggregatedAggregated | WLDFR | HFTD - Distribution - Tier 3 - 3QU CoRE ¦ 1QU LoRE | Red Flag Warning - Small Fires | Aggregated | Aggregated | 2037 | 0.0012359 | 0 | 459.7243 | 0.56818 | 2037 | Mitigation | 0.08575 | 30 | 0 | esc | 0.0012005 | 1.4837e-06 | 0.00060025 | 7.4186e-07 | 0.0015435 | 1.9076e-06
[79 empty] | WLDFR | HFTD - Distribution - Tier 3 - 3QU CoRE ¦ 1QU LoRE | Red Flag Warning - Catastrophic Fires | 2051 | 0 | 0 | 8.4402e-08 | 18552.3348 | 319.4911 | 11216.5626 | 7016.281 | 0 | 0 | 0 | 5.4682e-05 |  | 0 | 0 | 0 | 0 | 0 | 0 | 0.0015659 | 0 | 0.0015659 | [16 empty] | 7.3.1.3 Ignition probability mapping showing the probability of ignition along the electric lines and equipmentWLDFRAggregatedAggregated | WLDFR | HFTD - Distribution - Tier 3 - 3QU CoRE ¦ 1QU LoRE | Red Flag Warning - Small Fires | Aggregated | Aggregated | 2038 | 0.0012359 | 0 | 459.7243 | 0.56818 | 2038 | Mitigation | 0.08575 | 30 | 0 | esc | 0.0012005 | 1.4837e-06 | 0.00060025 | 7.4186e-07 | 0.0015435 | 1.9076e-06
[79 empty] | WLDFR | HFTD - Distribution - Tier 3 - 3QU CoRE ¦ 1QU LoRE | Red Flag Warning - Destructive Fires | 2020 | 8.9539e-09 | 0 | 0 | 8807.9522 | 222.2294 | 8585.7228 | 0 | 0 | 0 | 0 | 7.4585e-06 |  | 7.8866e-05 | 0 | 7.8866e-05 | 0 | 0 | 0 | 0 | 0 | 0 | [16 empty] | 7.3.1.3 Ignition probability mapping showing the probability of ignition along the electric lines and equipmentWLDFRAggregatedAggregated | WLDFR | HFTD - Distribution - Tier 3 - 3QU CoRE ¦ 1QU LoRE | Red Flag Warning - Small Fires | Aggregated | Aggregated | 2039 | 0.0012359 | 0 | 459.7243 | 0.56818 | 2039 | Mitigation | 0.08575 | 30 | 0 | esc | 0.0012005 | 1.4837e-06 | 0.00060025 | 7.4186e-07 | 0.0015435 | 1.9076e-06
[79 empty] | WLDFR | HFTD - Distribution - Tier 3 - 3QU CoRE ¦ 1QU LoRE | Red Flag Warning - Destructive Fires | 2021 | 8.9539e-09 | 4.477e-09 | 0 | 8807.9522 | 222.2294 | 8585.7228 | 0 | 0 | 0 | 0 | 7.4585e-06 |  | 7.8866e-05 | 0 | 7.8866e-05 | 3.9433e-05 | 0 | 3.9433e-05 | 0 | 0 | 0 | [16 empty] | 7.3.1.3 Ignition probability mapping showing the probability of ignition along the electric lines and equipmentWLDFRAggregatedAggregated | WLDFR | HFTD - Distribution - Tier 3 - 3QU CoRE ¦ 1QU LoRE | Red Flag Warning - Small Fires | Aggregated | Aggregated | 2040 | 0.0012359 | 0 | 459.7243 | 0.56818 | 2040 | Mitigation | 0.08575 | 30 | 0 | esc | 0.0012005 | 1.4837e-06 | 0.00060025 | 7.4186e-07 | 0.0015435 | 1.9076e-06
[79 empty] | WLDFR | HFTD - Distribution - Tier 3 - 3QU CoRE ¦ 1QU LoRE | Red Flag Warning - Destructive Fires | 2022 | 8.9539e-09 | 4.477e-09 | 1.1512e-08 | 8807.9522 | 222.2294 | 8585.7228 | 0 | 0 | 0 | 0 | 7.4585e-06 |  | 7.8866e-05 | 0 | 7.8866e-05 | 3.9433e-05 | 0 | 3.9433e-05 | 0.0001014 | 0 | 0.0001014 | [16 empty] | 7.3.1.3 Ignition probability mapping showing the probability of ignition along the electric lines and equipmentWLDFRAggregatedAggregated | WLDFR | HFTD - Distribution - Tier 3 - 3QU CoRE ¦ 1QU LoRE | Red Flag Warning - Small Fires | Aggregated | Aggregated | 2041 | 0.0012359 | 0 | 459.7243 | 0.56818 | 2041 | Mitigation | 0.08575 | 30 | 0 | esc | 0.0012005 | 1.4837e-06 | 0.00060025 | 7.4186e-07 | 0.0015435 | 1.9076e-06
[79 empty] | WLDFR | HFTD - Distribution - Tier 3 - 3QU CoRE ¦ 1QU LoRE | Red Flag Warning - Destructive Fires | 2023 | 8.9539e-09 | 4.477e-09 | 1.1512e-08 | 9129.7461 | 233.2301 | 8896.516 | 0 | 0 | 0 | 0 | 7.4585e-06 |  | 8.1747e-05 | 0 | 8.1747e-05 | 4.0874e-05 | 0 | 4.0874e-05 | 0.0001051 | 0 | 0.0001051 | [16 empty] | 7.3.1.3 Ignition probability mapping showing the probability of ignition along the electric lines and equipmentWLDFRAggregatedAggregated | WLDFR | HFTD - Distribution - Tier 3 - 3QU CoRE ¦ 1QU LoRE | Red Flag Warning - Small Fires | Aggregated | Aggregated | 2042 | 0.0012359 | 0 | 459.7243 | 0.56818 | 2042 | Mitigation | 0.08575 | 30 | 0 | esc | 0.0012005 | 1.4837e-06 | 0.00060025 | 7.4186e-07 | 0.0015435 | 1.9076e-06
[79 empty] | WLDFR | HFTD - Distribution - Tier 3 - 3QU CoRE ¦ 1QU LoRE | Red Flag Warning - Destructive Fires | 2024 | 8.9539e-09 | 4.477e-09 | 1.1512e-08 | 9129.7461 | 233.2301 | 8896.516 | 0 | 0 | 0 | 0 | 7.4585e-06 |  | 8.1747e-05 | 0 | 8.1747e-05 | 4.0874e-05 | 0 | 4.0874e-05 | 0.0001051 | 0 | 0.0001051 | [16 empty] | 7.3.1.3 Ignition probability mapping showing the probability of ignition along the electric lines and equipmentWLDFRAggregatedAggregated | WLDFR | HFTD - Distribution - Tier 3 - 3QU CoRE ¦ 1QU LoRE | Red Flag Warning - Small Fires | Aggregated | Aggregated | 2043 | 0.0012359 | 0 | 459.7243 | 0.56818 | 2043 | Mitigation | 0.08575 | 30 | 0 | esc | 0.0012005 | 1.4837e-06 | 0.00060025 | 7.4186e-07 | 0.0015435 | 1.9076e-06
[79 empty] | WLDFR | HFTD - Distribution - Tier 3 - 3QU CoRE ¦ 1QU LoRE | Red Flag Warning - Destructive Fires | 2025 | 8.9539e-09 | 4.477e-09 | 1.1512e-08 | 9129.7461 | 233.2301 | 8896.516 | 0 | 0 | 0 | 0 | 7.4585e-06 |  | 8.1747e-05 | 0 | 8.1747e-05 | 4.0874e-05 | 0 | 4.0874e-05 | 0.0001051 | 0 | 0.0001051 | [16 empty] | 7.3.1.3 Ignition probability mapping showing the probability of ignition along the electric lines and equipmentWLDFRAggregatedAggregated | WLDFR | HFTD - Distribution - Tier 3 - 3QU CoRE ¦ 1QU LoRE | Red Flag Warning - Small Fires | Aggregated | Aggregated | 2044 | 0.0012359 | 0 | 459.7243 | 0.56818 | 2044 | Mitigation | 0.08575 | 30 | 0 | esc | 0.0012005 | 1.4837e-06 | 0.00060025 | 7.4186e-07 | 0.0015435 | 1.9076e-06
[79 empty] | WLDFR | HFTD - Distribution - Tier 3 - 3QU CoRE ¦ 1QU LoRE | Red Flag Warning - Destructive Fires | 2026 | 8.9539e-09 | 4.477e-09 | 1.1512e-08 | 9129.7461 | 233.2301 | 8896.516 | 0 | 0 | 0 | 0 | 7.4585e-06 |  | 8.1747e-05 | 0 | 8.1747e-05 | 4.0874e-05 | 0 | 4.0874e-05 | 0.0001051 | 0 | 0.0001051 | [16 empty] | 7.3.1.3 Ignition probability mapping showing the probability of ignition along the electric lines and equipmentWLDFRAggregatedAggregated | WLDFR | HFTD - Distribution - Tier 3 - 3QU CoRE ¦ 1QU LoRE | Red Flag Warning - Small Fires | Aggregated | Aggregated | 2045 | 0.0012359 | 0 | 459.7243 | 0.56818 | 2045 | Mitigation | 0.08575 | 30 | 0 | esc | 0.0012005 | 1.4837e-06 | 0.00060025 | 7.4186e-07 | 0.0015435 | 1.9076e-06
[79 empty] | WLDFR | HFTD - Distribution - Tier 3 - 3QU CoRE ¦ 1QU LoRE | Red Flag Warning - Destructive Fires | 2027 | 8.9539e-09 | 4.477e-09 | 1.1512e-08 | 9129.7461 | 233.2301 | 8896.516 | 0 | 0 | 0 | 0 | 7.4585e-06 |  | 8.1747e-05 | 0 | 8.1747e-05 | 4.0874e-05 | 0 | 4.0874e-05 | 0.0001051 | 0 | 0.0001051 | [16 empty] | 7.3.1.3 Ignition probability mapping showing the probability of ignition along the electric lines and equipmentWLDFRAggregatedAggregated | WLDFR | HFTD - Distribution - Tier 3 - 3QU CoRE ¦ 1QU LoRE | Red Flag Warning - Small Fires | Aggregated | Aggregated | 2046 | 0.0012359 | 0 | 459.7243 | 0.56818 | 2046 | Mitigation | 0.08575 | 30 | 0 | esc | 0.0012005 | 1.4837e-06 | 0.00060025 | 7.4186e-07 | 0.0015435 | 1.9076e-06
[79 empty] | WLDFR | HFTD - Distribution - Tier 3 - 3QU CoRE ¦ 1QU LoRE | Red Flag Warning - Destructive Fires | 2028 | 8.9539e-09 | 4.477e-09 | 1.1512e-08 | 9534.9221 | 247.273 | 9287.6491 | 0 | 0 | 0 | 0 | 7.4585e-06 |  | 8.5375e-05 | 0 | 8.5375e-05 | 4.2687e-05 | 0 | 4.2687e-05 | 0.00010977 | 0 | 0.00010977 | [16 empty] | 7.3.1.3 Ignition probability mapping showing the probability of ignition along the electric lines and equipmentWLDFRAggregatedAggregated | WLDFR | HFTD - Distribution - Tier 3 - 3QU CoRE ¦ 1QU LoRE | Red Flag Warning - Small Fires | Aggregated | Aggregated | 2047 | 0.0012359 | 0 | 459.7243 | 0.56818 | 2047 | Mitigation | 0.08575 | 30 | 0 | esc | 0.0012005 | 1.4837e-06 | 0.00060025 | 7.4186e-07 | 0.0015435 | 1.9076e-06
[79 empty] | WLDFR | HFTD - Distribution - Tier 3 - 3QU CoRE ¦ 1QU LoRE | Red Flag Warning - Destructive Fires | 2029 | 8.9539e-09 | 4.477e-09 | 1.1512e-08 | 9534.9221 | 247.273 | 9287.6491 | 0 | 0 | 0 | 0 | 7.4585e-06 |  | 8.5375e-05 | 0 | 8.5375e-05 | 4.2687e-05 | 0 | 4.2687e-05 | 0.00010977 | 0 | 0.00010977 | [16 empty] | 7.3.1.3 Ignition probability mapping showing the probability of ignition along the electric lines and equipmentWLDFRAggregatedAggregated | WLDFR | HFTD - Distribution - Tier 3 - 3QU CoRE ¦ 1QU LoRE | Red Flag Warning - Small Fires | Aggregated | Aggregated | 2048 | 0.0012359 | 0 | 459.7243 | 0.56818 | 2048 | Mitigation | 0.08575 | 30 | 0 | esc | 0.0012005 | 1.4837e-06 | 0.00060025 | 7.4186e-07 | 0.0015435 | 1.9076e-06
[79 empty] | WLDFR | HFTD - Distribution - Tier 3 - 3QU CoRE ¦ 1QU LoRE | Red Flag Warning - Destructive Fires | 2030 | 8.9539e-09 | 4.477e-09 | 1.1512e-08 | 9534.9221 | 247.273 | 9287.6491 | 0 | 0 | 0 | 0 | 7.4585e-06 |  | 8.5375e-05 | 0 | 8.5375e-05 | 4.2687e-05 | 0 | 4.2687e-05 | 0.00010977 | 0 | 0.00010977 | [16 empty] | 7.3.1.3 Ignition probability mapping showing the probability of ignition along the electric lines and equipmentWLDFRAggregatedAggregated | WLDFR | HFTD - Distribution - Tier 3 - 3QU CoRE ¦ 1QU LoRE | Red Flag Warning - Small Fires | Aggregated | Aggregated | 2049 | 0.0012359 | 0 | 459.7243 | 0.56818 | 2049 | Mitigation | 0.08575 | 30 | 0 | esc | 0.0012005 | 1.4837e-06 | 0.00060025 | 7.4186e-07 | 0.0015435 | 1.9076e-06
[79 empty] | WLDFR | HFTD - Distribution - Tier 3 - 3QU CoRE ¦ 1QU LoRE | Red Flag Warning - Destructive Fires | 2031 | 8.9539e-09 | 4.477e-09 | 1.1512e-08 | 9534.9221 | 247.273 | 9287.6491 | 0 | 0 | 0 | 0 | 7.4585e-06 |  | 8.5375e-05 | 0 | 8.5375e-05 | 4.2687e-05 | 0 | 4.2687e-05 | 0.00010977 | 0 | 0.00010977 | [16 empty] | 7.3.1.3 Ignition probability mapping showing the probability of ignition along the electric lines and equipmentWLDFRAggregatedAggregated | WLDFR | HFTD - Distribution - Tier 3 - 3QU CoRE ¦ 1QU LoRE | Red Flag Warning - Small Fires | Aggregated | Aggregated | 2050 | 0.0012359 | 0 | 459.7243 | 0.56818 | 2050 | Mitigation | 0.08575 | 30 | 0 | esc | 0 | 0 | 0.00060025 | 7.4186e-07 | 0.0015435 | 1.9076e-06
[79 empty] | WLDFR | HFTD - Distribution - Tier 3 - 3QU CoRE ¦ 1QU LoRE | Red Flag Warning - Destructive Fires | 2032 | 8.9539e-09 | 4.477e-09 | 1.1512e-08 | 9534.9221 | 247.273 | 9287.6491 | 0 | 0 | 0 | 0 | 7.4585e-06 |  | 8.5375e-05 | 0 | 8.5375e-05 | 4.2687e-05 | 0 | 4.2687e-05 | 0.00010977 | 0 | 0.00010977 | [16 empty] | 7.3.1.3 Ignition probability mapping showing the probability of ignition along the electric lines and equipmentWLDFRAggregatedAggregated | WLDFR | HFTD - Distribution - Tier 3 - 3QU CoRE ¦ 1QU LoRE | Red Flag Warning - Small Fires | Aggregated | Aggregated | 2051 | 0.0012359 | 0 | 459.7243 | 0.56818 | 2051 | Mitigation | 0.08575 | 30 | 0 | esc | 0 | 0 | 0 | 0 | 0.0015435 | 1.9076e-06
[79 empty] | WLDFR | HFTD - Distribution - Tier 3 - 3QU CoRE ¦ 1QU LoRE | Red Flag Warning - Destructive Fires | 2033 | 8.9539e-09 | 4.477e-09 | 1.1512e-08 | 9984.8474 | 263.1074 | 9721.74 | 0 | 0 | 0 | 0 | 7.4585e-06 |  | 8.9404e-05 | 0 | 8.9404e-05 | 4.4702e-05 | 0 | 4.4702e-05 | 0.00011495 | 0 | 0.00011495 | [16 empty] | 7.3.1.3 Ignition probability mapping showing the probability of ignition along the electric lines and equipmentWLDFRAggregatedAggregated | WLDFR | HFTD - Distribution - Tier 3 - 3QU CoRE ¦ 1QU LoRE | Seismic - Non-Red Flag Warning - Catastrophic Fires | Aggregated | Aggregated | 2021 | 2.6321e-10 | 0 | 459.7243 | 1.21e-07 | 2021 | Mitigation | 0.08575 | 30 | 0 | esc | 0.0012005 | 3.1599e-13 | 0.00060025 | 1.5799e-13 | 0 | 0
[79 empty] | WLDFR | HFTD - Distribution - Tier 3 - 3QU CoRE ¦ 1QU LoRE | Red Flag Warning - Destructive Fires | 2034 | 8.9539e-09 | 4.477e-09 | 1.1512e-08 | 9984.8474 | 263.1074 | 9721.74 | 0 | 0 | 0 | 0 | 7.4585e-06 |  | 8.9404e-05 | 0 | 8.9404e-05 | 4.4702e-05 | 0 | 4.4702e-05 | 0.00011495 | 0 | 0.00011495 | [16 empty] | 7.3.1.3 Ignition probability mapping showing the probability of ignition along the electric lines and equipmentWLDFRAggregatedAggregated | WLDFR | HFTD - Distribution - Tier 3 - 3QU CoRE ¦ 1QU LoRE | Seismic - Non-Red Flag Warning - Catastrophic Fires | Aggregated | Aggregated | 2022 | 2.6321e-10 | 0 | 459.7243 | 1.21e-07 | 2022 | Mitigation | 0.08575 | 30 | 0 | esc | 0.0012005 | 3.1599e-13 | 0.00060025 | 1.5799e-13 | 0.0015435 | 4.0627e-13
[79 empty] | WLDFR | HFTD - Distribution - Tier 3 - 3QU CoRE ¦ 1QU LoRE | Red Flag Warning - Destructive Fires | 2035 | 8.9539e-09 | 4.477e-09 | 1.1512e-08 | 9984.8474 | 263.1074 | 9721.74 | 0 | 0 | 0 | 0 | 7.4585e-06 |  | 8.9404e-05 | 0 | 8.9404e-05 | 4.4702e-05 | 0 | 4.4702e-05 | 0.00011495 | 0 | 0.00011495 | [16 empty] | 7.3.1.3 Ignition probability mapping showing the probability of ignition along the electric lines and equipmentWLDFRAggregatedAggregated | WLDFR | HFTD - Distribution - Tier 3 - 3QU CoRE ¦ 1QU LoRE | Seismic - Non-Red Flag Warning - Catastrophic Fires | Aggregated | Aggregated | 2023 | 2.6321e-10 | 0 | 459.7243 | 1.21e-07 | 2023 | Mitigation | 0.08575 | 30 | 0 | esc | 0.0012005 | 3.1599e-13 | 0.00060025 | 1.5799e-13 | 0.0015435 | 4.0627e-13
[79 empty] | WLDFR | HFTD - Distribution - Tier 3 - 3QU CoRE ¦ 1QU LoRE | Red Flag Warning - Destructive Fires | 2036 | 8.9539e-09 | 4.477e-09 | 1.1512e-08 | 9984.8474 | 263.1074 | 9721.74 | 0 | 0 | 0 | 0 | 7.4585e-06 |  | 8.9404e-05 | 0 | 8.9404e-05 | 4.4702e-05 | 0 | 4.4702e-05 | 0.00011495 | 0 | 0.00011495 | [16 empty] | 7.3.1.3 Ignition probability mapping showing the probability of ignition along the electric lines and equipmentWLDFRAggregatedAggregated | WLDFR | HFTD - Distribution - Tier 3 - 3QU CoRE ¦ 1QU LoRE | Seismic - Non-Red Flag Warning - Catastrophic Fires | Aggregated | Aggregated | 2024 | 2.6321e-10 | 0 | 459.7243 | 1.21e-07 | 2024 | Mitigation | 0.08575 | 30 | 0 | esc | 0.0012005 | 3.1599e-13 | 0.00060025 | 1.5799e-13 | 0.0015435 | 4.0627e-13
[79 empty] | WLDFR | HFTD - Distribution - Tier 3 - 3QU CoRE ¦ 1QU LoRE | Red Flag Warning - Destructive Fires | 2037 | 8.9539e-09 | 4.477e-09 | 1.1512e-08 | 9984.8474 | 263.1074 | 9721.74 | 0 | 0 | 0 | 0 | 7.4585e-06 |  | 8.9404e-05 | 0 | 8.9404e-05 | 4.4702e-05 | 0 | 4.4702e-05 | 0.00011495 | 0 | 0.00011495 | [16 empty] | 7.3.1.3 Ignition probability mapping showing the probability of ignition along the electric lines and equipmentWLDFRAggregatedAggregated | WLDFR | HFTD - Distribution - Tier 3 - 3QU CoRE ¦ 1QU LoRE | Seismic - Non-Red Flag Warning - Catastrophic Fires | Aggregated | Aggregated | 2025 | 2.6321e-10 | 0 | 459.7243 | 1.21e-07 | 2025 | Mitigation | 0.08575 | 30 | 0 | esc | 0.0012005 | 3.1599e-13 | 0.00060025 | 1.5799e-13 | 0.0015435 | 4.0627e-13
[79 empty] | WLDFR | HFTD - Distribution - Tier 3 - 3QU CoRE ¦ 1QU LoRE | Red Flag Warning - Destructive Fires | 2038 | 8.9539e-09 | 4.477e-09 | 1.1512e-08 | 10472.8261 | 280.5544 | 10192.2718 | 0 | 0 | 0 | 0 | 7.4585e-06 |  | 9.3773e-05 | 0 | 9.3773e-05 | 4.6886e-05 | 0 | 4.6886e-05 | 0.00012057 | 0 | 0.00012057 | [16 empty] | 7.3.1.3 Ignition probability mapping showing the probability of ignition along the electric lines and equipmentWLDFRAggregatedAggregated | WLDFR | HFTD - Distribution - Tier 3 - 3QU CoRE ¦ 1QU LoRE | Seismic - Non-Red Flag Warning - Catastrophic Fires | Aggregated | Aggregated | 2026 | 2.6321e-10 | 0 | 459.7243 | 1.21e-07 | 2026 | Mitigation | 0.08575 | 30 | 0 | esc | 0.0012005 | 3.1599e-13 | 0.00060025 | 1.5799e-13 | 0.0015435 | 4.0627e-13
[79 empty] | WLDFR | HFTD - Distribution - Tier 3 - 3QU CoRE ¦ 1QU LoRE | Red Flag Warning - Destructive Fires | 2039 | 8.9539e-09 | 4.477e-09 | 1.1512e-08 | 10472.8261 | 280.5544 | 10192.2718 | 0 | 0 | 0 | 0 | 7.4585e-06 |  | 9.3773e-05 | 0 | 9.3773e-05 | 4.6886e-05 | 0 | 4.6886e-05 | 0.00012057 | 0 | 0.00012057 | [16 empty] | 7.3.1.3 Ignition probability mapping showing the probability of ignition along the electric lines and equipmentWLDFRAggregatedAggregated | WLDFR | HFTD - Distribution - Tier 3 - 3QU CoRE ¦ 1QU LoRE | Seismic - Non-Red Flag Warning - Catastrophic Fires | Aggregated | Aggregated | 2027 | 2.6321e-10 | 0 | 459.7243 | 1.21e-07 | 2027 | Mitigation | 0.08575 | 30 | 0 | esc | 0.0012005 | 3.1599e-13 | 0.00060025 | 1.5799e-13 | 0.0015435 | 4.0627e-13
[79 empty] | WLDFR | HFTD - Distribution - Tier 3 - 3QU CoRE ¦ 1QU LoRE | Red Flag Warning - Destructive Fires | 2040 | 8.9539e-09 | 4.477e-09 | 1.1512e-08 | 10472.8261 | 280.5544 | 10192.2718 | 0 | 0 | 0 | 0 | 7.4585e-06 |  | 9.3773e-05 | 0 | 9.3773e-05 | 4.6886e-05 | 0 | 4.6886e-05 | 0.00012057 | 0 | 0.00012057 | [16 empty] | 7.3.1.3 Ignition probability mapping showing the probability of ignition along the electric lines and equipmentWLDFRAggregatedAggregated | WLDFR | HFTD - Distribution - Tier 3 - 3QU CoRE ¦ 1QU LoRE | Seismic - Non-Red Flag Warning - Catastrophic Fires | Aggregated | Aggregated | 2028 | 2.6321e-10 | 0 | 459.7243 | 1.21e-07 | 2028 | Mitigation | 0.08575 | 30 | 0 | esc | 0.0012005 | 3.1599e-13 | 0.00060025 | 1.5799e-13 | 0.0015435 | 4.0627e-13
[79 empty] | WLDFR | HFTD - Distribution - Tier 3 - 3QU CoRE ¦ 1QU LoRE | Red Flag Warning - Destructive Fires | 2041 | 8.9539e-09 | 4.477e-09 | 1.1512e-08 | 10472.8261 | 280.5544 | 10192.2718 | 0 | 0 | 0 | 0 | 7.4585e-06 |  | 9.3773e-05 | 0 | 9.3773e-05 | 4.6886e-05 | 0 | 4.6886e-05 | 0.00012057 | 0 | 0.00012057 | [16 empty] | 7.3.1.3 Ignition probability mapping showing the probability of ignition along the electric lines and equipmentWLDFRAggregatedAggregated | WLDFR | HFTD - Distribution - Tier 3 - 3QU CoRE ¦ 1QU LoRE | Seismic - Non-Red Flag Warning - Catastrophic Fires | Aggregated | Aggregated | 2029 | 2.6321e-10 | 0 | 459.7243 | 1.21e-07 | 2029 | Mitigation | 0.08575 | 30 | 0 | esc | 0.0012005 | 3.1599e-13 | 0.00060025 | 1.5799e-13 | 0.0015435 | 4.0627e-13
[79 empty] | WLDFR | HFTD - Distribution - Tier 3 - 3QU CoRE ¦ 1QU LoRE | Red Flag Warning - Destructive Fires | 2042 | 8.9539e-09 | 4.477e-09 | 1.1512e-08 | 10472.8261 | 280.5544 | 10192.2718 | 0 | 0 | 0 | 0 | 7.4585e-06 |  | 9.3773e-05 | 0 | 9.3773e-05 | 4.6886e-05 | 0 | 4.6886e-05 | 0.00012057 | 0 | 0.00012057 | [16 empty] | 7.3.1.3 Ignition probability mapping showing the probability of ignition along the electric lines and equipmentWLDFRAggregatedAggregated | WLDFR | HFTD - Distribution - Tier 3 - 3QU CoRE ¦ 1QU LoRE | Seismic - Non-Red Flag Warning - Catastrophic Fires | Aggregated | Aggregated | 2030 | 2.6321e-10 | 0 | 459.7243 | 1.21e-07 | 2030 | Mitigation | 0.08575 | 30 | 0 | esc | 0.0012005 | 3.1599e-13 | 0.00060025 | 1.5799e-13 | 0.0015435 | 4.0627e-13
[79 empty] | WLDFR | HFTD - Distribution - Tier 3 - 3QU CoRE ¦ 1QU LoRE | Red Flag Warning - Destructive Fires | 2043 | 8.9539e-09 | 4.477e-09 | 1.1512e-08 | 10992.1562 | 299.42 | 10692.7362 | 0 | 0 | 0 | 0 | 7.4585e-06 |  | 9.8423e-05 | 0 | 9.8423e-05 | 4.9211e-05 | 0 | 4.9211e-05 | 0.00012654 | 0 | 0.00012654 | [16 empty] | 7.3.1.3 Ignition probability mapping showing the probability of ignition along the electric lines and equipmentWLDFRAggregatedAggregated | WLDFR | HFTD - Distribution - Tier 3 - 3QU CoRE ¦ 1QU LoRE | Seismic - Non-Red Flag Warning - Catastrophic Fires | Aggregated | Aggregated | 2031 | 2.6321e-10 | 0 | 459.7243 | 1.21e-07 | 2031 | Mitigation | 0.08575 | 30 | 0 | esc | 0.0012005 | 3.1599e-13 | 0.00060025 | 1.5799e-13 | 0.0015435 | 4.0627e-13
[79 empty] | WLDFR | HFTD - Distribution - Tier 3 - 3QU CoRE ¦ 1QU LoRE | Red Flag Warning - Destructive Fires | 2044 | 8.9539e-09 | 4.477e-09 | 1.1512e-08 | 10992.1562 | 299.42 | 10692.7362 | 0 | 0 | 0 | 0 | 7.4585e-06 |  | 9.8423e-05 | 0 | 9.8423e-05 | 4.9211e-05 | 0 | 4.9211e-05 | 0.00012654 | 0 | 0.00012654 | [16 empty] | 7.3.1.3 Ignition probability mapping showing the probability of ignition along the electric lines and equipmentWLDFRAggregatedAggregated | WLDFR | HFTD - Distribution - Tier 3 - 3QU CoRE ¦ 1QU LoRE | Seismic - Non-Red Flag Warning - Catastrophic Fires | Aggregated | Aggregated | 2032 | 2.6321e-10 | 0 | 459.7243 | 1.21e-07 | 2032 | Mitigation | 0.08575 | 30 | 0 | esc | 0.0012005 | 3.1599e-13 | 0.00060025 | 1.5799e-13 | 0.0015435 | 4.0627e-13
[79 empty] | WLDFR | HFTD - Distribution - Tier 3 - 3QU CoRE ¦ 1QU LoRE | Red Flag Warning - Destructive Fires | 2045 | 8.9539e-09 | 4.477e-09 | 1.1512e-08 | 10992.1562 | 299.42 | 10692.7362 | 0 | 0 | 0 | 0 | 7.4585e-06 |  | 9.8423e-05 | 0 | 9.8423e-05 | 4.9211e-05 | 0 | 4.9211e-05 | 0.00012654 | 0 | 0.00012654 | [16 empty] | 7.3.1.3 Ignition probability mapping showing the probability of ignition along the electric lines and equipmentWLDFRAggregatedAggregated | WLDFR | HFTD - Distribution - Tier 3 - 3QU CoRE ¦ 1QU LoRE | Seismic - Non-Red Flag Warning - Catastrophic Fires | Aggregated | Aggregated | 2033 | 2.6321e-10 | 0 | 459.7243 | 1.21e-07 | 2033 | Mitigation | 0.08575 | 30 | 0 | esc | 0.0012005 | 3.1599e-13 | 0.00060025 | 1.5799e-13 | 0.0015435 | 4.0627e-13
[79 empty] | WLDFR | HFTD - Distribution - Tier 3 - 3QU CoRE ¦ 1QU LoRE | Red Flag Warning - Destructive Fires | 2046 | 8.9539e-09 | 4.477e-09 | 1.1512e-08 | 10992.1562 | 299.42 | 10692.7362 | 0 | 0 | 0 | 0 | 7.4585e-06 |  | 9.8423e-05 | 0 | 9.8423e-05 | 4.9211e-05 | 0 | 4.9211e-05 | 0.00012654 | 0 | 0.00012654 | [16 empty] | 7.3.1.3 Ignition probability mapping showing the probability of ignition along the electric lines and equipmentWLDFRAggregatedAggregated | WLDFR | HFTD - Distribution - Tier 3 - 3QU CoRE ¦ 1QU LoRE | Seismic - Non-Red Flag Warning - Catastrophic Fires | Aggregated | Aggregated | 2034 | 2.6321e-10 | 0 | 459.7243 | 1.21e-07 | 2034 | Mitigation | 0.08575 | 30 | 0 | esc | 0.0012005 | 3.1599e-13 | 0.00060025 | 1.5799e-13 | 0.0015435 | 4.0627e-13
[79 empty] | WLDFR | HFTD - Distribution - Tier 3 - 3QU CoRE ¦ 1QU LoRE | Red Flag Warning - Destructive Fires | 2047 | 8.9539e-09 | 4.477e-09 | 1.1512e-08 | 10992.1562 | 299.42 | 10692.7362 | 0 | 0 | 0 | 0 | 7.4585e-06 |  | 9.8423e-05 | 0 | 9.8423e-05 | 4.9211e-05 | 0 | 4.9211e-05 | 0.00012654 | 0 | 0.00012654 | [16 empty] | 7.3.1.3 Ignition probability mapping showing the probability of ignition along the electric lines and equipmentWLDFRAggregatedAggregated | WLDFR | HFTD - Distribution - Tier 3 - 3QU CoRE ¦ 1QU LoRE | Seismic - Non-Red Flag Warning - Catastrophic Fires | Aggregated | Aggregated | 2035 | 2.6321e-10 | 0 | 459.7243 | 1.21e-07 | 2035 | Mitigation | 0.08575 | 30 | 0 | esc | 0.0012005 | 3.1599e-13 | 0.00060025 | 1.5799e-13 | 0.0015435 | 4.0627e-13
[79 empty] | WLDFR | HFTD - Distribution - Tier 3 - 3QU CoRE ¦ 1QU LoRE | Red Flag Warning - Destructive Fires | 2048 | 8.9539e-09 | 4.477e-09 | 1.1512e-08 | 11536.0538 | 319.4911 | 11216.5626 | 0 | 0 | 0 | 0 | 7.4585e-06 |  | 0.00010329 | 0 | 0.00010329 | 5.1646e-05 | 0 | 5.1646e-05 | 0.00013281 | 0 | 0.00013281 | [16 empty] | 7.3.1.3 Ignition probability mapping showing the probability of ignition along the electric lines and equipmentWLDFRAggregatedAggregated | WLDFR | HFTD - Distribution - Tier 3 - 3QU CoRE ¦ 1QU LoRE | Seismic - Non-Red Flag Warning - Catastrophic Fires | Aggregated | Aggregated | 2036 | 2.6321e-10 | 0 | 459.7243 | 1.21e-07 | 2036 | Mitigation | 0.08575 | 30 | 0 | esc | 0.0012005 | 3.1599e-13 | 0.00060025 | 1.5799e-13 | 0.0015435 | 4.0627e-13
[79 empty] | WLDFR | HFTD - Distribution - Tier 3 - 3QU CoRE ¦ 1QU LoRE | Red Flag Warning - Destructive Fires | 2049 | 8.9539e-09 | 4.477e-09 | 1.1512e-08 | 11536.0538 | 319.4911 | 11216.5626 | 0 | 0 | 0 | 0 | 7.4585e-06 |  | 0.00010329 | 0 | 0.00010329 | 5.1646e-05 | 0 | 5.1646e-05 | 0.00013281 | 0 | 0.00013281 | [16 empty] | 7.3.1.3 Ignition probability mapping showing the probability of ignition along the electric lines and equipmentWLDFRAggregatedAggregated | WLDFR | HFTD - Distribution - Tier 3 - 3QU CoRE ¦ 1QU LoRE | Seismic - Non-Red Flag Warning - Catastrophic Fires | Aggregated | Aggregated | 2037 | 2.6321e-10 | 0 | 459.7243 | 1.21e-07 | 2037 | Mitigation | 0.08575 | 30 | 0 | esc | 0.0012005 | 3.1599e-13 | 0.00060025 | 1.5799e-13 | 0.0015435 | 4.0627e-13
[79 empty] | WLDFR | HFTD - Distribution - Tier 3 - 3QU CoRE ¦ 1QU LoRE | Red Flag Warning - Destructive Fires | 2050 | 0 | 4.477e-09 | 1.1512e-08 | 11536.0538 | 319.4911 | 11216.5626 | 0 | 0 | 0 | 0 | 7.4585e-06 |  | 0 | 0 | 0 | 5.1646e-05 | 0 | 5.1646e-05 | 0.00013281 | 0 | 0.00013281 | [16 empty] | 7.3.1.3 Ignition probability mapping showing the probability of ignition along the electric lines and equipmentWLDFRAggregatedAggregated | WLDFR | HFTD - Distribution - Tier 3 - 3QU CoRE ¦ 1QU LoRE | Seismic - Non-Red Flag Warning - Catastrophic Fires | Aggregated | Aggregated | 2038 | 2.6321e-10 | 0 | 459.7243 | 1.21e-07 | 2038 | Mitigation | 0.08575 | 30 | 0 | esc | 0.0012005 | 3.1599e-13 | 0.00060025 | 1.5799e-13 | 0.0015435 | 4.0627e-13
[79 empty] | WLDFR | HFTD - Distribution - Tier 3 - 3QU CoRE ¦ 1QU LoRE | Red Flag Warning - Destructive Fires | 2051 | 0 | 0 | 1.1512e-08 | 11536.0538 | 319.4911 | 11216.5626 | 0 | 0 | 0 | 0 | 7.4585e-06 |  | 0 | 0 | 0 | 0 | 0 | 0 | 0.00013281 | 0 | 0.00013281 | [16 empty] | 7.3.1.3 Ignition probability mapping showing the probability of ignition along the electric lines and equipmentWLDFRAggregatedAggregated | WLDFR | HFTD - Distribution - Tier 3 - 3QU CoRE ¦ 1QU LoRE | Seismic - Non-Red Flag Warning - Catastrophic Fires | Aggregated | Aggregated | 2039 | 2.6321e-10 | 0 | 459.7243 | 1.21e-07 | 2039 | Mitigation | 0.08575 | 30 | 0 | esc | 0.0012005 | 3.1599e-13 | 0.00060025 | 1.5799e-13 | 0.0015435 | 4.0627e-13
[79 empty] | WLDFR | HFTD - Distribution - Tier 3 - 3QU CoRE ¦ 1QU LoRE | Red Flag Warning - Large Fires | 2020 | 5.8101e-08 | 0 | 0 | 5.2406 | 0.69642 | 2.942 | 1.6022 | 0 | 0 | 0 | 4.8397e-05 |  | 3.0448e-07 | 0 | 3.0448e-07 | 0 | 0 | 0 | 0 | 0 | 0 | [16 empty] | 7.3.1.3 Ignition probability mapping showing the probability of ignition along the electric lines and equipmentWLDFRAggregatedAggregated | WLDFR | HFTD - Distribution - Tier 3 - 3QU CoRE ¦ 1QU LoRE | Seismic - Non-Red Flag Warning - Catastrophic Fires | Aggregated | Aggregated | 2040 | 2.6321e-10 | 0 | 459.7243 | 1.21e-07 | 2040 | Mitigation | 0.08575 | 30 | 0 | esc | 0.0012005 | 3.1599e-13 | 0.00060025 | 1.5799e-13 | 0.0015435 | 4.0627e-13
[79 empty] | WLDFR | HFTD - Distribution - Tier 3 - 3QU CoRE ¦ 1QU LoRE | Red Flag Warning - Large Fires | 2021 | 5.8101e-08 | 2.905e-08 | 0 | 5.2406 | 0.69642 | 2.942 | 1.6022 | 0 | 0 | 0 | 4.8397e-05 |  | 3.0448e-07 | 0 | 3.0448e-07 | 1.5224e-07 | 0 | 1.5224e-07 | 0 | 0 | 0 | [16 empty] | 7.3.1.3 Ignition probability mapping showing the probability of ignition along the electric lines and equipmentWLDFRAggregatedAggregated | WLDFR | HFTD - Distribution - Tier 3 - 3QU CoRE ¦ 1QU LoRE | Seismic - Non-Red Flag Warning - Catastrophic Fires | Aggregated | Aggregated | 2041 | 2.6321e-10 | 0 | 459.7243 | 1.21e-07 | 2041 | Mitigation | 0.08575 | 30 | 0 | esc | 0.0012005 | 3.1599e-13 | 0.00060025 | 1.5799e-13 | 0.0015435 | 4.0627e-13
[79 empty] | WLDFR | HFTD - Distribution - Tier 3 - 3QU CoRE ¦ 1QU LoRE | Red Flag Warning - Large Fires | 2022 | 5.8101e-08 | 2.905e-08 | 7.4701e-08 | 5.2406 | 0.69642 | 2.942 | 1.6022 | 0 | 0 | 0 | 4.8397e-05 |  | 3.0448e-07 | 0 | 3.0448e-07 | 1.5224e-07 | 0 | 1.5224e-07 | 3.9147e-07 | 0 | 3.9147e-07 | [16 empty] | 7.3.1.3 Ignition probability mapping showing the probability of ignition along the electric lines and equipmentWLDFRAggregatedAggregated | WLDFR | HFTD - Distribution - Tier 3 - 3QU CoRE ¦ 1QU LoRE | Seismic - Non-Red Flag Warning - Catastrophic Fires | Aggregated | Aggregated | 2042 | 2.6321e-10 | 0 | 459.7243 | 1.21e-07 | 2042 | Mitigation | 0.08575 | 30 | 0 | esc | 0.0012005 | 3.1599e-13 | 0.00060025 | 1.5799e-13 | 0.0015435 | 4.0627e-13
[79 empty] | WLDFR | HFTD - Distribution - Tier 3 - 3QU CoRE ¦ 1QU LoRE | Red Flag Warning - Large Fires | 2023 | 5.8101e-08 | 2.905e-08 | 7.4701e-08 | 5.475 | 0.71896 | 3.0715 | 1.6846 | 0 | 0 | 0 | 4.8397e-05 |  | 3.181e-07 | 0 | 3.181e-07 | 1.5905e-07 | 0 | 1.5905e-07 | 4.0899e-07 | 0 | 4.0899e-07 | [16 empty] | 7.3.1.3 Ignition probability mapping showing the probability of ignition along the electric lines and equipmentWLDFRAggregatedAggregated | WLDFR | HFTD - Distribution - Tier 3 - 3QU CoRE ¦ 1QU LoRE | Seismic - Non-Red Flag Warning - Catastrophic Fires | Aggregated | Aggregated | 2043 | 2.6321e-10 | 0 | 459.7243 | 1.21e-07 | 2043 | Mitigation | 0.08575 | 30 | 0 | esc | 0.0012005 | 3.1599e-13 | 0.00060025 | 1.5799e-13 | 0.0015435 | 4.0627e-13
[79 empty] | WLDFR | HFTD - Distribution - Tier 3 - 3QU CoRE ¦ 1QU LoRE | Red Flag Warning - Large Fires | 2024 | 5.8101e-08 | 2.905e-08 | 7.4701e-08 | 5.475 | 0.71896 | 3.0715 | 1.6846 | 0 | 0 | 0 | 4.8397e-05 |  | 3.181e-07 | 0 | 3.181e-07 | 1.5905e-07 | 0 | 1.5905e-07 | 4.0899e-07 | 0 | 4.0899e-07 | [16 empty] | 7.3.1.3 Ignition probability mapping showing the probability of ignition along the electric lines and equipmentWLDFRAggregatedAggregated | WLDFR | HFTD - Distribution - Tier 3 - 3QU CoRE ¦ 1QU LoRE | Seismic - Non-Red Flag Warning - Catastrophic Fires | Aggregated | Aggregated | 2044 | 2.6321e-10 | 0 | 459.7243 | 1.21e-07 | 2044 | Mitigation | 0.08575 | 30 | 0 | esc | 0.0012005 | 3.1599e-13 | 0.00060025 | 1.5799e-13 | 0.0015435 | 4.0627e-13
[79 empty] | WLDFR | HFTD - Distribution - Tier 3 - 3QU CoRE ¦ 1QU LoRE | Red Flag Warning - Large Fires | 2025 | 5.8101e-08 | 2.905e-08 | 7.4701e-08 | 5.475 | 0.71896 | 3.0715 | 1.6846 | 0 | 0 | 0 | 4.8397e-05 |  | 3.181e-07 | 0 | 3.181e-07 | 1.5905e-07 | 0 | 1.5905e-07 | 4.0899e-07 | 0 | 4.0899e-07 | [16 empty] | 7.3.1.3 Ignition probability mapping showing the probability of ignition along the electric lines and equipmentWLDFRAggregatedAggregated | WLDFR | HFTD - Distribution - Tier 3 - 3QU CoRE ¦ 1QU LoRE | Seismic - Non-Red Flag Warning - Catastrophic Fires | Aggregated | Aggregated | 2045 | 2.6321e-10 | 0 | 459.7243 | 1.21e-07 | 2045 | Mitigation | 0.08575 | 30 | 0 | esc | 0.0012005 | 3.1599e-13 | 0.00060025 | 1.5799e-13 | 0.0015435 | 4.0627e-13
[79 empty] | WLDFR | HFTD - Distribution - Tier 3 - 3QU CoRE ¦ 1QU LoRE | Red Flag Warning - Large Fires | 2026 | 5.8101e-08 | 2.905e-08 | 7.4701e-08 | 5.475 | 0.71896 | 3.0715 | 1.6846 | 0 | 0 | 0 | 4.8397e-05 |  | 3.181e-07 | 0 | 3.181e-07 | 1.5905e-07 | 0 | 1.5905e-07 | 4.0899e-07 | 0 | 4.0899e-07 | [16 empty] | 7.3.1.3 Ignition probability mapping showing the probability of ignition along the electric lines and equipmentWLDFRAggregatedAggregated | WLDFR | HFTD - Distribution - Tier 3 - 3QU CoRE ¦ 1QU LoRE | Seismic - Non-Red Flag Warning - Catastrophic Fires | Aggregated | Aggregated | 2046 | 2.6321e-10 | 0 | 459.7243 | 1.21e-07 | 2046 | Mitigation | 0.08575 | 30 | 0 | esc | 0.0012005 | 3.1599e-13 | 0.00060025 | 1.5799e-13 | 0.0015435 | 4.0627e-13
[79 empty] | WLDFR | HFTD - Distribution - Tier 3 - 3QU CoRE ¦ 1QU LoRE | Red Flag Warning - Large Fires | 2027 | 5.8101e-08 | 2.905e-08 | 7.4701e-08 | 5.475 | 0.71896 | 3.0715 | 1.6846 | 0 | 0 | 0 | 4.8397e-05 |  | 3.181e-07 | 0 | 3.181e-07 | 1.5905e-07 | 0 | 1.5905e-07 | 4.0899e-07 | 0 | 4.0899e-07 | [16 empty] | 7.3.1.3 Ignition probability mapping showing the probability of ignition along the electric lines and equipmentWLDFRAggregatedAggregated | WLDFR | HFTD - Distribution - Tier 3 - 3QU CoRE ¦ 1QU LoRE | Seismic - Non-Red Flag Warning - Catastrophic Fires | Aggregated | Aggregated | 2047 | 2.6321e-10 | 0 | 459.7243 | 1.21e-07 | 2047 | Mitigation | 0.08575 | 30 | 0 | esc | 0.0012005 | 3.1599e-13 | 0.00060025 | 1.5799e-13 | 0.0015435 | 4.0627e-13
[79 empty] | WLDFR | HFTD - Distribution - Tier 3 - 3QU CoRE ¦ 1QU LoRE | Red Flag Warning - Large Fires | 2028 | 5.8101e-08 | 2.905e-08 | 7.4701e-08 | 5.777 | 0.74734 | 3.238 | 1.7917 | 0 | 0 | 0 | 4.8397e-05 |  | 3.3565e-07 | 0 | 3.3565e-07 | 1.6782e-07 | 0 | 1.6782e-07 | 4.3155e-07 | 0 | 4.3155e-07 | [16 empty] | 7.3.1.3 Ignition probability mapping showing the probability of ignition along the electric lines and equipmentWLDFRAggregatedAggregated | WLDFR | HFTD - Distribution - Tier 3 - 3QU CoRE ¦ 1QU LoRE | Seismic - Non-Red Flag Warning - Catastrophic Fires | Aggregated | Aggregated | 2048 | 2.6321e-10 | 0 | 459.7243 | 1.21e-07 | 2048 | Mitigation | 0.08575 | 30 | 0 | esc | 0.0012005 | 3.1599e-13 | 0.00060025 | 1.5799e-13 | 0.0015435 | 4.0627e-13
[79 empty] | WLDFR | HFTD - Distribution - Tier 3 - 3QU CoRE ¦ 1QU LoRE | Red Flag Warning - Large Fires | 2029 | 5.8101e-08 | 2.905e-08 | 7.4701e-08 | 5.777 | 0.74734 | 3.238 | 1.7917 | 0 | 0 | 0 | 4.8397e-05 |  | 3.3565e-07 | 0 | 3.3565e-07 | 1.6782e-07 | 0 | 1.6782e-07 | 4.3155e-07 | 0 | 4.3155e-07 | [16 empty] | 7.3.1.3 Ignition probability mapping showing the probability of ignition along the electric lines and equipmentWLDFRAggregatedAggregated | WLDFR | HFTD - Distribution - Tier 3 - 3QU CoRE ¦ 1QU LoRE | Seismic - Non-Red Flag Warning - Catastrophic Fires | Aggregated | Aggregated | 2049 | 2.6321e-10 | 0 | 459.7243 | 1.21e-07 | 2049 | Mitigation | 0.08575 | 30 | 0 | esc | 0.0012005 | 3.1599e-13 | 0.00060025 | 1.5799e-13 | 0.0015435 | 4.0627e-13
[79 empty] | WLDFR | HFTD - Distribution - Tier 3 - 3QU CoRE ¦ 1QU LoRE | Red Flag Warning - Large Fires | 2030 | 5.8101e-08 | 2.905e-08 | 7.4701e-08 | 5.777 | 0.74734 | 3.238 | 1.7917 | 0 | 0 | 0 | 4.8397e-05 |  | 3.3565e-07 | 0 | 3.3565e-07 | 1.6782e-07 | 0 | 1.6782e-07 | 4.3155e-07 | 0 | 4.3155e-07 | [16 empty] | 7.3.1.3 Ignition probability mapping showing the probability of ignition along the electric lines and equipmentWLDFRAggregatedAggregated | WLDFR | HFTD - Distribution - Tier 3 - 3QU CoRE ¦ 1QU LoRE | Seismic - Non-Red Flag Warning - Catastrophic Fires | Aggregated | Aggregated | 2050 | 2.6321e-10 | 0 | 459.7243 | 1.21e-07 | 2050 | Mitigation | 0.08575 | 30 | 0 | esc | 0 | 0 | 0.00060025 | 1.5799e-13 | 0.0015435 | 4.0627e-13
[79 empty] | WLDFR | HFTD - Distribution - Tier 3 - 3QU CoRE ¦ 1QU LoRE | Red Flag Warning - Large Fires | 2031 | 5.8101e-08 | 2.905e-08 | 7.4701e-08 | 5.777 | 0.74734 | 3.238 | 1.7917 | 0 | 0 | 0 | 4.8397e-05 |  | 3.3565e-07 | 0 | 3.3565e-07 | 1.6782e-07 | 0 | 1.6782e-07 | 4.3155e-07 | 0 | 4.3155e-07 | [16 empty] | 7.3.1.3 Ignition probability mapping showing the probability of ignition along the electric lines and equipmentWLDFRAggregatedAggregated | WLDFR | HFTD - Distribution - Tier 3 - 3QU CoRE ¦ 1QU LoRE | Seismic - Non-Red Flag Warning - Catastrophic Fires | Aggregated | Aggregated | 2051 | 2.6321e-10 | 0 | 459.7243 | 1.21e-07 | 2051 | Mitigation | 0.08575 | 30 | 0 | esc | 0 | 0 | 0 | 0 | 0.0015435 | 4.0627e-13
[79 empty] | WLDFR | HFTD - Distribution - Tier 3 - 3QU CoRE ¦ 1QU LoRE | Red Flag Warning - Large Fires | 2032 | 5.8101e-08 | 2.905e-08 | 7.4701e-08 | 5.777 | 0.74734 | 3.238 | 1.7917 | 0 | 0 | 0 | 4.8397e-05 |  | 3.3565e-07 | 0 | 3.3565e-07 | 1.6782e-07 | 0 | 1.6782e-07 | 4.3155e-07 | 0 | 4.3155e-07 | [16 empty] | 7.3.1.3 Ignition probability mapping showing the probability of ignition along the electric lines and equipmentWLDFRAggregatedAggregated | WLDFR | HFTD - Distribution - Tier 3 - 3QU CoRE ¦ 1QU LoRE | Seismic - Red Flag Warning - Catastrophic Fires | Aggregated | Aggregated | 2021 | 1.1352e-08 | 0 | 459.7243 | 5.2188e-06 | 2021 | Mitigation | 0.08575 | 30 | 0 | esc | 0.0012005 | 1.3628e-11 | 0.00060025 | 6.814e-12 | 0 | 0
[79 empty] | WLDFR | HFTD - Distribution - Tier 3 - 3QU CoRE ¦ 1QU LoRE | Red Flag Warning - Large Fires | 2033 | 5.8101e-08 | 2.905e-08 | 7.4701e-08 | 6.1205 | 0.77885 | 3.4265 | 1.9151 | 0 | 0 | 0 | 4.8397e-05 |  | 3.5561e-07 | 0 | 3.5561e-07 | 1.778e-07 | 0 | 1.778e-07 | 4.5721e-07 | 0 | 4.5721e-07 | [16 empty] | 7.3.1.3 Ignition probability mapping showing the probability of ignition along the electric lines and equipmentWLDFRAggregatedAggregated | WLDFR | HFTD - Distribution - Tier 3 - 3QU CoRE ¦ 1QU LoRE | Seismic - Red Flag Warning - Catastrophic Fires | Aggregated | Aggregated | 2022 | 1.1352e-08 | 0 | 459.7243 | 5.2188e-06 | 2022 | Mitigation | 0.08575 | 30 | 0 | esc | 0.0012005 | 1.3628e-11 | 0.00060025 | 6.814e-12 | 0.0015435 | 1.7522e-11
[79 empty] | WLDFR | HFTD - Distribution - Tier 3 - 3QU CoRE ¦ 1QU LoRE | Red Flag Warning - Large Fires | 2034 | 5.8101e-08 | 2.905e-08 | 7.4701e-08 | 6.1205 | 0.77885 | 3.4265 | 1.9151 | 0 | 0 | 0 | 4.8397e-05 |  | 3.5561e-07 | 0 | 3.5561e-07 | 1.778e-07 | 0 | 1.778e-07 | 4.5721e-07 | 0 | 4.5721e-07 | [16 empty] | 7.3.1.3 Ignition probability mapping showing the probability of ignition along the electric lines and equipmentWLDFRAggregatedAggregated | WLDFR | HFTD - Distribution - Tier 3 - 3QU CoRE ¦ 1QU LoRE | Seismic - Red Flag Warning - Catastrophic Fires | Aggregated | Aggregated | 2023 | 1.1352e-08 | 0 | 459.7243 | 5.2188e-06 | 2023 | Mitigation | 0.08575 | 30 | 0 | esc | 0.0012005 | 1.3628e-11 | 0.00060025 | 6.814e-12 | 0.0015435 | 1.7522e-11
[79 empty] | WLDFR | HFTD - Distribution - Tier 3 - 3QU CoRE ¦ 1QU LoRE | Red Flag Warning - Large Fires | 2035 | 5.8101e-08 | 2.905e-08 | 7.4701e-08 | 6.1205 | 0.77885 | 3.4265 | 1.9151 | 0 | 0 | 0 | 4.8397e-05 |  | 3.5561e-07 | 0 | 3.5561e-07 | 1.778e-07 | 0 | 1.778e-07 | 4.5721e-07 | 0 | 4.5721e-07 | [16 empty] | 7.3.1.3 Ignition probability mapping showing the probability of ignition along the electric lines and equipmentWLDFRAggregatedAggregated | WLDFR | HFTD - Distribution - Tier 3 - 3QU CoRE ¦ 1QU LoRE | Seismic - Red Flag Warning - Catastrophic Fires | Aggregated | Aggregated | 2024 | 1.1352e-08 | 0 | 459.7243 | 5.2188e-06 | 2024 | Mitigation | 0.08575 | 30 | 0 | esc | 0.0012005 | 1.3628e-11 | 0.00060025 | 6.814e-12 | 0.0015435 | 1.7522e-11
[79 empty] | WLDFR | HFTD - Distribution - Tier 3 - 3QU CoRE ¦ 1QU LoRE | Red Flag Warning - Large Fires | 2036 | 5.8101e-08 | 2.905e-08 | 7.4701e-08 | 6.1205 | 0.77885 | 3.4265 | 1.9151 | 0 | 0 | 0 | 4.8397e-05 |  | 3.5561e-07 | 0 | 3.5561e-07 | 1.778e-07 | 0 | 1.778e-07 | 4.5721e-07 | 0 | 4.5721e-07 | [16 empty] | 7.3.1.3 Ignition probability mapping showing the probability of ignition along the electric lines and equipmentWLDFRAggregatedAggregated | WLDFR | HFTD - Distribution - Tier 3 - 3QU CoRE ¦ 1QU LoRE | Seismic - Red Flag Warning - Catastrophic Fires | Aggregated | Aggregated | 2025 | 1.1352e-08 | 0 | 459.7243 | 5.2188e-06 | 2025 | Mitigation | 0.08575 | 30 | 0 | esc | 0.0012005 | 1.3628e-11 | 0.00060025 | 6.814e-12 | 0.0015435 | 1.7522e-11
[79 empty] | WLDFR | HFTD - Distribution - Tier 3 - 3QU CoRE ¦ 1QU LoRE | Red Flag Warning - Large Fires | 2037 | 5.8101e-08 | 2.905e-08 | 7.4701e-08 | 6.1205 | 0.77885 | 3.4265 | 1.9151 | 0 | 0 | 0 | 4.8397e-05 |  | 3.5561e-07 | 0 | 3.5561e-07 | 1.778e-07 | 0 | 1.778e-07 | 4.5721e-07 | 0 | 4.5721e-07 | [16 empty] | 7.3.1.3 Ignition probability mapping showing the probability of ignition along the electric lines and equipmentWLDFRAggregatedAggregated | WLDFR | HFTD - Distribution - Tier 3 - 3QU CoRE ¦ 1QU LoRE | Seismic - Red Flag Warning - Catastrophic Fires | Aggregated | Aggregated | 2026 | 1.1352e-08 | 0 | 459.7243 | 5.2188e-06 | 2026 | Mitigation | 0.08575 | 30 | 0 | esc | 0.0012005 | 1.3628e-11 | 0.00060025 | 6.814e-12 | 0.0015435 | 1.7522e-11
[79 empty] | WLDFR | HFTD - Distribution - Tier 3 - 3QU CoRE ¦ 1QU LoRE | Red Flag Warning - Large Fires | 2038 | 5.8101e-08 | 2.905e-08 | 7.4701e-08 | 6.5028 | 0.81304 | 3.6355 | 2.0543 | 0 | 0 | 0 | 4.8397e-05 |  | 3.7782e-07 | 0 | 3.7782e-07 | 1.8891e-07 | 0 | 1.8891e-07 | 4.8577e-07 | 0 | 4.8577e-07 | [16 empty] | 7.3.1.3 Ignition probability mapping showing the probability of ignition along the electric lines and equipmentWLDFRAggregatedAggregated | WLDFR | HFTD - Distribution - Tier 3 - 3QU CoRE ¦ 1QU LoRE | Seismic - Red Flag Warning - Catastrophic Fires | Aggregated | Aggregated | 2027 | 1.1352e-08 | 0 | 459.7243 | 5.2188e-06 | 2027 | Mitigation | 0.08575 | 30 | 0 | esc | 0.0012005 | 1.3628e-11 | 0.00060025 | 6.814e-12 | 0.0015435 | 1.7522e-11
[79 empty] | WLDFR | HFTD - Distribution - Tier 3 - 3QU CoRE ¦ 1QU LoRE | Red Flag Warning - Large Fires | 2039 | 5.8101e-08 | 2.905e-08 | 7.4701e-08 | 6.5028 | 0.81304 | 3.6355 | 2.0543 | 0 | 0 | 0 | 4.8397e-05 |  | 3.7782e-07 | 0 | 3.7782e-07 | 1.8891e-07 | 0 | 1.8891e-07 | 4.8577e-07 | 0 | 4.8577e-07 | [16 empty] | 7.3.1.3 Ignition probability mapping showing the probability of ignition along the electric lines and equipmentWLDFRAggregatedAggregated | WLDFR | HFTD - Distribution - Tier 3 - 3QU CoRE ¦ 1QU LoRE | Seismic - Red Flag Warning - Catastrophic Fires | Aggregated | Aggregated | 2028 | 1.1352e-08 | 0 | 459.7243 | 5.2188e-06 | 2028 | Mitigation | 0.08575 | 30 | 0 | esc | 0.0012005 | 1.3628e-11 | 0.00060025 | 6.814e-12 | 0.0015435 | 1.7522e-11
[79 empty] | WLDFR | HFTD - Distribution - Tier 3 - 3QU CoRE ¦ 1QU LoRE | Red Flag Warning - Large Fires | 2040 | 5.8101e-08 | 2.905e-08 | 7.4701e-08 | 6.5028 | 0.81304 | 3.6355 | 2.0543 | 0 | 0 | 0 | 4.8397e-05 |  | 3.7782e-07 | 0 | 3.7782e-07 | 1.8891e-07 | 0 | 1.8891e-07 | 4.8577e-07 | 0 | 4.8577e-07 | [16 empty] | 7.3.1.3 Ignition probability mapping showing the probability of ignition along the electric lines and equipmentWLDFRAggregatedAggregated | WLDFR | HFTD - Distribution - Tier 3 - 3QU CoRE ¦ 1QU LoRE | Seismic - Red Flag Warning - Catastrophic Fires | Aggregated | Aggregated | 2029 | 1.1352e-08 | 0 | 459.7243 | 5.2188e-06 | 2029 | Mitigation | 0.08575 | 30 | 0 | esc | 0.0012005 | 1.3628e-11 | 0.00060025 | 6.814e-12 | 0.0015435 | 1.7522e-11
[79 empty] | WLDFR | HFTD - Distribution - Tier 3 - 3QU CoRE ¦ 1QU LoRE | Red Flag Warning - Large Fires | 2041 | 5.8101e-08 | 2.905e-08 | 7.4701e-08 | 6.5028 | 0.81304 | 3.6355 | 2.0543 | 0 | 0 | 0 | 4.8397e-05 |  | 3.7782e-07 | 0 | 3.7782e-07 | 1.8891e-07 | 0 | 1.8891e-07 | 4.8577e-07 | 0 | 4.8577e-07 | [16 empty] | 7.3.1.3 Ignition probability mapping showing the probability of ignition along the electric lines and equipmentWLDFRAggregatedAggregated | WLDFR | HFTD - Distribution - Tier 3 - 3QU CoRE ¦ 1QU LoRE | Seismic - Red Flag Warning - Catastrophic Fires | Aggregated | Aggregated | 2030 | 1.1352e-08 | 0 | 459.7243 | 5.2188e-06 | 2030 | Mitigation | 0.08575 | 30 | 0 | esc | 0.0012005 | 1.3628e-11 | 0.00060025 | 6.814e-12 | 0.0015435 | 1.7522e-11
[79 empty] | WLDFR | HFTD - Distribution - Tier 3 - 3QU CoRE ¦ 1QU LoRE | Red Flag Warning - Large Fires | 2042 | 5.8101e-08 | 2.905e-08 | 7.4701e-08 | 6.5028 | 0.81304 | 3.6355 | 2.0543 | 0 | 0 | 0 | 4.8397e-05 |  | 3.7782e-07 | 0 | 3.7782e-07 | 1.8891e-07 | 0 | 1.8891e-07 | 4.8577e-07 | 0 | 4.8577e-07 | [16 empty] | 7.3.1.3 Ignition probability mapping showing the probability of ignition along the electric lines and equipmentWLDFRAggregatedAggregated | WLDFR | HFTD - Distribution - Tier 3 - 3QU CoRE ¦ 1QU LoRE | Seismic - Red Flag Warning - Catastrophic Fires | Aggregated | Aggregated | 2031 | 1.1352e-08 | 0 | 459.7243 | 5.2188e-06 | 2031 | Mitigation | 0.08575 | 30 | 0 | esc | 0.0012005 | 1.3628e-11 | 0.00060025 | 6.814e-12 | 0.0015435 | 1.7522e-11
[79 empty] | WLDFR | HFTD - Distribution - Tier 3 - 3QU CoRE ¦ 1QU LoRE | Red Flag Warning - Large Fires | 2043 | 5.8101e-08 | 2.905e-08 | 7.4701e-08 | 6.9209 | 0.84944 | 3.8632 | 2.2083 | 0 | 0 | 0 | 4.8397e-05 |  | 4.0211e-07 | 0 | 4.0211e-07 | 2.0106e-07 | 0 | 2.0106e-07 | 5.17e-07 | 0 | 5.17e-07 | [16 empty] | 7.3.1.3 Ignition probability mapping showing the probability of ignition along the electric lines and equipmentWLDFRAggregatedAggregated | WLDFR | HFTD - Distribution - Tier 3 - 3QU CoRE ¦ 1QU LoRE | Seismic - Red Flag Warning - Catastrophic Fires | Aggregated | Aggregated | 2032 | 1.1352e-08 | 0 | 459.7243 | 5.2188e-06 | 2032 | Mitigation | 0.08575 | 30 | 0 | esc | 0.0012005 | 1.3628e-11 | 0.00060025 | 6.814e-12 | 0.0015435 | 1.7522e-11
[79 empty] | WLDFR | HFTD - Distribution - Tier 3 - 3QU CoRE ¦ 1QU LoRE | Red Flag Warning - Large Fires | 2044 | 5.8101e-08 | 2.905e-08 | 7.4701e-08 | 6.9209 | 0.84944 | 3.8632 | 2.2083 | 0 | 0 | 0 | 4.8397e-05 |  | 4.0211e-07 | 0 | 4.0211e-07 | 2.0106e-07 | 0 | 2.0106e-07 | 5.17e-07 | 0 | 5.17e-07 | [16 empty] | 7.3.1.3 Ignition probability mapping showing the probability of ignition along the electric lines and equipmentWLDFRAggregatedAggregated | WLDFR | HFTD - Distribution - Tier 3 - 3QU CoRE ¦ 1QU LoRE | Seismic - Red Flag Warning - Catastrophic Fires | Aggregated | Aggregated | 2033 | 1.1352e-08 | 0 | 459.7243 | 5.2188e-06 | 2033 | Mitigation | 0.08575 | 30 | 0 | esc | 0.0012005 | 1.3628e-11 | 0.00060025 | 6.814e-12 | 0.0015435 | 1.7522e-11
[79 empty] | WLDFR | HFTD - Distribution - Tier 3 - 3QU CoRE ¦ 1QU LoRE | Red Flag Warning - Large Fires | 2045 | 5.8101e-08 | 2.905e-08 | 7.4701e-08 | 6.9209 | 0.84944 | 3.8632 | 2.2083 | 0 | 0 | 0 | 4.8397e-05 |  | 4.0211e-07 | 0 | 4.0211e-07 | 2.0106e-07 | 0 | 2.0106e-07 | 5.17e-07 | 0 | 5.17e-07 | [16 empty] | 7.3.1.3 Ignition probability mapping showing the probability of ignition along the electric lines and equipmentWLDFRAggregatedAggregated | WLDFR | HFTD - Distribution - Tier 3 - 3QU CoRE ¦ 1QU LoRE | Seismic - Red Flag Warning - Catastrophic Fires | Aggregated | Aggregated | 2034 | 1.1352e-08 | 0 | 459.7243 | 5.2188e-06 | 2034 | Mitigation | 0.08575 | 30 | 0 | esc | 0.0012005 | 1.3628e-11 | 0.00060025 | 6.814e-12 | 0.0015435 | 1.7522e-11
[79 empty] | WLDFR | HFTD - Distribution - Tier 3 - 3QU CoRE ¦ 1QU LoRE | Red Flag Warning - Large Fires | 2046 | 5.8101e-08 | 2.905e-08 | 7.4701e-08 | 6.9209 | 0.84944 | 3.8632 | 2.2083 | 0 | 0 | 0 | 4.8397e-05 |  | 4.0211e-07 | 0 | 4.0211e-07 | 2.0106e-07 | 0 | 2.0106e-07 | 5.17e-07 | 0 | 5.17e-07 | [16 empty] | 7.3.1.3 Ignition probability mapping showing the probability of ignition along the electric lines and equipmentWLDFRAggregatedAggregated | WLDFR | HFTD - Distribution - Tier 3 - 3QU CoRE ¦ 1QU LoRE | Seismic - Red Flag Warning - Catastrophic Fires | Aggregated | Aggregated | 2035 | 1.1352e-08 | 0 | 459.7243 | 5.2188e-06 | 2035 | Mitigation | 0.08575 | 30 | 0 | esc | 0.0012005 | 1.3628e-11 | 0.00060025 | 6.814e-12 | 0.0015435 | 1.7522e-11
[79 empty] | WLDFR | HFTD - Distribution - Tier 3 - 3QU CoRE ¦ 1QU LoRE | Red Flag Warning - Large Fires | 2047 | 5.8101e-08 | 2.905e-08 | 7.4701e-08 | 6.9209 | 0.84944 | 3.8632 | 2.2083 | 0 | 0 | 0 | 4.8397e-05 |  | 4.0211e-07 | 0 | 4.0211e-07 | 2.0106e-07 | 0 | 2.0106e-07 | 5.17e-07 | 0 | 5.17e-07 | [16 empty] | 7.3.1.3 Ignition probability mapping showing the probability of ignition along the electric lines and equipmentWLDFRAggregatedAggregated | WLDFR | HFTD - Distribution - Tier 3 - 3QU CoRE ¦ 1QU LoRE | Seismic - Red Flag Warning - Catastrophic Fires | Aggregated | Aggregated | 2036 | 1.1352e-08 | 0 | 459.7243 | 5.2188e-06 | 2036 | Mitigation | 0.08575 | 30 | 0 | esc | 0.0012005 | 1.3628e-11 | 0.00060025 | 6.814e-12 | 0.0015435 | 1.7522e-11
[79 empty] | WLDFR | HFTD - Distribution - Tier 3 - 3QU CoRE ¦ 1QU LoRE | Red Flag Warning - Large Fires | 2048 | 5.8101e-08 | 2.905e-08 | 7.4701e-08 | 7.3713 | 0.88759 | 4.1075 | 2.3763 | 0 | 0 | 0 | 4.8397e-05 |  | 4.2828e-07 | 0 | 4.2828e-07 | 2.1414e-07 | 0 | 2.1414e-07 | 5.5065e-07 | 0 | 5.5065e-07 | [16 empty] | 7.3.1.3 Ignition probability mapping showing the probability of ignition along the electric lines and equipmentWLDFRAggregatedAggregated | WLDFR | HFTD - Distribution - Tier 3 - 3QU CoRE ¦ 1QU LoRE | Seismic - Red Flag Warning - Catastrophic Fires | Aggregated | Aggregated | 2037 | 1.1352e-08 | 0 | 459.7243 | 5.2188e-06 | 2037 | Mitigation | 0.08575 | 30 | 0 | esc | 0.0012005 | 1.3628e-11 | 0.00060025 | 6.814e-12 | 0.0015435 | 1.7522e-11
[79 empty] | WLDFR | HFTD - Distribution - Tier 3 - 3QU CoRE ¦ 1QU LoRE | Red Flag Warning - Large Fires | 2049 | 5.8101e-08 | 2.905e-08 | 7.4701e-08 | 7.3713 | 0.88759 | 4.1075 | 2.3763 | 0 | 0 | 0 | 4.8397e-05 |  | 4.2828e-07 | 0 | 4.2828e-07 | 2.1414e-07 | 0 | 2.1414e-07 | 5.5065e-07 | 0 | 5.5065e-07 | [16 empty] | 7.3.1.3 Ignition probability mapping showing the probability of ignition along the electric lines and equipmentWLDFRAggregatedAggregated | WLDFR | HFTD - Distribution - Tier 3 - 3QU CoRE ¦ 1QU LoRE | Seismic - Red Flag Warning - Catastrophic Fires | Aggregated | Aggregated | 2038 | 1.1352e-08 | 0 | 459.7243 | 5.2188e-06 | 2038 | Mitigation | 0.08575 | 30 | 0 | esc | 0.0012005 | 1.3628e-11 | 0.00060025 | 6.814e-12 | 0.0015435 | 1.7522e-11
[79 empty] | WLDFR | HFTD - Distribution - Tier 3 - 3QU CoRE ¦ 1QU LoRE | Red Flag Warning - Large Fires | 2050 | 0 | 2.905e-08 | 7.4701e-08 | 7.3713 | 0.88759 | 4.1075 | 2.3763 | 0 | 0 | 0 | 4.8397e-05 |  | 0 | 0 | 0 | 2.1414e-07 | 0 | 2.1414e-07 | 5.5065e-07 | 0 | 5.5065e-07 | [16 empty] | 7.3.1.3 Ignition probability mapping showing the probability of ignition along the electric lines and equipmentWLDFRAggregatedAggregated | WLDFR | HFTD - Distribution - Tier 3 - 3QU CoRE ¦ 1QU LoRE | Seismic - Red Flag Warning - Catastrophic Fires | Aggregated | Aggregated | 2039 | 1.1352e-08 | 0 | 459.7243 | 5.2188e-06 | 2039 | Mitigation | 0.08575 | 30 | 0 | esc | 0.0012005 | 1.3628e-11 | 0.00060025 | 6.814e-12 | 0.0015435 | 1.7522e-11
[79 empty] | WLDFR | HFTD - Distribution - Tier 3 - 3QU CoRE ¦ 1QU LoRE | Red Flag Warning - Large Fires | 2051 | 0 | 0 | 7.4701e-08 | 7.3713 | 0.88759 | 4.1075 | 2.3763 | 0 | 0 | 0 | 4.8397e-05 |  | 0 | 0 | 0 | 0 | 0 | 0 | 5.5065e-07 | 0 | 5.5065e-07 | [16 empty] | 7.3.1.3 Ignition probability mapping showing the probability of ignition along the electric lines and equipmentWLDFRAggregatedAggregated | WLDFR | HFTD - Distribution - Tier 3 - 3QU CoRE ¦ 1QU LoRE | Seismic - Red Flag Warning - Catastrophic Fires | Aggregated | Aggregated | 2040 | 1.1352e-08 | 0 | 459.7243 | 5.2188e-06 | 2040 | Mitigation | 0.08575 | 30 | 0 | esc | 0.0012005 | 1.3628e-11 | 0.00060025 | 6.814e-12 | 0.0015435 | 1.7522e-11
[79 empty] | WLDFR | HFTD - Distribution - Tier 3 - 3QU CoRE ¦ 1QU LoRE | Red Flag Warning - Small Fires | 2020 | 1.4837e-06 | 0 | 0 | 0.077901 | 0.036425 | 0.0015809 | 0.039895 | 0 | 0 | 0 | 0.0012359 |  | 1.1558e-07 | 0 | 1.1558e-07 | 0 | 0 | 0 | 0 | 0 | 0 | [16 empty] | 7.3.1.3 Ignition probability mapping showing the probability of ignition along the electric lines and equipmentWLDFRAggregatedAggregated | WLDFR | HFTD - Distribution - Tier 3 - 3QU CoRE ¦ 1QU LoRE | Seismic - Red Flag Warning - Catastrophic Fires | Aggregated | Aggregated | 2041 | 1.1352e-08 | 0 | 459.7243 | 5.2188e-06 | 2041 | Mitigation | 0.08575 | 30 | 0 | esc | 0.0012005 | 1.3628e-11 | 0.00060025 | 6.814e-12 | 0.0015435 | 1.7522e-11
[79 empty] | WLDFR | HFTD - Distribution - Tier 3 - 3QU CoRE ¦ 1QU LoRE | Red Flag Warning - Small Fires | 2021 | 1.4837e-06 | 7.4186e-07 | 0 | 0.077901 | 0.036425 | 0.0015809 | 0.039895 | 0 | 0 | 0 | 0.0012359 |  | 1.1558e-07 | 0 | 1.1558e-07 | 5.7791e-08 | 0 | 5.7791e-08 | 0 | 0 | 0 | [16 empty] | 7.3.1.3 Ignition probability mapping showing the probability of ignition along the electric lines and equipmentWLDFRAggregatedAggregated | WLDFR | HFTD - Distribution - Tier 3 - 3QU CoRE ¦ 1QU LoRE | Seismic - Red Flag Warning - Catastrophic Fires | Aggregated | Aggregated | 2042 | 1.1352e-08 | 0 | 459.7243 | 5.2188e-06 | 2042 | Mitigation | 0.08575 | 30 | 0 | esc | 0.0012005 | 1.3628e-11 | 0.00060025 | 6.814e-12 | 0.0015435 | 1.7522e-11
[79 empty] | WLDFR | HFTD - Distribution - Tier 3 - 3QU CoRE ¦ 1QU LoRE | Red Flag Warning - Small Fires | 2022 | 1.4837e-06 | 7.4186e-07 | 1.9076e-06 | 0.077901 | 0.036425 | 0.0015809 | 0.039895 | 0 | 0 | 0 | 0.0012359 |  | 1.1558e-07 | 0 | 1.1558e-07 | 5.7791e-08 | 0 | 5.7791e-08 | 1.4861e-07 | 0 | 1.4861e-07 | [16 empty] | 7.3.1.3 Ignition probability mapping showing the probability of ignition along the electric lines and equipmentWLDFRAggregatedAggregated | WLDFR | HFTD - Distribution - Tier 3 - 3QU CoRE ¦ 1QU LoRE | Seismic - Red Flag Warning - Catastrophic Fires | Aggregated | Aggregated | 2043 | 1.1352e-08 | 0 | 459.7243 | 5.2188e-06 | 2043 | Mitigation | 0.08575 | 30 | 0 | esc | 0.0012005 | 1.3628e-11 | 0.00060025 | 6.814e-12 | 0.0015435 | 1.7522e-11
[79 empty] | WLDFR | HFTD - Distribution - Tier 3 - 3QU CoRE ¦ 1QU LoRE | Red Flag Warning - Small Fires | 2023 | 1.4837e-06 | 7.4186e-07 | 1.9076e-06 | 0.080408 | 0.03759 | 0.0016314 | 0.041187 | 0 | 0 | 0 | 0.0012359 |  | 1.193e-07 | 0 | 1.193e-07 | 5.9651e-08 | 0 | 5.9651e-08 | 1.5339e-07 | 0 | 1.5339e-07 | [16 empty] | 7.3.1.3 Ignition probability mapping showing the probability of ignition along the electric lines and equipmentWLDFRAggregatedAggregated | WLDFR | HFTD - Distribution - Tier 3 - 3QU CoRE ¦ 1QU LoRE | Seismic - Red Flag Warning - Catastrophic Fires | Aggregated | Aggregated | 2044 | 1.1352e-08 | 0 | 459.7243 | 5.2188e-06 | 2044 | Mitigation | 0.08575 | 30 | 0 | esc | 0.0012005 | 1.3628e-11 | 0.00060025 | 6.814e-12 | 0.0015435 | 1.7522e-11
[79 empty] | WLDFR | HFTD - Distribution - Tier 3 - 3QU CoRE ¦ 1QU LoRE | Red Flag Warning - Small Fires | 2024 | 1.4837e-06 | 7.4186e-07 | 1.9076e-06 | 0.080408 | 0.03759 | 0.0016314 | 0.041187 | 0 | 0 | 0 | 0.0012359 |  | 1.193e-07 | 0 | 1.193e-07 | 5.9651e-08 | 0 | 5.9651e-08 | 1.5339e-07 | 0 | 1.5339e-07 | [16 empty] | 7.3.1.3 Ignition probability mapping showing the probability of ignition along the electric lines and equipmentWLDFRAggregatedAggregated | WLDFR | HFTD - Distribution - Tier 3 - 3QU CoRE ¦ 1QU LoRE | Seismic - Red Flag Warning - Catastrophic Fires | Aggregated | Aggregated | 2045 | 1.1352e-08 | 0 | 459.7243 | 5.2188e-06 | 2045 | Mitigation | 0.08575 | 30 | 0 | esc | 0.0012005 | 1.3628e-11 | 0.00060025 | 6.814e-12 | 0.0015435 | 1.7522e-11
[79 empty] | WLDFR | HFTD - Distribution - Tier 3 - 3QU CoRE ¦ 1QU LoRE | Red Flag Warning - Small Fires | 2025 | 1.4837e-06 | 7.4186e-07 | 1.9076e-06 | 0.080408 | 0.03759 | 0.0016314 | 0.041187 | 0 | 0 | 0 | 0.0012359 |  | 1.193e-07 | 0 | 1.193e-07 | 5.9651e-08 | 0 | 5.9651e-08 | 1.5339e-07 | 0 | 1.5339e-07 | [16 empty] | 7.3.1.3 Ignition probability mapping showing the probability of ignition along the electric lines and equipmentWLDFRAggregatedAggregated | WLDFR | HFTD - Distribution - Tier 3 - 3QU CoRE ¦ 1QU LoRE | Seismic - Red Flag Warning - Catastrophic Fires | Aggregated | Aggregated | 2046 | 1.1352e-08 | 0 | 459.7243 | 5.2188e-06 | 2046 | Mitigation | 0.08575 | 30 | 0 | esc | 0.0012005 | 1.3628e-11 | 0.00060025 | 6.814e-12 | 0.0015435 | 1.7522e-11
[79 empty] | WLDFR | HFTD - Distribution - Tier 3 - 3QU CoRE ¦ 1QU LoRE | Red Flag Warning - Small Fires | 2026 | 1.4837e-06 | 7.4186e-07 | 1.9076e-06 | 0.080408 | 0.03759 | 0.0016314 | 0.041187 | 0 | 0 | 0 | 0.0012359 |  | 1.193e-07 | 0 | 1.193e-07 | 5.9651e-08 | 0 | 5.9651e-08 | 1.5339e-07 | 0 | 1.5339e-07 | [16 empty] | 7.3.1.3 Ignition probability mapping showing the probability of ignition along the electric lines and equipmentWLDFRAggregatedAggregated | WLDFR | HFTD - Distribution - Tier 3 - 3QU CoRE ¦ 1QU LoRE | Seismic - Red Flag Warning - Catastrophic Fires | Aggregated | Aggregated | 2047 | 1.1352e-08 | 0 | 459.7243 | 5.2188e-06 | 2047 | Mitigation | 0.08575 | 30 | 0 | esc | 0.0012005 | 1.3628e-11 | 0.00060025 | 6.814e-12 | 0.0015435 | 1.7522e-11
[79 empty] | WLDFR | HFTD - Distribution - Tier 3 - 3QU CoRE ¦ 1QU LoRE | Red Flag Warning - Small Fires | 2027 | 1.4837e-06 | 7.4186e-07 | 1.9076e-06 | 0.080408 | 0.03759 | 0.0016314 | 0.041187 | 0 | 0 | 0 | 0.0012359 |  | 1.193e-07 | 0 | 1.193e-07 | 5.9651e-08 | 0 | 5.9651e-08 | 1.5339e-07 | 0 | 1.5339e-07 | [16 empty] | 7.3.1.3 Ignition probability mapping showing the probability of ignition along the electric lines and equipmentWLDFRAggregatedAggregated | WLDFR | HFTD - Distribution - Tier 3 - 3QU CoRE ¦ 1QU LoRE | Seismic - Red Flag Warning - Catastrophic Fires | Aggregated | Aggregated | 2048 | 1.1352e-08 | 0 | 459.7243 | 5.2188e-06 | 2048 | Mitigation | 0.08575 | 30 | 0 | esc | 0.0012005 | 1.3628e-11 | 0.00060025 | 6.814e-12 | 0.0015435 | 1.7522e-11
[79 empty] | WLDFR | HFTD - Distribution - Tier 3 - 3QU CoRE ¦ 1QU LoRE | Red Flag Warning - Small Fires | 2028 | 1.4837e-06 | 7.4186e-07 | 1.9076e-06 | 0.083606 | 0.039055 | 0.001695 | 0.042856 | 0 | 0 | 0 | 0.0012359 |  | 1.2405e-07 | 0 | 1.2405e-07 | 6.2024e-08 | 0 | 6.2024e-08 | 1.5949e-07 | 0 | 1.5949e-07 | [16 empty] | 7.3.1.3 Ignition probability mapping showing the probability of ignition along the electric lines and equipmentWLDFRAggregatedAggregated | WLDFR | HFTD - Distribution - Tier 3 - 3QU CoRE ¦ 1QU LoRE | Seismic - Red Flag Warning - Catastrophic Fires | Aggregated | Aggregated | 2049 | 1.1352e-08 | 0 | 459.7243 | 5.2188e-06 | 2049 | Mitigation | 0.08575 | 30 | 0 | esc | 0.0012005 | 1.3628e-11 | 0.00060025 | 6.814e-12 | 0.0015435 | 1.7522e-11
[79 empty] | WLDFR | HFTD - Distribution - Tier 3 - 3QU CoRE ¦ 1QU LoRE | Red Flag Warning - Small Fires | 2029 | 1.4837e-06 | 7.4186e-07 | 1.9076e-06 | 0.083606 | 0.039055 | 0.001695 | 0.042856 | 0 | 0 | 0 | 0.0012359 |  | 1.2405e-07 | 0 | 1.2405e-07 | 6.2024e-08 | 0 | 6.2024e-08 | 1.5949e-07 | 0 | 1.5949e-07 | [16 empty] | 7.3.1.3 Ignition probability mapping showing the probability of ignition along the electric lines and equipmentWLDFRAggregatedAggregated | WLDFR | HFTD - Distribution - Tier 3 - 3QU CoRE ¦ 1QU LoRE | Seismic - Red Flag Warning - Catastrophic Fires | Aggregated | Aggregated | 2050 | 1.1352e-08 | 0 | 459.7243 | 5.2188e-06 | 2050 | Mitigation | 0.08575 | 30 | 0 | esc | 0 | 0 | 0.00060025 | 6.814e-12 | 0.0015435 | 1.7522e-11
[79 empty] | WLDFR | HFTD - Distribution - Tier 3 - 3QU CoRE ¦ 1QU LoRE | Red Flag Warning - Small Fires | 2030 | 1.4837e-06 | 7.4186e-07 | 1.9076e-06 | 0.083606 | 0.039055 | 0.001695 | 0.042856 | 0 | 0 | 0 | 0.0012359 |  | 1.2405e-07 | 0 | 1.2405e-07 | 6.2024e-08 | 0 | 6.2024e-08 | 1.5949e-07 | 0 | 1.5949e-07 | [16 empty] | 7.3.1.3 Ignition probability mapping showing the probability of ignition along the electric lines and equipmentWLDFRAggregatedAggregated | WLDFR | HFTD - Distribution - Tier 3 - 3QU CoRE ¦ 1QU LoRE | Seismic - Red Flag Warning - Catastrophic Fires | Aggregated | Aggregated | 2051 | 1.1352e-08 | 0 | 459.7243 | 5.2188e-06 | 2051 | Mitigation | 0.08575 | 30 | 0 | esc | 0 | 0 | 0 | 0 | 0.0015435 | 1.7522e-11
[79 empty] | WLDFR | HFTD - Distribution - Tier 3 - 3QU CoRE ¦ 1QU LoRE | Red Flag Warning - Small Fires | 2031 | 1.4837e-06 | 7.4186e-07 | 1.9076e-06 | 0.083606 | 0.039055 | 0.001695 | 0.042856 | 0 | 0 | 0 | 0.0012359 |  | 1.2405e-07 | 0 | 1.2405e-07 | 6.2024e-08 | 0 | 6.2024e-08 | 1.5949e-07 | 0 | 1.5949e-07 | [16 empty] | 7.3.1.3 Ignition probability mapping showing the probability of ignition along the electric lines and equipmentWLDFRAggregatedAggregated | WLDFR | HFTD - Distribution - Tier 3 - 3QU CoRE ¦ 2QU LoRE | Non-Red Flag Warning - Catastrophic Fires | Aggregated | Aggregated | 2021 | 1.3373e-06 | 0 | 610.7187 | 0.00081669 | 2021 | Mitigation | 0.08575 | 30 | 0 | esc | 0.0012005 | 1.6054e-09 | 0.00060025 | 8.0269e-10 | 0 | 0
[79 empty] | WLDFR | HFTD - Distribution - Tier 3 - 3QU CoRE ¦ 1QU LoRE | Red Flag Warning - Small Fires | 2032 | 1.4837e-06 | 7.4186e-07 | 1.9076e-06 | 0.083606 | 0.039055 | 0.001695 | 0.042856 | 0 | 0 | 0 | 0.0012359 |  | 1.2405e-07 | 0 | 1.2405e-07 | 6.2024e-08 | 0 | 6.2024e-08 | 1.5949e-07 | 0 | 1.5949e-07 | [16 empty] | 7.3.1.3 Ignition probability mapping showing the probability of ignition along the electric lines and equipmentWLDFRAggregatedAggregated | WLDFR | HFTD - Distribution - Tier 3 - 3QU CoRE ¦ 2QU LoRE | Non-Red Flag Warning - Catastrophic Fires | Aggregated | Aggregated | 2022 | 1.3373e-06 | 0 | 610.7187 | 0.00081669 | 2022 | Mitigation | 0.08575 | 30 | 0 | esc | 0.0012005 | 1.6054e-09 | 0.00060025 | 8.0269e-10 | 0.0015435 | 2.0641e-09
[79 empty] | WLDFR | HFTD - Distribution - Tier 3 - 3QU CoRE ¦ 1QU LoRE | Red Flag Warning - Small Fires | 2033 | 1.4837e-06 | 7.4186e-07 | 1.9076e-06 | 0.087211 | 0.040679 | 0.0017655 | 0.044766 | 0 | 0 | 0 | 0.0012359 |  | 1.294e-07 | 0 | 1.294e-07 | 6.4698e-08 | 0 | 6.4698e-08 | 1.6637e-07 | 0 | 1.6637e-07 | [16 empty] | 7.3.1.3 Ignition probability mapping showing the probability of ignition along the electric lines and equipmentWLDFRAggregatedAggregated | WLDFR | HFTD - Distribution - Tier 3 - 3QU CoRE ¦ 2QU LoRE | Non-Red Flag Warning - Catastrophic Fires | Aggregated | Aggregated | 2023 | 1.3373e-06 | 0 | 610.7187 | 0.00081669 | 2023 | Mitigation | 0.08575 | 30 | 0 | esc | 0.0012005 | 1.6054e-09 | 0.00060025 | 8.0269e-10 | 0.0015435 | 2.0641e-09
[79 empty] | WLDFR | HFTD - Distribution - Tier 3 - 3QU CoRE ¦ 1QU LoRE | Red Flag Warning - Small Fires | 2034 | 1.4837e-06 | 7.4186e-07 | 1.9076e-06 | 0.087211 | 0.040679 | 0.0017655 | 0.044766 | 0 | 0 | 0 | 0.0012359 |  | 1.294e-07 | 0 | 1.294e-07 | 6.4698e-08 | 0 | 6.4698e-08 | 1.6637e-07 | 0 | 1.6637e-07 | [16 empty] | 7.3.1.3 Ignition probability mapping showing the probability of ignition along the electric lines and equipmentWLDFRAggregatedAggregated | WLDFR | HFTD - Distribution - Tier 3 - 3QU CoRE ¦ 2QU LoRE | Non-Red Flag Warning - Catastrophic Fires | Aggregated | Aggregated | 2024 | 1.3373e-06 | 0 | 610.7187 | 0.00081669 | 2024 | Mitigation | 0.08575 | 30 | 0 | esc | 0.0012005 | 1.6054e-09 | 0.00060025 | 8.0269e-10 | 0.0015435 | 2.0641e-09
[79 empty] | WLDFR | HFTD - Distribution - Tier 3 - 3QU CoRE ¦ 1QU LoRE | Red Flag Warning - Small Fires | 2035 | 1.4837e-06 | 7.4186e-07 | 1.9076e-06 | 0.087211 | 0.040679 | 0.0017655 | 0.044766 | 0 | 0 | 0 | 0.0012359 |  | 1.294e-07 | 0 | 1.294e-07 | 6.4698e-08 | 0 | 6.4698e-08 | 1.6637e-07 | 0 | 1.6637e-07 | [16 empty] | 7.3.1.3 Ignition probability mapping showing the probability of ignition along the electric lines and equipmentWLDFRAggregatedAggregated | WLDFR | HFTD - Distribution - Tier 3 - 3QU CoRE ¦ 2QU LoRE | Non-Red Flag Warning - Catastrophic Fires | Aggregated | Aggregated | 2025 | 1.3373e-06 | 0 | 610.7187 | 0.00081669 | 2025 | Mitigation | 0.08575 | 30 | 0 | esc | 0.0012005 | 1.6054e-09 | 0.00060025 | 8.0269e-10 | 0.0015435 | 2.0641e-09
[79 empty] | WLDFR | HFTD - Distribution - Tier 3 - 3QU CoRE ¦ 1QU LoRE | Red Flag Warning - Small Fires | 2036 | 1.4837e-06 | 7.4186e-07 | 1.9076e-06 | 0.087211 | 0.040679 | 0.0017655 | 0.044766 | 0 | 0 | 0 | 0.0012359 |  | 1.294e-07 | 0 | 1.294e-07 | 6.4698e-08 | 0 | 6.4698e-08 | 1.6637e-07 | 0 | 1.6637e-07 | [16 empty] | 7.3.1.3 Ignition probability mapping showing the probability of ignition along the electric lines and equipmentWLDFRAggregatedAggregated | WLDFR | HFTD - Distribution - Tier 3 - 3QU CoRE ¦ 2QU LoRE | Non-Red Flag Warning - Catastrophic Fires | Aggregated | Aggregated | 2026 | 1.3373e-06 | 0 | 610.7187 | 0.00081669 | 2026 | Mitigation | 0.08575 | 30 | 0 | esc | 0.0012005 | 1.6054e-09 | 0.00060025 | 8.0269e-10 | 0.0015435 | 2.0641e-09
[79 empty] | WLDFR | HFTD - Distribution - Tier 3 - 3QU CoRE ¦ 1QU LoRE | Red Flag Warning - Small Fires | 2037 | 1.4837e-06 | 7.4186e-07 | 1.9076e-06 | 0.087211 | 0.040679 | 0.0017655 | 0.044766 | 0 | 0 | 0 | 0.0012359 |  | 1.294e-07 | 0 | 1.294e-07 | 6.4698e-08 | 0 | 6.4698e-08 | 1.6637e-07 | 0 | 1.6637e-07 | [16 empty] | 7.3.1.3 Ignition probability mapping showing the probability of ignition along the electric lines and equipmentWLDFRAggregatedAggregated | WLDFR | HFTD - Distribution - Tier 3 - 3QU CoRE ¦ 2QU LoRE | Non-Red Flag Warning - Catastrophic Fires | Aggregated | Aggregated | 2027 | 1.3373e-06 | 0 | 610.7187 | 0.00081669 | 2027 | Mitigation | 0.08575 | 30 | 0 | esc | 0.0012005 | 1.6054e-09 | 0.00060025 | 8.0269e-10 | 0.0015435 | 2.0641e-09
[79 empty] | WLDFR | HFTD - Distribution - Tier 3 - 3QU CoRE ¦ 1QU LoRE | Red Flag Warning - Small Fires | 2038 | 1.4837e-06 | 7.4186e-07 | 1.9076e-06 | 0.091184 | 0.042438 | 0.0018418 | 0.046905 | 0 | 0 | 0 | 0.0012359 |  | 1.3529e-07 | 0 | 1.3529e-07 | 6.7645e-08 | 0 | 6.7645e-08 | 1.7395e-07 | 0 | 1.7395e-07 | [16 empty] | 7.3.1.3 Ignition probability mapping showing the probability of ignition along the electric lines and equipmentWLDFRAggregatedAggregated | WLDFR | HFTD - Distribution - Tier 3 - 3QU CoRE ¦ 2QU LoRE | Non-Red Flag Warning - Catastrophic Fires | Aggregated | Aggregated | 2028 | 1.3373e-06 | 0 | 610.7187 | 0.00081669 | 2028 | Mitigation | 0.08575 | 30 | 0 | esc | 0.0012005 | 1.6054e-09 | 0.00060025 | 8.0269e-10 | 0.0015435 | 2.0641e-09
[79 empty] | WLDFR | HFTD - Distribution - Tier 3 - 3QU CoRE ¦ 1QU LoRE | Red Flag Warning - Small Fires | 2039 | 1.4837e-06 | 7.4186e-07 | 1.9076e-06 | 0.091184 | 0.042438 | 0.0018418 | 0.046905 | 0 | 0 | 0 | 0.0012359 |  | 1.3529e-07 | 0 | 1.3529e-07 | 6.7645e-08 | 0 | 6.7645e-08 | 1.7395e-07 | 0 | 1.7395e-07 | [16 empty] | 7.3.1.3 Ignition probability mapping showing the probability of ignition along the electric lines and equipmentWLDFRAggregatedAggregated | WLDFR | HFTD - Distribution - Tier 3 - 3QU CoRE ¦ 2QU LoRE | Non-Red Flag Warning - Catastrophic Fires | Aggregated | Aggregated | 2029 | 1.3373e-06 | 0 | 610.7187 | 0.00081669 | 2029 | Mitigation | 0.08575 | 30 | 0 | esc | 0.0012005 | 1.6054e-09 | 0.00060025 | 8.0269e-10 | 0.0015435 | 2.0641e-09
[79 empty] | WLDFR | HFTD - Distribution - Tier 3 - 3QU CoRE ¦ 1QU LoRE | Red Flag Warning - Small Fires | 2040 | 1.4837e-06 | 7.4186e-07 | 1.9076e-06 | 0.091184 | 0.042438 | 0.0018418 | 0.046905 | 0 | 0 | 0 | 0.0012359 |  | 1.3529e-07 | 0 | 1.3529e-07 | 6.7645e-08 | 0 | 6.7645e-08 | 1.7395e-07 | 0 | 1.7395e-07 | [16 empty] | 7.3.1.3 Ignition probability mapping showing the probability of ignition along the electric lines and equipmentWLDFRAggregatedAggregated | WLDFR | HFTD - Distribution - Tier 3 - 3QU CoRE ¦ 2QU LoRE | Non-Red Flag Warning - Catastrophic Fires | Aggregated | Aggregated | 2030 | 1.3373e-06 | 0 | 610.7187 | 0.00081669 | 2030 | Mitigation | 0.08575 | 30 | 0 | esc | 0.0012005 | 1.6054e-09 | 0.00060025 | 8.0269e-10 | 0.0015435 | 2.0641e-09
[79 empty] | WLDFR | HFTD - Distribution - Tier 3 - 3QU CoRE ¦ 1QU LoRE | Red Flag Warning - Small Fires | 2041 | 1.4837e-06 | 7.4186e-07 | 1.9076e-06 | 0.091184 | 0.042438 | 0.0018418 | 0.046905 | 0 | 0 | 0 | 0.0012359 |  | 1.3529e-07 | 0 | 1.3529e-07 | 6.7645e-08 | 0 | 6.7645e-08 | 1.7395e-07 | 0 | 1.7395e-07 | [16 empty] | 7.3.1.3 Ignition probability mapping showing the probability of ignition along the electric lines and equipmentWLDFRAggregatedAggregated | WLDFR | HFTD - Distribution - Tier 3 - 3QU CoRE ¦ 2QU LoRE | Non-Red Flag Warning - Catastrophic Fires | Aggregated | Aggregated | 2031 | 1.3373e-06 | 0 | 610.7187 | 0.00081669 | 2031 | Mitigation | 0.08575 | 30 | 0 | esc | 0.0012005 | 1.6054e-09 | 0.00060025 | 8.0269e-10 | 0.0015435 | 2.0641e-09
[79 empty] | WLDFR | HFTD - Distribution - Tier 3 - 3QU CoRE ¦ 1QU LoRE | Red Flag Warning - Small Fires | 2042 | 1.4837e-06 | 7.4186e-07 | 1.9076e-06 | 0.091184 | 0.042438 | 0.0018418 | 0.046905 | 0 | 0 | 0 | 0.0012359 |  | 1.3529e-07 | 0 | 1.3529e-07 | 6.7645e-08 | 0 | 6.7645e-08 | 1.7395e-07 | 0 | 1.7395e-07 | [16 empty] | 7.3.1.3 Ignition probability mapping showing the probability of ignition along the electric lines and equipmentWLDFRAggregatedAggregated | WLDFR | HFTD - Distribution - Tier 3 - 3QU CoRE ¦ 2QU LoRE | Non-Red Flag Warning - Catastrophic Fires | Aggregated | Aggregated | 2032 | 1.3373e-06 | 0 | 610.7187 | 0.00081669 | 2032 | Mitigation | 0.08575 | 30 | 0 | esc | 0.0012005 | 1.6054e-09 | 0.00060025 | 8.0269e-10 | 0.0015435 | 2.0641e-09
[79 empty] | WLDFR | HFTD - Distribution - Tier 3 - 3QU CoRE ¦ 1QU LoRE | Red Flag Warning - Small Fires | 2043 | 1.4837e-06 | 7.4186e-07 | 1.9076e-06 | 0.095486 | 0.044306 | 0.0019228 | 0.049257 | 0 | 0 | 0 | 0.0012359 |  | 1.4167e-07 | 0 | 1.4167e-07 | 7.0837e-08 | 0 | 7.0837e-08 | 1.8215e-07 | 0 | 1.8215e-07 | [16 empty] | 7.3.1.3 Ignition probability mapping showing the probability of ignition along the electric lines and equipmentWLDFRAggregatedAggregated | WLDFR | HFTD - Distribution - Tier 3 - 3QU CoRE ¦ 2QU LoRE | Non-Red Flag Warning - Catastrophic Fires | Aggregated | Aggregated | 2033 | 1.3373e-06 | 0 | 610.7187 | 0.00081669 | 2033 | Mitigation | 0.08575 | 30 | 0 | esc | 0.0012005 | 1.6054e-09 | 0.00060025 | 8.0269e-10 | 0.0015435 | 2.0641e-09
[79 empty] | WLDFR | HFTD - Distribution - Tier 3 - 3QU CoRE ¦ 1QU LoRE | Red Flag Warning - Small Fires | 2044 | 1.4837e-06 | 7.4186e-07 | 1.9076e-06 | 0.095486 | 0.044306 | 0.0019228 | 0.049257 | 0 | 0 | 0 | 0.0012359 |  | 1.4167e-07 | 0 | 1.4167e-07 | 7.0837e-08 | 0 | 7.0837e-08 | 1.8215e-07 | 0 | 1.8215e-07 | [16 empty] | 7.3.1.3 Ignition probability mapping showing the probability of ignition along the electric lines and equipmentWLDFRAggregatedAggregated | WLDFR | HFTD - Distribution - Tier 3 - 3QU CoRE ¦ 2QU LoRE | Non-Red Flag Warning - Catastrophic Fires | Aggregated | Aggregated | 2034 | 1.3373e-06 | 0 | 610.7187 | 0.00081669 | 2034 | Mitigation | 0.08575 | 30 | 0 | esc | 0.0012005 | 1.6054e-09 | 0.00060025 | 8.0269e-10 | 0.0015435 | 2.0641e-09
[79 empty] | WLDFR | HFTD - Distribution - Tier 3 - 3QU CoRE ¦ 1QU LoRE | Red Flag Warning - Small Fires | 2045 | 1.4837e-06 | 7.4186e-07 | 1.9076e-06 | 0.095486 | 0.044306 | 0.0019228 | 0.049257 | 0 | 0 | 0 | 0.0012359 |  | 1.4167e-07 | 0 | 1.4167e-07 | 7.0837e-08 | 0 | 7.0837e-08 | 1.8215e-07 | 0 | 1.8215e-07 | [16 empty] | 7.3.1.3 Ignition probability mapping showing the probability of ignition along the electric lines and equipmentWLDFRAggregatedAggregated | WLDFR | HFTD - Distribution - Tier 3 - 3QU CoRE ¦ 2QU LoRE | Non-Red Flag Warning - Catastrophic Fires | Aggregated | Aggregated | 2035 | 1.3373e-06 | 0 | 610.7187 | 0.00081669 | 2035 | Mitigation | 0.08575 | 30 | 0 | esc | 0.0012005 | 1.6054e-09 | 0.00060025 | 8.0269e-10 | 0.0015435 | 2.0641e-09
[79 empty] | WLDFR | HFTD - Distribution - Tier 3 - 3QU CoRE ¦ 1QU LoRE | Red Flag Warning - Small Fires | 2046 | 1.4837e-06 | 7.4186e-07 | 1.9076e-06 | 0.095486 | 0.044306 | 0.0019228 | 0.049257 | 0 | 0 | 0 | 0.0012359 |  | 1.4167e-07 | 0 | 1.4167e-07 | 7.0837e-08 | 0 | 7.0837e-08 | 1.8215e-07 | 0 | 1.8215e-07 | [16 empty] | 7.3.1.3 Ignition probability mapping showing the probability of ignition along the electric lines and equipmentWLDFRAggregatedAggregated | WLDFR | HFTD - Distribution - Tier 3 - 3QU CoRE ¦ 2QU LoRE | Non-Red Flag Warning - Catastrophic Fires | Aggregated | Aggregated | 2036 | 1.3373e-06 | 0 | 610.7187 | 0.00081669 | 2036 | Mitigation | 0.08575 | 30 | 0 | esc | 0.0012005 | 1.6054e-09 | 0.00060025 | 8.0269e-10 | 0.0015435 | 2.0641e-09
[79 empty] | WLDFR | HFTD - Distribution - Tier 3 - 3QU CoRE ¦ 1QU LoRE | Red Flag Warning - Small Fires | 2047 | 1.4837e-06 | 7.4186e-07 | 1.9076e-06 | 0.095486 | 0.044306 | 0.0019228 | 0.049257 | 0 | 0 | 0 | 0.0012359 |  | 1.4167e-07 | 0 | 1.4167e-07 | 7.0837e-08 | 0 | 7.0837e-08 | 1.8215e-07 | 0 | 1.8215e-07 | [16 empty] | 7.3.1.3 Ignition probability mapping showing the probability of ignition along the electric lines and equipmentWLDFRAggregatedAggregated | WLDFR | HFTD - Distribution - Tier 3 - 3QU CoRE ¦ 2QU LoRE | Non-Red Flag Warning - Catastrophic Fires | Aggregated | Aggregated | 2037 | 1.3373e-06 | 0 | 610.7187 | 0.00081669 | 2037 | Mitigation | 0.08575 | 30 | 0 | esc | 0.0012005 | 1.6054e-09 | 0.00060025 | 8.0269e-10 | 0.0015435 | 2.0641e-09
[79 empty] | WLDFR | HFTD - Distribution - Tier 3 - 3QU CoRE ¦ 1QU LoRE | Red Flag Warning - Small Fires | 2048 | 1.4837e-06 | 7.4186e-07 | 1.9076e-06 | 0.10007 | 0.04626 | 0.0020076 | 0.051804 | 0 | 0 | 0 | 0.0012359 |  | 1.4848e-07 | 0 | 1.4848e-07 | 7.4239e-08 | 0 | 7.4239e-08 | 1.909e-07 | 0 | 1.909e-07 | [16 empty] | 7.3.1.3 Ignition probability mapping showing the probability of ignition along the electric lines and equipmentWLDFRAggregatedAggregated | WLDFR | HFTD - Distribution - Tier 3 - 3QU CoRE ¦ 2QU LoRE | Non-Red Flag Warning - Catastrophic Fires | Aggregated | Aggregated | 2038 | 1.3373e-06 | 0 | 610.7187 | 0.00081669 | 2038 | Mitigation | 0.08575 | 30 | 0 | esc | 0.0012005 | 1.6054e-09 | 0.00060025 | 8.0269e-10 | 0.0015435 | 2.0641e-09
[79 empty] | WLDFR | HFTD - Distribution - Tier 3 - 3QU CoRE ¦ 1QU LoRE | Red Flag Warning - Small Fires | 2049 | 1.4837e-06 | 7.4186e-07 | 1.9076e-06 | 0.10007 | 0.04626 | 0.0020076 | 0.051804 | 0 | 0 | 0 | 0.0012359 |  | 1.4848e-07 | 0 | 1.4848e-07 | 7.4239e-08 | 0 | 7.4239e-08 | 1.909e-07 | 0 | 1.909e-07 | [16 empty] | 7.3.1.3 Ignition probability mapping showing the probability of ignition along the electric lines and equipmentWLDFRAggregatedAggregated | WLDFR | HFTD - Distribution - Tier 3 - 3QU CoRE ¦ 2QU LoRE | Non-Red Flag Warning - Catastrophic Fires | Aggregated | Aggregated | 2039 | 1.3373e-06 | 0 | 610.7187 | 0.00081669 | 2039 | Mitigation | 0.08575 | 30 | 0 | esc | 0.0012005 | 1.6054e-09 | 0.00060025 | 8.0269e-10 | 0.0015435 | 2.0641e-09
[79 empty] | WLDFR | HFTD - Distribution - Tier 3 - 3QU CoRE ¦ 1QU LoRE | Red Flag Warning - Small Fires | 2050 | 0 | 7.4186e-07 | 1.9076e-06 | 0.10007 | 0.04626 | 0.0020076 | 0.051804 | 0 | 0 | 0 | 0.0012359 |  | 0 | 0 | 0 | 7.4239e-08 | 0 | 7.4239e-08 | 1.909e-07 | 0 | 1.909e-07 | [16 empty] | 7.3.1.3 Ignition probability mapping showing the probability of ignition along the electric lines and equipmentWLDFRAggregatedAggregated | WLDFR | HFTD - Distribution - Tier 3 - 3QU CoRE ¦ 2QU LoRE | Non-Red Flag Warning - Catastrophic Fires | Aggregated | Aggregated | 2040 | 1.3373e-06 | 0 | 610.7187 | 0.00081669 | 2040 | Mitigation | 0.08575 | 30 | 0 | esc | 0.0012005 | 1.6054e-09 | 0.00060025 | 8.0269e-10 | 0.0015435 | 2.0641e-09
[79 empty] | WLDFR | HFTD - Distribution - Tier 3 - 3QU CoRE ¦ 1QU LoRE | Red Flag Warning - Small Fires | 2051 | 0 | 0 | 1.9076e-06 | 0.10007 | 0.04626 | 0.0020076 | 0.051804 | 0 | 0 | 0 | 0.0012359 |  | 0 | 0 | 0 | 0 | 0 | 0 | 1.909e-07 | 0 | 1.909e-07 | [16 empty] | 7.3.1.3 Ignition probability mapping showing the probability of ignition along the electric lines and equipmentWLDFRAggregatedAggregated | WLDFR | HFTD - Distribution - Tier 3 - 3QU CoRE ¦ 2QU LoRE | Non-Red Flag Warning - Catastrophic Fires | Aggregated | Aggregated | 2041 | 1.3373e-06 | 0 | 610.7187 | 0.00081669 | 2041 | Mitigation | 0.08575 | 30 | 0 | esc | 0.0012005 | 1.6054e-09 | 0.00060025 | 8.0269e-10 | 0.0015435 | 2.0641e-09
[79 empty] | WLDFR | HFTD - Distribution - Tier 3 - 3QU CoRE ¦ 1QU LoRE | Seismic - Non-Red Flag Warning - Catastrophic Fires | 2020 | 3.1599e-13 | 0 | 0 | 21083.8428 | 409.2237 | 13469.0878 | 7205.5313 | 0 | 0 | 0 | 2.6321e-10 |  | 6.6622e-09 | 0 | 6.6622e-09 | 0 | 0 | 0 | 0 | 0 | 0 | [16 empty] | 7.3.1.3 Ignition probability mapping showing the probability of ignition along the electric lines and equipmentWLDFRAggregatedAggregated | WLDFR | HFTD - Distribution - Tier 3 - 3QU CoRE ¦ 2QU LoRE | Non-Red Flag Warning - Catastrophic Fires | Aggregated | Aggregated | 2042 | 1.3373e-06 | 0 | 610.7187 | 0.00081669 | 2042 | Mitigation | 0.08575 | 30 | 0 | esc | 0.0012005 | 1.6054e-09 | 0.00060025 | 8.0269e-10 | 0.0015435 | 2.0641e-09
[79 empty] | WLDFR | HFTD - Distribution - Tier 3 - 3QU CoRE ¦ 1QU LoRE | Seismic - Non-Red Flag Warning - Catastrophic Fires | 2021 | 3.1599e-13 | 1.5799e-13 | 0 | 21083.8428 | 409.2237 | 13469.0878 | 7205.5313 | 0 | 0 | 0 | 2.6321e-10 |  | 6.6622e-09 | 0 | 6.6622e-09 | 3.3311e-09 | 0 | 3.3311e-09 | 0 | 0 | 0 | [16 empty] | 7.3.1.3 Ignition probability mapping showing the probability of ignition along the electric lines and equipmentWLDFRAggregatedAggregated | WLDFR | HFTD - Distribution - Tier 3 - 3QU CoRE ¦ 2QU LoRE | Non-Red Flag Warning - Catastrophic Fires | Aggregated | Aggregated | 2043 | 1.3373e-06 | 0 | 610.7187 | 0.00081669 | 2043 | Mitigation | 0.08575 | 30 | 0 | esc | 0.0012005 | 1.6054e-09 | 0.00060025 | 8.0269e-10 | 0.0015435 | 2.0641e-09
[79 empty] | WLDFR | HFTD - Distribution - Tier 3 - 3QU CoRE ¦ 1QU LoRE | Seismic - Non-Red Flag Warning - Catastrophic Fires | 2022 | 3.1599e-13 | 1.5799e-13 | 4.0627e-13 | 21083.8428 | 409.2237 | 13469.0878 | 7205.5313 | 0 | 0 | 0 | 2.6321e-10 |  | 6.6622e-09 | 0 | 6.6622e-09 | 3.3311e-09 | 0 | 3.3311e-09 | 8.5657e-09 | 0 | 8.5657e-09 | [16 empty] | 7.3.1.3 Ignition probability mapping showing the probability of ignition along the electric lines and equipmentWLDFRAggregatedAggregated | WLDFR | HFTD - Distribution - Tier 3 - 3QU CoRE ¦ 2QU LoRE | Non-Red Flag Warning - Catastrophic Fires | Aggregated | Aggregated | 2044 | 1.3373e-06 | 0 | 610.7187 | 0.00081669 | 2044 | Mitigation | 0.08575 | 30 | 0 | esc | 0.0012005 | 1.6054e-09 | 0.00060025 | 8.0269e-10 | 0.0015435 | 2.0641e-09
[79 empty] | WLDFR | HFTD - Distribution - Tier 3 - 3QU CoRE ¦ 1QU LoRE | Seismic - Non-Red Flag Warning - Catastrophic Fires | 2023 | 3.1599e-13 | 1.5799e-13 | 4.0627e-13 | 21835.9781 | 428.6023 | 13939.561 | 7467.8148 | 0 | 0 | 0 | 2.6321e-10 |  | 6.8998e-09 | 0 | 6.8998e-09 | 3.4499e-09 | 0 | 3.4499e-09 | 8.8712e-09 | 0 | 8.8712e-09 | [16 empty] | 7.3.1.3 Ignition probability mapping showing the probability of ignition along the electric lines and equipmentWLDFRAggregatedAggregated | WLDFR | HFTD - Distribution - Tier 3 - 3QU CoRE ¦ 2QU LoRE | Non-Red Flag Warning - Catastrophic Fires | Aggregated | Aggregated | 2045 | 1.3373e-06 | 0 | 610.7187 | 0.00081669 | 2045 | Mitigation | 0.08575 | 30 | 0 | esc | 0.0012005 | 1.6054e-09 | 0.00060025 | 8.0269e-10 | 0.0015435 | 2.0641e-09
[79 empty] | WLDFR | HFTD - Distribution - Tier 3 - 3QU CoRE ¦ 1QU LoRE | Seismic - Non-Red Flag Warning - Catastrophic Fires | 2024 | 3.1599e-13 | 1.5799e-13 | 4.0627e-13 | 21835.9781 | 428.6023 | 13939.561 | 7467.8148 | 0 | 0 | 0 | 2.6321e-10 |  | 6.8998e-09 | 0 | 6.8998e-09 | 3.4499e-09 | 0 | 3.4499e-09 | 8.8712e-09 | 0 | 8.8712e-09 | [16 empty] | 7.3.1.3 Ignition probability mapping showing the probability of ignition along the electric lines and equipmentWLDFRAggregatedAggregated | WLDFR | HFTD - Distribution - Tier 3 - 3QU CoRE ¦ 2QU LoRE | Non-Red Flag Warning - Catastrophic Fires | Aggregated | Aggregated | 2046 | 1.3373e-06 | 0 | 610.7187 | 0.00081669 | 2046 | Mitigation | 0.08575 | 30 | 0 | esc | 0.0012005 | 1.6054e-09 | 0.00060025 | 8.0269e-10 | 0.0015435 | 2.0641e-09
[79 empty] | WLDFR | HFTD - Distribution - Tier 3 - 3QU CoRE ¦ 1QU LoRE | Seismic - Non-Red Flag Warning - Catastrophic Fires | 2025 | 3.1599e-13 | 1.5799e-13 | 4.0627e-13 | 21835.9781 | 428.6023 | 13939.561 | 7467.8148 | 0 | 0 | 0 | 2.6321e-10 |  | 6.8998e-09 | 0 | 6.8998e-09 | 3.4499e-09 | 0 | 3.4499e-09 | 8.8712e-09 | 0 | 8.8712e-09 | [16 empty] | 7.3.1.3 Ignition probability mapping showing the probability of ignition along the electric lines and equipmentWLDFRAggregatedAggregated | WLDFR | HFTD - Distribution - Tier 3 - 3QU CoRE ¦ 2QU LoRE | Non-Red Flag Warning - Catastrophic Fires | Aggregated | Aggregated | 2047 | 1.3373e-06 | 0 | 610.7187 | 0.00081669 | 2047 | Mitigation | 0.08575 | 30 | 0 | esc | 0.0012005 | 1.6054e-09 | 0.00060025 | 8.0269e-10 | 0.0015435 | 2.0641e-09
[79 empty] | WLDFR | HFTD - Distribution - Tier 3 - 3QU CoRE ¦ 1QU LoRE | Seismic - Non-Red Flag Warning - Catastrophic Fires | 2026 | 3.1599e-13 | 1.5799e-13 | 4.0627e-13 | 21835.9781 | 428.6023 | 13939.561 | 7467.8148 | 0 | 0 | 0 | 2.6321e-10 |  | 6.8998e-09 | 0 | 6.8998e-09 | 3.4499e-09 | 0 | 3.4499e-09 | 8.8712e-09 | 0 | 8.8712e-09 | [16 empty] | 7.3.1.3 Ignition probability mapping showing the probability of ignition along the electric lines and equipmentWLDFRAggregatedAggregated | WLDFR | HFTD - Distribution - Tier 3 - 3QU CoRE ¦ 2QU LoRE | Non-Red Flag Warning - Catastrophic Fires | Aggregated | Aggregated | 2048 | 1.3373e-06 | 0 | 610.7187 | 0.00081669 | 2048 | Mitigation | 0.08575 | 30 | 0 | esc | 0.0012005 | 1.6054e-09 | 0.00060025 | 8.0269e-10 | 0.0015435 | 2.0641e-09
[79 empty] | WLDFR | HFTD - Distribution - Tier 3 - 3QU CoRE ¦ 1QU LoRE | Seismic - Non-Red Flag Warning - Catastrophic Fires | 2027 | 3.1599e-13 | 1.5799e-13 | 4.0627e-13 | 21835.9781 | 428.6023 | 13939.561 | 7467.8148 | 0 | 0 | 0 | 2.6321e-10 |  | 6.8998e-09 | 0 | 6.8998e-09 | 3.4499e-09 | 0 | 3.4499e-09 | 8.8712e-09 | 0 | 8.8712e-09 | [16 empty] | 7.3.1.3 Ignition probability mapping showing the probability of ignition along the electric lines and equipmentWLDFRAggregatedAggregated | WLDFR | HFTD - Distribution - Tier 3 - 3QU CoRE ¦ 2QU LoRE | Non-Red Flag Warning - Catastrophic Fires | Aggregated | Aggregated | 2049 | 1.3373e-06 | 0 | 610.7187 | 0.00081669 | 2049 | Mitigation | 0.08575 | 30 | 0 | esc | 0.0012005 | 1.6054e-09 | 0.00060025 | 8.0269e-10 | 0.0015435 | 2.0641e-09
[79 empty] | WLDFR | HFTD - Distribution - Tier 3 - 3QU CoRE ¦ 1QU LoRE | Seismic - Non-Red Flag Warning - Catastrophic Fires | 2028 | 3.1599e-13 | 1.5799e-13 | 4.0627e-13 | 22783.187 | 453.261 | 14531.3357 | 7798.5904 | 0 | 0 | 0 | 2.6321e-10 |  | 7.1992e-09 | 0 | 7.1992e-09 | 3.5996e-09 | 0 | 3.5996e-09 | 9.2561e-09 | 0 | 9.2561e-09 | [16 empty] | 7.3.1.3 Ignition probability mapping showing the probability of ignition along the electric lines and equipmentWLDFRAggregatedAggregated | WLDFR | HFTD - Distribution - Tier 3 - 3QU CoRE ¦ 2QU LoRE | Non-Red Flag Warning - Catastrophic Fires | Aggregated | Aggregated | 2050 | 1.3373e-06 | 0 | 610.7187 | 0.00081669 | 2050 | Mitigation | 0.08575 | 30 | 0 | esc | 0 | 0 | 0.00060025 | 8.0269e-10 | 0.0015435 | 2.0641e-09
[79 empty] | WLDFR | HFTD - Distribution - Tier 3 - 3QU CoRE ¦ 1QU LoRE | Seismic - Non-Red Flag Warning - Catastrophic Fires | 2029 | 3.1599e-13 | 1.5799e-13 | 4.0627e-13 | 22783.187 | 453.261 | 14531.3357 | 7798.5904 | 0 | 0 | 0 | 2.6321e-10 |  | 7.1992e-09 | 0 | 7.1992e-09 | 3.5996e-09 | 0 | 3.5996e-09 | 9.2561e-09 | 0 | 9.2561e-09 | [16 empty] | 7.3.1.3 Ignition probability mapping showing the probability of ignition along the electric lines and equipmentWLDFRAggregatedAggregated | WLDFR | HFTD - Distribution - Tier 3 - 3QU CoRE ¦ 2QU LoRE | Non-Red Flag Warning - Catastrophic Fires | Aggregated | Aggregated | 2051 | 1.3373e-06 | 0 | 610.7187 | 0.00081669 | 2051 | Mitigation | 0.08575 | 30 | 0 | esc | 0 | 0 | 0 | 0 | 0.0015435 | 2.0641e-09
[79 empty] | WLDFR | HFTD - Distribution - Tier 3 - 3QU CoRE ¦ 1QU LoRE | Seismic - Non-Red Flag Warning - Catastrophic Fires | 2030 | 3.1599e-13 | 1.5799e-13 | 4.0627e-13 | 22783.187 | 453.261 | 14531.3357 | 7798.5904 | 0 | 0 | 0 | 2.6321e-10 |  | 7.1992e-09 | 0 | 7.1992e-09 | 3.5996e-09 | 0 | 3.5996e-09 | 9.2561e-09 | 0 | 9.2561e-09 | [16 empty] | 7.3.1.3 Ignition probability mapping showing the probability of ignition along the electric lines and equipmentWLDFRAggregatedAggregated | WLDFR | HFTD - Distribution - Tier 3 - 3QU CoRE ¦ 2QU LoRE | Non-Red Flag Warning - Destructive Fires | Aggregated | Aggregated | 2021 | 1.7002e-06 | 0 | 610.7187 | 0.0010384 | 2021 | Mitigation | 0.08575 | 30 | 0 | esc | 0.0012005 | 2.0411e-09 | 0.00060025 | 1.0206e-09 | 0 | 0
[79 empty] | WLDFR | HFTD - Distribution - Tier 3 - 3QU CoRE ¦ 1QU LoRE | Seismic - Non-Red Flag Warning - Catastrophic Fires | 2031 | 3.1599e-13 | 1.5799e-13 | 4.0627e-13 | 22783.187 | 453.261 | 14531.3357 | 7798.5904 | 0 | 0 | 0 | 2.6321e-10 |  | 7.1992e-09 | 0 | 7.1992e-09 | 3.5996e-09 | 0 | 3.5996e-09 | 9.2561e-09 | 0 | 9.2561e-09 | [16 empty] | 7.3.1.3 Ignition probability mapping showing the probability of ignition along the electric lines and equipmentWLDFRAggregatedAggregated | WLDFR | HFTD - Distribution - Tier 3 - 3QU CoRE ¦ 2QU LoRE | Non-Red Flag Warning - Destructive Fires | Aggregated | Aggregated | 2022 | 1.7002e-06 | 0 | 610.7187 | 0.0010384 | 2022 | Mitigation | 0.08575 | 30 | 0 | esc | 0.0012005 | 2.0411e-09 | 0.00060025 | 1.0206e-09 | 0.0015435 | 2.6243e-09
[79 empty] | WLDFR | HFTD - Distribution - Tier 3 - 3QU CoRE ¦ 1QU LoRE | Seismic - Non-Red Flag Warning - Catastrophic Fires | 2032 | 3.1599e-13 | 1.5799e-13 | 4.0627e-13 | 22783.187 | 453.261 | 14531.3357 | 7798.5904 | 0 | 0 | 0 | 2.6321e-10 |  | 7.1992e-09 | 0 | 7.1992e-09 | 3.5996e-09 | 0 | 3.5996e-09 | 9.2561e-09 | 0 | 9.2561e-09 | [16 empty] | 7.3.1.3 Ignition probability mapping showing the probability of ignition along the electric lines and equipmentWLDFRAggregatedAggregated | WLDFR | HFTD - Distribution - Tier 3 - 3QU CoRE ¦ 2QU LoRE | Non-Red Flag Warning - Destructive Fires | Aggregated | Aggregated | 2023 | 1.7002e-06 | 0 | 610.7187 | 0.0010384 | 2023 | Mitigation | 0.08575 | 30 | 0 | esc | 0.0012005 | 2.0411e-09 | 0.00060025 | 1.0206e-09 | 0.0015435 | 2.6243e-09
[79 empty] | WLDFR | HFTD - Distribution - Tier 3 - 3QU CoRE ¦ 1QU LoRE | Seismic - Non-Red Flag Warning - Catastrophic Fires | 2033 | 3.1599e-13 | 1.5799e-13 | 4.0627e-13 | 23835.2641 | 480.9649 | 15187.7294 | 8166.5698 | 0 | 0 | 0 | 2.6321e-10 |  | 7.5316e-09 | 0 | 7.5316e-09 | 3.7658e-09 | 0 | 3.7658e-09 | 9.6835e-09 | 0 | 9.6835e-09 | [16 empty] | 7.3.1.3 Ignition probability mapping showing the probability of ignition along the electric lines and equipmentWLDFRAggregatedAggregated | WLDFR | HFTD - Distribution - Tier 3 - 3QU CoRE ¦ 2QU LoRE | Non-Red Flag Warning - Destructive Fires | Aggregated | Aggregated | 2024 | 1.7002e-06 | 0 | 610.7187 | 0.0010384 | 2024 | Mitigation | 0.08575 | 30 | 0 | esc | 0.0012005 | 2.0411e-09 | 0.00060025 | 1.0206e-09 | 0.0015435 | 2.6243e-09
[79 empty] | WLDFR | HFTD - Distribution - Tier 3 - 3QU CoRE ¦ 1QU LoRE | Seismic - Non-Red Flag Warning - Catastrophic Fires | 2034 | 3.1599e-13 | 1.5799e-13 | 4.0627e-13 | 23835.2641 | 480.9649 | 15187.7294 | 8166.5698 | 0 | 0 | 0 | 2.6321e-10 |  | 7.5316e-09 | 0 | 7.5316e-09 | 3.7658e-09 | 0 | 3.7658e-09 | 9.6835e-09 | 0 | 9.6835e-09 | [16 empty] | 7.3.1.3 Ignition probability mapping showing the probability of ignition along the electric lines and equipmentWLDFRAggregatedAggregated | WLDFR | HFTD - Distribution - Tier 3 - 3QU CoRE ¦ 2QU LoRE | Non-Red Flag Warning - Destructive Fires | Aggregated | Aggregated | 2025 | 1.7002e-06 | 0 | 610.7187 | 0.0010384 | 2025 | Mitigation | 0.08575 | 30 | 0 | esc | 0.0012005 | 2.0411e-09 | 0.00060025 | 1.0206e-09 | 0.0015435 | 2.6243e-09
[79 empty] | WLDFR | HFTD - Distribution - Tier 3 - 3QU CoRE ¦ 1QU LoRE | Seismic - Non-Red Flag Warning - Catastrophic Fires | 2035 | 3.1599e-13 | 1.5799e-13 | 4.0627e-13 | 23835.2641 | 480.9649 | 15187.7294 | 8166.5698 | 0 | 0 | 0 | 2.6321e-10 |  | 7.5316e-09 | 0 | 7.5316e-09 | 3.7658e-09 | 0 | 3.7658e-09 | 9.6835e-09 | 0 | 9.6835e-09 | [16 empty] | 7.3.1.3 Ignition probability mapping showing the probability of ignition along the electric lines and equipmentWLDFRAggregatedAggregated | WLDFR | HFTD - Distribution - Tier 3 - 3QU CoRE ¦ 2QU LoRE | Non-Red Flag Warning - Destructive Fires | Aggregated | Aggregated | 2026 | 1.7002e-06 | 0 | 610.7187 | 0.0010384 | 2026 | Mitigation | 0.08575 | 30 | 0 | esc | 0.0012005 | 2.0411e-09 | 0.00060025 | 1.0206e-09 | 0.0015435 | 2.6243e-09
[79 empty] | WLDFR | HFTD - Distribution - Tier 3 - 3QU CoRE ¦ 1QU LoRE | Seismic - Non-Red Flag Warning - Catastrophic Fires | 2036 | 3.1599e-13 | 1.5799e-13 | 4.0627e-13 | 23835.2641 | 480.9649 | 15187.7294 | 8166.5698 | 0 | 0 | 0 | 2.6321e-10 |  | 7.5316e-09 | 0 | 7.5316e-09 | 3.7658e-09 | 0 | 3.7658e-09 | 9.6835e-09 | 0 | 9.6835e-09 | [16 empty] | 7.3.1.3 Ignition probability mapping showing the probability of ignition along the electric lines and equipmentWLDFRAggregatedAggregated | WLDFR | HFTD - Distribution - Tier 3 - 3QU CoRE ¦ 2QU LoRE | Non-Red Flag Warning - Destructive Fires | Aggregated | Aggregated | 2027 | 1.7002e-06 | 0 | 610.7187 | 0.0010384 | 2027 | Mitigation | 0.08575 | 30 | 0 | esc | 0.0012005 | 2.0411e-09 | 0.00060025 | 1.0206e-09 | 0.0015435 | 2.6243e-09
[79 empty] | WLDFR | HFTD - Distribution - Tier 3 - 3QU CoRE ¦ 1QU LoRE | Seismic - Non-Red Flag Warning - Catastrophic Fires | 2037 | 3.1599e-13 | 1.5799e-13 | 4.0627e-13 | 23835.2641 | 480.9649 | 15187.7294 | 8166.5698 | 0 | 0 | 0 | 2.6321e-10 |  | 7.5316e-09 | 0 | 7.5316e-09 | 3.7658e-09 | 0 | 3.7658e-09 | 9.6835e-09 | 0 | 9.6835e-09 | [16 empty] | 7.3.1.3 Ignition probability mapping showing the probability of ignition along the electric lines and equipmentWLDFRAggregatedAggregated | WLDFR | HFTD - Distribution - Tier 3 - 3QU CoRE ¦ 2QU LoRE | Non-Red Flag Warning - Destructive Fires | Aggregated | Aggregated | 2028 | 1.7002e-06 | 0 | 610.7187 | 0.0010384 | 2028 | Mitigation | 0.08575 | 30 | 0 | esc | 0.0012005 | 2.0411e-09 | 0.00060025 | 1.0206e-09 | 0.0015435 | 2.6243e-09
[79 empty] | WLDFR | HFTD - Distribution - Tier 3 - 3QU CoRE ¦ 1QU LoRE | Seismic - Non-Red Flag Warning - Catastrophic Fires | 2038 | 3.1599e-13 | 1.5799e-13 | 4.0627e-13 | 24976.6418 | 511.3745 | 15898.8237 | 8566.4437 | 0 | 0 | 0 | 2.6321e-10 |  | 7.8923e-09 | 0 | 7.8923e-09 | 3.9461e-09 | 0 | 3.9461e-09 | 1.0147e-08 | 0 | 1.0147e-08 | [16 empty] | 7.3.1.3 Ignition probability mapping showing the probability of ignition along the electric lines and equipmentWLDFRAggregatedAggregated | WLDFR | HFTD - Distribution - Tier 3 - 3QU CoRE ¦ 2QU LoRE | Non-Red Flag Warning - Destructive Fires | Aggregated | Aggregated | 2029 | 1.7002e-06 | 0 | 610.7187 | 0.0010384 | 2029 | Mitigation | 0.08575 | 30 | 0 | esc | 0.0012005 | 2.0411e-09 | 0.00060025 | 1.0206e-09 | 0.0015435 | 2.6243e-09
[79 empty] | WLDFR | HFTD - Distribution - Tier 3 - 3QU CoRE ¦ 1QU LoRE | Seismic - Non-Red Flag Warning - Catastrophic Fires | 2039 | 3.1599e-13 | 1.5799e-13 | 4.0627e-13 | 24976.6418 | 511.3745 | 15898.8237 | 8566.4437 | 0 | 0 | 0 | 2.6321e-10 |  | 7.8923e-09 | 0 | 7.8923e-09 | 3.9461e-09 | 0 | 3.9461e-09 | 1.0147e-08 | 0 | 1.0147e-08 | [16 empty] | 7.3.1.3 Ignition probability mapping showing the probability of ignition along the electric lines and equipmentWLDFRAggregatedAggregated | WLDFR | HFTD - Distribution - Tier 3 - 3QU CoRE ¦ 2QU LoRE | Non-Red Flag Warning - Destructive Fires | Aggregated | Aggregated | 2030 | 1.7002e-06 | 0 | 610.7187 | 0.0010384 | 2030 | Mitigation | 0.08575 | 30 | 0 | esc | 0.0012005 | 2.0411e-09 | 0.00060025 | 1.0206e-09 | 0.0015435 | 2.6243e-09
[79 empty] | WLDFR | HFTD - Distribution - Tier 3 - 3QU CoRE ¦ 1QU LoRE | Seismic - Non-Red Flag Warning - Catastrophic Fires | 2040 | 3.1599e-13 | 1.5799e-13 | 4.0627e-13 | 24976.6418 | 511.3745 | 15898.8237 | 8566.4437 | 0 | 0 | 0 | 2.6321e-10 |  | 7.8923e-09 | 0 | 7.8923e-09 | 3.9461e-09 | 0 | 3.9461e-09 | 1.0147e-08 | 0 | 1.0147e-08 | [16 empty] | 7.3.1.3 Ignition probability mapping showing the probability of ignition along the electric lines and equipmentWLDFRAggregatedAggregated | WLDFR | HFTD - Distribution - Tier 3 - 3QU CoRE ¦ 2QU LoRE | Non-Red Flag Warning - Destructive Fires | Aggregated | Aggregated | 2031 | 1.7002e-06 | 0 | 610.7187 | 0.0010384 | 2031 | Mitigation | 0.08575 | 30 | 0 | esc | 0.0012005 | 2.0411e-09 | 0.00060025 | 1.0206e-09 | 0.0015435 | 2.6243e-09
[79 empty] | WLDFR | HFTD - Distribution - Tier 3 - 3QU CoRE ¦ 1QU LoRE | Seismic - Non-Red Flag Warning - Catastrophic Fires | 2041 | 3.1599e-13 | 1.5799e-13 | 4.0627e-13 | 24976.6418 | 511.3745 | 15898.8237 | 8566.4437 | 0 | 0 | 0 | 2.6321e-10 |  | 7.8923e-09 | 0 | 7.8923e-09 | 3.9461e-09 | 0 | 3.9461e-09 | 1.0147e-08 | 0 | 1.0147e-08 | [16 empty] | 7.3.1.3 Ignition probability mapping showing the probability of ignition along the electric lines and equipmentWLDFRAggregatedAggregated | WLDFR | HFTD - Distribution - Tier 3 - 3QU CoRE ¦ 2QU LoRE | Non-Red Flag Warning - Destructive Fires | Aggregated | Aggregated | 2032 | 1.7002e-06 | 0 | 610.7187 | 0.0010384 | 2032 | Mitigation | 0.08575 | 30 | 0 | esc | 0.0012005 | 2.0411e-09 | 0.00060025 | 1.0206e-09 | 0.0015435 | 2.6243e-09
[79 empty] | WLDFR | HFTD - Distribution - Tier 3 - 3QU CoRE ¦ 1QU LoRE | Seismic - Non-Red Flag Warning - Catastrophic Fires | 2042 | 3.1599e-13 | 1.5799e-13 | 4.0627e-13 | 24976.6418 | 511.3745 | 15898.8237 | 8566.4437 | 0 | 0 | 0 | 2.6321e-10 |  | 7.8923e-09 | 0 | 7.8923e-09 | 3.9461e-09 | 0 | 3.9461e-09 | 1.0147e-08 | 0 | 1.0147e-08 | [16 empty] | 7.3.1.3 Ignition probability mapping showing the probability of ignition along the electric lines and equipmentWLDFRAggregatedAggregated | WLDFR | HFTD - Distribution - Tier 3 - 3QU CoRE ¦ 2QU LoRE | Non-Red Flag Warning - Destructive Fires | Aggregated | Aggregated | 2033 | 1.7002e-06 | 0 | 610.7187 | 0.0010384 | 2033 | Mitigation | 0.08575 | 30 | 0 | esc | 0.0012005 | 2.0411e-09 | 0.00060025 | 1.0206e-09 | 0.0015435 | 2.6243e-09
[79 empty] | WLDFR | HFTD - Distribution - Tier 3 - 3QU CoRE ¦ 1QU LoRE | Seismic - Non-Red Flag Warning - Catastrophic Fires | 2043 | 3.1599e-13 | 1.5799e-13 | 4.0627e-13 | 26191.7278 | 544.1291 | 16654.7414 | 8992.8573 | 0 | 0 | 0 | 2.6321e-10 |  | 8.2762e-09 | 0 | 8.2762e-09 | 4.1381e-09 | 0 | 4.1381e-09 | 1.0641e-08 | 0 | 1.0641e-08 | [16 empty] | 7.3.1.3 Ignition probability mapping showing the probability of ignition along the electric lines and equipmentWLDFRAggregatedAggregated | WLDFR | HFTD - Distribution - Tier 3 - 3QU CoRE ¦ 2QU LoRE | Non-Red Flag Warning - Destructive Fires | Aggregated | Aggregated | 2034 | 1.7002e-06 | 0 | 610.7187 | 0.0010384 | 2034 | Mitigation | 0.08575 | 30 | 0 | esc | 0.0012005 | 2.0411e-09 | 0.00060025 | 1.0206e-09 | 0.0015435 | 2.6243e-09
[79 empty] | WLDFR | HFTD - Distribution - Tier 3 - 3QU CoRE ¦ 1QU LoRE | Seismic - Non-Red Flag Warning - Catastrophic Fires | 2044 | 3.1599e-13 | 1.5799e-13 | 4.0627e-13 | 26191.7278 | 544.1291 | 16654.7414 | 8992.8573 | 0 | 0 | 0 | 2.6321e-10 |  | 8.2762e-09 | 0 | 8.2762e-09 | 4.1381e-09 | 0 | 4.1381e-09 | 1.0641e-08 | 0 | 1.0641e-08 | [16 empty] | 7.3.1.3 Ignition probability mapping showing the probability of ignition along the electric lines and equipmentWLDFRAggregatedAggregated | WLDFR | HFTD - Distribution - Tier 3 - 3QU CoRE ¦ 2QU LoRE | Non-Red Flag Warning - Destructive Fires | Aggregated | Aggregated | 2035 | 1.7002e-06 | 0 | 610.7187 | 0.0010384 | 2035 | Mitigation | 0.08575 | 30 | 0 | esc | 0.0012005 | 2.0411e-09 | 0.00060025 | 1.0206e-09 | 0.0015435 | 2.6243e-09
[79 empty] | WLDFR | HFTD - Distribution - Tier 3 - 3QU CoRE ¦ 1QU LoRE | Seismic - Non-Red Flag Warning - Catastrophic Fires | 2045 | 3.1599e-13 | 1.5799e-13 | 4.0627e-13 | 26191.7278 | 544.1291 | 16654.7414 | 8992.8573 | 0 | 0 | 0 | 2.6321e-10 |  | 8.2762e-09 | 0 | 8.2762e-09 | 4.1381e-09 | 0 | 4.1381e-09 | 1.0641e-08 | 0 | 1.0641e-08 | [16 empty] | 7.3.1.3 Ignition probability mapping showing the probability of ignition along the electric lines and equipmentWLDFRAggregatedAggregated | WLDFR | HFTD - Distribution - Tier 3 - 3QU CoRE ¦ 2QU LoRE | Non-Red Flag Warning - Destructive Fires | Aggregated | Aggregated | 2036 | 1.7002e-06 | 0 | 610.7187 | 0.0010384 | 2036 | Mitigation | 0.08575 | 30 | 0 | esc | 0.0012005 | 2.0411e-09 | 0.00060025 | 1.0206e-09 | 0.0015435 | 2.6243e-09
[79 empty] | WLDFR | HFTD - Distribution - Tier 3 - 3QU CoRE ¦ 1QU LoRE | Seismic - Non-Red Flag Warning - Catastrophic Fires | 2046 | 3.1599e-13 | 1.5799e-13 | 4.0627e-13 | 26191.7278 | 544.1291 | 16654.7414 | 8992.8573 | 0 | 0 | 0 | 2.6321e-10 |  | 8.2762e-09 | 0 | 8.2762e-09 | 4.1381e-09 | 0 | 4.1381e-09 | 1.0641e-08 | 0 | 1.0641e-08 | [16 empty] | 7.3.1.3 Ignition probability mapping showing the probability of ignition along the electric lines and equipmentWLDFRAggregatedAggregated | WLDFR | HFTD - Distribution - Tier 3 - 3QU CoRE ¦ 2QU LoRE | Non-Red Flag Warning - Destructive Fires | Aggregated | Aggregated | 2037 | 1.7002e-06 | 0 | 610.7187 | 0.0010384 | 2037 | Mitigation | 0.08575 | 30 | 0 | esc | 0.0012005 | 2.0411e-09 | 0.00060025 | 1.0206e-09 | 0.0015435 | 2.6243e-09
[79 empty] | WLDFR | HFTD - Distribution - Tier 3 - 3QU CoRE ¦ 1QU LoRE | Seismic - Non-Red Flag Warning - Catastrophic Fires | 2047 | 3.1599e-13 | 1.5799e-13 | 4.0627e-13 | 26191.7278 | 544.1291 | 16654.7414 | 8992.8573 | 0 | 0 | 0 | 2.6321e-10 |  | 8.2762e-09 | 0 | 8.2762e-09 | 4.1381e-09 | 0 | 4.1381e-09 | 1.0641e-08 | 0 | 1.0641e-08 | [16 empty] | 7.3.1.3 Ignition probability mapping showing the probability of ignition along the electric lines and equipmentWLDFRAggregatedAggregated | WLDFR | HFTD - Distribution - Tier 3 - 3QU CoRE ¦ 2QU LoRE | Non-Red Flag Warning - Destructive Fires | Aggregated | Aggregated | 2038 | 1.7002e-06 | 0 | 610.7187 | 0.0010384 | 2038 | Mitigation | 0.08575 | 30 | 0 | esc | 0.0012005 | 2.0411e-09 | 0.00060025 | 1.0206e-09 | 0.0015435 | 2.6243e-09
[79 empty] | WLDFR | HFTD - Distribution - Tier 3 - 3QU CoRE ¦ 1QU LoRE | Seismic - Non-Red Flag Warning - Catastrophic Fires | 2048 | 3.1599e-13 | 1.5799e-13 | 4.0627e-13 | 27464.7227 | 578.8407 | 17445.538 | 9440.3441 | 0 | 0 | 0 | 2.6321e-10 |  | 8.6784e-09 | 0 | 8.6784e-09 | 4.3392e-09 | 0 | 4.3392e-09 | 1.1158e-08 | 0 | 1.1158e-08 | [16 empty] | 7.3.1.3 Ignition probability mapping showing the probability of ignition along the electric lines and equipmentWLDFRAggregatedAggregated | WLDFR | HFTD - Distribution - Tier 3 - 3QU CoRE ¦ 2QU LoRE | Non-Red Flag Warning - Destructive Fires | Aggregated | Aggregated | 2039 | 1.7002e-06 | 0 | 610.7187 | 0.0010384 | 2039 | Mitigation | 0.08575 | 30 | 0 | esc | 0.0012005 | 2.0411e-09 | 0.00060025 | 1.0206e-09 | 0.0015435 | 2.6243e-09
[79 empty] | WLDFR | HFTD - Distribution - Tier 3 - 3QU CoRE ¦ 1QU LoRE | Seismic - Non-Red Flag Warning - Catastrophic Fires | 2049 | 3.1599e-13 | 1.5799e-13 | 4.0627e-13 | 27464.7227 | 578.8407 | 17445.538 | 9440.3441 | 0 | 0 | 0 | 2.6321e-10 |  | 8.6784e-09 | 0 | 8.6784e-09 | 4.3392e-09 | 0 | 4.3392e-09 | 1.1158e-08 | 0 | 1.1158e-08 | [16 empty] | 7.3.1.3 Ignition probability mapping showing the probability of ignition along the electric lines and equipmentWLDFRAggregatedAggregated | WLDFR | HFTD - Distribution - Tier 3 - 3QU CoRE ¦ 2QU LoRE | Non-Red Flag Warning - Destructive Fires | Aggregated | Aggregated | 2040 | 1.7002e-06 | 0 | 610.7187 | 0.0010384 | 2040 | Mitigation | 0.08575 | 30 | 0 | esc | 0.0012005 | 2.0411e-09 | 0.00060025 | 1.0206e-09 | 0.0015435 | 2.6243e-09
[79 empty] | WLDFR | HFTD - Distribution - Tier 3 - 3QU CoRE ¦ 1QU LoRE | Seismic - Non-Red Flag Warning - Catastrophic Fires | 2050 | 0 | 1.5799e-13 | 4.0627e-13 | 27464.7227 | 578.8407 | 17445.538 | 9440.3441 | 0 | 0 | 0 | 2.6321e-10 |  | 0 | 0 | 0 | 4.3392e-09 | 0 | 4.3392e-09 | 1.1158e-08 | 0 | 1.1158e-08 | [16 empty] | 7.3.1.3 Ignition probability mapping showing the probability of ignition along the electric lines and equipmentWLDFRAggregatedAggregated | WLDFR | HFTD - Distribution - Tier 3 - 3QU CoRE ¦ 2QU LoRE | Non-Red Flag Warning - Destructive Fires | Aggregated | Aggregated | 2041 | 1.7002e-06 | 0 | 610.7187 | 0.0010384 | 2041 | Mitigation | 0.08575 | 30 | 0 | esc | 0.0012005 | 2.0411e-09 | 0.00060025 | 1.0206e-09 | 0.0015435 | 2.6243e-09
[79 empty] | WLDFR | HFTD - Distribution - Tier 3 - 3QU CoRE ¦ 1QU LoRE | Seismic - Non-Red Flag Warning - Catastrophic Fires | 2051 | 0 | 0 | 4.0627e-13 | 27464.7227 | 578.8407 | 17445.538 | 9440.3441 | 0 | 0 | 0 | 2.6321e-10 |  | 0 | 0 | 0 | 0 | 0 | 0 | 1.1158e-08 | 0 | 1.1158e-08 | [16 empty] | 7.3.1.3 Ignition probability mapping showing the probability of ignition along the electric lines and equipmentWLDFRAggregatedAggregated | WLDFR | HFTD - Distribution - Tier 3 - 3QU CoRE ¦ 2QU LoRE | Non-Red Flag Warning - Destructive Fires | Aggregated | Aggregated | 2042 | 1.7002e-06 | 0 | 610.7187 | 0.0010384 | 2042 | Mitigation | 0.08575 | 30 | 0 | esc | 0.0012005 | 2.0411e-09 | 0.00060025 | 1.0206e-09 | 0.0015435 | 2.6243e-09
[79 empty] | WLDFR | HFTD - Distribution - Tier 3 - 3QU CoRE ¦ 1QU LoRE | Seismic - Red Flag Warning - Catastrophic Fires | 2020 | 1.3628e-11 | 0 | 0 | 21083.8428 | 409.2237 | 13469.0878 | 7205.5313 | 0 | 0 | 0 | 1.1352e-08 |  | 2.8733e-07 | 0 | 2.8733e-07 | 0 | 0 | 0 | 0 | 0 | 0 | [16 empty] | 7.3.1.3 Ignition probability mapping showing the probability of ignition along the electric lines and equipmentWLDFRAggregatedAggregated | WLDFR | HFTD - Distribution - Tier 3 - 3QU CoRE ¦ 2QU LoRE | Non-Red Flag Warning - Destructive Fires | Aggregated | Aggregated | 2043 | 1.7002e-06 | 0 | 610.7187 | 0.0010384 | 2043 | Mitigation | 0.08575 | 30 | 0 | esc | 0.0012005 | 2.0411e-09 | 0.00060025 | 1.0206e-09 | 0.0015435 | 2.6243e-09
[79 empty] | WLDFR | HFTD - Distribution - Tier 3 - 3QU CoRE ¦ 1QU LoRE | Seismic - Red Flag Warning - Catastrophic Fires | 2021 | 1.3628e-11 | 6.814e-12 | 0 | 21083.8428 | 409.2237 | 13469.0878 | 7205.5313 | 0 | 0 | 0 | 1.1352e-08 |  | 2.8733e-07 | 0 | 2.8733e-07 | 1.4367e-07 | 0 | 1.4367e-07 | 0 | 0 | 0 | [16 empty] | 7.3.1.3 Ignition probability mapping showing the probability of ignition along the electric lines and equipmentWLDFRAggregatedAggregated | WLDFR | HFTD - Distribution - Tier 3 - 3QU CoRE ¦ 2QU LoRE | Non-Red Flag Warning - Destructive Fires | Aggregated | Aggregated | 2044 | 1.7002e-06 | 0 | 610.7187 | 0.0010384 | 2044 | Mitigation | 0.08575 | 30 | 0 | esc | 0.0012005 | 2.0411e-09 | 0.00060025 | 1.0206e-09 | 0.0015435 | 2.6243e-09
[79 empty] | WLDFR | HFTD - Distribution - Tier 3 - 3QU CoRE ¦ 1QU LoRE | Seismic - Red Flag Warning - Catastrophic Fires | 2022 | 1.3628e-11 | 6.814e-12 | 1.7522e-11 | 21083.8428 | 409.2237 | 13469.0878 | 7205.5313 | 0 | 0 | 0 | 1.1352e-08 |  | 2.8733e-07 | 0 | 2.8733e-07 | 1.4367e-07 | 0 | 1.4367e-07 | 3.6943e-07 | 0 | 3.6943e-07 | [16 empty] | 7.3.1.3 Ignition probability mapping showing the probability of ignition along the electric lines and equipmentWLDFRAggregatedAggregated | WLDFR | HFTD - Distribution - Tier 3 - 3QU CoRE ¦ 2QU LoRE | Non-Red Flag Warning - Destructive Fires | Aggregated | Aggregated | 2045 | 1.7002e-06 | 0 | 610.7187 | 0.0010384 | 2045 | Mitigation | 0.08575 | 30 | 0 | esc | 0.0012005 | 2.0411e-09 | 0.00060025 | 1.0206e-09 | 0.0015435 | 2.6243e-09
[79 empty] | WLDFR | HFTD - Distribution - Tier 3 - 3QU CoRE ¦ 1QU LoRE | Seismic - Red Flag Warning - Catastrophic Fires | 2023 | 1.3628e-11 | 6.814e-12 | 1.7522e-11 | 21835.9781 | 428.6023 | 13939.561 | 7467.8148 | 0 | 0 | 0 | 1.1352e-08 |  | 2.9758e-07 | 0 | 2.9758e-07 | 1.4879e-07 | 0 | 1.4879e-07 | 3.8261e-07 | 0 | 3.8261e-07 | [16 empty] | 7.3.1.3 Ignition probability mapping showing the probability of ignition along the electric lines and equipmentWLDFRAggregatedAggregated | WLDFR | HFTD - Distribution - Tier 3 - 3QU CoRE ¦ 2QU LoRE | Non-Red Flag Warning - Destructive Fires | Aggregated | Aggregated | 2046 | 1.7002e-06 | 0 | 610.7187 | 0.0010384 | 2046 | Mitigation | 0.08575 | 30 | 0 | esc | 0.0012005 | 2.0411e-09 | 0.00060025 | 1.0206e-09 | 0.0015435 | 2.6243e-09
[79 empty] | WLDFR | HFTD - Distribution - Tier 3 - 3QU CoRE ¦ 1QU LoRE | Seismic - Red Flag Warning - Catastrophic Fires | 2024 | 1.3628e-11 | 6.814e-12 | 1.7522e-11 | 21835.9781 | 428.6023 | 13939.561 | 7467.8148 | 0 | 0 | 0 | 1.1352e-08 |  | 2.9758e-07 | 0 | 2.9758e-07 | 1.4879e-07 | 0 | 1.4879e-07 | 3.8261e-07 | 0 | 3.8261e-07 | [16 empty] | 7.3.1.3 Ignition probability mapping showing the probability of ignition along the electric lines and equipmentWLDFRAggregatedAggregated | WLDFR | HFTD - Distribution - Tier 3 - 3QU CoRE ¦ 2QU LoRE | Non-Red Flag Warning - Destructive Fires | Aggregated | Aggregated | 2047 | 1.7002e-06 | 0 | 610.7187 | 0.0010384 | 2047 | Mitigation | 0.08575 | 30 | 0 | esc | 0.0012005 | 2.0411e-09 | 0.00060025 | 1.0206e-09 | 0.0015435 | 2.6243e-09
[79 empty] | WLDFR | HFTD - Distribution - Tier 3 - 3QU CoRE ¦ 1QU LoRE | Seismic - Red Flag Warning - Catastrophic Fires | 2025 | 1.3628e-11 | 6.814e-12 | 1.7522e-11 | 21835.9781 | 428.6023 | 13939.561 | 7467.8148 | 0 | 0 | 0 | 1.1352e-08 |  | 2.9758e-07 | 0 | 2.9758e-07 | 1.4879e-07 | 0 | 1.4879e-07 | 3.8261e-07 | 0 | 3.8261e-07 | [16 empty] | 7.3.1.3 Ignition probability mapping showing the probability of ignition along the electric lines and equipmentWLDFRAggregatedAggregated | WLDFR | HFTD - Distribution - Tier 3 - 3QU CoRE ¦ 2QU LoRE | Non-Red Flag Warning - Destructive Fires | Aggregated | Aggregated | 2048 | 1.7002e-06 | 0 | 610.7187 | 0.0010384 | 2048 | Mitigation | 0.08575 | 30 | 0 | esc | 0.0012005 | 2.0411e-09 | 0.00060025 | 1.0206e-09 | 0.0015435 | 2.6243e-09
[79 empty] | WLDFR | HFTD - Distribution - Tier 3 - 3QU CoRE ¦ 1QU LoRE | Seismic - Red Flag Warning - Catastrophic Fires | 2026 | 1.3628e-11 | 6.814e-12 | 1.7522e-11 | 21835.9781 | 428.6023 | 13939.561 | 7467.8148 | 0 | 0 | 0 | 1.1352e-08 |  | 2.9758e-07 | 0 | 2.9758e-07 | 1.4879e-07 | 0 | 1.4879e-07 | 3.8261e-07 | 0 | 3.8261e-07 | [16 empty] | 7.3.1.3 Ignition probability mapping showing the probability of ignition along the electric lines and equipmentWLDFRAggregatedAggregated | WLDFR | HFTD - Distribution - Tier 3 - 3QU CoRE ¦ 2QU LoRE | Non-Red Flag Warning - Destructive Fires | Aggregated | Aggregated | 2049 | 1.7002e-06 | 0 | 610.7187 | 0.0010384 | 2049 | Mitigation | 0.08575 | 30 | 0 | esc | 0.0012005 | 2.0411e-09 | 0.00060025 | 1.0206e-09 | 0.0015435 | 2.6243e-09
[79 empty] | WLDFR | HFTD - Distribution - Tier 3 - 3QU CoRE ¦ 1QU LoRE | Seismic - Red Flag Warning - Catastrophic Fires | 2027 | 1.3628e-11 | 6.814e-12 | 1.7522e-11 | 21835.9781 | 428.6023 | 13939.561 | 7467.8148 | 0 | 0 | 0 | 1.1352e-08 |  | 2.9758e-07 | 0 | 2.9758e-07 | 1.4879e-07 | 0 | 1.4879e-07 | 3.8261e-07 | 0 | 3.8261e-07 | [16 empty] | 7.3.1.3 Ignition probability mapping showing the probability of ignition along the electric lines and equipmentWLDFRAggregatedAggregated | WLDFR | HFTD - Distribution - Tier 3 - 3QU CoRE ¦ 2QU LoRE | Non-Red Flag Warning - Destructive Fires | Aggregated | Aggregated | 2050 | 1.7002e-06 | 0 | 610.7187 | 0.0010384 | 2050 | Mitigation | 0.08575 | 30 | 0 | esc | 0 | 0 | 0.00060025 | 1.0206e-09 | 0.0015435 | 2.6243e-09
[79 empty] | WLDFR | HFTD - Distribution - Tier 3 - 3QU CoRE ¦ 1QU LoRE | Seismic - Red Flag Warning - Catastrophic Fires | 2028 | 1.3628e-11 | 6.814e-12 | 1.7522e-11 | 22783.187 | 453.261 | 14531.3357 | 7798.5904 | 0 | 0 | 0 | 1.1352e-08 |  | 3.1049e-07 | 0 | 3.1049e-07 | 1.5525e-07 | 0 | 1.5525e-07 | 3.992e-07 | 0 | 3.992e-07 | [16 empty] | 7.3.1.3 Ignition probability mapping showing the probability of ignition along the electric lines and equipmentWLDFRAggregatedAggregated | WLDFR | HFTD - Distribution - Tier 3 - 3QU CoRE ¦ 2QU LoRE | Non-Red Flag Warning - Destructive Fires | Aggregated | Aggregated | 2051 | 1.7002e-06 | 0 | 610.7187 | 0.0010384 | 2051 | Mitigation | 0.08575 | 30 | 0 | esc | 0 | 0 | 0 | 0 | 0.0015435 | 2.6243e-09
[79 empty] | WLDFR | HFTD - Distribution - Tier 3 - 3QU CoRE ¦ 1QU LoRE | Seismic - Red Flag Warning - Catastrophic Fires | 2029 | 1.3628e-11 | 6.814e-12 | 1.7522e-11 | 22783.187 | 453.261 | 14531.3357 | 7798.5904 | 0 | 0 | 0 | 1.1352e-08 |  | 3.1049e-07 | 0 | 3.1049e-07 | 1.5525e-07 | 0 | 1.5525e-07 | 3.992e-07 | 0 | 3.992e-07 | [16 empty] | 7.3.1.3 Ignition probability mapping showing the probability of ignition along the electric lines and equipmentWLDFRAggregatedAggregated | WLDFR | HFTD - Distribution - Tier 3 - 3QU CoRE ¦ 2QU LoRE | Non-Red Flag Warning - Large Fires | Aggregated | Aggregated | 2021 | 1.8351e-05 | 0 | 610.7187 | 0.011207 | 2021 | Mitigation | 0.08575 | 30 | 0 | esc | 0.0012005 | 2.2031e-08 | 0.00060025 | 1.1015e-08 | 0 | 0
[79 empty] | WLDFR | HFTD - Distribution - Tier 3 - 3QU CoRE ¦ 1QU LoRE | Seismic - Red Flag Warning - Catastrophic Fires | 2030 | 1.3628e-11 | 6.814e-12 | 1.7522e-11 | 22783.187 | 453.261 | 14531.3357 | 7798.5904 | 0 | 0 | 0 | 1.1352e-08 |  | 3.1049e-07 | 0 | 3.1049e-07 | 1.5525e-07 | 0 | 1.5525e-07 | 3.992e-07 | 0 | 3.992e-07 | [16 empty] | 7.3.1.3 Ignition probability mapping showing the probability of ignition along the electric lines and equipmentWLDFRAggregatedAggregated | WLDFR | HFTD - Distribution - Tier 3 - 3QU CoRE ¦ 2QU LoRE | Non-Red Flag Warning - Large Fires | Aggregated | Aggregated | 2022 | 1.8351e-05 | 0 | 610.7187 | 0.011207 | 2022 | Mitigation | 0.08575 | 30 | 0 | esc | 0.0012005 | 2.2031e-08 | 0.00060025 | 1.1015e-08 | 0.0015435 | 2.8325e-08
[79 empty] | WLDFR | HFTD - Distribution - Tier 3 - 3QU CoRE ¦ 1QU LoRE | Seismic - Red Flag Warning - Catastrophic Fires | 2031 | 1.3628e-11 | 6.814e-12 | 1.7522e-11 | 22783.187 | 453.261 | 14531.3357 | 7798.5904 | 0 | 0 | 0 | 1.1352e-08 |  | 3.1049e-07 | 0 | 3.1049e-07 | 1.5525e-07 | 0 | 1.5525e-07 | 3.992e-07 | 0 | 3.992e-07 | [16 empty] | 7.3.1.3 Ignition probability mapping showing the probability of ignition along the electric lines and equipmentWLDFRAggregatedAggregated | WLDFR | HFTD - Distribution - Tier 3 - 3QU CoRE ¦ 2QU LoRE | Non-Red Flag Warning - Large Fires | Aggregated | Aggregated | 2023 | 1.8351e-05 | 0 | 610.7187 | 0.011207 | 2023 | Mitigation | 0.08575 | 30 | 0 | esc | 0.0012005 | 2.2031e-08 | 0.00060025 | 1.1015e-08 | 0.0015435 | 2.8325e-08
[79 empty] | WLDFR | HFTD - Distribution - Tier 3 - 3QU CoRE ¦ 1QU LoRE | Seismic - Red Flag Warning - Catastrophic Fires | 2032 | 1.3628e-11 | 6.814e-12 | 1.7522e-11 | 22783.187 | 453.261 | 14531.3357 | 7798.5904 | 0 | 0 | 0 | 1.1352e-08 |  | 3.1049e-07 | 0 | 3.1049e-07 | 1.5525e-07 | 0 | 1.5525e-07 | 3.992e-07 | 0 | 3.992e-07 | [16 empty] | 7.3.1.3 Ignition probability mapping showing the probability of ignition along the electric lines and equipmentWLDFRAggregatedAggregated | WLDFR | HFTD - Distribution - Tier 3 - 3QU CoRE ¦ 2QU LoRE | Non-Red Flag Warning - Large Fires | Aggregated | Aggregated | 2024 | 1.8351e-05 | 0 | 610.7187 | 0.011207 | 2024 | Mitigation | 0.08575 | 30 | 0 | esc | 0.0012005 | 2.2031e-08 | 0.00060025 | 1.1015e-08 | 0.0015435 | 2.8325e-08
[79 empty] | WLDFR | HFTD - Distribution - Tier 3 - 3QU CoRE ¦ 1QU LoRE | Seismic - Red Flag Warning - Catastrophic Fires | 2033 | 1.3628e-11 | 6.814e-12 | 1.7522e-11 | 23835.2641 | 480.9649 | 15187.7294 | 8166.5698 | 0 | 0 | 0 | 1.1352e-08 |  | 3.2483e-07 | 0 | 3.2483e-07 | 1.6241e-07 | 0 | 1.6241e-07 | 4.1764e-07 | 0 | 4.1764e-07 | [16 empty] | 7.3.1.3 Ignition probability mapping showing the probability of ignition along the electric lines and equipmentWLDFRAggregatedAggregated | WLDFR | HFTD - Distribution - Tier 3 - 3QU CoRE ¦ 2QU LoRE | Non-Red Flag Warning - Large Fires | Aggregated | Aggregated | 2025 | 1.8351e-05 | 0 | 610.7187 | 0.011207 | 2025 | Mitigation | 0.08575 | 30 | 0 | esc | 0.0012005 | 2.2031e-08 | 0.00060025 | 1.1015e-08 | 0.0015435 | 2.8325e-08
[79 empty] | WLDFR | HFTD - Distribution - Tier 3 - 3QU CoRE ¦ 1QU LoRE | Seismic - Red Flag Warning - Catastrophic Fires | 2034 | 1.3628e-11 | 6.814e-12 | 1.7522e-11 | 23835.2641 | 480.9649 | 15187.7294 | 8166.5698 | 0 | 0 | 0 | 1.1352e-08 |  | 3.2483e-07 | 0 | 3.2483e-07 | 1.6241e-07 | 0 | 1.6241e-07 | 4.1764e-07 | 0 | 4.1764e-07 | [16 empty] | 7.3.1.3 Ignition probability mapping showing the probability of ignition along the electric lines and equipmentWLDFRAggregatedAggregated | WLDFR | HFTD - Distribution - Tier 3 - 3QU CoRE ¦ 2QU LoRE | Non-Red Flag Warning - Large Fires | Aggregated | Aggregated | 2026 | 1.8351e-05 | 0 | 610.7187 | 0.011207 | 2026 | Mitigation | 0.08575 | 30 | 0 | esc | 0.0012005 | 2.2031e-08 | 0.00060025 | 1.1015e-08 | 0.0015435 | 2.8325e-08
[79 empty] | WLDFR | HFTD - Distribution - Tier 3 - 3QU CoRE ¦ 1QU LoRE | Seismic - Red Flag Warning - Catastrophic Fires | 2035 | 1.3628e-11 | 6.814e-12 | 1.7522e-11 | 23835.2641 | 480.9649 | 15187.7294 | 8166.5698 | 0 | 0 | 0 | 1.1352e-08 |  | 3.2483e-07 | 0 | 3.2483e-07 | 1.6241e-07 | 0 | 1.6241e-07 | 4.1764e-07 | 0 | 4.1764e-07 | [16 empty] | 7.3.1.3 Ignition probability mapping showing the probability of ignition along the electric lines and equipmentWLDFRAggregatedAggregated | WLDFR | HFTD - Distribution - Tier 3 - 3QU CoRE ¦ 2QU LoRE | Non-Red Flag Warning - Large Fires | Aggregated | Aggregated | 2027 | 1.8351e-05 | 0 | 610.7187 | 0.011207 | 2027 | Mitigation | 0.08575 | 30 | 0 | esc | 0.0012005 | 2.2031e-08 | 0.00060025 | 1.1015e-08 | 0.0015435 | 2.8325e-08
[79 empty] | WLDFR | HFTD - Distribution - Tier 3 - 3QU CoRE ¦ 1QU LoRE | Seismic - Red Flag Warning - Catastrophic Fires | 2036 | 1.3628e-11 | 6.814e-12 | 1.7522e-11 | 23835.2641 | 480.9649 | 15187.7294 | 8166.5698 | 0 | 0 | 0 | 1.1352e-08 |  | 3.2483e-07 | 0 | 3.2483e-07 | 1.6241e-07 | 0 | 1.6241e-07 | 4.1764e-07 | 0 | 4.1764e-07 | [16 empty] | 7.3.1.3 Ignition probability mapping showing the probability of ignition along the electric lines and equipmentWLDFRAggregatedAggregated | WLDFR | HFTD - Distribution - Tier 3 - 3QU CoRE ¦ 2QU LoRE | Non-Red Flag Warning - Large Fires | Aggregated | Aggregated | 2028 | 1.8351e-05 | 0 | 610.7187 | 0.011207 | 2028 | Mitigation | 0.08575 | 30 | 0 | esc | 0.0012005 | 2.2031e-08 | 0.00060025 | 1.1015e-08 | 0.0015435 | 2.8325e-08
[79 empty] | WLDFR | HFTD - Distribution - Tier 3 - 3QU CoRE ¦ 1QU LoRE | Seismic - Red Flag Warning - Catastrophic Fires | 2037 | 1.3628e-11 | 6.814e-12 | 1.7522e-11 | 23835.2641 | 480.9649 | 15187.7294 | 8166.5698 | 0 | 0 | 0 | 1.1352e-08 |  | 3.2483e-07 | 0 | 3.2483e-07 | 1.6241e-07 | 0 | 1.6241e-07 | 4.1764e-07 | 0 | 4.1764e-07 | [16 empty] | 7.3.1.3 Ignition probability mapping showing the probability of ignition along the electric lines and equipmentWLDFRAggregatedAggregated | WLDFR | HFTD - Distribution - Tier 3 - 3QU CoRE ¦ 2QU LoRE | Non-Red Flag Warning - Large Fires | Aggregated | Aggregated | 2029 | 1.8351e-05 | 0 | 610.7187 | 0.011207 | 2029 | Mitigation | 0.08575 | 30 | 0 | esc | 0.0012005 | 2.2031e-08 | 0.00060025 | 1.1015e-08 | 0.0015435 | 2.8325e-08
[79 empty] | WLDFR | HFTD - Distribution - Tier 3 - 3QU CoRE ¦ 1QU LoRE | Seismic - Red Flag Warning - Catastrophic Fires | 2038 | 1.3628e-11 | 6.814e-12 | 1.7522e-11 | 24976.6418 | 511.3745 | 15898.8237 | 8566.4437 | 0 | 0 | 0 | 1.1352e-08 |  | 3.4038e-07 | 0 | 3.4038e-07 | 1.7019e-07 | 0 | 1.7019e-07 | 4.3764e-07 | 0 | 4.3764e-07 | [16 empty] | 7.3.1.3 Ignition probability mapping showing the probability of ignition along the electric lines and equipmentWLDFRAggregatedAggregated | WLDFR | HFTD - Distribution - Tier 3 - 3QU CoRE ¦ 2QU LoRE | Non-Red Flag Warning - Large Fires | Aggregated | Aggregated | 2030 | 1.8351e-05 | 0 | 610.7187 | 0.011207 | 2030 | Mitigation | 0.08575 | 30 | 0 | esc | 0.0012005 | 2.2031e-08 | 0.00060025 | 1.1015e-08 | 0.0015435 | 2.8325e-08
[79 empty] | WLDFR | HFTD - Distribution - Tier 3 - 3QU CoRE ¦ 1QU LoRE | Seismic - Red Flag Warning - Catastrophic Fires | 2039 | 1.3628e-11 | 6.814e-12 | 1.7522e-11 | 24976.6418 | 511.3745 | 15898.8237 | 8566.4437 | 0 | 0 | 0 | 1.1352e-08 |  | 3.4038e-07 | 0 | 3.4038e-07 | 1.7019e-07 | 0 | 1.7019e-07 | 4.3764e-07 | 0 | 4.3764e-07 | [16 empty] | 7.3.1.3 Ignition probability mapping showing the probability of ignition along the electric lines and equipmentWLDFRAggregatedAggregated | WLDFR | HFTD - Distribution - Tier 3 - 3QU CoRE ¦ 2QU LoRE | Non-Red Flag Warning - Large Fires | Aggregated | Aggregated | 2031 | 1.8351e-05 | 0 | 610.7187 | 0.011207 | 2031 | Mitigation | 0.08575 | 30 | 0 | esc | 0.0012005 | 2.2031e-08 | 0.00060025 | 1.1015e-08 | 0.0015435 | 2.8325e-08
[79 empty] | WLDFR | HFTD - Distribution - Tier 3 - 3QU CoRE ¦ 1QU LoRE | Seismic - Red Flag Warning - Catastrophic Fires | 2040 | 1.3628e-11 | 6.814e-12 | 1.7522e-11 | 24976.6418 | 511.3745 | 15898.8237 | 8566.4437 | 0 | 0 | 0 | 1.1352e-08 |  | 3.4038e-07 | 0 | 3.4038e-07 | 1.7019e-07 | 0 | 1.7019e-07 | 4.3764e-07 | 0 | 4.3764e-07 | [16 empty] | 7.3.1.3 Ignition probability mapping showing the probability of ignition along the electric lines and equipmentWLDFRAggregatedAggregated | WLDFR | HFTD - Distribution - Tier 3 - 3QU CoRE ¦ 2QU LoRE | Non-Red Flag Warning - Large Fires | Aggregated | Aggregated | 2032 | 1.8351e-05 | 0 | 610.7187 | 0.011207 | 2032 | Mitigation | 0.08575 | 30 | 0 | esc | 0.0012005 | 2.2031e-08 | 0.00060025 | 1.1015e-08 | 0.0015435 | 2.8325e-08
[79 empty] | WLDFR | HFTD - Distribution - Tier 3 - 3QU CoRE ¦ 1QU LoRE | Seismic - Red Flag Warning - Catastrophic Fires | 2041 | 1.3628e-11 | 6.814e-12 | 1.7522e-11 | 24976.6418 | 511.3745 | 15898.8237 | 8566.4437 | 0 | 0 | 0 | 1.1352e-08 |  | 3.4038e-07 | 0 | 3.4038e-07 | 1.7019e-07 | 0 | 1.7019e-07 | 4.3764e-07 | 0 | 4.3764e-07 | [16 empty] | 7.3.1.3 Ignition probability mapping showing the probability of ignition along the electric lines and equipmentWLDFRAggregatedAggregated | WLDFR | HFTD - Distribution - Tier 3 - 3QU CoRE ¦ 2QU LoRE | Non-Red Flag Warning - Large Fires | Aggregated | Aggregated | 2033 | 1.8351e-05 | 0 | 610.7187 | 0.011207 | 2033 | Mitigation | 0.08575 | 30 | 0 | esc | 0.0012005 | 2.2031e-08 | 0.00060025 | 1.1015e-08 | 0.0015435 | 2.8325e-08
[79 empty] | WLDFR | HFTD - Distribution - Tier 3 - 3QU CoRE ¦ 1QU LoRE | Seismic - Red Flag Warning - Catastrophic Fires | 2042 | 1.3628e-11 | 6.814e-12 | 1.7522e-11 | 24976.6418 | 511.3745 | 15898.8237 | 8566.4437 | 0 | 0 | 0 | 1.1352e-08 |  | 3.4038e-07 | 0 | 3.4038e-07 | 1.7019e-07 | 0 | 1.7019e-07 | 4.3764e-07 | 0 | 4.3764e-07 | [16 empty] | 7.3.1.3 Ignition probability mapping showing the probability of ignition along the electric lines and equipmentWLDFRAggregatedAggregated | WLDFR | HFTD - Distribution - Tier 3 - 3QU CoRE ¦ 2QU LoRE | Non-Red Flag Warning - Large Fires | Aggregated | Aggregated | 2034 | 1.8351e-05 | 0 | 610.7187 | 0.011207 | 2034 | Mitigation | 0.08575 | 30 | 0 | esc | 0.0012005 | 2.2031e-08 | 0.00060025 | 1.1015e-08 | 0.0015435 | 2.8325e-08
[79 empty] | WLDFR | HFTD - Distribution - Tier 3 - 3QU CoRE ¦ 1QU LoRE | Seismic - Red Flag Warning - Catastrophic Fires | 2043 | 1.3628e-11 | 6.814e-12 | 1.7522e-11 | 26191.7278 | 544.1291 | 16654.7414 | 8992.8573 | 0 | 0 | 0 | 1.1352e-08 |  | 3.5694e-07 | 0 | 3.5694e-07 | 1.7847e-07 | 0 | 1.7847e-07 | 4.5893e-07 | 0 | 4.5893e-07 | [16 empty] | 7.3.1.3 Ignition probability mapping showing the probability of ignition along the electric lines and equipmentWLDFRAggregatedAggregated | WLDFR | HFTD - Distribution - Tier 3 - 3QU CoRE ¦ 2QU LoRE | Non-Red Flag Warning - Large Fires | Aggregated | Aggregated | 2035 | 1.8351e-05 | 0 | 610.7187 | 0.011207 | 2035 | Mitigation | 0.08575 | 30 | 0 | esc | 0.0012005 | 2.2031e-08 | 0.00060025 | 1.1015e-08 | 0.0015435 | 2.8325e-08
[79 empty] | WLDFR | HFTD - Distribution - Tier 3 - 3QU CoRE ¦ 1QU LoRE | Seismic - Red Flag Warning - Catastrophic Fires | 2044 | 1.3628e-11 | 6.814e-12 | 1.7522e-11 | 26191.7278 | 544.1291 | 16654.7414 | 8992.8573 | 0 | 0 | 0 | 1.1352e-08 |  | 3.5694e-07 | 0 | 3.5694e-07 | 1.7847e-07 | 0 | 1.7847e-07 | 4.5893e-07 | 0 | 4.5893e-07 | [16 empty] | 7.3.1.3 Ignition probability mapping showing the probability of ignition along the electric lines and equipmentWLDFRAggregatedAggregated | WLDFR | HFTD - Distribution - Tier 3 - 3QU CoRE ¦ 2QU LoRE | Non-Red Flag Warning - Large Fires | Aggregated | Aggregated | 2036 | 1.8351e-05 | 0 | 610.7187 | 0.011207 | 2036 | Mitigation | 0.08575 | 30 | 0 | esc | 0.0012005 | 2.2031e-08 | 0.00060025 | 1.1015e-08 | 0.0015435 | 2.8325e-08
[79 empty] | WLDFR | HFTD - Distribution - Tier 3 - 3QU CoRE ¦ 1QU LoRE | Seismic - Red Flag Warning - Catastrophic Fires | 2045 | 1.3628e-11 | 6.814e-12 | 1.7522e-11 | 26191.7278 | 544.1291 | 16654.7414 | 8992.8573 | 0 | 0 | 0 | 1.1352e-08 |  | 3.5694e-07 | 0 | 3.5694e-07 | 1.7847e-07 | 0 | 1.7847e-07 | 4.5893e-07 | 0 | 4.5893e-07 | [16 empty] | 7.3.1.3 Ignition probability mapping showing the probability of ignition along the electric lines and equipmentWLDFRAggregatedAggregated | WLDFR | HFTD - Distribution - Tier 3 - 3QU CoRE ¦ 2QU LoRE | Non-Red Flag Warning - Large Fires | Aggregated | Aggregated | 2037 | 1.8351e-05 | 0 | 610.7187 | 0.011207 | 2037 | Mitigation | 0.08575 | 30 | 0 | esc | 0.0012005 | 2.2031e-08 | 0.00060025 | 1.1015e-08 | 0.0015435 | 2.8325e-08
[79 empty] | WLDFR | HFTD - Distribution - Tier 3 - 3QU CoRE ¦ 1QU LoRE | Seismic - Red Flag Warning - Catastrophic Fires | 2046 | 1.3628e-11 | 6.814e-12 | 1.7522e-11 | 26191.7278 | 544.1291 | 16654.7414 | 8992.8573 | 0 | 0 | 0 | 1.1352e-08 |  | 3.5694e-07 | 0 | 3.5694e-07 | 1.7847e-07 | 0 | 1.7847e-07 | 4.5893e-07 | 0 | 4.5893e-07 | [16 empty] | 7.3.1.3 Ignition probability mapping showing the probability of ignition along the electric lines and equipmentWLDFRAggregatedAggregated | WLDFR | HFTD - Distribution - Tier 3 - 3QU CoRE ¦ 2QU LoRE | Non-Red Flag Warning - Large Fires | Aggregated | Aggregated | 2038 | 1.8351e-05 | 0 | 610.7187 | 0.011207 | 2038 | Mitigation | 0.08575 | 30 | 0 | esc | 0.0012005 | 2.2031e-08 | 0.00060025 | 1.1015e-08 | 0.0015435 | 2.8325e-08
[79 empty] | WLDFR | HFTD - Distribution - Tier 3 - 3QU CoRE ¦ 1QU LoRE | Seismic - Red Flag Warning - Catastrophic Fires | 2047 | 1.3628e-11 | 6.814e-12 | 1.7522e-11 | 26191.7278 | 544.1291 | 16654.7414 | 8992.8573 | 0 | 0 | 0 | 1.1352e-08 |  | 3.5694e-07 | 0 | 3.5694e-07 | 1.7847e-07 | 0 | 1.7847e-07 | 4.5893e-07 | 0 | 4.5893e-07 | [16 empty] | 7.3.1.3 Ignition probability mapping showing the probability of ignition along the electric lines and equipmentWLDFRAggregatedAggregated | WLDFR | HFTD - Distribution - Tier 3 - 3QU CoRE ¦ 2QU LoRE | Non-Red Flag Warning - Large Fires | Aggregated | Aggregated | 2039 | 1.8351e-05 | 0 | 610.7187 | 0.011207 | 2039 | Mitigation | 0.08575 | 30 | 0 | esc | 0.0012005 | 2.2031e-08 | 0.00060025 | 1.1015e-08 | 0.0015435 | 2.8325e-08
[79 empty] | WLDFR | HFTD - Distribution - Tier 3 - 3QU CoRE ¦ 1QU LoRE | Seismic - Red Flag Warning - Catastrophic Fires | 2048 | 1.3628e-11 | 6.814e-12 | 1.7522e-11 | 27464.7227 | 578.8407 | 17445.538 | 9440.3441 | 0 | 0 | 0 | 1.1352e-08 |  | 3.7429e-07 | 0 | 3.7429e-07 | 1.8715e-07 | 0 | 1.8715e-07 | 4.8123e-07 | 0 | 4.8123e-07 | [16 empty] | 7.3.1.3 Ignition probability mapping showing the probability of ignition along the electric lines and equipmentWLDFRAggregatedAggregated | WLDFR | HFTD - Distribution - Tier 3 - 3QU CoRE ¦ 2QU LoRE | Non-Red Flag Warning - Large Fires | Aggregated | Aggregated | 2040 | 1.8351e-05 | 0 | 610.7187 | 0.011207 | 2040 | Mitigation | 0.08575 | 30 | 0 | esc | 0.0012005 | 2.2031e-08 | 0.00060025 | 1.1015e-08 | 0.0015435 | 2.8325e-08
[79 empty] | WLDFR | HFTD - Distribution - Tier 3 - 3QU CoRE ¦ 1QU LoRE | Seismic - Red Flag Warning - Catastrophic Fires | 2049 | 1.3628e-11 | 6.814e-12 | 1.7522e-11 | 27464.7227 | 578.8407 | 17445.538 | 9440.3441 | 0 | 0 | 0 | 1.1352e-08 |  | 3.7429e-07 | 0 | 3.7429e-07 | 1.8715e-07 | 0 | 1.8715e-07 | 4.8123e-07 | 0 | 4.8123e-07 | [16 empty] | 7.3.1.3 Ignition probability mapping showing the probability of ignition along the electric lines and equipmentWLDFRAggregatedAggregated | WLDFR | HFTD - Distribution - Tier 3 - 3QU CoRE ¦ 2QU LoRE | Non-Red Flag Warning - Large Fires | Aggregated | Aggregated | 2041 | 1.8351e-05 | 0 | 610.7187 | 0.011207 | 2041 | Mitigation | 0.08575 | 30 | 0 | esc | 0.0012005 | 2.2031e-08 | 0.00060025 | 1.1015e-08 | 0.0015435 | 2.8325e-08
[79 empty] | WLDFR | HFTD - Distribution - Tier 3 - 3QU CoRE ¦ 1QU LoRE | Seismic - Red Flag Warning - Catastrophic Fires | 2050 | 0 | 6.814e-12 | 1.7522e-11 | 27464.7227 | 578.8407 | 17445.538 | 9440.3441 | 0 | 0 | 0 | 1.1352e-08 |  | 0 | 0 | 0 | 1.8715e-07 | 0 | 1.8715e-07 | 4.8123e-07 | 0 | 4.8123e-07 | [16 empty] | 7.3.1.3 Ignition probability mapping showing the probability of ignition along the electric lines and equipmentWLDFRAggregatedAggregated | WLDFR | HFTD - Distribution - Tier 3 - 3QU CoRE ¦ 2QU LoRE | Non-Red Flag Warning - Large Fires | Aggregated | Aggregated | 2042 | 1.8351e-05 | 0 | 610.7187 | 0.011207 | 2042 | Mitigation | 0.08575 | 30 | 0 | esc | 0.0012005 | 2.2031e-08 | 0.00060025 | 1.1015e-08 | 0.0015435 | 2.8325e-08
[79 empty] | WLDFR | HFTD - Distribution - Tier 3 - 3QU CoRE ¦ 1QU LoRE | Seismic - Red Flag Warning - Catastrophic Fires | 2051 | 0 | 0 | 1.7522e-11 | 27464.7227 | 578.8407 | 17445.538 | 9440.3441 | 0 | 0 | 0 | 1.1352e-08 |  | 0 | 0 | 0 | 0 | 0 | 0 | 4.8123e-07 | 0 | 4.8123e-07 | [16 empty] | 7.3.1.3 Ignition probability mapping showing the probability of ignition along the electric lines and equipmentWLDFRAggregatedAggregated | WLDFR | HFTD - Distribution - Tier 3 - 3QU CoRE ¦ 2QU LoRE | Non-Red Flag Warning - Large Fires | Aggregated | Aggregated | 2043 | 1.8351e-05 | 0 | 610.7187 | 0.011207 | 2043 | Mitigation | 0.08575 | 30 | 0 | esc | 0.0012005 | 2.2031e-08 | 0.00060025 | 1.1015e-08 | 0.0015435 | 2.8325e-08
[79 empty] | WLDFR | HFTD - Distribution - Tier 3 - 3QU CoRE ¦ 2QU LoRE | Non-Red Flag Warning - Catastrophic Fires | 2020 | 1.6054e-09 | 0 | 0 | 14146.1306 | 222.2294 | 8585.7228 | 5338.1784 | 0 | 0 | 0 | 1.3373e-06 |  | 2.271e-05 | 0 | 2.271e-05 | 0 | 0 | 0 | 0 | 0 | 0 | [16 empty] | 7.3.1.3 Ignition probability mapping showing the probability of ignition along the electric lines and equipmentWLDFRAggregatedAggregated | WLDFR | HFTD - Distribution - Tier 3 - 3QU CoRE ¦ 2QU LoRE | Non-Red Flag Warning - Large Fires | Aggregated | Aggregated | 2044 | 1.8351e-05 | 0 | 610.7187 | 0.011207 | 2044 | Mitigation | 0.08575 | 30 | 0 | esc | 0.0012005 | 2.2031e-08 | 0.00060025 | 1.1015e-08 | 0.0015435 | 2.8325e-08
[79 empty] | WLDFR | HFTD - Distribution - Tier 3 - 3QU CoRE ¦ 2QU LoRE | Non-Red Flag Warning - Catastrophic Fires | 2021 | 1.6054e-09 | 8.0269e-10 | 0 | 14146.1306 | 222.2294 | 8585.7228 | 5338.1784 | 0 | 0 | 0 | 1.3373e-06 |  | 2.271e-05 | 0 | 2.271e-05 | 1.1355e-05 | 0 | 1.1355e-05 | 0 | 0 | 0 | [16 empty] | 7.3.1.3 Ignition probability mapping showing the probability of ignition along the electric lines and equipmentWLDFRAggregatedAggregated | WLDFR | HFTD - Distribution - Tier 3 - 3QU CoRE ¦ 2QU LoRE | Non-Red Flag Warning - Large Fires | Aggregated | Aggregated | 2045 | 1.8351e-05 | 0 | 610.7187 | 0.011207 | 2045 | Mitigation | 0.08575 | 30 | 0 | esc | 0.0012005 | 2.2031e-08 | 0.00060025 | 1.1015e-08 | 0.0015435 | 2.8325e-08
[79 empty] | WLDFR | HFTD - Distribution - Tier 3 - 3QU CoRE ¦ 2QU LoRE | Non-Red Flag Warning - Catastrophic Fires | 2022 | 1.6054e-09 | 8.0269e-10 | 2.0641e-09 | 14146.1306 | 222.2294 | 8585.7228 | 5338.1784 | 0 | 0 | 0 | 1.3373e-06 |  | 2.271e-05 | 0 | 2.271e-05 | 1.1355e-05 | 0 | 1.1355e-05 | 2.9198e-05 | 0 | 2.9198e-05 | [16 empty] | 7.3.1.3 Ignition probability mapping showing the probability of ignition along the electric lines and equipmentWLDFRAggregatedAggregated | WLDFR | HFTD - Distribution - Tier 3 - 3QU CoRE ¦ 2QU LoRE | Non-Red Flag Warning - Large Fires | Aggregated | Aggregated | 2046 | 1.8351e-05 | 0 | 610.7187 | 0.011207 | 2046 | Mitigation | 0.08575 | 30 | 0 | esc | 0.0012005 | 2.2031e-08 | 0.00060025 | 1.1015e-08 | 0.0015435 | 2.8325e-08
[79 empty] | WLDFR | HFTD - Distribution - Tier 3 - 3QU CoRE ¦ 2QU LoRE | Non-Red Flag Warning - Catastrophic Fires | 2023 | 1.6054e-09 | 8.0269e-10 | 2.0641e-09 | 14664.6376 | 233.2301 | 8896.516 | 5534.8915 | 0 | 0 | 0 | 1.3373e-06 |  | 2.3542e-05 | 0 | 2.3542e-05 | 1.1771e-05 | 0 | 1.1771e-05 | 3.0269e-05 | 0 | 3.0269e-05 | [16 empty] | 7.3.1.3 Ignition probability mapping showing the probability of ignition along the electric lines and equipmentWLDFRAggregatedAggregated | WLDFR | HFTD - Distribution - Tier 3 - 3QU CoRE ¦ 2QU LoRE | Non-Red Flag Warning - Large Fires | Aggregated | Aggregated | 2047 | 1.8351e-05 | 0 | 610.7187 | 0.011207 | 2047 | Mitigation | 0.08575 | 30 | 0 | esc | 0.0012005 | 2.2031e-08 | 0.00060025 | 1.1015e-08 | 0.0015435 | 2.8325e-08
[79 empty] | WLDFR | HFTD - Distribution - Tier 3 - 3QU CoRE ¦ 2QU LoRE | Non-Red Flag Warning - Catastrophic Fires | 2024 | 1.6054e-09 | 8.0269e-10 | 2.0641e-09 | 14664.6376 | 233.2301 | 8896.516 | 5534.8915 | 0 | 0 | 0 | 1.3373e-06 |  | 2.3542e-05 | 0 | 2.3542e-05 | 1.1771e-05 | 0 | 1.1771e-05 | 3.0269e-05 | 0 | 3.0269e-05 | [16 empty] | 7.3.1.3 Ignition probability mapping showing the probability of ignition along the electric lines and equipmentWLDFRAggregatedAggregated | WLDFR | HFTD - Distribution - Tier 3 - 3QU CoRE ¦ 2QU LoRE | Non-Red Flag Warning - Large Fires | Aggregated | Aggregated | 2048 | 1.8351e-05 | 0 | 610.7187 | 0.011207 | 2048 | Mitigation | 0.08575 | 30 | 0 | esc | 0.0012005 | 2.2031e-08 | 0.00060025 | 1.1015e-08 | 0.0015435 | 2.8325e-08
[79 empty] | WLDFR | HFTD - Distribution - Tier 3 - 3QU CoRE ¦ 2QU LoRE | Non-Red Flag Warning - Catastrophic Fires | 2025 | 1.6054e-09 | 8.0269e-10 | 2.0641e-09 | 14664.6376 | 233.2301 | 8896.516 | 5534.8915 | 0 | 0 | 0 | 1.3373e-06 |  | 2.3542e-05 | 0 | 2.3542e-05 | 1.1771e-05 | 0 | 1.1771e-05 | 3.0269e-05 | 0 | 3.0269e-05 | [16 empty] | 7.3.1.3 Ignition probability mapping showing the probability of ignition along the electric lines and equipmentWLDFRAggregatedAggregated | WLDFR | HFTD - Distribution - Tier 3 - 3QU CoRE ¦ 2QU LoRE | Non-Red Flag Warning - Large Fires | Aggregated | Aggregated | 2049 | 1.8351e-05 | 0 | 610.7187 | 0.011207 | 2049 | Mitigation | 0.08575 | 30 | 0 | esc | 0.0012005 | 2.2031e-08 | 0.00060025 | 1.1015e-08 | 0.0015435 | 2.8325e-08
[79 empty] | WLDFR | HFTD - Distribution - Tier 3 - 3QU CoRE ¦ 2QU LoRE | Non-Red Flag Warning - Catastrophic Fires | 2026 | 1.6054e-09 | 8.0269e-10 | 2.0641e-09 | 14664.6376 | 233.2301 | 8896.516 | 5534.8915 | 0 | 0 | 0 | 1.3373e-06 |  | 2.3542e-05 | 0 | 2.3542e-05 | 1.1771e-05 | 0 | 1.1771e-05 | 3.0269e-05 | 0 | 3.0269e-05 | [16 empty] | 7.3.1.3 Ignition probability mapping showing the probability of ignition along the electric lines and equipmentWLDFRAggregatedAggregated | WLDFR | HFTD - Distribution - Tier 3 - 3QU CoRE ¦ 2QU LoRE | Non-Red Flag Warning - Large Fires | Aggregated | Aggregated | 2050 | 1.8351e-05 | 0 | 610.7187 | 0.011207 | 2050 | Mitigation | 0.08575 | 30 | 0 | esc | 0 | 0 | 0.00060025 | 1.1015e-08 | 0.0015435 | 2.8325e-08
[79 empty] | WLDFR | HFTD - Distribution - Tier 3 - 3QU CoRE ¦ 2QU LoRE | Non-Red Flag Warning - Catastrophic Fires | 2027 | 1.6054e-09 | 8.0269e-10 | 2.0641e-09 | 14664.6376 | 233.2301 | 8896.516 | 5534.8915 | 0 | 0 | 0 | 1.3373e-06 |  | 2.3542e-05 | 0 | 2.3542e-05 | 1.1771e-05 | 0 | 1.1771e-05 | 3.0269e-05 | 0 | 3.0269e-05 | [16 empty] | 7.3.1.3 Ignition probability mapping showing the probability of ignition along the electric lines and equipmentWLDFRAggregatedAggregated | WLDFR | HFTD - Distribution - Tier 3 - 3QU CoRE ¦ 2QU LoRE | Non-Red Flag Warning - Large Fires | Aggregated | Aggregated | 2051 | 1.8351e-05 | 0 | 610.7187 | 0.011207 | 2051 | Mitigation | 0.08575 | 30 | 0 | esc | 0 | 0 | 0 | 0 | 0.0015435 | 2.8325e-08
[79 empty] | WLDFR | HFTD - Distribution - Tier 3 - 3QU CoRE ¦ 2QU LoRE | Non-Red Flag Warning - Catastrophic Fires | 2028 | 1.6054e-09 | 8.0269e-10 | 2.0641e-09 | 15317.9909 | 247.273 | 9287.6491 | 5783.0689 | 0 | 0 | 0 | 1.3373e-06 |  | 2.4591e-05 | 0 | 2.4591e-05 | 1.2296e-05 | 0 | 1.2296e-05 | 3.1617e-05 | 0 | 3.1617e-05 | [16 empty] | 7.3.1.3 Ignition probability mapping showing the probability of ignition along the electric lines and equipmentWLDFRAggregatedAggregated | WLDFR | HFTD - Distribution - Tier 3 - 3QU CoRE ¦ 2QU LoRE | Non-Red Flag Warning - Small Fires | Aggregated | Aggregated | 2021 | 0.0057562 | 0 | 610.7187 | 3.5154 | 2021 | Mitigation | 0.08575 | 30 | 0 | esc | 0.0012005 | 6.9103e-06 | 0.00060025 | 3.4551e-06 | 0 | 0
[79 empty] | WLDFR | HFTD - Distribution - Tier 3 - 3QU CoRE ¦ 2QU LoRE | Non-Red Flag Warning - Catastrophic Fires | 2029 | 1.6054e-09 | 8.0269e-10 | 2.0641e-09 | 15317.9909 | 247.273 | 9287.6491 | 5783.0689 | 0 | 0 | 0 | 1.3373e-06 |  | 2.4591e-05 | 0 | 2.4591e-05 | 1.2296e-05 | 0 | 1.2296e-05 | 3.1617e-05 | 0 | 3.1617e-05 | [16 empty] | 7.3.1.3 Ignition probability mapping showing the probability of ignition along the electric lines and equipmentWLDFRAggregatedAggregated | WLDFR | HFTD - Distribution - Tier 3 - 3QU CoRE ¦ 2QU LoRE | Non-Red Flag Warning - Small Fires | Aggregated | Aggregated | 2022 | 0.0057562 | 0 | 610.7187 | 3.5154 | 2022 | Mitigation | 0.08575 | 30 | 0 | esc | 0.0012005 | 6.9103e-06 | 0.00060025 | 3.4551e-06 | 0.0015435 | 8.8846e-06
[79 empty] | WLDFR | HFTD - Distribution - Tier 3 - 3QU CoRE ¦ 2QU LoRE | Non-Red Flag Warning - Catastrophic Fires | 2030 | 1.6054e-09 | 8.0269e-10 | 2.0641e-09 | 15317.9909 | 247.273 | 9287.6491 | 5783.0689 | 0 | 0 | 0 | 1.3373e-06 |  | 2.4591e-05 | 0 | 2.4591e-05 | 1.2296e-05 | 0 | 1.2296e-05 | 3.1617e-05 | 0 | 3.1617e-05 | [16 empty] | 7.3.1.3 Ignition probability mapping showing the probability of ignition along the electric lines and equipmentWLDFRAggregatedAggregated | WLDFR | HFTD - Distribution - Tier 3 - 3QU CoRE ¦ 2QU LoRE | Non-Red Flag Warning - Small Fires | Aggregated | Aggregated | 2023 | 0.0057562 | 0 | 610.7187 | 3.5154 | 2023 | Mitigation | 0.08575 | 30 | 0 | esc | 0.0012005 | 6.9103e-06 | 0.00060025 | 3.4551e-06 | 0.0015435 | 8.8846e-06
[79 empty] | WLDFR | HFTD - Distribution - Tier 3 - 3QU CoRE ¦ 2QU LoRE | Non-Red Flag Warning - Catastrophic Fires | 2031 | 1.6054e-09 | 8.0269e-10 | 2.0641e-09 | 15317.9909 | 247.273 | 9287.6491 | 5783.0689 | 0 | 0 | 0 | 1.3373e-06 |  | 2.4591e-05 | 0 | 2.4591e-05 | 1.2296e-05 | 0 | 1.2296e-05 | 3.1617e-05 | 0 | 3.1617e-05 | [16 empty] | 7.3.1.3 Ignition probability mapping showing the probability of ignition along the electric lines and equipmentWLDFRAggregatedAggregated | WLDFR | HFTD - Distribution - Tier 3 - 3QU CoRE ¦ 2QU LoRE | Non-Red Flag Warning - Small Fires | Aggregated | Aggregated | 2024 | 0.0057562 | 0 | 610.7187 | 3.5154 | 2024 | Mitigation | 0.08575 | 30 | 0 | esc | 0.0012005 | 6.9103e-06 | 0.00060025 | 3.4551e-06 | 0.0015435 | 8.8846e-06
[79 empty] | WLDFR | HFTD - Distribution - Tier 3 - 3QU CoRE ¦ 2QU LoRE | Non-Red Flag Warning - Catastrophic Fires | 2032 | 1.6054e-09 | 8.0269e-10 | 2.0641e-09 | 15317.9909 | 247.273 | 9287.6491 | 5783.0689 | 0 | 0 | 0 | 1.3373e-06 |  | 2.4591e-05 | 0 | 2.4591e-05 | 1.2296e-05 | 0 | 1.2296e-05 | 3.1617e-05 | 0 | 3.1617e-05 | [16 empty] | 7.3.1.3 Ignition probability mapping showing the probability of ignition along the electric lines and equipmentWLDFRAggregatedAggregated | WLDFR | HFTD - Distribution - Tier 3 - 3QU CoRE ¦ 2QU LoRE | Non-Red Flag Warning - Small Fires | Aggregated | Aggregated | 2025 | 0.0057562 | 0 | 610.7187 | 3.5154 | 2025 | Mitigation | 0.08575 | 30 | 0 | esc | 0.0012005 | 6.9103e-06 | 0.00060025 | 3.4551e-06 | 0.0015435 | 8.8846e-06
[79 empty] | WLDFR | HFTD - Distribution - Tier 3 - 3QU CoRE ¦ 2QU LoRE | Non-Red Flag Warning - Catastrophic Fires | 2033 | 1.6054e-09 | 8.0269e-10 | 2.0641e-09 | 16044.1264 | 263.1074 | 9721.74 | 6059.2791 | 0 | 0 | 0 | 1.3373e-06 |  | 2.5757e-05 | 0 | 2.5757e-05 | 1.2878e-05 | 0 | 1.2878e-05 | 3.3116e-05 | 0 | 3.3116e-05 | [16 empty] | 7.3.1.3 Ignition probability mapping showing the probability of ignition along the electric lines and equipmentWLDFRAggregatedAggregated | WLDFR | HFTD - Distribution - Tier 3 - 3QU CoRE ¦ 2QU LoRE | Non-Red Flag Warning - Small Fires | Aggregated | Aggregated | 2026 | 0.0057562 | 0 | 610.7187 | 3.5154 | 2026 | Mitigation | 0.08575 | 30 | 0 | esc | 0.0012005 | 6.9103e-06 | 0.00060025 | 3.4551e-06 | 0.0015435 | 8.8846e-06
[79 empty] | WLDFR | HFTD - Distribution - Tier 3 - 3QU CoRE ¦ 2QU LoRE | Non-Red Flag Warning - Catastrophic Fires | 2034 | 1.6054e-09 | 8.0269e-10 | 2.0641e-09 | 16044.1264 | 263.1074 | 9721.74 | 6059.2791 | 0 | 0 | 0 | 1.3373e-06 |  | 2.5757e-05 | 0 | 2.5757e-05 | 1.2878e-05 | 0 | 1.2878e-05 | 3.3116e-05 | 0 | 3.3116e-05 | [16 empty] | 7.3.1.3 Ignition probability mapping showing the probability of ignition along the electric lines and equipmentWLDFRAggregatedAggregated | WLDFR | HFTD - Distribution - Tier 3 - 3QU CoRE ¦ 2QU LoRE | Non-Red Flag Warning - Small Fires | Aggregated | Aggregated | 2027 | 0.0057562 | 0 | 610.7187 | 3.5154 | 2027 | Mitigation | 0.08575 | 30 | 0 | esc | 0.0012005 | 6.9103e-06 | 0.00060025 | 3.4551e-06 | 0.0015435 | 8.8846e-06
[79 empty] | WLDFR | HFTD - Distribution - Tier 3 - 3QU CoRE ¦ 2QU LoRE | Non-Red Flag Warning - Catastrophic Fires | 2035 | 1.6054e-09 | 8.0269e-10 | 2.0641e-09 | 16044.1264 | 263.1074 | 9721.74 | 6059.2791 | 0 | 0 | 0 | 1.3373e-06 |  | 2.5757e-05 | 0 | 2.5757e-05 | 1.2878e-05 | 0 | 1.2878e-05 | 3.3116e-05 | 0 | 3.3116e-05 | [16 empty] | 7.3.1.3 Ignition probability mapping showing the probability of ignition along the electric lines and equipmentWLDFRAggregatedAggregated | WLDFR | HFTD - Distribution - Tier 3 - 3QU CoRE ¦ 2QU LoRE | Non-Red Flag Warning - Small Fires | Aggregated | Aggregated | 2028 | 0.0057562 | 0 | 610.7187 | 3.5154 | 2028 | Mitigation | 0.08575 | 30 | 0 | esc | 0.0012005 | 6.9103e-06 | 0.00060025 | 3.4551e-06 | 0.0015435 | 8.8846e-06
[79 empty] | WLDFR | HFTD - Distribution - Tier 3 - 3QU CoRE ¦ 2QU LoRE | Non-Red Flag Warning - Catastrophic Fires | 2036 | 1.6054e-09 | 8.0269e-10 | 2.0641e-09 | 16044.1264 | 263.1074 | 9721.74 | 6059.2791 | 0 | 0 | 0 | 1.3373e-06 |  | 2.5757e-05 | 0 | 2.5757e-05 | 1.2878e-05 | 0 | 1.2878e-05 | 3.3116e-05 | 0 | 3.3116e-05 | [16 empty] | 7.3.1.3 Ignition probability mapping showing the probability of ignition along the electric lines and equipmentWLDFRAggregatedAggregated | WLDFR | HFTD - Distribution - Tier 3 - 3QU CoRE ¦ 2QU LoRE | Non-Red Flag Warning - Small Fires | Aggregated | Aggregated | 2029 | 0.0057562 | 0 | 610.7187 | 3.5154 | 2029 | Mitigation | 0.08575 | 30 | 0 | esc | 0.0012005 | 6.9103e-06 | 0.00060025 | 3.4551e-06 | 0.0015435 | 8.8846e-06
[79 empty] | WLDFR | HFTD - Distribution - Tier 3 - 3QU CoRE ¦ 2QU LoRE | Non-Red Flag Warning - Catastrophic Fires | 2037 | 1.6054e-09 | 8.0269e-10 | 2.0641e-09 | 16044.1264 | 263.1074 | 9721.74 | 6059.2791 | 0 | 0 | 0 | 1.3373e-06 |  | 2.5757e-05 | 0 | 2.5757e-05 | 1.2878e-05 | 0 | 1.2878e-05 | 3.3116e-05 | 0 | 3.3116e-05 | [16 empty] | 7.3.1.3 Ignition probability mapping showing the probability of ignition along the electric lines and equipmentWLDFRAggregatedAggregated | WLDFR | HFTD - Distribution - Tier 3 - 3QU CoRE ¦ 2QU LoRE | Non-Red Flag Warning - Small Fires | Aggregated | Aggregated | 2030 | 0.0057562 | 0 | 610.7187 | 3.5154 | 2030 | Mitigation | 0.08575 | 30 | 0 | esc | 0.0012005 | 6.9103e-06 | 0.00060025 | 3.4551e-06 | 0.0015435 | 8.8846e-06
[79 empty] | WLDFR | HFTD - Distribution - Tier 3 - 3QU CoRE ¦ 2QU LoRE | Non-Red Flag Warning - Catastrophic Fires | 2038 | 1.6054e-09 | 8.0269e-10 | 2.0641e-09 | 16832.3912 | 280.5544 | 10192.2718 | 6359.5651 | 0 | 0 | 0 | 1.3373e-06 |  | 2.7022e-05 | 0 | 2.7022e-05 | 1.3511e-05 | 0 | 1.3511e-05 | 3.4743e-05 | 0 | 3.4743e-05 | [16 empty] | 7.3.1.3 Ignition probability mapping showing the probability of ignition along the electric lines and equipmentWLDFRAggregatedAggregated | WLDFR | HFTD - Distribution - Tier 3 - 3QU CoRE ¦ 2QU LoRE | Non-Red Flag Warning - Small Fires | Aggregated | Aggregated | 2031 | 0.0057562 | 0 | 610.7187 | 3.5154 | 2031 | Mitigation | 0.08575 | 30 | 0 | esc | 0.0012005 | 6.9103e-06 | 0.00060025 | 3.4551e-06 | 0.0015435 | 8.8846e-06
[79 empty] | WLDFR | HFTD - Distribution - Tier 3 - 3QU CoRE ¦ 2QU LoRE | Non-Red Flag Warning - Catastrophic Fires | 2039 | 1.6054e-09 | 8.0269e-10 | 2.0641e-09 | 16832.3912 | 280.5544 | 10192.2718 | 6359.5651 | 0 | 0 | 0 | 1.3373e-06 |  | 2.7022e-05 | 0 | 2.7022e-05 | 1.3511e-05 | 0 | 1.3511e-05 | 3.4743e-05 | 0 | 3.4743e-05 | [16 empty] | 7.3.1.3 Ignition probability mapping showing the probability of ignition along the electric lines and equipmentWLDFRAggregatedAggregated | WLDFR | HFTD - Distribution - Tier 3 - 3QU CoRE ¦ 2QU LoRE | Non-Red Flag Warning - Small Fires | Aggregated | Aggregated | 2032 | 0.0057562 | 0 | 610.7187 | 3.5154 | 2032 | Mitigation | 0.08575 | 30 | 0 | esc | 0.0012005 | 6.9103e-06 | 0.00060025 | 3.4551e-06 | 0.0015435 | 8.8846e-06
[79 empty] | WLDFR | HFTD - Distribution - Tier 3 - 3QU CoRE ¦ 2QU LoRE | Non-Red Flag Warning - Catastrophic Fires | 2040 | 1.6054e-09 | 8.0269e-10 | 2.0641e-09 | 16832.3912 | 280.5544 | 10192.2718 | 6359.5651 | 0 | 0 | 0 | 1.3373e-06 |  | 2.7022e-05 | 0 | 2.7022e-05 | 1.3511e-05 | 0 | 1.3511e-05 | 3.4743e-05 | 0 | 3.4743e-05 | [16 empty] | 7.3.1.3 Ignition probability mapping showing the probability of ignition along the electric lines and equipmentWLDFRAggregatedAggregated | WLDFR | HFTD - Distribution - Tier 3 - 3QU CoRE ¦ 2QU LoRE | Non-Red Flag Warning - Small Fires | Aggregated | Aggregated | 2033 | 0.0057562 | 0 | 610.7187 | 3.5154 | 2033 | Mitigation | 0.08575 | 30 | 0 | esc | 0.0012005 | 6.9103e-06 | 0.00060025 | 3.4551e-06 | 0.0015435 | 8.8846e-06
[79 empty] | WLDFR | HFTD - Distribution - Tier 3 - 3QU CoRE ¦ 2QU LoRE | Non-Red Flag Warning - Catastrophic Fires | 2041 | 1.6054e-09 | 8.0269e-10 | 2.0641e-09 | 16832.3912 | 280.5544 | 10192.2718 | 6359.5651 | 0 | 0 | 0 | 1.3373e-06 |  | 2.7022e-05 | 0 | 2.7022e-05 | 1.3511e-05 | 0 | 1.3511e-05 | 3.4743e-05 | 0 | 3.4743e-05 | [16 empty] | 7.3.1.3 Ignition probability mapping showing the probability of ignition along the electric lines and equipmentWLDFRAggregatedAggregated | WLDFR | HFTD - Distribution - Tier 3 - 3QU CoRE ¦ 2QU LoRE | Non-Red Flag Warning - Small Fires | Aggregated | Aggregated | 2034 | 0.0057562 | 0 | 610.7187 | 3.5154 | 2034 | Mitigation | 0.08575 | 30 | 0 | esc | 0.0012005 | 6.9103e-06 | 0.00060025 | 3.4551e-06 | 0.0015435 | 8.8846e-06
[79 empty] | WLDFR | HFTD - Distribution - Tier 3 - 3QU CoRE ¦ 2QU LoRE | Non-Red Flag Warning - Catastrophic Fires | 2042 | 1.6054e-09 | 8.0269e-10 | 2.0641e-09 | 16832.3912 | 280.5544 | 10192.2718 | 6359.5651 | 0 | 0 | 0 | 1.3373e-06 |  | 2.7022e-05 | 0 | 2.7022e-05 | 1.3511e-05 | 0 | 1.3511e-05 | 3.4743e-05 | 0 | 3.4743e-05 | [16 empty] | 7.3.1.3 Ignition probability mapping showing the probability of ignition along the electric lines and equipmentWLDFRAggregatedAggregated | WLDFR | HFTD - Distribution - Tier 3 - 3QU CoRE ¦ 2QU LoRE | Non-Red Flag Warning - Small Fires | Aggregated | Aggregated | 2035 | 0.0057562 | 0 | 610.7187 | 3.5154 | 2035 | Mitigation | 0.08575 | 30 | 0 | esc | 0.0012005 | 6.9103e-06 | 0.00060025 | 3.4551e-06 | 0.0015435 | 8.8846e-06
[79 empty] | WLDFR | HFTD - Distribution - Tier 3 - 3QU CoRE ¦ 2QU LoRE | Non-Red Flag Warning - Catastrophic Fires | 2043 | 1.6054e-09 | 8.0269e-10 | 2.0641e-09 | 17672.0852 | 299.42 | 10692.7362 | 6679.929 | 0 | 0 | 0 | 1.3373e-06 |  | 2.837e-05 | 0 | 2.837e-05 | 1.4185e-05 | 0 | 1.4185e-05 | 3.6476e-05 | 0 | 3.6476e-05 | [16 empty] | 7.3.1.3 Ignition probability mapping showing the probability of ignition along the electric lines and equipmentWLDFRAggregatedAggregated | WLDFR | HFTD - Distribution - Tier 3 - 3QU CoRE ¦ 2QU LoRE | Non-Red Flag Warning - Small Fires | Aggregated | Aggregated | 2036 | 0.0057562 | 0 | 610.7187 | 3.5154 | 2036 | Mitigation | 0.08575 | 30 | 0 | esc | 0.0012005 | 6.9103e-06 | 0.00060025 | 3.4551e-06 | 0.0015435 | 8.8846e-06
[79 empty] | WLDFR | HFTD - Distribution - Tier 3 - 3QU CoRE ¦ 2QU LoRE | Non-Red Flag Warning - Catastrophic Fires | 2044 | 1.6054e-09 | 8.0269e-10 | 2.0641e-09 | 17672.0852 | 299.42 | 10692.7362 | 6679.929 | 0 | 0 | 0 | 1.3373e-06 |  | 2.837e-05 | 0 | 2.837e-05 | 1.4185e-05 | 0 | 1.4185e-05 | 3.6476e-05 | 0 | 3.6476e-05 | [16 empty] | 7.3.1.3 Ignition probability mapping showing the probability of ignition along the electric lines and equipmentWLDFRAggregatedAggregated | WLDFR | HFTD - Distribution - Tier 3 - 3QU CoRE ¦ 2QU LoRE | Non-Red Flag Warning - Small Fires | Aggregated | Aggregated | 2037 | 0.0057562 | 0 | 610.7187 | 3.5154 | 2037 | Mitigation | 0.08575 | 30 | 0 | esc | 0.0012005 | 6.9103e-06 | 0.00060025 | 3.4551e-06 | 0.0015435 | 8.8846e-06
[79 empty] | WLDFR | HFTD - Distribution - Tier 3 - 3QU CoRE ¦ 2QU LoRE | Non-Red Flag Warning - Catastrophic Fires | 2045 | 1.6054e-09 | 8.0269e-10 | 2.0641e-09 | 17672.0852 | 299.42 | 10692.7362 | 6679.929 | 0 | 0 | 0 | 1.3373e-06 |  | 2.837e-05 | 0 | 2.837e-05 | 1.4185e-05 | 0 | 1.4185e-05 | 3.6476e-05 | 0 | 3.6476e-05 | [16 empty] | 7.3.1.3 Ignition probability mapping showing the probability of ignition along the electric lines and equipmentWLDFRAggregatedAggregated | WLDFR | HFTD - Distribution - Tier 3 - 3QU CoRE ¦ 2QU LoRE | Non-Red Flag Warning - Small Fires | Aggregated | Aggregated | 2038 | 0.0057562 | 0 | 610.7187 | 3.5154 | 2038 | Mitigation | 0.08575 | 30 | 0 | esc | 0.0012005 | 6.9103e-06 | 0.00060025 | 3.4551e-06 | 0.0015435 | 8.8846e-06
[79 empty] | WLDFR | HFTD - Distribution - Tier 3 - 3QU CoRE ¦ 2QU LoRE | Non-Red Flag Warning - Catastrophic Fires | 2046 | 1.6054e-09 | 8.0269e-10 | 2.0641e-09 | 17672.0852 | 299.42 | 10692.7362 | 6679.929 | 0 | 0 | 0 | 1.3373e-06 |  | 2.837e-05 | 0 | 2.837e-05 | 1.4185e-05 | 0 | 1.4185e-05 | 3.6476e-05 | 0 | 3.6476e-05 | [16 empty] | 7.3.1.3 Ignition probability mapping showing the probability of ignition along the electric lines and equipmentWLDFRAggregatedAggregated | WLDFR | HFTD - Distribution - Tier 3 - 3QU CoRE ¦ 2QU LoRE | Non-Red Flag Warning - Small Fires | Aggregated | Aggregated | 2039 | 0.0057562 | 0 | 610.7187 | 3.5154 | 2039 | Mitigation | 0.08575 | 30 | 0 | esc | 0.0012005 | 6.9103e-06 | 0.00060025 | 3.4551e-06 | 0.0015435 | 8.8846e-06
[79 empty] | WLDFR | HFTD - Distribution - Tier 3 - 3QU CoRE ¦ 2QU LoRE | Non-Red Flag Warning - Catastrophic Fires | 2047 | 1.6054e-09 | 8.0269e-10 | 2.0641e-09 | 17672.0852 | 299.42 | 10692.7362 | 6679.929 | 0 | 0 | 0 | 1.3373e-06 |  | 2.837e-05 | 0 | 2.837e-05 | 1.4185e-05 | 0 | 1.4185e-05 | 3.6476e-05 | 0 | 3.6476e-05 | [16 empty] | 7.3.1.3 Ignition probability mapping showing the probability of ignition along the electric lines and equipmentWLDFRAggregatedAggregated | WLDFR | HFTD - Distribution - Tier 3 - 3QU CoRE ¦ 2QU LoRE | Non-Red Flag Warning - Small Fires | Aggregated | Aggregated | 2040 | 0.0057562 | 0 | 610.7187 | 3.5154 | 2040 | Mitigation | 0.08575 | 30 | 0 | esc | 0.0012005 | 6.9103e-06 | 0.00060025 | 3.4551e-06 | 0.0015435 | 8.8846e-06
[79 empty] | WLDFR | HFTD - Distribution - Tier 3 - 3QU CoRE ¦ 2QU LoRE | Non-Red Flag Warning - Catastrophic Fires | 2048 | 1.6054e-09 | 8.0269e-10 | 2.0641e-09 | 18552.3348 | 319.4911 | 11216.5626 | 7016.281 | 0 | 0 | 0 | 1.3373e-06 |  | 2.9784e-05 | 0 | 2.9784e-05 | 1.4892e-05 | 0 | 1.4892e-05 | 3.8293e-05 | 0 | 3.8293e-05 | [16 empty] | 7.3.1.3 Ignition probability mapping showing the probability of ignition along the electric lines and equipmentWLDFRAggregatedAggregated | WLDFR | HFTD - Distribution - Tier 3 - 3QU CoRE ¦ 2QU LoRE | Non-Red Flag Warning - Small Fires | Aggregated | Aggregated | 2041 | 0.0057562 | 0 | 610.7187 | 3.5154 | 2041 | Mitigation | 0.08575 | 30 | 0 | esc | 0.0012005 | 6.9103e-06 | 0.00060025 | 3.4551e-06 | 0.0015435 | 8.8846e-06
[79 empty] | WLDFR | HFTD - Distribution - Tier 3 - 3QU CoRE ¦ 2QU LoRE | Non-Red Flag Warning - Catastrophic Fires | 2049 | 1.6054e-09 | 8.0269e-10 | 2.0641e-09 | 18552.3348 | 319.4911 | 11216.5626 | 7016.281 | 0 | 0 | 0 | 1.3373e-06 |  | 2.9784e-05 | 0 | 2.9784e-05 | 1.4892e-05 | 0 | 1.4892e-05 | 3.8293e-05 | 0 | 3.8293e-05 | [16 empty] | 7.3.1.3 Ignition probability mapping showing the probability of ignition along the electric lines and equipmentWLDFRAggregatedAggregated | WLDFR | HFTD - Distribution - Tier 3 - 3QU CoRE ¦ 2QU LoRE | Non-Red Flag Warning - Small Fires | Aggregated | Aggregated | 2042 | 0.0057562 | 0 | 610.7187 | 3.5154 | 2042 | Mitigation | 0.08575 | 30 | 0 | esc | 0.0012005 | 6.9103e-06 | 0.00060025 | 3.4551e-06 | 0.0015435 | 8.8846e-06
[79 empty] | WLDFR | HFTD - Distribution - Tier 3 - 3QU CoRE ¦ 2QU LoRE | Non-Red Flag Warning - Catastrophic Fires | 2050 | 0 | 8.0269e-10 | 2.0641e-09 | 18552.3348 | 319.4911 | 11216.5626 | 7016.281 | 0 | 0 | 0 | 1.3373e-06 |  | 0 | 0 | 0 | 1.4892e-05 | 0 | 1.4892e-05 | 3.8293e-05 | 0 | 3.8293e-05 | [16 empty] | 7.3.1.3 Ignition probability mapping showing the probability of ignition along the electric lines and equipmentWLDFRAggregatedAggregated | WLDFR | HFTD - Distribution - Tier 3 - 3QU CoRE ¦ 2QU LoRE | Non-Red Flag Warning - Small Fires | Aggregated | Aggregated | 2043 | 0.0057562 | 0 | 610.7187 | 3.5154 | 2043 | Mitigation | 0.08575 | 30 | 0 | esc | 0.0012005 | 6.9103e-06 | 0.00060025 | 3.4551e-06 | 0.0015435 | 8.8846e-06
[79 empty] | WLDFR | HFTD - Distribution - Tier 3 - 3QU CoRE ¦ 2QU LoRE | Non-Red Flag Warning - Catastrophic Fires | 2051 | 0 | 0 | 2.0641e-09 | 18552.3348 | 319.4911 | 11216.5626 | 7016.281 | 0 | 0 | 0 | 1.3373e-06 |  | 0 | 0 | 0 | 0 | 0 | 0 | 3.8293e-05 | 0 | 3.8293e-05 | [16 empty] | 7.3.1.3 Ignition probability mapping showing the probability of ignition along the electric lines and equipmentWLDFRAggregatedAggregated | WLDFR | HFTD - Distribution - Tier 3 - 3QU CoRE ¦ 2QU LoRE | Non-Red Flag Warning - Small Fires | Aggregated | Aggregated | 2044 | 0.0057562 | 0 | 610.7187 | 3.5154 | 2044 | Mitigation | 0.08575 | 30 | 0 | esc | 0.0012005 | 6.9103e-06 | 0.00060025 | 3.4551e-06 | 0.0015435 | 8.8846e-06
[79 empty] | WLDFR | HFTD - Distribution - Tier 3 - 3QU CoRE ¦ 2QU LoRE | Non-Red Flag Warning - Destructive Fires | 2020 | 2.0411e-09 | 0 | 0 | 8807.9522 | 222.2294 | 8585.7228 | 0 | 0 | 0 | 0 | 1.7002e-06 |  | 1.7978e-05 | 0 | 1.7978e-05 | 0 | 0 | 0 | 0 | 0 | 0 | [16 empty] | 7.3.1.3 Ignition probability mapping showing the probability of ignition along the electric lines and equipmentWLDFRAggregatedAggregated | WLDFR | HFTD - Distribution - Tier 3 - 3QU CoRE ¦ 2QU LoRE | Non-Red Flag Warning - Small Fires | Aggregated | Aggregated | 2045 | 0.0057562 | 0 | 610.7187 | 3.5154 | 2045 | Mitigation | 0.08575 | 30 | 0 | esc | 0.0012005 | 6.9103e-06 | 0.00060025 | 3.4551e-06 | 0.0015435 | 8.8846e-06
[79 empty] | WLDFR | HFTD - Distribution - Tier 3 - 3QU CoRE ¦ 2QU LoRE | Non-Red Flag Warning - Destructive Fires | 2021 | 2.0411e-09 | 1.0206e-09 | 0 | 8807.9522 | 222.2294 | 8585.7228 | 0 | 0 | 0 | 0 | 1.7002e-06 |  | 1.7978e-05 | 0 | 1.7978e-05 | 8.9891e-06 | 0 | 8.9891e-06 | 0 | 0 | 0 | [16 empty] | 7.3.1.3 Ignition probability mapping showing the probability of ignition along the electric lines and equipmentWLDFRAggregatedAggregated | WLDFR | HFTD - Distribution - Tier 3 - 3QU CoRE ¦ 2QU LoRE | Non-Red Flag Warning - Small Fires | Aggregated | Aggregated | 2046 | 0.0057562 | 0 | 610.7187 | 3.5154 | 2046 | Mitigation | 0.08575 | 30 | 0 | esc | 0.0012005 | 6.9103e-06 | 0.00060025 | 3.4551e-06 | 0.0015435 | 8.8846e-06
[79 empty] | WLDFR | HFTD - Distribution - Tier 3 - 3QU CoRE ¦ 2QU LoRE | Non-Red Flag Warning - Destructive Fires | 2022 | 2.0411e-09 | 1.0206e-09 | 2.6243e-09 | 8807.9522 | 222.2294 | 8585.7228 | 0 | 0 | 0 | 0 | 1.7002e-06 |  | 1.7978e-05 | 0 | 1.7978e-05 | 8.9891e-06 | 0 | 8.9891e-06 | 2.3115e-05 | 0 | 2.3115e-05 | [16 empty] | 7.3.1.3 Ignition probability mapping showing the probability of ignition along the electric lines and equipmentWLDFRAggregatedAggregated | WLDFR | HFTD - Distribution - Tier 3 - 3QU CoRE ¦ 2QU LoRE | Non-Red Flag Warning - Small Fires | Aggregated | Aggregated | 2047 | 0.0057562 | 0 | 610.7187 | 3.5154 | 2047 | Mitigation | 0.08575 | 30 | 0 | esc | 0.0012005 | 6.9103e-06 | 0.00060025 | 3.4551e-06 | 0.0015435 | 8.8846e-06
[79 empty] | WLDFR | HFTD - Distribution - Tier 3 - 3QU CoRE ¦ 2QU LoRE | Non-Red Flag Warning - Destructive Fires | 2023 | 2.0411e-09 | 1.0206e-09 | 2.6243e-09 | 9129.7461 | 233.2301 | 8896.516 | 0 | 0 | 0 | 0 | 1.7002e-06 |  | 1.8635e-05 | 0 | 1.8635e-05 | 9.3175e-06 | 0 | 9.3175e-06 | 2.3959e-05 | 0 | 2.3959e-05 | [16 empty] | 7.3.1.3 Ignition probability mapping showing the probability of ignition along the electric lines and equipmentWLDFRAggregatedAggregated | WLDFR | HFTD - Distribution - Tier 3 - 3QU CoRE ¦ 2QU LoRE | Non-Red Flag Warning - Small Fires | Aggregated | Aggregated | 2048 | 0.0057562 | 0 | 610.7187 | 3.5154 | 2048 | Mitigation | 0.08575 | 30 | 0 | esc | 0.0012005 | 6.9103e-06 | 0.00060025 | 3.4551e-06 | 0.0015435 | 8.8846e-06
[79 empty] | WLDFR | HFTD - Distribution - Tier 3 - 3QU CoRE ¦ 2QU LoRE | Non-Red Flag Warning - Destructive Fires | 2024 | 2.0411e-09 | 1.0206e-09 | 2.6243e-09 | 9129.7461 | 233.2301 | 8896.516 | 0 | 0 | 0 | 0 | 1.7002e-06 |  | 1.8635e-05 | 0 | 1.8635e-05 | 9.3175e-06 | 0 | 9.3175e-06 | 2.3959e-05 | 0 | 2.3959e-05 | [16 empty] | 7.3.1.3 Ignition probability mapping showing the probability of ignition along the electric lines and equipmentWLDFRAggregatedAggregated | WLDFR | HFTD - Distribution - Tier 3 - 3QU CoRE ¦ 2QU LoRE | Non-Red Flag Warning - Small Fires | Aggregated | Aggregated | 2049 | 0.0057562 | 0 | 610.7187 | 3.5154 | 2049 | Mitigation | 0.08575 | 30 | 0 | esc | 0.0012005 | 6.9103e-06 | 0.00060025 | 3.4551e-06 | 0.0015435 | 8.8846e-06
[79 empty] | WLDFR | HFTD - Distribution - Tier 3 - 3QU CoRE ¦ 2QU LoRE | Non-Red Flag Warning - Destructive Fires | 2025 | 2.0411e-09 | 1.0206e-09 | 2.6243e-09 | 9129.7461 | 233.2301 | 8896.516 | 0 | 0 | 0 | 0 | 1.7002e-06 |  | 1.8635e-05 | 0 | 1.8635e-05 | 9.3175e-06 | 0 | 9.3175e-06 | 2.3959e-05 | 0 | 2.3959e-05 | [16 empty] | 7.3.1.3 Ignition probability mapping showing the probability of ignition along the electric lines and equipmentWLDFRAggregatedAggregated | WLDFR | HFTD - Distribution - Tier 3 - 3QU CoRE ¦ 2QU LoRE | Non-Red Flag Warning - Small Fires | Aggregated | Aggregated | 2050 | 0.0057562 | 0 | 610.7187 | 3.5154 | 2050 | Mitigation | 0.08575 | 30 | 0 | esc | 0 | 0 | 0.00060025 | 3.4551e-06 | 0.0015435 | 8.8846e-06
[79 empty] | WLDFR | HFTD - Distribution - Tier 3 - 3QU CoRE ¦ 2QU LoRE | Non-Red Flag Warning - Destructive Fires | 2026 | 2.0411e-09 | 1.0206e-09 | 2.6243e-09 | 9129.7461 | 233.2301 | 8896.516 | 0 | 0 | 0 | 0 | 1.7002e-06 |  | 1.8635e-05 | 0 | 1.8635e-05 | 9.3175e-06 | 0 | 9.3175e-06 | 2.3959e-05 | 0 | 2.3959e-05 | [16 empty] | 7.3.1.3 Ignition probability mapping showing the probability of ignition along the electric lines and equipmentWLDFRAggregatedAggregated | WLDFR | HFTD - Distribution - Tier 3 - 3QU CoRE ¦ 2QU LoRE | Non-Red Flag Warning - Small Fires | Aggregated | Aggregated | 2051 | 0.0057562 | 0 | 610.7187 | 3.5154 | 2051 | Mitigation | 0.08575 | 30 | 0 | esc | 0 | 0 | 0 | 0 | 0.0015435 | 8.8846e-06
[79 empty] | WLDFR | HFTD - Distribution - Tier 3 - 3QU CoRE ¦ 2QU LoRE | Non-Red Flag Warning - Destructive Fires | 2027 | 2.0411e-09 | 1.0206e-09 | 2.6243e-09 | 9129.7461 | 233.2301 | 8896.516 | 0 | 0 | 0 | 0 | 1.7002e-06 |  | 1.8635e-05 | 0 | 1.8635e-05 | 9.3175e-06 | 0 | 9.3175e-06 | 2.3959e-05 | 0 | 2.3959e-05 | [16 empty] | 7.3.1.3 Ignition probability mapping showing the probability of ignition along the electric lines and equipmentWLDFRAggregatedAggregated | WLDFR | HFTD - Distribution - Tier 3 - 3QU CoRE ¦ 2QU LoRE | Red Flag Warning - Catastrophic Fires | Aggregated | Aggregated | 2021 | 4.1655e-05 | 0 | 610.7187 | 0.025439 | 2021 | Mitigation | 0.08575 | 30 | 0 | esc | 0.0012005 | 5.0007e-08 | 0.00060025 | 2.5003e-08 | 0 | 0
[79 empty] | WLDFR | HFTD - Distribution - Tier 3 - 3QU CoRE ¦ 2QU LoRE | Non-Red Flag Warning - Destructive Fires | 2028 | 2.0411e-09 | 1.0206e-09 | 2.6243e-09 | 9534.9221 | 247.273 | 9287.6491 | 0 | 0 | 0 | 0 | 1.7002e-06 |  | 1.9462e-05 | 0 | 1.9462e-05 | 9.731e-06 | 0 | 9.731e-06 | 2.5022e-05 | 0 | 2.5022e-05 | [16 empty] | 7.3.1.3 Ignition probability mapping showing the probability of ignition along the electric lines and equipmentWLDFRAggregatedAggregated | WLDFR | HFTD - Distribution - Tier 3 - 3QU CoRE ¦ 2QU LoRE | Red Flag Warning - Catastrophic Fires | Aggregated | Aggregated | 2022 | 4.1655e-05 | 0 | 610.7187 | 0.025439 | 2022 | Mitigation | 0.08575 | 30 | 0 | esc | 0.0012005 | 5.0007e-08 | 0.00060025 | 2.5003e-08 | 0.0015435 | 6.4294e-08
[79 empty] | WLDFR | HFTD - Distribution - Tier 3 - 3QU CoRE ¦ 2QU LoRE | Non-Red Flag Warning - Destructive Fires | 2029 | 2.0411e-09 | 1.0206e-09 | 2.6243e-09 | 9534.9221 | 247.273 | 9287.6491 | 0 | 0 | 0 | 0 | 1.7002e-06 |  | 1.9462e-05 | 0 | 1.9462e-05 | 9.731e-06 | 0 | 9.731e-06 | 2.5022e-05 | 0 | 2.5022e-05 | [16 empty] | 7.3.1.3 Ignition probability mapping showing the probability of ignition along the electric lines and equipmentWLDFRAggregatedAggregated | WLDFR | HFTD - Distribution - Tier 3 - 3QU CoRE ¦ 2QU LoRE | Red Flag Warning - Catastrophic Fires | Aggregated | Aggregated | 2023 | 4.1655e-05 | 0 | 610.7187 | 0.025439 | 2023 | Mitigation | 0.08575 | 30 | 0 | esc | 0.0012005 | 5.0007e-08 | 0.00060025 | 2.5003e-08 | 0.0015435 | 6.4294e-08
[79 empty] | WLDFR | HFTD - Distribution - Tier 3 - 3QU CoRE ¦ 2QU LoRE | Non-Red Flag Warning - Destructive Fires | 2030 | 2.0411e-09 | 1.0206e-09 | 2.6243e-09 | 9534.9221 | 247.273 | 9287.6491 | 0 | 0 | 0 | 0 | 1.7002e-06 |  | 1.9462e-05 | 0 | 1.9462e-05 | 9.731e-06 | 0 | 9.731e-06 | 2.5022e-05 | 0 | 2.5022e-05 | [16 empty] | 7.3.1.3 Ignition probability mapping showing the probability of ignition along the electric lines and equipmentWLDFRAggregatedAggregated | WLDFR | HFTD - Distribution - Tier 3 - 3QU CoRE ¦ 2QU LoRE | Red Flag Warning - Catastrophic Fires | Aggregated | Aggregated | 2024 | 4.1655e-05 | 0 | 610.7187 | 0.025439 | 2024 | Mitigation | 0.08575 | 30 | 0 | esc | 0.0012005 | 5.0007e-08 | 0.00060025 | 2.5003e-08 | 0.0015435 | 6.4294e-08
[79 empty] | WLDFR | HFTD - Distribution - Tier 3 - 3QU CoRE ¦ 2QU LoRE | Non-Red Flag Warning - Destructive Fires | 2031 | 2.0411e-09 | 1.0206e-09 | 2.6243e-09 | 9534.9221 | 247.273 | 9287.6491 | 0 | 0 | 0 | 0 | 1.7002e-06 |  | 1.9462e-05 | 0 | 1.9462e-05 | 9.731e-06 | 0 | 9.731e-06 | 2.5022e-05 | 0 | 2.5022e-05 | [16 empty] | 7.3.1.3 Ignition probability mapping showing the probability of ignition along the electric lines and equipmentWLDFRAggregatedAggregated | WLDFR | HFTD - Distribution - Tier 3 - 3QU CoRE ¦ 2QU LoRE | Red Flag Warning - Catastrophic Fires | Aggregated | Aggregated | 2025 | 4.1655e-05 | 0 | 610.7187 | 0.025439 | 2025 | Mitigation | 0.08575 | 30 | 0 | esc | 0.0012005 | 5.0007e-08 | 0.00060025 | 2.5003e-08 | 0.0015435 | 6.4294e-08
[79 empty] | WLDFR | HFTD - Distribution - Tier 3 - 3QU CoRE ¦ 2QU LoRE | Non-Red Flag Warning - Destructive Fires | 2032 | 2.0411e-09 | 1.0206e-09 | 2.6243e-09 | 9534.9221 | 247.273 | 9287.6491 | 0 | 0 | 0 | 0 | 1.7002e-06 |  | 1.9462e-05 | 0 | 1.9462e-05 | 9.731e-06 | 0 | 9.731e-06 | 2.5022e-05 | 0 | 2.5022e-05 | [16 empty] | 7.3.1.3 Ignition probability mapping showing the probability of ignition along the electric lines and equipmentWLDFRAggregatedAggregated | WLDFR | HFTD - Distribution - Tier 3 - 3QU CoRE ¦ 2QU LoRE | Red Flag Warning - Catastrophic Fires | Aggregated | Aggregated | 2026 | 4.1655e-05 | 0 | 610.7187 | 0.025439 | 2026 | Mitigation | 0.08575 | 30 | 0 | esc | 0.0012005 | 5.0007e-08 | 0.00060025 | 2.5003e-08 | 0.0015435 | 6.4294e-08
[79 empty] | WLDFR | HFTD - Distribution - Tier 3 - 3QU CoRE ¦ 2QU LoRE | Non-Red Flag Warning - Destructive Fires | 2033 | 2.0411e-09 | 1.0206e-09 | 2.6243e-09 | 9984.8474 | 263.1074 | 9721.74 | 0 | 0 | 0 | 0 | 1.7002e-06 |  | 2.038e-05 | 0 | 2.038e-05 | 1.019e-05 | 0 | 1.019e-05 | 2.6203e-05 | 0 | 2.6203e-05 | [16 empty] | 7.3.1.3 Ignition probability mapping showing the probability of ignition along the electric lines and equipmentWLDFRAggregatedAggregated | WLDFR | HFTD - Distribution - Tier 3 - 3QU CoRE ¦ 2QU LoRE | Red Flag Warning - Catastrophic Fires | Aggregated | Aggregated | 2027 | 4.1655e-05 | 0 | 610.7187 | 0.025439 | 2027 | Mitigation | 0.08575 | 30 | 0 | esc | 0.0012005 | 5.0007e-08 | 0.00060025 | 2.5003e-08 | 0.0015435 | 6.4294e-08
[79 empty] | WLDFR | HFTD - Distribution - Tier 3 - 3QU CoRE ¦ 2QU LoRE | Non-Red Flag Warning - Destructive Fires | 2034 | 2.0411e-09 | 1.0206e-09 | 2.6243e-09 | 9984.8474 | 263.1074 | 9721.74 | 0 | 0 | 0 | 0 | 1.7002e-06 |  | 2.038e-05 | 0 | 2.038e-05 | 1.019e-05 | 0 | 1.019e-05 | 2.6203e-05 | 0 | 2.6203e-05 | [16 empty] | 7.3.1.3 Ignition probability mapping showing the probability of ignition along the electric lines and equipmentWLDFRAggregatedAggregated | WLDFR | HFTD - Distribution - Tier 3 - 3QU CoRE ¦ 2QU LoRE | Red Flag Warning - Catastrophic Fires | Aggregated | Aggregated | 2028 | 4.1655e-05 | 0 | 610.7187 | 0.025439 | 2028 | Mitigation | 0.08575 | 30 | 0 | esc | 0.0012005 | 5.0007e-08 | 0.00060025 | 2.5003e-08 | 0.0015435 | 6.4294e-08
[79 empty] | WLDFR | HFTD - Distribution - Tier 3 - 3QU CoRE ¦ 2QU LoRE | Non-Red Flag Warning - Destructive Fires | 2035 | 2.0411e-09 | 1.0206e-09 | 2.6243e-09 | 9984.8474 | 263.1074 | 9721.74 | 0 | 0 | 0 | 0 | 1.7002e-06 |  | 2.038e-05 | 0 | 2.038e-05 | 1.019e-05 | 0 | 1.019e-05 | 2.6203e-05 | 0 | 2.6203e-05 | [16 empty] | 7.3.1.3 Ignition probability mapping showing the probability of ignition along the electric lines and equipmentWLDFRAggregatedAggregated | WLDFR | HFTD - Distribution - Tier 3 - 3QU CoRE ¦ 2QU LoRE | Red Flag Warning - Catastrophic Fires | Aggregated | Aggregated | 2029 | 4.1655e-05 | 0 | 610.7187 | 0.025439 | 2029 | Mitigation | 0.08575 | 30 | 0 | esc | 0.0012005 | 5.0007e-08 | 0.00060025 | 2.5003e-08 | 0.0015435 | 6.4294e-08
[79 empty] | WLDFR | HFTD - Distribution - Tier 3 - 3QU CoRE ¦ 2QU LoRE | Non-Red Flag Warning - Destructive Fires | 2036 | 2.0411e-09 | 1.0206e-09 | 2.6243e-09 | 9984.8474 | 263.1074 | 9721.74 | 0 | 0 | 0 | 0 | 1.7002e-06 |  | 2.038e-05 | 0 | 2.038e-05 | 1.019e-05 | 0 | 1.019e-05 | 2.6203e-05 | 0 | 2.6203e-05 | [16 empty] | 7.3.1.3 Ignition probability mapping showing the probability of ignition along the electric lines and equipmentWLDFRAggregatedAggregated | WLDFR | HFTD - Distribution - Tier 3 - 3QU CoRE ¦ 2QU LoRE | Red Flag Warning - Catastrophic Fires | Aggregated | Aggregated | 2030 | 4.1655e-05 | 0 | 610.7187 | 0.025439 | 2030 | Mitigation | 0.08575 | 30 | 0 | esc | 0.0012005 | 5.0007e-08 | 0.00060025 | 2.5003e-08 | 0.0015435 | 6.4294e-08
[79 empty] | WLDFR | HFTD - Distribution - Tier 3 - 3QU CoRE ¦ 2QU LoRE | Non-Red Flag Warning - Destructive Fires | 2037 | 2.0411e-09 | 1.0206e-09 | 2.6243e-09 | 9984.8474 | 263.1074 | 9721.74 | 0 | 0 | 0 | 0 | 1.7002e-06 |  | 2.038e-05 | 0 | 2.038e-05 | 1.019e-05 | 0 | 1.019e-05 | 2.6203e-05 | 0 | 2.6203e-05 | [16 empty] | 7.3.1.3 Ignition probability mapping showing the probability of ignition along the electric lines and equipmentWLDFRAggregatedAggregated | WLDFR | HFTD - Distribution - Tier 3 - 3QU CoRE ¦ 2QU LoRE | Red Flag Warning - Catastrophic Fires | Aggregated | Aggregated | 2031 | 4.1655e-05 | 0 | 610.7187 | 0.025439 | 2031 | Mitigation | 0.08575 | 30 | 0 | esc | 0.0012005 | 5.0007e-08 | 0.00060025 | 2.5003e-08 | 0.0015435 | 6.4294e-08
[79 empty] | WLDFR | HFTD - Distribution - Tier 3 - 3QU CoRE ¦ 2QU LoRE | Non-Red Flag Warning - Destructive Fires | 2038 | 2.0411e-09 | 1.0206e-09 | 2.6243e-09 | 10472.8261 | 280.5544 | 10192.2718 | 0 | 0 | 0 | 0 | 1.7002e-06 |  | 2.1376e-05 | 0 | 2.1376e-05 | 1.0688e-05 | 0 | 1.0688e-05 | 2.7484e-05 | 0 | 2.7484e-05 | [16 empty] | 7.3.1.3 Ignition probability mapping showing the probability of ignition along the electric lines and equipmentWLDFRAggregatedAggregated | WLDFR | HFTD - Distribution - Tier 3 - 3QU CoRE ¦ 2QU LoRE | Red Flag Warning - Catastrophic Fires | Aggregated | Aggregated | 2032 | 4.1655e-05 | 0 | 610.7187 | 0.025439 | 2032 | Mitigation | 0.08575 | 30 | 0 | esc | 0.0012005 | 5.0007e-08 | 0.00060025 | 2.5003e-08 | 0.0015435 | 6.4294e-08
[79 empty] | WLDFR | HFTD - Distribution - Tier 3 - 3QU CoRE ¦ 2QU LoRE | Non-Red Flag Warning - Destructive Fires | 2039 | 2.0411e-09 | 1.0206e-09 | 2.6243e-09 | 10472.8261 | 280.5544 | 10192.2718 | 0 | 0 | 0 | 0 | 1.7002e-06 |  | 2.1376e-05 | 0 | 2.1376e-05 | 1.0688e-05 | 0 | 1.0688e-05 | 2.7484e-05 | 0 | 2.7484e-05 | [16 empty] | 7.3.1.3 Ignition probability mapping showing the probability of ignition along the electric lines and equipmentWLDFRAggregatedAggregated | WLDFR | HFTD - Distribution - Tier 3 - 3QU CoRE ¦ 2QU LoRE | Red Flag Warning - Catastrophic Fires | Aggregated | Aggregated | 2033 | 4.1655e-05 | 0 | 610.7187 | 0.025439 | 2033 | Mitigation | 0.08575 | 30 | 0 | esc | 0.0012005 | 5.0007e-08 | 0.00060025 | 2.5003e-08 | 0.0015435 | 6.4294e-08
[79 empty] | WLDFR | HFTD - Distribution - Tier 3 - 3QU CoRE ¦ 2QU LoRE | Non-Red Flag Warning - Destructive Fires | 2040 | 2.0411e-09 | 1.0206e-09 | 2.6243e-09 | 10472.8261 | 280.5544 | 10192.2718 | 0 | 0 | 0 | 0 | 1.7002e-06 |  | 2.1376e-05 | 0 | 2.1376e-05 | 1.0688e-05 | 0 | 1.0688e-05 | 2.7484e-05 | 0 | 2.7484e-05 | [16 empty] | 7.3.1.3 Ignition probability mapping showing the probability of ignition along the electric lines and equipmentWLDFRAggregatedAggregated | WLDFR | HFTD - Distribution - Tier 3 - 3QU CoRE ¦ 2QU LoRE | Red Flag Warning - Catastrophic Fires | Aggregated | Aggregated | 2034 | 4.1655e-05 | 0 | 610.7187 | 0.025439 | 2034 | Mitigation | 0.08575 | 30 | 0 | esc | 0.0012005 | 5.0007e-08 | 0.00060025 | 2.5003e-08 | 0.0015435 | 6.4294e-08
[79 empty] | WLDFR | HFTD - Distribution - Tier 3 - 3QU CoRE ¦ 2QU LoRE | Non-Red Flag Warning - Destructive Fires | 2041 | 2.0411e-09 | 1.0206e-09 | 2.6243e-09 | 10472.8261 | 280.5544 | 10192.2718 | 0 | 0 | 0 | 0 | 1.7002e-06 |  | 2.1376e-05 | 0 | 2.1376e-05 | 1.0688e-05 | 0 | 1.0688e-05 | 2.7484e-05 | 0 | 2.7484e-05 | [16 empty] | 7.3.1.3 Ignition probability mapping showing the probability of ignition along the electric lines and equipmentWLDFRAggregatedAggregated | WLDFR | HFTD - Distribution - Tier 3 - 3QU CoRE ¦ 2QU LoRE | Red Flag Warning - Catastrophic Fires | Aggregated | Aggregated | 2035 | 4.1655e-05 | 0 | 610.7187 | 0.025439 | 2035 | Mitigation | 0.08575 | 30 | 0 | esc | 0.0012005 | 5.0007e-08 | 0.00060025 | 2.5003e-08 | 0.0015435 | 6.4294e-08
[79 empty] | WLDFR | HFTD - Distribution - Tier 3 - 3QU CoRE ¦ 2QU LoRE | Non-Red Flag Warning - Destructive Fires | 2042 | 2.0411e-09 | 1.0206e-09 | 2.6243e-09 | 10472.8261 | 280.5544 | 10192.2718 | 0 | 0 | 0 | 0 | 1.7002e-06 |  | 2.1376e-05 | 0 | 2.1376e-05 | 1.0688e-05 | 0 | 1.0688e-05 | 2.7484e-05 | 0 | 2.7484e-05 | [16 empty] | 7.3.1.3 Ignition probability mapping showing the probability of ignition along the electric lines and equipmentWLDFRAggregatedAggregated | WLDFR | HFTD - Distribution - Tier 3 - 3QU CoRE ¦ 2QU LoRE | Red Flag Warning - Catastrophic Fires | Aggregated | Aggregated | 2036 | 4.1655e-05 | 0 | 610.7187 | 0.025439 | 2036 | Mitigation | 0.08575 | 30 | 0 | esc | 0.0012005 | 5.0007e-08 | 0.00060025 | 2.5003e-08 | 0.0015435 | 6.4294e-08
[79 empty] | WLDFR | HFTD - Distribution - Tier 3 - 3QU CoRE ¦ 2QU LoRE | Non-Red Flag Warning - Destructive Fires | 2043 | 2.0411e-09 | 1.0206e-09 | 2.6243e-09 | 10992.1562 | 299.42 | 10692.7362 | 0 | 0 | 0 | 0 | 1.7002e-06 |  | 2.2436e-05 | 0 | 2.2436e-05 | 1.1218e-05 | 0 | 1.1218e-05 | 2.8847e-05 | 0 | 2.8847e-05 | [16 empty] | 7.3.1.3 Ignition probability mapping showing the probability of ignition along the electric lines and equipmentWLDFRAggregatedAggregated | WLDFR | HFTD - Distribution - Tier 3 - 3QU CoRE ¦ 2QU LoRE | Red Flag Warning - Catastrophic Fires | Aggregated | Aggregated | 2037 | 4.1655e-05 | 0 | 610.7187 | 0.025439 | 2037 | Mitigation | 0.08575 | 30 | 0 | esc | 0.0012005 | 5.0007e-08 | 0.00060025 | 2.5003e-08 | 0.0015435 | 6.4294e-08
[79 empty] | WLDFR | HFTD - Distribution - Tier 3 - 3QU CoRE ¦ 2QU LoRE | Non-Red Flag Warning - Destructive Fires | 2044 | 2.0411e-09 | 1.0206e-09 | 2.6243e-09 | 10992.1562 | 299.42 | 10692.7362 | 0 | 0 | 0 | 0 | 1.7002e-06 |  | 2.2436e-05 | 0 | 2.2436e-05 | 1.1218e-05 | 0 | 1.1218e-05 | 2.8847e-05 | 0 | 2.8847e-05 | [16 empty] | 7.3.1.3 Ignition probability mapping showing the probability of ignition along the electric lines and equipmentWLDFRAggregatedAggregated | WLDFR | HFTD - Distribution - Tier 3 - 3QU CoRE ¦ 2QU LoRE | Red Flag Warning - Catastrophic Fires | Aggregated | Aggregated | 2038 | 4.1655e-05 | 0 | 610.7187 | 0.025439 | 2038 | Mitigation | 0.08575 | 30 | 0 | esc | 0.0012005 | 5.0007e-08 | 0.00060025 | 2.5003e-08 | 0.0015435 | 6.4294e-08
[79 empty] | WLDFR | HFTD - Distribution - Tier 3 - 3QU CoRE ¦ 2QU LoRE | Non-Red Flag Warning - Destructive Fires | 2045 | 2.0411e-09 | 1.0206e-09 | 2.6243e-09 | 10992.1562 | 299.42 | 10692.7362 | 0 | 0 | 0 | 0 | 1.7002e-06 |  | 2.2436e-05 | 0 | 2.2436e-05 | 1.1218e-05 | 0 | 1.1218e-05 | 2.8847e-05 | 0 | 2.8847e-05 | [16 empty] | 7.3.1.3 Ignition probability mapping showing the probability of ignition along the electric lines and equipmentWLDFRAggregatedAggregated | WLDFR | HFTD - Distribution - Tier 3 - 3QU CoRE ¦ 2QU LoRE | Red Flag Warning - Catastrophic Fires | Aggregated | Aggregated | 2039 | 4.1655e-05 | 0 | 610.7187 | 0.025439 | 2039 | Mitigation | 0.08575 | 30 | 0 | esc | 0.0012005 | 5.0007e-08 | 0.00060025 | 2.5003e-08 | 0.0015435 | 6.4294e-08
[79 empty] | WLDFR | HFTD - Distribution - Tier 3 - 3QU CoRE ¦ 2QU LoRE | Non-Red Flag Warning - Destructive Fires | 2046 | 2.0411e-09 | 1.0206e-09 | 2.6243e-09 | 10992.1562 | 299.42 | 10692.7362 | 0 | 0 | 0 | 0 | 1.7002e-06 |  | 2.2436e-05 | 0 | 2.2436e-05 | 1.1218e-05 | 0 | 1.1218e-05 | 2.8847e-05 | 0 | 2.8847e-05 | [16 empty] | 7.3.1.3 Ignition probability mapping showing the probability of ignition along the electric lines and equipmentWLDFRAggregatedAggregated | WLDFR | HFTD - Distribution - Tier 3 - 3QU CoRE ¦ 2QU LoRE | Red Flag Warning - Catastrophic Fires | Aggregated | Aggregated | 2040 | 4.1655e-05 | 0 | 610.7187 | 0.025439 | 2040 | Mitigation | 0.08575 | 30 | 0 | esc | 0.0012005 | 5.0007e-08 | 0.00060025 | 2.5003e-08 | 0.0015435 | 6.4294e-08
[79 empty] | WLDFR | HFTD - Distribution - Tier 3 - 3QU CoRE ¦ 2QU LoRE | Non-Red Flag Warning - Destructive Fires | 2047 | 2.0411e-09 | 1.0206e-09 | 2.6243e-09 | 10992.1562 | 299.42 | 10692.7362 | 0 | 0 | 0 | 0 | 1.7002e-06 |  | 2.2436e-05 | 0 | 2.2436e-05 | 1.1218e-05 | 0 | 1.1218e-05 | 2.8847e-05 | 0 | 2.8847e-05 | [16 empty] | 7.3.1.3 Ignition probability mapping showing the probability of ignition along the electric lines and equipmentWLDFRAggregatedAggregated | WLDFR | HFTD - Distribution - Tier 3 - 3QU CoRE ¦ 2QU LoRE | Red Flag Warning - Catastrophic Fires | Aggregated | Aggregated | 2041 | 4.1655e-05 | 0 | 610.7187 | 0.025439 | 2041 | Mitigation | 0.08575 | 30 | 0 | esc | 0.0012005 | 5.0007e-08 | 0.00060025 | 2.5003e-08 | 0.0015435 | 6.4294e-08
[79 empty] | WLDFR | HFTD - Distribution - Tier 3 - 3QU CoRE ¦ 2QU LoRE | Non-Red Flag Warning - Destructive Fires | 2048 | 2.0411e-09 | 1.0206e-09 | 2.6243e-09 | 11536.0538 | 319.4911 | 11216.5626 | 0 | 0 | 0 | 0 | 1.7002e-06 |  | 2.3546e-05 | 0 | 2.3546e-05 | 1.1773e-05 | 0 | 1.1773e-05 | 3.0274e-05 | 0 | 3.0274e-05 | [16 empty] | 7.3.1.3 Ignition probability mapping showing the probability of ignition along the electric lines and equipmentWLDFRAggregatedAggregated | WLDFR | HFTD - Distribution - Tier 3 - 3QU CoRE ¦ 2QU LoRE | Red Flag Warning - Catastrophic Fires | Aggregated | Aggregated | 2042 | 4.1655e-05 | 0 | 610.7187 | 0.025439 | 2042 | Mitigation | 0.08575 | 30 | 0 | esc | 0.0012005 | 5.0007e-08 | 0.00060025 | 2.5003e-08 | 0.0015435 | 6.4294e-08
[79 empty] | WLDFR | HFTD - Distribution - Tier 3 - 3QU CoRE ¦ 2QU LoRE | Non-Red Flag Warning - Destructive Fires | 2049 | 2.0411e-09 | 1.0206e-09 | 2.6243e-09 | 11536.0538 | 319.4911 | 11216.5626 | 0 | 0 | 0 | 0 | 1.7002e-06 |  | 2.3546e-05 | 0 | 2.3546e-05 | 1.1773e-05 | 0 | 1.1773e-05 | 3.0274e-05 | 0 | 3.0274e-05 | [16 empty] | 7.3.1.3 Ignition probability mapping showing the probability of ignition along the electric lines and equipmentWLDFRAggregatedAggregated | WLDFR | HFTD - Distribution - Tier 3 - 3QU CoRE ¦ 2QU LoRE | Red Flag Warning - Catastrophic Fires | Aggregated | Aggregated | 2043 | 4.1655e-05 | 0 | 610.7187 | 0.025439 | 2043 | Mitigation | 0.08575 | 30 | 0 | esc | 0.0012005 | 5.0007e-08 | 0.00060025 | 2.5003e-08 | 0.0015435 | 6.4294e-08
[79 empty] | WLDFR | HFTD - Distribution - Tier 3 - 3QU CoRE ¦ 2QU LoRE | Non-Red Flag Warning - Destructive Fires | 2050 | 0 | 1.0206e-09 | 2.6243e-09 | 11536.0538 | 319.4911 | 11216.5626 | 0 | 0 | 0 | 0 | 1.7002e-06 |  | 0 | 0 | 0 | 1.1773e-05 | 0 | 1.1773e-05 | 3.0274e-05 | 0 | 3.0274e-05 | [16 empty] | 7.3.1.3 Ignition probability mapping showing the probability of ignition along the electric lines and equipmentWLDFRAggregatedAggregated | WLDFR | HFTD - Distribution - Tier 3 - 3QU CoRE ¦ 2QU LoRE | Red Flag Warning - Catastrophic Fires | Aggregated | Aggregated | 2044 | 4.1655e-05 | 0 | 610.7187 | 0.025439 | 2044 | Mitigation | 0.08575 | 30 | 0 | esc | 0.0012005 | 5.0007e-08 | 0.00060025 | 2.5003e-08 | 0.0015435 | 6.4294e-08
[79 empty] | WLDFR | HFTD - Distribution - Tier 3 - 3QU CoRE ¦ 2QU LoRE | Non-Red Flag Warning - Destructive Fires | 2051 | 0 | 0 | 2.6243e-09 | 11536.0538 | 319.4911 | 11216.5626 | 0 | 0 | 0 | 0 | 1.7002e-06 |  | 0 | 0 | 0 | 0 | 0 | 0 | 3.0274e-05 | 0 | 3.0274e-05 | [16 empty] | 7.3.1.3 Ignition probability mapping showing the probability of ignition along the electric lines and equipmentWLDFRAggregatedAggregated | WLDFR | HFTD - Distribution - Tier 3 - 3QU CoRE ¦ 2QU LoRE | Red Flag Warning - Catastrophic Fires | Aggregated | Aggregated | 2045 | 4.1655e-05 | 0 | 610.7187 | 0.025439 | 2045 | Mitigation | 0.08575 | 30 | 0 | esc | 0.0012005 | 5.0007e-08 | 0.00060025 | 2.5003e-08 | 0.0015435 | 6.4294e-08
[79 empty] | WLDFR | HFTD - Distribution - Tier 3 - 3QU CoRE ¦ 2QU LoRE | Non-Red Flag Warning - Large Fires | 2020 | 2.2031e-08 | 0 | 0 | 5.2406 | 0.69642 | 2.942 | 1.6022 | 0 | 0 | 0 | 1.8351e-05 |  | 1.1545e-07 | 0 | 1.1545e-07 | 0 | 0 | 0 | 0 | 0 | 0 | [16 empty] | 7.3.1.3 Ignition probability mapping showing the probability of ignition along the electric lines and equipmentWLDFRAggregatedAggregated | WLDFR | HFTD - Distribution - Tier 3 - 3QU CoRE ¦ 2QU LoRE | Red Flag Warning - Catastrophic Fires | Aggregated | Aggregated | 2046 | 4.1655e-05 | 0 | 610.7187 | 0.025439 | 2046 | Mitigation | 0.08575 | 30 | 0 | esc | 0.0012005 | 5.0007e-08 | 0.00060025 | 2.5003e-08 | 0.0015435 | 6.4294e-08
[79 empty] | WLDFR | HFTD - Distribution - Tier 3 - 3QU CoRE ¦ 2QU LoRE | Non-Red Flag Warning - Large Fires | 2021 | 2.2031e-08 | 1.1015e-08 | 0 | 5.2406 | 0.69642 | 2.942 | 1.6022 | 0 | 0 | 0 | 1.8351e-05 |  | 1.1545e-07 | 0 | 1.1545e-07 | 5.7726e-08 | 0 | 5.7726e-08 | 0 | 0 | 0 | [16 empty] | 7.3.1.3 Ignition probability mapping showing the probability of ignition along the electric lines and equipmentWLDFRAggregatedAggregated | WLDFR | HFTD - Distribution - Tier 3 - 3QU CoRE ¦ 2QU LoRE | Red Flag Warning - Catastrophic Fires | Aggregated | Aggregated | 2047 | 4.1655e-05 | 0 | 610.7187 | 0.025439 | 2047 | Mitigation | 0.08575 | 30 | 0 | esc | 0.0012005 | 5.0007e-08 | 0.00060025 | 2.5003e-08 | 0.0015435 | 6.4294e-08
[79 empty] | WLDFR | HFTD - Distribution - Tier 3 - 3QU CoRE ¦ 2QU LoRE | Non-Red Flag Warning - Large Fires | 2022 | 2.2031e-08 | 1.1015e-08 | 2.8325e-08 | 5.2406 | 0.69642 | 2.942 | 1.6022 | 0 | 0 | 0 | 1.8351e-05 |  | 1.1545e-07 | 0 | 1.1545e-07 | 5.7726e-08 | 0 | 5.7726e-08 | 1.4844e-07 | 0 | 1.4844e-07 | [16 empty] | 7.3.1.3 Ignition probability mapping showing the probability of ignition along the electric lines and equipmentWLDFRAggregatedAggregated | WLDFR | HFTD - Distribution - Tier 3 - 3QU CoRE ¦ 2QU LoRE | Red Flag Warning - Catastrophic Fires | Aggregated | Aggregated | 2048 | 4.1655e-05 | 0 | 610.7187 | 0.025439 | 2048 | Mitigation | 0.08575 | 30 | 0 | esc | 0.0012005 | 5.0007e-08 | 0.00060025 | 2.5003e-08 | 0.0015435 | 6.4294e-08
[79 empty] | WLDFR | HFTD - Distribution - Tier 3 - 3QU CoRE ¦ 2QU LoRE | Non-Red Flag Warning - Large Fires | 2023 | 2.2031e-08 | 1.1015e-08 | 2.8325e-08 | 5.475 | 0.71896 | 3.0715 | 1.6846 | 0 | 0 | 0 | 1.8351e-05 |  | 1.2062e-07 | 0 | 1.2062e-07 | 6.0309e-08 | 0 | 6.0309e-08 | 1.5508e-07 | 0 | 1.5508e-07 | [16 empty] | 7.3.1.3 Ignition probability mapping showing the probability of ignition along the electric lines and equipmentWLDFRAggregatedAggregated | WLDFR | HFTD - Distribution - Tier 3 - 3QU CoRE ¦ 2QU LoRE | Red Flag Warning - Catastrophic Fires | Aggregated | Aggregated | 2049 | 4.1655e-05 | 0 | 610.7187 | 0.025439 | 2049 | Mitigation | 0.08575 | 30 | 0 | esc | 0.0012005 | 5.0007e-08 | 0.00060025 | 2.5003e-08 | 0.0015435 | 6.4294e-08
[79 empty] | WLDFR | HFTD - Distribution - Tier 3 - 3QU CoRE ¦ 2QU LoRE | Non-Red Flag Warning - Large Fires | 2024 | 2.2031e-08 | 1.1015e-08 | 2.8325e-08 | 5.475 | 0.71896 | 3.0715 | 1.6846 | 0 | 0 | 0 | 1.8351e-05 |  | 1.2062e-07 | 0 | 1.2062e-07 | 6.0309e-08 | 0 | 6.0309e-08 | 1.5508e-07 | 0 | 1.5508e-07 | [16 empty] | 7.3.1.3 Ignition probability mapping showing the probability of ignition along the electric lines and equipmentWLDFRAggregatedAggregated | WLDFR | HFTD - Distribution - Tier 3 - 3QU CoRE ¦ 2QU LoRE | Red Flag Warning - Catastrophic Fires | Aggregated | Aggregated | 2050 | 4.1655e-05 | 0 | 610.7187 | 0.025439 | 2050 | Mitigation | 0.08575 | 30 | 0 | esc | 0 | 0 | 0.00060025 | 2.5003e-08 | 0.0015435 | 6.4294e-08
[79 empty] | WLDFR | HFTD - Distribution - Tier 3 - 3QU CoRE ¦ 2QU LoRE | Non-Red Flag Warning - Large Fires | 2025 | 2.2031e-08 | 1.1015e-08 | 2.8325e-08 | 5.475 | 0.71896 | 3.0715 | 1.6846 | 0 | 0 | 0 | 1.8351e-05 |  | 1.2062e-07 | 0 | 1.2062e-07 | 6.0309e-08 | 0 | 6.0309e-08 | 1.5508e-07 | 0 | 1.5508e-07 | [16 empty] | 7.3.1.3 Ignition probability mapping showing the probability of ignition along the electric lines and equipmentWLDFRAggregatedAggregated | WLDFR | HFTD - Distribution - Tier 3 - 3QU CoRE ¦ 2QU LoRE | Red Flag Warning - Catastrophic Fires | Aggregated | Aggregated | 2051 | 4.1655e-05 | 0 | 610.7187 | 0.025439 | 2051 | Mitigation | 0.08575 | 30 | 0 | esc | 0 | 0 | 0 | 0 | 0.0015435 | 6.4294e-08
[79 empty] | WLDFR | HFTD - Distribution - Tier 3 - 3QU CoRE ¦ 2QU LoRE | Non-Red Flag Warning - Large Fires | 2026 | 2.2031e-08 | 1.1015e-08 | 2.8325e-08 | 5.475 | 0.71896 | 3.0715 | 1.6846 | 0 | 0 | 0 | 1.8351e-05 |  | 1.2062e-07 | 0 | 1.2062e-07 | 6.0309e-08 | 0 | 6.0309e-08 | 1.5508e-07 | 0 | 1.5508e-07 | [16 empty] | 7.3.1.3 Ignition probability mapping showing the probability of ignition along the electric lines and equipmentWLDFRAggregatedAggregated | WLDFR | HFTD - Distribution - Tier 3 - 3QU CoRE ¦ 2QU LoRE | Red Flag Warning - Destructive Fires | Aggregated | Aggregated | 2021 | 5.5637e-06 | 0 | 610.7187 | 0.0033978 | 2021 | Mitigation | 0.08575 | 30 | 0 | esc | 0.0012005 | 6.6792e-09 | 0.00060025 | 3.3396e-09 | 0 | 0
[79 empty] | WLDFR | HFTD - Distribution - Tier 3 - 3QU CoRE ¦ 2QU LoRE | Non-Red Flag Warning - Large Fires | 2027 | 2.2031e-08 | 1.1015e-08 | 2.8325e-08 | 5.475 | 0.71896 | 3.0715 | 1.6846 | 0 | 0 | 0 | 1.8351e-05 |  | 1.2062e-07 | 0 | 1.2062e-07 | 6.0309e-08 | 0 | 6.0309e-08 | 1.5508e-07 | 0 | 1.5508e-07 | [16 empty] | 7.3.1.3 Ignition probability mapping showing the probability of ignition along the electric lines and equipmentWLDFRAggregatedAggregated | WLDFR | HFTD - Distribution - Tier 3 - 3QU CoRE ¦ 2QU LoRE | Red Flag Warning - Destructive Fires | Aggregated | Aggregated | 2022 | 5.5637e-06 | 0 | 610.7187 | 0.0033978 | 2022 | Mitigation | 0.08575 | 30 | 0 | esc | 0.0012005 | 6.6792e-09 | 0.00060025 | 3.3396e-09 | 0.0015435 | 8.5875e-09
[79 empty] | WLDFR | HFTD - Distribution - Tier 3 - 3QU CoRE ¦ 2QU LoRE | Non-Red Flag Warning - Large Fires | 2028 | 2.2031e-08 | 1.1015e-08 | 2.8325e-08 | 5.777 | 0.74734 | 3.238 | 1.7917 | 0 | 0 | 0 | 1.8351e-05 |  | 1.2727e-07 | 0 | 1.2727e-07 | 6.3636e-08 | 0 | 6.3636e-08 | 1.6363e-07 | 0 | 1.6363e-07 | [16 empty] | 7.3.1.3 Ignition probability mapping showing the probability of ignition along the electric lines and equipmentWLDFRAggregatedAggregated | WLDFR | HFTD - Distribution - Tier 3 - 3QU CoRE ¦ 2QU LoRE | Red Flag Warning - Destructive Fires | Aggregated | Aggregated | 2023 | 5.5637e-06 | 0 | 610.7187 | 0.0033978 | 2023 | Mitigation | 0.08575 | 30 | 0 | esc | 0.0012005 | 6.6792e-09 | 0.00060025 | 3.3396e-09 | 0.0015435 | 8.5875e-09
[79 empty] | WLDFR | HFTD - Distribution - Tier 3 - 3QU CoRE ¦ 2QU LoRE | Non-Red Flag Warning - Large Fires | 2029 | 2.2031e-08 | 1.1015e-08 | 2.8325e-08 | 5.777 | 0.74734 | 3.238 | 1.7917 | 0 | 0 | 0 | 1.8351e-05 |  | 1.2727e-07 | 0 | 1.2727e-07 | 6.3636e-08 | 0 | 6.3636e-08 | 1.6363e-07 | 0 | 1.6363e-07 | [16 empty] | 7.3.1.3 Ignition probability mapping showing the probability of ignition along the electric lines and equipmentWLDFRAggregatedAggregated | WLDFR | HFTD - Distribution - Tier 3 - 3QU CoRE ¦ 2QU LoRE | Red Flag Warning - Destructive Fires | Aggregated | Aggregated | 2024 | 5.5637e-06 | 0 | 610.7187 | 0.0033978 | 2024 | Mitigation | 0.08575 | 30 | 0 | esc | 0.0012005 | 6.6792e-09 | 0.00060025 | 3.3396e-09 | 0.0015435 | 8.5875e-09
[79 empty] | WLDFR | HFTD - Distribution - Tier 3 - 3QU CoRE ¦ 2QU LoRE | Non-Red Flag Warning - Large Fires | 2030 | 2.2031e-08 | 1.1015e-08 | 2.8325e-08 | 5.777 | 0.74734 | 3.238 | 1.7917 | 0 | 0 | 0 | 1.8351e-05 |  | 1.2727e-07 | 0 | 1.2727e-07 | 6.3636e-08 | 0 | 6.3636e-08 | 1.6363e-07 | 0 | 1.6363e-07 | [16 empty] | 7.3.1.3 Ignition probability mapping showing the probability of ignition along the electric lines and equipmentWLDFRAggregatedAggregated | WLDFR | HFTD - Distribution - Tier 3 - 3QU CoRE ¦ 2QU LoRE | Red Flag Warning - Destructive Fires | Aggregated | Aggregated | 2025 | 5.5637e-06 | 0 | 610.7187 | 0.0033978 | 2025 | Mitigation | 0.08575 | 30 | 0 | esc | 0.0012005 | 6.6792e-09 | 0.00060025 | 3.3396e-09 | 0.0015435 | 8.5875e-09
[79 empty] | WLDFR | HFTD - Distribution - Tier 3 - 3QU CoRE ¦ 2QU LoRE | Non-Red Flag Warning - Large Fires | 2031 | 2.2031e-08 | 1.1015e-08 | 2.8325e-08 | 5.777 | 0.74734 | 3.238 | 1.7917 | 0 | 0 | 0 | 1.8351e-05 |  | 1.2727e-07 | 0 | 1.2727e-07 | 6.3636e-08 | 0 | 6.3636e-08 | 1.6363e-07 | 0 | 1.6363e-07 | [16 empty] | 7.3.1.3 Ignition probability mapping showing the probability of ignition along the electric lines and equipmentWLDFRAggregatedAggregated | WLDFR | HFTD - Distribution - Tier 3 - 3QU CoRE ¦ 2QU LoRE | Red Flag Warning - Destructive Fires | Aggregated | Aggregated | 2026 | 5.5637e-06 | 0 | 610.7187 | 0.0033978 | 2026 | Mitigation | 0.08575 | 30 | 0 | esc | 0.0012005 | 6.6792e-09 | 0.00060025 | 3.3396e-09 | 0.0015435 | 8.5875e-09
[79 empty] | WLDFR | HFTD - Distribution - Tier 3 - 3QU CoRE ¦ 2QU LoRE | Non-Red Flag Warning - Large Fires | 2032 | 2.2031e-08 | 1.1015e-08 | 2.8325e-08 | 5.777 | 0.74734 | 3.238 | 1.7917 | 0 | 0 | 0 | 1.8351e-05 |  | 1.2727e-07 | 0 | 1.2727e-07 | 6.3636e-08 | 0 | 6.3636e-08 | 1.6363e-07 | 0 | 1.6363e-07 | [16 empty] | 7.3.1.3 Ignition probability mapping showing the probability of ignition along the electric lines and equipmentWLDFRAggregatedAggregated | WLDFR | HFTD - Distribution - Tier 3 - 3QU CoRE ¦ 2QU LoRE | Red Flag Warning - Destructive Fires | Aggregated | Aggregated | 2027 | 5.5637e-06 | 0 | 610.7187 | 0.0033978 | 2027 | Mitigation | 0.08575 | 30 | 0 | esc | 0.0012005 | 6.6792e-09 | 0.00060025 | 3.3396e-09 | 0.0015435 | 8.5875e-09
[79 empty] | WLDFR | HFTD - Distribution - Tier 3 - 3QU CoRE ¦ 2QU LoRE | Non-Red Flag Warning - Large Fires | 2033 | 2.2031e-08 | 1.1015e-08 | 2.8325e-08 | 6.1205 | 0.77885 | 3.4265 | 1.9151 | 0 | 0 | 0 | 1.8351e-05 |  | 1.3484e-07 | 0 | 1.3484e-07 | 6.7419e-08 | 0 | 6.7419e-08 | 1.7336e-07 | 0 | 1.7336e-07 | [16 empty] | 7.3.1.3 Ignition probability mapping showing the probability of ignition along the electric lines and equipmentWLDFRAggregatedAggregated | WLDFR | HFTD - Distribution - Tier 3 - 3QU CoRE ¦ 2QU LoRE | Red Flag Warning - Destructive Fires | Aggregated | Aggregated | 2028 | 5.5637e-06 | 0 | 610.7187 | 0.0033978 | 2028 | Mitigation | 0.08575 | 30 | 0 | esc | 0.0012005 | 6.6792e-09 | 0.00060025 | 3.3396e-09 | 0.0015435 | 8.5875e-09
[79 empty] | WLDFR | HFTD - Distribution - Tier 3 - 3QU CoRE ¦ 2QU LoRE | Non-Red Flag Warning - Large Fires | 2034 | 2.2031e-08 | 1.1015e-08 | 2.8325e-08 | 6.1205 | 0.77885 | 3.4265 | 1.9151 | 0 | 0 | 0 | 1.8351e-05 |  | 1.3484e-07 | 0 | 1.3484e-07 | 6.7419e-08 | 0 | 6.7419e-08 | 1.7336e-07 | 0 | 1.7336e-07 | [16 empty] | 7.3.1.3 Ignition probability mapping showing the probability of ignition along the electric lines and equipmentWLDFRAggregatedAggregated | WLDFR | HFTD - Distribution - Tier 3 - 3QU CoRE ¦ 2QU LoRE | Red Flag Warning - Destructive Fires | Aggregated | Aggregated | 2029 | 5.5637e-06 | 0 | 610.7187 | 0.0033978 | 2029 | Mitigation | 0.08575 | 30 | 0 | esc | 0.0012005 | 6.6792e-09 | 0.00060025 | 3.3396e-09 | 0.0015435 | 8.5875e-09
[79 empty] | WLDFR | HFTD - Distribution - Tier 3 - 3QU CoRE ¦ 2QU LoRE | Non-Red Flag Warning - Large Fires | 2035 | 2.2031e-08 | 1.1015e-08 | 2.8325e-08 | 6.1205 | 0.77885 | 3.4265 | 1.9151 | 0 | 0 | 0 | 1.8351e-05 |  | 1.3484e-07 | 0 | 1.3484e-07 | 6.7419e-08 | 0 | 6.7419e-08 | 1.7336e-07 | 0 | 1.7336e-07 | [16 empty] | 7.3.1.3 Ignition probability mapping showing the probability of ignition along the electric lines and equipmentWLDFRAggregatedAggregated | WLDFR | HFTD - Distribution - Tier 3 - 3QU CoRE ¦ 2QU LoRE | Red Flag Warning - Destructive Fires | Aggregated | Aggregated | 2030 | 5.5637e-06 | 0 | 610.7187 | 0.0033978 | 2030 | Mitigation | 0.08575 | 30 | 0 | esc | 0.0012005 | 6.6792e-09 | 0.00060025 | 3.3396e-09 | 0.0015435 | 8.5875e-09
[79 empty] | WLDFR | HFTD - Distribution - Tier 3 - 3QU CoRE ¦ 2QU LoRE | Non-Red Flag Warning - Large Fires | 2036 | 2.2031e-08 | 1.1015e-08 | 2.8325e-08 | 6.1205 | 0.77885 | 3.4265 | 1.9151 | 0 | 0 | 0 | 1.8351e-05 |  | 1.3484e-07 | 0 | 1.3484e-07 | 6.7419e-08 | 0 | 6.7419e-08 | 1.7336e-07 | 0 | 1.7336e-07 | [16 empty] | 7.3.1.3 Ignition probability mapping showing the probability of ignition along the electric lines and equipmentWLDFRAggregatedAggregated | WLDFR | HFTD - Distribution - Tier 3 - 3QU CoRE ¦ 2QU LoRE | Red Flag Warning - Destructive Fires | Aggregated | Aggregated | 2031 | 5.5637e-06 | 0 | 610.7187 | 0.0033978 | 2031 | Mitigation | 0.08575 | 30 | 0 | esc | 0.0012005 | 6.6792e-09 | 0.00060025 | 3.3396e-09 | 0.0015435 | 8.5875e-09
[79 empty] | WLDFR | HFTD - Distribution - Tier 3 - 3QU CoRE ¦ 2QU LoRE | Non-Red Flag Warning - Large Fires | 2037 | 2.2031e-08 | 1.1015e-08 | 2.8325e-08 | 6.1205 | 0.77885 | 3.4265 | 1.9151 | 0 | 0 | 0 | 1.8351e-05 |  | 1.3484e-07 | 0 | 1.3484e-07 | 6.7419e-08 | 0 | 6.7419e-08 | 1.7336e-07 | 0 | 1.7336e-07 | [16 empty] | 7.3.1.3 Ignition probability mapping showing the probability of ignition along the electric lines and equipmentWLDFRAggregatedAggregated | WLDFR | HFTD - Distribution - Tier 3 - 3QU CoRE ¦ 2QU LoRE | Red Flag Warning - Destructive Fires | Aggregated | Aggregated | 2032 | 5.5637e-06 | 0 | 610.7187 | 0.0033978 | 2032 | Mitigation | 0.08575 | 30 | 0 | esc | 0.0012005 | 6.6792e-09 | 0.00060025 | 3.3396e-09 | 0.0015435 | 8.5875e-09
[79 empty] | WLDFR | HFTD - Distribution - Tier 3 - 3QU CoRE ¦ 2QU LoRE | Non-Red Flag Warning - Large Fires | 2038 | 2.2031e-08 | 1.1015e-08 | 2.8325e-08 | 6.5028 | 0.81304 | 3.6355 | 2.0543 | 0 | 0 | 0 | 1.8351e-05 |  | 1.4326e-07 | 0 | 1.4326e-07 | 7.1631e-08 | 0 | 7.1631e-08 | 1.8419e-07 | 0 | 1.8419e-07 | [16 empty] | 7.3.1.3 Ignition probability mapping showing the probability of ignition along the electric lines and equipmentWLDFRAggregatedAggregated | WLDFR | HFTD - Distribution - Tier 3 - 3QU CoRE ¦ 2QU LoRE | Red Flag Warning - Destructive Fires | Aggregated | Aggregated | 2033 | 5.5637e-06 | 0 | 610.7187 | 0.0033978 | 2033 | Mitigation | 0.08575 | 30 | 0 | esc | 0.0012005 | 6.6792e-09 | 0.00060025 | 3.3396e-09 | 0.0015435 | 8.5875e-09
[79 empty] | WLDFR | HFTD - Distribution - Tier 3 - 3QU CoRE ¦ 2QU LoRE | Non-Red Flag Warning - Large Fires | 2039 | 2.2031e-08 | 1.1015e-08 | 2.8325e-08 | 6.5028 | 0.81304 | 3.6355 | 2.0543 | 0 | 0 | 0 | 1.8351e-05 |  | 1.4326e-07 | 0 | 1.4326e-07 | 7.1631e-08 | 0 | 7.1631e-08 | 1.8419e-07 | 0 | 1.8419e-07 | [16 empty] | 7.3.1.3 Ignition probability mapping showing the probability of ignition along the electric lines and equipmentWLDFRAggregatedAggregated | WLDFR | HFTD - Distribution - Tier 3 - 3QU CoRE ¦ 2QU LoRE | Red Flag Warning - Destructive Fires | Aggregated | Aggregated | 2034 | 5.5637e-06 | 0 | 610.7187 | 0.0033978 | 2034 | Mitigation | 0.08575 | 30 | 0 | esc | 0.0012005 | 6.6792e-09 | 0.00060025 | 3.3396e-09 | 0.0015435 | 8.5875e-09
[79 empty] | WLDFR | HFTD - Distribution - Tier 3 - 3QU CoRE ¦ 2QU LoRE | Non-Red Flag Warning - Large Fires | 2040 | 2.2031e-08 | 1.1015e-08 | 2.8325e-08 | 6.5028 | 0.81304 | 3.6355 | 2.0543 | 0 | 0 | 0 | 1.8351e-05 |  | 1.4326e-07 | 0 | 1.4326e-07 | 7.1631e-08 | 0 | 7.1631e-08 | 1.8419e-07 | 0 | 1.8419e-07 | [16 empty] | 7.3.1.3 Ignition probability mapping showing the probability of ignition along the electric lines and equipmentWLDFRAggregatedAggregated | WLDFR | HFTD - Distribution - Tier 3 - 3QU CoRE ¦ 2QU LoRE | Red Flag Warning - Destructive Fires | Aggregated | Aggregated | 2035 | 5.5637e-06 | 0 | 610.7187 | 0.0033978 | 2035 | Mitigation | 0.08575 | 30 | 0 | esc | 0.0012005 | 6.6792e-09 | 0.00060025 | 3.3396e-09 | 0.0015435 | 8.5875e-09
[79 empty] | WLDFR | HFTD - Distribution - Tier 3 - 3QU CoRE ¦ 2QU LoRE | Non-Red Flag Warning - Large Fires | 2041 | 2.2031e-08 | 1.1015e-08 | 2.8325e-08 | 6.5028 | 0.81304 | 3.6355 | 2.0543 | 0 | 0 | 0 | 1.8351e-05 |  | 1.4326e-07 | 0 | 1.4326e-07 | 7.1631e-08 | 0 | 7.1631e-08 | 1.8419e-07 | 0 | 1.8419e-07 | [16 empty] | 7.3.1.3 Ignition probability mapping showing the probability of ignition along the electric lines and equipmentWLDFRAggregatedAggregated | WLDFR | HFTD - Distribution - Tier 3 - 3QU CoRE ¦ 2QU LoRE | Red Flag Warning - Destructive Fires | Aggregated | Aggregated | 2036 | 5.5637e-06 | 0 | 610.7187 | 0.0033978 | 2036 | Mitigation | 0.08575 | 30 | 0 | esc | 0.0012005 | 6.6792e-09 | 0.00060025 | 3.3396e-09 | 0.0015435 | 8.5875e-09
[79 empty] | WLDFR | HFTD - Distribution - Tier 3 - 3QU CoRE ¦ 2QU LoRE | Non-Red Flag Warning - Large Fires | 2042 | 2.2031e-08 | 1.1015e-08 | 2.8325e-08 | 6.5028 | 0.81304 | 3.6355 | 2.0543 | 0 | 0 | 0 | 1.8351e-05 |  | 1.4326e-07 | 0 | 1.4326e-07 | 7.1631e-08 | 0 | 7.1631e-08 | 1.8419e-07 | 0 | 1.8419e-07 | [16 empty] | 7.3.1.3 Ignition probability mapping showing the probability of ignition along the electric lines and equipmentWLDFRAggregatedAggregated | WLDFR | HFTD - Distribution - Tier 3 - 3QU CoRE ¦ 2QU LoRE | Red Flag Warning - Destructive Fires | Aggregated | Aggregated | 2037 | 5.5637e-06 | 0 | 610.7187 | 0.0033978 | 2037 | Mitigation | 0.08575 | 30 | 0 | esc | 0.0012005 | 6.6792e-09 | 0.00060025 | 3.3396e-09 | 0.0015435 | 8.5875e-09
[79 empty] | WLDFR | HFTD - Distribution - Tier 3 - 3QU CoRE ¦ 2QU LoRE | Non-Red Flag Warning - Large Fires | 2043 | 2.2031e-08 | 1.1015e-08 | 2.8325e-08 | 6.9209 | 0.84944 | 3.8632 | 2.2083 | 0 | 0 | 0 | 1.8351e-05 |  | 1.5247e-07 | 0 | 1.5247e-07 | 7.6236e-08 | 0 | 7.6236e-08 | 1.9604e-07 | 0 | 1.9604e-07 | [16 empty] | 7.3.1.3 Ignition probability mapping showing the probability of ignition along the electric lines and equipmentWLDFRAggregatedAggregated | WLDFR | HFTD - Distribution - Tier 3 - 3QU CoRE ¦ 2QU LoRE | Red Flag Warning - Destructive Fires | Aggregated | Aggregated | 2038 | 5.5637e-06 | 0 | 610.7187 | 0.0033978 | 2038 | Mitigation | 0.08575 | 30 | 0 | esc | 0.0012005 | 6.6792e-09 | 0.00060025 | 3.3396e-09 | 0.0015435 | 8.5875e-09
[79 empty] | WLDFR | HFTD - Distribution - Tier 3 - 3QU CoRE ¦ 2QU LoRE | Non-Red Flag Warning - Large Fires | 2044 | 2.2031e-08 | 1.1015e-08 | 2.8325e-08 | 6.9209 | 0.84944 | 3.8632 | 2.2083 | 0 | 0 | 0 | 1.8351e-05 |  | 1.5247e-07 | 0 | 1.5247e-07 | 7.6236e-08 | 0 | 7.6236e-08 | 1.9604e-07 | 0 | 1.9604e-07 | [16 empty] | 7.3.1.3 Ignition probability mapping showing the probability of ignition along the electric lines and equipmentWLDFRAggregatedAggregated | WLDFR | HFTD - Distribution - Tier 3 - 3QU CoRE ¦ 2QU LoRE | Red Flag Warning - Destructive Fires | Aggregated | Aggregated | 2039 | 5.5637e-06 | 0 | 610.7187 | 0.0033978 | 2039 | Mitigation | 0.08575 | 30 | 0 | esc | 0.0012005 | 6.6792e-09 | 0.00060025 | 3.3396e-09 | 0.0015435 | 8.5875e-09
[79 empty] | WLDFR | HFTD - Distribution - Tier 3 - 3QU CoRE ¦ 2QU LoRE | Non-Red Flag Warning - Large Fires | 2045 | 2.2031e-08 | 1.1015e-08 | 2.8325e-08 | 6.9209 | 0.84944 | 3.8632 | 2.2083 | 0 | 0 | 0 | 1.8351e-05 |  | 1.5247e-07 | 0 | 1.5247e-07 | 7.6236e-08 | 0 | 7.6236e-08 | 1.9604e-07 | 0 | 1.9604e-07 | [16 empty] | 7.3.1.3 Ignition probability mapping showing the probability of ignition along the electric lines and equipmentWLDFRAggregatedAggregated | WLDFR | HFTD - Distribution - Tier 3 - 3QU CoRE ¦ 2QU LoRE | Red Flag Warning - Destructive Fires | Aggregated | Aggregated | 2040 | 5.5637e-06 | 0 | 610.7187 | 0.0033978 | 2040 | Mitigation | 0.08575 | 30 | 0 | esc | 0.0012005 | 6.6792e-09 | 0.00060025 | 3.3396e-09 | 0.0015435 | 8.5875e-09
[79 empty] | WLDFR | HFTD - Distribution - Tier 3 - 3QU CoRE ¦ 2QU LoRE | Non-Red Flag Warning - Large Fires | 2046 | 2.2031e-08 | 1.1015e-08 | 2.8325e-08 | 6.9209 | 0.84944 | 3.8632 | 2.2083 | 0 | 0 | 0 | 1.8351e-05 |  | 1.5247e-07 | 0 | 1.5247e-07 | 7.6236e-08 | 0 | 7.6236e-08 | 1.9604e-07 | 0 | 1.9604e-07 | [16 empty] | 7.3.1.3 Ignition probability mapping showing the probability of ignition along the electric lines and equipmentWLDFRAggregatedAggregated | WLDFR | HFTD - Distribution - Tier 3 - 3QU CoRE ¦ 2QU LoRE | Red Flag Warning - Destructive Fires | Aggregated | Aggregated | 2041 | 5.5637e-06 | 0 | 610.7187 | 0.0033978 | 2041 | Mitigation | 0.08575 | 30 | 0 | esc | 0.0012005 | 6.6792e-09 | 0.00060025 | 3.3396e-09 | 0.0015435 | 8.5875e-09
[79 empty] | WLDFR | HFTD - Distribution - Tier 3 - 3QU CoRE ¦ 2QU LoRE | Non-Red Flag Warning - Large Fires | 2047 | 2.2031e-08 | 1.1015e-08 | 2.8325e-08 | 6.9209 | 0.84944 | 3.8632 | 2.2083 | 0 | 0 | 0 | 1.8351e-05 |  | 1.5247e-07 | 0 | 1.5247e-07 | 7.6236e-08 | 0 | 7.6236e-08 | 1.9604e-07 | 0 | 1.9604e-07 | [16 empty] | 7.3.1.3 Ignition probability mapping showing the probability of ignition along the electric lines and equipmentWLDFRAggregatedAggregated | WLDFR | HFTD - Distribution - Tier 3 - 3QU CoRE ¦ 2QU LoRE | Red Flag Warning - Destructive Fires | Aggregated | Aggregated | 2042 | 5.5637e-06 | 0 | 610.7187 | 0.0033978 | 2042 | Mitigation | 0.08575 | 30 | 0 | esc | 0.0012005 | 6.6792e-09 | 0.00060025 | 3.3396e-09 | 0.0015435 | 8.5875e-09
[79 empty] | WLDFR | HFTD - Distribution - Tier 3 - 3QU CoRE ¦ 2QU LoRE | Non-Red Flag Warning - Large Fires | 2048 | 2.2031e-08 | 1.1015e-08 | 2.8325e-08 | 7.3713 | 0.88759 | 4.1075 | 2.3763 | 0 | 0 | 0 | 1.8351e-05 |  | 1.624e-07 | 0 | 1.624e-07 | 8.1198e-08 | 0 | 8.1198e-08 | 2.0879e-07 | 0 | 2.0879e-07 | [16 empty] | 7.3.1.3 Ignition probability mapping showing the probability of ignition along the electric lines and equipmentWLDFRAggregatedAggregated | WLDFR | HFTD - Distribution - Tier 3 - 3QU CoRE ¦ 2QU LoRE | Red Flag Warning - Destructive Fires | Aggregated | Aggregated | 2043 | 5.5637e-06 | 0 | 610.7187 | 0.0033978 | 2043 | Mitigation | 0.08575 | 30 | 0 | esc | 0.0012005 | 6.6792e-09 | 0.00060025 | 3.3396e-09 | 0.0015435 | 8.5875e-09
[79 empty] | WLDFR | HFTD - Distribution - Tier 3 - 3QU CoRE ¦ 2QU LoRE | Non-Red Flag Warning - Large Fires | 2049 | 2.2031e-08 | 1.1015e-08 | 2.8325e-08 | 7.3713 | 0.88759 | 4.1075 | 2.3763 | 0 | 0 | 0 | 1.8351e-05 |  | 1.624e-07 | 0 | 1.624e-07 | 8.1198e-08 | 0 | 8.1198e-08 | 2.0879e-07 | 0 | 2.0879e-07 | [16 empty] | 7.3.1.3 Ignition probability mapping showing the probability of ignition along the electric lines and equipmentWLDFRAggregatedAggregated | WLDFR | HFTD - Distribution - Tier 3 - 3QU CoRE ¦ 2QU LoRE | Red Flag Warning - Destructive Fires | Aggregated | Aggregated | 2044 | 5.5637e-06 | 0 | 610.7187 | 0.0033978 | 2044 | Mitigation | 0.08575 | 30 | 0 | esc | 0.0012005 | 6.6792e-09 | 0.00060025 | 3.3396e-09 | 0.0015435 | 8.5875e-09
[79 empty] | WLDFR | HFTD - Distribution - Tier 3 - 3QU CoRE ¦ 2QU LoRE | Non-Red Flag Warning - Large Fires | 2050 | 0 | 1.1015e-08 | 2.8325e-08 | 7.3713 | 0.88759 | 4.1075 | 2.3763 | 0 | 0 | 0 | 1.8351e-05 |  | 0 | 0 | 0 | 8.1198e-08 | 0 | 8.1198e-08 | 2.0879e-07 | 0 | 2.0879e-07 | [16 empty] | 7.3.1.3 Ignition probability mapping showing the probability of ignition along the electric lines and equipmentWLDFRAggregatedAggregated | WLDFR | HFTD - Distribution - Tier 3 - 3QU CoRE ¦ 2QU LoRE | Red Flag Warning - Destructive Fires | Aggregated | Aggregated | 2045 | 5.5637e-06 | 0 | 610.7187 | 0.0033978 | 2045 | Mitigation | 0.08575 | 30 | 0 | esc | 0.0012005 | 6.6792e-09 | 0.00060025 | 3.3396e-09 | 0.0015435 | 8.5875e-09
[79 empty] | WLDFR | HFTD - Distribution - Tier 3 - 3QU CoRE ¦ 2QU LoRE | Non-Red Flag Warning - Large Fires | 2051 | 0 | 0 | 2.8325e-08 | 7.3713 | 0.88759 | 4.1075 | 2.3763 | 0 | 0 | 0 | 1.8351e-05 |  | 0 | 0 | 0 | 0 | 0 | 0 | 2.0879e-07 | 0 | 2.0879e-07 | [16 empty] | 7.3.1.3 Ignition probability mapping showing the probability of ignition along the electric lines and equipmentWLDFRAggregatedAggregated | WLDFR | HFTD - Distribution - Tier 3 - 3QU CoRE ¦ 2QU LoRE | Red Flag Warning - Destructive Fires | Aggregated | Aggregated | 2046 | 5.5637e-06 | 0 | 610.7187 | 0.0033978 | 2046 | Mitigation | 0.08575 | 30 | 0 | esc | 0.0012005 | 6.6792e-09 | 0.00060025 | 3.3396e-09 | 0.0015435 | 8.5875e-09
[79 empty] | WLDFR | HFTD - Distribution - Tier 3 - 3QU CoRE ¦ 2QU LoRE | Non-Red Flag Warning - Small Fires | 2020 | 6.9103e-06 | 0 | 0 | 0.077901 | 0.036425 | 0.0015809 | 0.039895 | 0 | 0 | 0 | 0.0057562 |  | 5.3831e-07 | 0 | 5.3831e-07 | 0 | 0 | 0 | 0 | 0 | 0 | [16 empty] | 7.3.1.3 Ignition probability mapping showing the probability of ignition along the electric lines and equipmentWLDFRAggregatedAggregated | WLDFR | HFTD - Distribution - Tier 3 - 3QU CoRE ¦ 2QU LoRE | Red Flag Warning - Destructive Fires | Aggregated | Aggregated | 2047 | 5.5637e-06 | 0 | 610.7187 | 0.0033978 | 2047 | Mitigation | 0.08575 | 30 | 0 | esc | 0.0012005 | 6.6792e-09 | 0.00060025 | 3.3396e-09 | 0.0015435 | 8.5875e-09
[79 empty] | WLDFR | HFTD - Distribution - Tier 3 - 3QU CoRE ¦ 2QU LoRE | Non-Red Flag Warning - Small Fires | 2021 | 6.9103e-06 | 3.4551e-06 | 0 | 0.077901 | 0.036425 | 0.0015809 | 0.039895 | 0 | 0 | 0 | 0.0057562 |  | 5.3831e-07 | 0 | 5.3831e-07 | 2.6916e-07 | 0 | 2.6916e-07 | 0 | 0 | 0 | [16 empty] | 7.3.1.3 Ignition probability mapping showing the probability of ignition along the electric lines and equipmentWLDFRAggregatedAggregated | WLDFR | HFTD - Distribution - Tier 3 - 3QU CoRE ¦ 2QU LoRE | Red Flag Warning - Destructive Fires | Aggregated | Aggregated | 2048 | 5.5637e-06 | 0 | 610.7187 | 0.0033978 | 2048 | Mitigation | 0.08575 | 30 | 0 | esc | 0.0012005 | 6.6792e-09 | 0.00060025 | 3.3396e-09 | 0.0015435 | 8.5875e-09
[79 empty] | WLDFR | HFTD - Distribution - Tier 3 - 3QU CoRE ¦ 2QU LoRE | Non-Red Flag Warning - Small Fires | 2022 | 6.9103e-06 | 3.4551e-06 | 8.8846e-06 | 0.077901 | 0.036425 | 0.0015809 | 0.039895 | 0 | 0 | 0 | 0.0057562 |  | 5.3831e-07 | 0 | 5.3831e-07 | 2.6916e-07 | 0 | 2.6916e-07 | 6.9212e-07 | 0 | 6.9212e-07 | [16 empty] | 7.3.1.3 Ignition probability mapping showing the probability of ignition along the electric lines and equipmentWLDFRAggregatedAggregated | WLDFR | HFTD - Distribution - Tier 3 - 3QU CoRE ¦ 2QU LoRE | Red Flag Warning - Destructive Fires | Aggregated | Aggregated | 2049 | 5.5637e-06 | 0 | 610.7187 | 0.0033978 | 2049 | Mitigation | 0.08575 | 30 | 0 | esc | 0.0012005 | 6.6792e-09 | 0.00060025 | 3.3396e-09 | 0.0015435 | 8.5875e-09
[79 empty] | WLDFR | HFTD - Distribution - Tier 3 - 3QU CoRE ¦ 2QU LoRE | Non-Red Flag Warning - Small Fires | 2023 | 6.9103e-06 | 3.4551e-06 | 8.8846e-06 | 0.080408 | 0.03759 | 0.0016314 | 0.041187 | 0 | 0 | 0 | 0.0057562 |  | 5.5564e-07 | 0 | 5.5564e-07 | 2.7782e-07 | 0 | 2.7782e-07 | 7.144e-07 | 0 | 7.144e-07 | [16 empty] | 7.3.1.3 Ignition probability mapping showing the probability of ignition along the electric lines and equipmentWLDFRAggregatedAggregated | WLDFR | HFTD - Distribution - Tier 3 - 3QU CoRE ¦ 2QU LoRE | Red Flag Warning - Destructive Fires | Aggregated | Aggregated | 2050 | 5.5637e-06 | 0 | 610.7187 | 0.0033978 | 2050 | Mitigation | 0.08575 | 30 | 0 | esc | 0 | 0 | 0.00060025 | 3.3396e-09 | 0.0015435 | 8.5875e-09
[79 empty] | WLDFR | HFTD - Distribution - Tier 3 - 3QU CoRE ¦ 2QU LoRE | Non-Red Flag Warning - Small Fires | 2024 | 6.9103e-06 | 3.4551e-06 | 8.8846e-06 | 0.080408 | 0.03759 | 0.0016314 | 0.041187 | 0 | 0 | 0 | 0.0057562 |  | 5.5564e-07 | 0 | 5.5564e-07 | 2.7782e-07 | 0 | 2.7782e-07 | 7.144e-07 | 0 | 7.144e-07 | [16 empty] | 7.3.1.3 Ignition probability mapping showing the probability of ignition along the electric lines and equipmentWLDFRAggregatedAggregated | WLDFR | HFTD - Distribution - Tier 3 - 3QU CoRE ¦ 2QU LoRE | Red Flag Warning - Destructive Fires | Aggregated | Aggregated | 2051 | 5.5637e-06 | 0 | 610.7187 | 0.0033978 | 2051 | Mitigation | 0.08575 | 30 | 0 | esc | 0 | 0 | 0 | 0 | 0.0015435 | 8.5875e-09
[79 empty] | WLDFR | HFTD - Distribution - Tier 3 - 3QU CoRE ¦ 2QU LoRE | Non-Red Flag Warning - Small Fires | 2025 | 6.9103e-06 | 3.4551e-06 | 8.8846e-06 | 0.080408 | 0.03759 | 0.0016314 | 0.041187 | 0 | 0 | 0 | 0.0057562 |  | 5.5564e-07 | 0 | 5.5564e-07 | 2.7782e-07 | 0 | 2.7782e-07 | 7.144e-07 | 0 | 7.144e-07 | [16 empty] | 7.3.1.3 Ignition probability mapping showing the probability of ignition along the electric lines and equipmentWLDFRAggregatedAggregated | WLDFR | HFTD - Distribution - Tier 3 - 3QU CoRE ¦ 2QU LoRE | Red Flag Warning - Large Fires | Aggregated | Aggregated | 2021 | 3.7881e-05 | 0 | 610.7187 | 0.023135 | 2021 | Mitigation | 0.08575 | 30 | 0 | esc | 0.0012005 | 4.5476e-08 | 0.00060025 | 2.2738e-08 | 0 | 0
[79 empty] | WLDFR | HFTD - Distribution - Tier 3 - 3QU CoRE ¦ 2QU LoRE | Non-Red Flag Warning - Small Fires | 2026 | 6.9103e-06 | 3.4551e-06 | 8.8846e-06 | 0.080408 | 0.03759 | 0.0016314 | 0.041187 | 0 | 0 | 0 | 0.0057562 |  | 5.5564e-07 | 0 | 5.5564e-07 | 2.7782e-07 | 0 | 2.7782e-07 | 7.144e-07 | 0 | 7.144e-07 | [16 empty] | 7.3.1.3 Ignition probability mapping showing the probability of ignition along the electric lines and equipmentWLDFRAggregatedAggregated | WLDFR | HFTD - Distribution - Tier 3 - 3QU CoRE ¦ 2QU LoRE | Red Flag Warning - Large Fires | Aggregated | Aggregated | 2022 | 3.7881e-05 | 0 | 610.7187 | 0.023135 | 2022 | Mitigation | 0.08575 | 30 | 0 | esc | 0.0012005 | 4.5476e-08 | 0.00060025 | 2.2738e-08 | 0.0015435 | 5.8469e-08
[79 empty] | WLDFR | HFTD - Distribution - Tier 3 - 3QU CoRE ¦ 2QU LoRE | Non-Red Flag Warning - Small Fires | 2027 | 6.9103e-06 | 3.4551e-06 | 8.8846e-06 | 0.080408 | 0.03759 | 0.0016314 | 0.041187 | 0 | 0 | 0 | 0.0057562 |  | 5.5564e-07 | 0 | 5.5564e-07 | 2.7782e-07 | 0 | 2.7782e-07 | 7.144e-07 | 0 | 7.144e-07 | [16 empty] | 7.3.1.3 Ignition probability mapping showing the probability of ignition along the electric lines and equipmentWLDFRAggregatedAggregated | WLDFR | HFTD - Distribution - Tier 3 - 3QU CoRE ¦ 2QU LoRE | Red Flag Warning - Large Fires | Aggregated | Aggregated | 2023 | 3.7881e-05 | 0 | 610.7187 | 0.023135 | 2023 | Mitigation | 0.08575 | 30 | 0 | esc | 0.0012005 | 4.5476e-08 | 0.00060025 | 2.2738e-08 | 0.0015435 | 5.8469e-08
[79 empty] | WLDFR | HFTD - Distribution - Tier 3 - 3QU CoRE ¦ 2QU LoRE | Non-Red Flag Warning - Small Fires | 2028 | 6.9103e-06 | 3.4551e-06 | 8.8846e-06 | 0.083606 | 0.039055 | 0.001695 | 0.042856 | 0 | 0 | 0 | 0.0057562 |  | 5.7774e-07 | 0 | 5.7774e-07 | 2.8887e-07 | 0 | 2.8887e-07 | 7.4281e-07 | 0 | 7.4281e-07 | [16 empty] | 7.3.1.3 Ignition probability mapping showing the probability of ignition along the electric lines and equipmentWLDFRAggregatedAggregated | WLDFR | HFTD - Distribution - Tier 3 - 3QU CoRE ¦ 2QU LoRE | Red Flag Warning - Large Fires | Aggregated | Aggregated | 2024 | 3.7881e-05 | 0 | 610.7187 | 0.023135 | 2024 | Mitigation | 0.08575 | 30 | 0 | esc | 0.0012005 | 4.5476e-08 | 0.00060025 | 2.2738e-08 | 0.0015435 | 5.8469e-08
[79 empty] | WLDFR | HFTD - Distribution - Tier 3 - 3QU CoRE ¦ 2QU LoRE | Non-Red Flag Warning - Small Fires | 2029 | 6.9103e-06 | 3.4551e-06 | 8.8846e-06 | 0.083606 | 0.039055 | 0.001695 | 0.042856 | 0 | 0 | 0 | 0.0057562 |  | 5.7774e-07 | 0 | 5.7774e-07 | 2.8887e-07 | 0 | 2.8887e-07 | 7.4281e-07 | 0 | 7.4281e-07 | [16 empty] | 7.3.1.3 Ignition probability mapping showing the probability of ignition along the electric lines and equipmentWLDFRAggregatedAggregated | WLDFR | HFTD - Distribution - Tier 3 - 3QU CoRE ¦ 2QU LoRE | Red Flag Warning - Large Fires | Aggregated | Aggregated | 2025 | 3.7881e-05 | 0 | 610.7187 | 0.023135 | 2025 | Mitigation | 0.08575 | 30 | 0 | esc | 0.0012005 | 4.5476e-08 | 0.00060025 | 2.2738e-08 | 0.0015435 | 5.8469e-08
[79 empty] | WLDFR | HFTD - Distribution - Tier 3 - 3QU CoRE ¦ 2QU LoRE | Non-Red Flag Warning - Small Fires | 2030 | 6.9103e-06 | 3.4551e-06 | 8.8846e-06 | 0.083606 | 0.039055 | 0.001695 | 0.042856 | 0 | 0 | 0 | 0.0057562 |  | 5.7774e-07 | 0 | 5.7774e-07 | 2.8887e-07 | 0 | 2.8887e-07 | 7.4281e-07 | 0 | 7.4281e-07 | [16 empty] | 7.3.1.3 Ignition probability mapping showing the probability of ignition along the electric lines and equipmentWLDFRAggregatedAggregated | WLDFR | HFTD - Distribution - Tier 3 - 3QU CoRE ¦ 2QU LoRE | Red Flag Warning - Large Fires | Aggregated | Aggregated | 2026 | 3.7881e-05 | 0 | 610.7187 | 0.023135 | 2026 | Mitigation | 0.08575 | 30 | 0 | esc | 0.0012005 | 4.5476e-08 | 0.00060025 | 2.2738e-08 | 0.0015435 | 5.8469e-08
[79 empty] | WLDFR | HFTD - Distribution - Tier 3 - 3QU CoRE ¦ 2QU LoRE | Non-Red Flag Warning - Small Fires | 2031 | 6.9103e-06 | 3.4551e-06 | 8.8846e-06 | 0.083606 | 0.039055 | 0.001695 | 0.042856 | 0 | 0 | 0 | 0.0057562 |  | 5.7774e-07 | 0 | 5.7774e-07 | 2.8887e-07 | 0 | 2.8887e-07 | 7.4281e-07 | 0 | 7.4281e-07 | [16 empty] | 7.3.1.3 Ignition probability mapping showing the probability of ignition along the electric lines and equipmentWLDFRAggregatedAggregated | WLDFR | HFTD - Distribution - Tier 3 - 3QU CoRE ¦ 2QU LoRE | Red Flag Warning - Large Fires | Aggregated | Aggregated | 2027 | 3.7881e-05 | 0 | 610.7187 | 0.023135 | 2027 | Mitigation | 0.08575 | 30 | 0 | esc | 0.0012005 | 4.5476e-08 | 0.00060025 | 2.2738e-08 | 0.0015435 | 5.8469e-08
[79 empty] | WLDFR | HFTD - Distribution - Tier 3 - 3QU CoRE ¦ 2QU LoRE | Non-Red Flag Warning - Small Fires | 2032 | 6.9103e-06 | 3.4551e-06 | 8.8846e-06 | 0.083606 | 0.039055 | 0.001695 | 0.042856 | 0 | 0 | 0 | 0.0057562 |  | 5.7774e-07 | 0 | 5.7774e-07 | 2.8887e-07 | 0 | 2.8887e-07 | 7.4281e-07 | 0 | 7.4281e-07 | [16 empty] | 7.3.1.3 Ignition probability mapping showing the probability of ignition along the electric lines and equipmentWLDFRAggregatedAggregated | WLDFR | HFTD - Distribution - Tier 3 - 3QU CoRE ¦ 2QU LoRE | Red Flag Warning - Large Fires | Aggregated | Aggregated | 2028 | 3.7881e-05 | 0 | 610.7187 | 0.023135 | 2028 | Mitigation | 0.08575 | 30 | 0 | esc | 0.0012005 | 4.5476e-08 | 0.00060025 | 2.2738e-08 | 0.0015435 | 5.8469e-08
[79 empty] | WLDFR | HFTD - Distribution - Tier 3 - 3QU CoRE ¦ 2QU LoRE | Non-Red Flag Warning - Small Fires | 2033 | 6.9103e-06 | 3.4551e-06 | 8.8846e-06 | 0.087211 | 0.040679 | 0.0017655 | 0.044766 | 0 | 0 | 0 | 0.0057562 |  | 6.0265e-07 | 0 | 6.0265e-07 | 3.0133e-07 | 0 | 3.0133e-07 | 7.7484e-07 | 0 | 7.7484e-07 | [16 empty] | 7.3.1.3 Ignition probability mapping showing the probability of ignition along the electric lines and equipmentWLDFRAggregatedAggregated | WLDFR | HFTD - Distribution - Tier 3 - 3QU CoRE ¦ 2QU LoRE | Red Flag Warning - Large Fires | Aggregated | Aggregated | 2029 | 3.7881e-05 | 0 | 610.7187 | 0.023135 | 2029 | Mitigation | 0.08575 | 30 | 0 | esc | 0.0012005 | 4.5476e-08 | 0.00060025 | 2.2738e-08 | 0.0015435 | 5.8469e-08
[79 empty] | WLDFR | HFTD - Distribution - Tier 3 - 3QU CoRE ¦ 2QU LoRE | Non-Red Flag Warning - Small Fires | 2034 | 6.9103e-06 | 3.4551e-06 | 8.8846e-06 | 0.087211 | 0.040679 | 0.0017655 | 0.044766 | 0 | 0 | 0 | 0.0057562 |  | 6.0265e-07 | 0 | 6.0265e-07 | 3.0133e-07 | 0 | 3.0133e-07 | 7.7484e-07 | 0 | 7.7484e-07 | [16 empty] | 7.3.1.3 Ignition probability mapping showing the probability of ignition along the electric lines and equipmentWLDFRAggregatedAggregated | WLDFR | HFTD - Distribution - Tier 3 - 3QU CoRE ¦ 2QU LoRE | Red Flag Warning - Large Fires | Aggregated | Aggregated | 2030 | 3.7881e-05 | 0 | 610.7187 | 0.023135 | 2030 | Mitigation | 0.08575 | 30 | 0 | esc | 0.0012005 | 4.5476e-08 | 0.00060025 | 2.2738e-08 | 0.0015435 | 5.8469e-08
[79 empty] | WLDFR | HFTD - Distribution - Tier 3 - 3QU CoRE ¦ 2QU LoRE | Non-Red Flag Warning - Small Fires | 2035 | 6.9103e-06 | 3.4551e-06 | 8.8846e-06 | 0.087211 | 0.040679 | 0.0017655 | 0.044766 | 0 | 0 | 0 | 0.0057562 |  | 6.0265e-07 | 0 | 6.0265e-07 | 3.0133e-07 | 0 | 3.0133e-07 | 7.7484e-07 | 0 | 7.7484e-07 | [16 empty] | 7.3.1.3 Ignition probability mapping showing the probability of ignition along the electric lines and equipmentWLDFRAggregatedAggregated | WLDFR | HFTD - Distribution - Tier 3 - 3QU CoRE ¦ 2QU LoRE | Red Flag Warning - Large Fires | Aggregated | Aggregated | 2031 | 3.7881e-05 | 0 | 610.7187 | 0.023135 | 2031 | Mitigation | 0.08575 | 30 | 0 | esc | 0.0012005 | 4.5476e-08 | 0.00060025 | 2.2738e-08 | 0.0015435 | 5.8469e-08
[79 empty] | WLDFR | HFTD - Distribution - Tier 3 - 3QU CoRE ¦ 2QU LoRE | Non-Red Flag Warning - Small Fires | 2036 | 6.9103e-06 | 3.4551e-06 | 8.8846e-06 | 0.087211 | 0.040679 | 0.0017655 | 0.044766 | 0 | 0 | 0 | 0.0057562 |  | 6.0265e-07 | 0 | 6.0265e-07 | 3.0133e-07 | 0 | 3.0133e-07 | 7.7484e-07 | 0 | 7.7484e-07 | [16 empty] | 7.3.1.3 Ignition probability mapping showing the probability of ignition along the electric lines and equipmentWLDFRAggregatedAggregated | WLDFR | HFTD - Distribution - Tier 3 - 3QU CoRE ¦ 2QU LoRE | Red Flag Warning - Large Fires | Aggregated | Aggregated | 2032 | 3.7881e-05 | 0 | 610.7187 | 0.023135 | 2032 | Mitigation | 0.08575 | 30 | 0 | esc | 0.0012005 | 4.5476e-08 | 0.00060025 | 2.2738e-08 | 0.0015435 | 5.8469e-08
[79 empty] | WLDFR | HFTD - Distribution - Tier 3 - 3QU CoRE ¦ 2QU LoRE | Non-Red Flag Warning - Small Fires | 2037 | 6.9103e-06 | 3.4551e-06 | 8.8846e-06 | 0.087211 | 0.040679 | 0.0017655 | 0.044766 | 0 | 0 | 0 | 0.0057562 |  | 6.0265e-07 | 0 | 6.0265e-07 | 3.0133e-07 | 0 | 3.0133e-07 | 7.7484e-07 | 0 | 7.7484e-07 | [16 empty] | 7.3.1.3 Ignition probability mapping showing the probability of ignition along the electric lines and equipmentWLDFRAggregatedAggregated | WLDFR | HFTD - Distribution - Tier 3 - 3QU CoRE ¦ 2QU LoRE | Red Flag Warning - Large Fires | Aggregated | Aggregated | 2033 | 3.7881e-05 | 0 | 610.7187 | 0.023135 | 2033 | Mitigation | 0.08575 | 30 | 0 | esc | 0.0012005 | 4.5476e-08 | 0.00060025 | 2.2738e-08 | 0.0015435 | 5.8469e-08
[79 empty] | WLDFR | HFTD - Distribution - Tier 3 - 3QU CoRE ¦ 2QU LoRE | Non-Red Flag Warning - Small Fires | 2038 | 6.9103e-06 | 3.4551e-06 | 8.8846e-06 | 0.091184 | 0.042438 | 0.0018418 | 0.046905 | 0 | 0 | 0 | 0.0057562 |  | 6.3011e-07 | 0 | 6.3011e-07 | 3.1505e-07 | 0 | 3.1505e-07 | 8.1014e-07 | 0 | 8.1014e-07 | [16 empty] | 7.3.1.3 Ignition probability mapping showing the probability of ignition along the electric lines and equipmentWLDFRAggregatedAggregated | WLDFR | HFTD - Distribution - Tier 3 - 3QU CoRE ¦ 2QU LoRE | Red Flag Warning - Large Fires | Aggregated | Aggregated | 2034 | 3.7881e-05 | 0 | 610.7187 | 0.023135 | 2034 | Mitigation | 0.08575 | 30 | 0 | esc | 0.0012005 | 4.5476e-08 | 0.00060025 | 2.2738e-08 | 0.0015435 | 5.8469e-08
[79 empty] | WLDFR | HFTD - Distribution - Tier 3 - 3QU CoRE ¦ 2QU LoRE | Non-Red Flag Warning - Small Fires | 2039 | 6.9103e-06 | 3.4551e-06 | 8.8846e-06 | 0.091184 | 0.042438 | 0.0018418 | 0.046905 | 0 | 0 | 0 | 0.0057562 |  | 6.3011e-07 | 0 | 6.3011e-07 | 3.1505e-07 | 0 | 3.1505e-07 | 8.1014e-07 | 0 | 8.1014e-07 | [16 empty] | 7.3.1.3 Ignition probability mapping showing the probability of ignition along the electric lines and equipmentWLDFRAggregatedAggregated | WLDFR | HFTD - Distribution - Tier 3 - 3QU CoRE ¦ 2QU LoRE | Red Flag Warning - Large Fires | Aggregated | Aggregated | 2035 | 3.7881e-05 | 0 | 610.7187 | 0.023135 | 2035 | Mitigation | 0.08575 | 30 | 0 | esc | 0.0012005 | 4.5476e-08 | 0.00060025 | 2.2738e-08 | 0.0015435 | 5.8469e-08
[79 empty] | WLDFR | HFTD - Distribution - Tier 3 - 3QU CoRE ¦ 2QU LoRE | Non-Red Flag Warning - Small Fires | 2040 | 6.9103e-06 | 3.4551e-06 | 8.8846e-06 | 0.091184 | 0.042438 | 0.0018418 | 0.046905 | 0 | 0 | 0 | 0.0057562 |  | 6.3011e-07 | 0 | 6.3011e-07 | 3.1505e-07 | 0 | 3.1505e-07 | 8.1014e-07 | 0 | 8.1014e-07 | [16 empty] | 7.3.1.3 Ignition probability mapping showing the probability of ignition along the electric lines and equipmentWLDFRAggregatedAggregated | WLDFR | HFTD - Distribution - Tier 3 - 3QU CoRE ¦ 2QU LoRE | Red Flag Warning - Large Fires | Aggregated | Aggregated | 2036 | 3.7881e-05 | 0 | 610.7187 | 0.023135 | 2036 | Mitigation | 0.08575 | 30 | 0 | esc | 0.0012005 | 4.5476e-08 | 0.00060025 | 2.2738e-08 | 0.0015435 | 5.8469e-08
[79 empty] | WLDFR | HFTD - Distribution - Tier 3 - 3QU CoRE ¦ 2QU LoRE | Non-Red Flag Warning - Small Fires | 2041 | 6.9103e-06 | 3.4551e-06 | 8.8846e-06 | 0.091184 | 0.042438 | 0.0018418 | 0.046905 | 0 | 0 | 0 | 0.0057562 |  | 6.3011e-07 | 0 | 6.3011e-07 | 3.1505e-07 | 0 | 3.1505e-07 | 8.1014e-07 | 0 | 8.1014e-07 | [16 empty] | 7.3.1.3 Ignition probability mapping showing the probability of ignition along the electric lines and equipmentWLDFRAggregatedAggregated | WLDFR | HFTD - Distribution - Tier 3 - 3QU CoRE ¦ 2QU LoRE | Red Flag Warning - Large Fires | Aggregated | Aggregated | 2037 | 3.7881e-05 | 0 | 610.7187 | 0.023135 | 2037 | Mitigation | 0.08575 | 30 | 0 | esc | 0.0012005 | 4.5476e-08 | 0.00060025 | 2.2738e-08 | 0.0015435 | 5.8469e-08
[79 empty] | WLDFR | HFTD - Distribution - Tier 3 - 3QU CoRE ¦ 2QU LoRE | Non-Red Flag Warning - Small Fires | 2042 | 6.9103e-06 | 3.4551e-06 | 8.8846e-06 | 0.091184 | 0.042438 | 0.0018418 | 0.046905 | 0 | 0 | 0 | 0.0057562 |  | 6.3011e-07 | 0 | 6.3011e-07 | 3.1505e-07 | 0 | 3.1505e-07 | 8.1014e-07 | 0 | 8.1014e-07 | [16 empty] | 7.3.1.3 Ignition probability mapping showing the probability of ignition along the electric lines and equipmentWLDFRAggregatedAggregated | WLDFR | HFTD - Distribution - Tier 3 - 3QU CoRE ¦ 2QU LoRE | Red Flag Warning - Large Fires | Aggregated | Aggregated | 2038 | 3.7881e-05 | 0 | 610.7187 | 0.023135 | 2038 | Mitigation | 0.08575 | 30 | 0 | esc | 0.0012005 | 4.5476e-08 | 0.00060025 | 2.2738e-08 | 0.0015435 | 5.8469e-08
[79 empty] | WLDFR | HFTD - Distribution - Tier 3 - 3QU CoRE ¦ 2QU LoRE | Non-Red Flag Warning - Small Fires | 2043 | 6.9103e-06 | 3.4551e-06 | 8.8846e-06 | 0.095486 | 0.044306 | 0.0019228 | 0.049257 | 0 | 0 | 0 | 0.0057562 |  | 6.5983e-07 | 0 | 6.5983e-07 | 3.2992e-07 | 0 | 3.2992e-07 | 8.4835e-07 | 0 | 8.4835e-07 | [16 empty] | 7.3.1.3 Ignition probability mapping showing the probability of ignition along the electric lines and equipmentWLDFRAggregatedAggregated | WLDFR | HFTD - Distribution - Tier 3 - 3QU CoRE ¦ 2QU LoRE | Red Flag Warning - Large Fires | Aggregated | Aggregated | 2039 | 3.7881e-05 | 0 | 610.7187 | 0.023135 | 2039 | Mitigation | 0.08575 | 30 | 0 | esc | 0.0012005 | 4.5476e-08 | 0.00060025 | 2.2738e-08 | 0.0015435 | 5.8469e-08
[79 empty] | WLDFR | HFTD - Distribution - Tier 3 - 3QU CoRE ¦ 2QU LoRE | Non-Red Flag Warning - Small Fires | 2044 | 6.9103e-06 | 3.4551e-06 | 8.8846e-06 | 0.095486 | 0.044306 | 0.0019228 | 0.049257 | 0 | 0 | 0 | 0.0057562 |  | 6.5983e-07 | 0 | 6.5983e-07 | 3.2992e-07 | 0 | 3.2992e-07 | 8.4835e-07 | 0 | 8.4835e-07 | [16 empty] | 7.3.1.3 Ignition probability mapping showing the probability of ignition along the electric lines and equipmentWLDFRAggregatedAggregated | WLDFR | HFTD - Distribution - Tier 3 - 3QU CoRE ¦ 2QU LoRE | Red Flag Warning - Large Fires | Aggregated | Aggregated | 2040 | 3.7881e-05 | 0 | 610.7187 | 0.023135 | 2040 | Mitigation | 0.08575 | 30 | 0 | esc | 0.0012005 | 4.5476e-08 | 0.00060025 | 2.2738e-08 | 0.0015435 | 5.8469e-08
[79 empty] | WLDFR | HFTD - Distribution - Tier 3 - 3QU CoRE ¦ 2QU LoRE | Non-Red Flag Warning - Small Fires | 2045 | 6.9103e-06 | 3.4551e-06 | 8.8846e-06 | 0.095486 | 0.044306 | 0.0019228 | 0.049257 | 0 | 0 | 0 | 0.0057562 |  | 6.5983e-07 | 0 | 6.5983e-07 | 3.2992e-07 | 0 | 3.2992e-07 | 8.4835e-07 | 0 | 8.4835e-07 | [16 empty] | 7.3.1.3 Ignition probability mapping showing the probability of ignition along the electric lines and equipmentWLDFRAggregatedAggregated | WLDFR | HFTD - Distribution - Tier 3 - 3QU CoRE ¦ 2QU LoRE | Red Flag Warning - Large Fires | Aggregated | Aggregated | 2041 | 3.7881e-05 | 0 | 610.7187 | 0.023135 | 2041 | Mitigation | 0.08575 | 30 | 0 | esc | 0.0012005 | 4.5476e-08 | 0.00060025 | 2.2738e-08 | 0.0015435 | 5.8469e-08
[79 empty] | WLDFR | HFTD - Distribution - Tier 3 - 3QU CoRE ¦ 2QU LoRE | Non-Red Flag Warning - Small Fires | 2046 | 6.9103e-06 | 3.4551e-06 | 8.8846e-06 | 0.095486 | 0.044306 | 0.0019228 | 0.049257 | 0 | 0 | 0 | 0.0057562 |  | 6.5983e-07 | 0 | 6.5983e-07 | 3.2992e-07 | 0 | 3.2992e-07 | 8.4835e-07 | 0 | 8.4835e-07 | [16 empty] | 7.3.1.3 Ignition probability mapping showing the probability of ignition along the electric lines and equipmentWLDFRAggregatedAggregated | WLDFR | HFTD - Distribution - Tier 3 - 3QU CoRE ¦ 2QU LoRE | Red Flag Warning - Large Fires | Aggregated | Aggregated | 2042 | 3.7881e-05 | 0 | 610.7187 | 0.023135 | 2042 | Mitigation | 0.08575 | 30 | 0 | esc | 0.0012005 | 4.5476e-08 | 0.00060025 | 2.2738e-08 | 0.0015435 | 5.8469e-08
[79 empty] | WLDFR | HFTD - Distribution - Tier 3 - 3QU CoRE ¦ 2QU LoRE | Non-Red Flag Warning - Small Fires | 2047 | 6.9103e-06 | 3.4551e-06 | 8.8846e-06 | 0.095486 | 0.044306 | 0.0019228 | 0.049257 | 0 | 0 | 0 | 0.0057562 |  | 6.5983e-07 | 0 | 6.5983e-07 | 3.2992e-07 | 0 | 3.2992e-07 | 8.4835e-07 | 0 | 8.4835e-07 | [16 empty] | 7.3.1.3 Ignition probability mapping showing the probability of ignition along the electric lines and equipmentWLDFRAggregatedAggregated | WLDFR | HFTD - Distribution - Tier 3 - 3QU CoRE ¦ 2QU LoRE | Red Flag Warning - Large Fires | Aggregated | Aggregated | 2043 | 3.7881e-05 | 0 | 610.7187 | 0.023135 | 2043 | Mitigation | 0.08575 | 30 | 0 | esc | 0.0012005 | 4.5476e-08 | 0.00060025 | 2.2738e-08 | 0.0015435 | 5.8469e-08
[79 empty] | WLDFR | HFTD - Distribution - Tier 3 - 3QU CoRE ¦ 2QU LoRE | Non-Red Flag Warning - Small Fires | 2048 | 6.9103e-06 | 3.4551e-06 | 8.8846e-06 | 0.10007 | 0.04626 | 0.0020076 | 0.051804 | 0 | 0 | 0 | 0.0057562 |  | 6.9152e-07 | 0 | 6.9152e-07 | 3.4576e-07 | 0 | 3.4576e-07 | 8.891e-07 | 0 | 8.891e-07 | [16 empty] | 7.3.1.3 Ignition probability mapping showing the probability of ignition along the electric lines and equipmentWLDFRAggregatedAggregated | WLDFR | HFTD - Distribution - Tier 3 - 3QU CoRE ¦ 2QU LoRE | Red Flag Warning - Large Fires | Aggregated | Aggregated | 2044 | 3.7881e-05 | 0 | 610.7187 | 0.023135 | 2044 | Mitigation | 0.08575 | 30 | 0 | esc | 0.0012005 | 4.5476e-08 | 0.00060025 | 2.2738e-08 | 0.0015435 | 5.8469e-08
[79 empty] | WLDFR | HFTD - Distribution - Tier 3 - 3QU CoRE ¦ 2QU LoRE | Non-Red Flag Warning - Small Fires | 2049 | 6.9103e-06 | 3.4551e-06 | 8.8846e-06 | 0.10007 | 0.04626 | 0.0020076 | 0.051804 | 0 | 0 | 0 | 0.0057562 |  | 6.9152e-07 | 0 | 6.9152e-07 | 3.4576e-07 | 0 | 3.4576e-07 | 8.891e-07 | 0 | 8.891e-07 | [16 empty] | 7.3.1.3 Ignition probability mapping showing the probability of ignition along the electric lines and equipmentWLDFRAggregatedAggregated | WLDFR | HFTD - Distribution - Tier 3 - 3QU CoRE ¦ 2QU LoRE | Red Flag Warning - Large Fires | Aggregated | Aggregated | 2045 | 3.7881e-05 | 0 | 610.7187 | 0.023135 | 2045 | Mitigation | 0.08575 | 30 | 0 | esc | 0.0012005 | 4.5476e-08 | 0.00060025 | 2.2738e-08 | 0.0015435 | 5.8469e-08
[79 empty] | WLDFR | HFTD - Distribution - Tier 3 - 3QU CoRE ¦ 2QU LoRE | Non-Red Flag Warning - Small Fires | 2050 | 0 | 3.4551e-06 | 8.8846e-06 | 0.10007 | 0.04626 | 0.0020076 | 0.051804 | 0 | 0 | 0 | 0.0057562 |  | 0 | 0 | 0 | 3.4576e-07 | 0 | 3.4576e-07 | 8.891e-07 | 0 | 8.891e-07 | [16 empty] | 7.3.1.3 Ignition probability mapping showing the probability of ignition along the electric lines and equipmentWLDFRAggregatedAggregated | WLDFR | HFTD - Distribution - Tier 3 - 3QU CoRE ¦ 2QU LoRE | Red Flag Warning - Large Fires | Aggregated | Aggregated | 2046 | 3.7881e-05 | 0 | 610.7187 | 0.023135 | 2046 | Mitigation | 0.08575 | 30 | 0 | esc | 0.0012005 | 4.5476e-08 | 0.00060025 | 2.2738e-08 | 0.0015435 | 5.8469e-08
[79 empty] | WLDFR | HFTD - Distribution - Tier 3 - 3QU CoRE ¦ 2QU LoRE | Non-Red Flag Warning - Small Fires | 2051 | 0 | 0 | 8.8846e-06 | 0.10007 | 0.04626 | 0.0020076 | 0.051804 | 0 | 0 | 0 | 0.0057562 |  | 0 | 0 | 0 | 0 | 0 | 0 | 8.891e-07 | 0 | 8.891e-07 | [16 empty] | 7.3.1.3 Ignition probability mapping showing the probability of ignition along the electric lines and equipmentWLDFRAggregatedAggregated | WLDFR | HFTD - Distribution - Tier 3 - 3QU CoRE ¦ 2QU LoRE | Red Flag Warning - Large Fires | Aggregated | Aggregated | 2047 | 3.7881e-05 | 0 | 610.7187 | 0.023135 | 2047 | Mitigation | 0.08575 | 30 | 0 | esc | 0.0012005 | 4.5476e-08 | 0.00060025 | 2.2738e-08 | 0.0015435 | 5.8469e-08
[79 empty] | WLDFR | HFTD - Distribution - Tier 3 - 3QU CoRE ¦ 2QU LoRE | Red Flag Warning - Catastrophic Fires | 2020 | 5.0007e-08 | 0 | 0 | 14146.1306 | 222.2294 | 8585.7228 | 5338.1784 | 0 | 0 | 0 | 4.1655e-05 |  | 0.0007074 | 0 | 0.0007074 | 0 | 0 | 0 | 0 | 0 | 0 | [16 empty] | 7.3.1.3 Ignition probability mapping showing the probability of ignition along the electric lines and equipmentWLDFRAggregatedAggregated | WLDFR | HFTD - Distribution - Tier 3 - 3QU CoRE ¦ 2QU LoRE | Red Flag Warning - Large Fires | Aggregated | Aggregated | 2048 | 3.7881e-05 | 0 | 610.7187 | 0.023135 | 2048 | Mitigation | 0.08575 | 30 | 0 | esc | 0.0012005 | 4.5476e-08 | 0.00060025 | 2.2738e-08 | 0.0015435 | 5.8469e-08
[79 empty] | WLDFR | HFTD - Distribution - Tier 3 - 3QU CoRE ¦ 2QU LoRE | Red Flag Warning - Catastrophic Fires | 2021 | 5.0007e-08 | 2.5003e-08 | 0 | 14146.1306 | 222.2294 | 8585.7228 | 5338.1784 | 0 | 0 | 0 | 4.1655e-05 |  | 0.0007074 | 0 | 0.0007074 | 0.0003537 | 0 | 0.0003537 | 0 | 0 | 0 | [16 empty] | 7.3.1.3 Ignition probability mapping showing the probability of ignition along the electric lines and equipmentWLDFRAggregatedAggregated | WLDFR | HFTD - Distribution - Tier 3 - 3QU CoRE ¦ 2QU LoRE | Red Flag Warning - Large Fires | Aggregated | Aggregated | 2049 | 3.7881e-05 | 0 | 610.7187 | 0.023135 | 2049 | Mitigation | 0.08575 | 30 | 0 | esc | 0.0012005 | 4.5476e-08 | 0.00060025 | 2.2738e-08 | 0.0015435 | 5.8469e-08
[79 empty] | WLDFR | HFTD - Distribution - Tier 3 - 3QU CoRE ¦ 2QU LoRE | Red Flag Warning - Catastrophic Fires | 2022 | 5.0007e-08 | 2.5003e-08 | 6.4294e-08 | 14146.1306 | 222.2294 | 8585.7228 | 5338.1784 | 0 | 0 | 0 | 4.1655e-05 |  | 0.0007074 | 0 | 0.0007074 | 0.0003537 | 0 | 0.0003537 | 0.00090951 | 0 | 0.00090951 | [16 empty] | 7.3.1.3 Ignition probability mapping showing the probability of ignition along the electric lines and equipmentWLDFRAggregatedAggregated | WLDFR | HFTD - Distribution - Tier 3 - 3QU CoRE ¦ 2QU LoRE | Red Flag Warning - Large Fires | Aggregated | Aggregated | 2050 | 3.7881e-05 | 0 | 610.7187 | 0.023135 | 2050 | Mitigation | 0.08575 | 30 | 0 | esc | 0 | 0 | 0.00060025 | 2.2738e-08 | 0.0015435 | 5.8469e-08
[79 empty] | WLDFR | HFTD - Distribution - Tier 3 - 3QU CoRE ¦ 2QU LoRE | Red Flag Warning - Catastrophic Fires | 2023 | 5.0007e-08 | 2.5003e-08 | 6.4294e-08 | 14664.6376 | 233.2301 | 8896.516 | 5534.8915 | 0 | 0 | 0 | 4.1655e-05 |  | 0.00073333 | 0 | 0.00073333 | 0.00036666 | 0 | 0.00036666 | 0.00094285 | 0 | 0.00094285 | [16 empty] | 7.3.1.3 Ignition probability mapping showing the probability of ignition along the electric lines and equipmentWLDFRAggregatedAggregated | WLDFR | HFTD - Distribution - Tier 3 - 3QU CoRE ¦ 2QU LoRE | Red Flag Warning - Large Fires | Aggregated | Aggregated | 2051 | 3.7881e-05 | 0 | 610.7187 | 0.023135 | 2051 | Mitigation | 0.08575 | 30 | 0 | esc | 0 | 0 | 0 | 0 | 0.0015435 | 5.8469e-08
[79 empty] | WLDFR | HFTD - Distribution - Tier 3 - 3QU CoRE ¦ 2QU LoRE | Red Flag Warning - Catastrophic Fires | 2024 | 5.0007e-08 | 2.5003e-08 | 6.4294e-08 | 14664.6376 | 233.2301 | 8896.516 | 5534.8915 | 0 | 0 | 0 | 4.1655e-05 |  | 0.00073333 | 0 | 0.00073333 | 0.00036666 | 0 | 0.00036666 | 0.00094285 | 0 | 0.00094285 | [16 empty] | 7.3.1.3 Ignition probability mapping showing the probability of ignition along the electric lines and equipmentWLDFRAggregatedAggregated | WLDFR | HFTD - Distribution - Tier 3 - 3QU CoRE ¦ 2QU LoRE | Red Flag Warning - Small Fires | Aggregated | Aggregated | 2021 | 0.00093819 | 0 | 610.7187 | 0.57297 | 2021 | Mitigation | 0.08575 | 30 | 0 | esc | 0.0012005 | 1.1263e-06 | 0.00060025 | 5.6315e-07 | 0 | 0
[79 empty] | WLDFR | HFTD - Distribution - Tier 3 - 3QU CoRE ¦ 2QU LoRE | Red Flag Warning - Catastrophic Fires | 2025 | 5.0007e-08 | 2.5003e-08 | 6.4294e-08 | 14664.6376 | 233.2301 | 8896.516 | 5534.8915 | 0 | 0 | 0 | 4.1655e-05 |  | 0.00073333 | 0 | 0.00073333 | 0.00036666 | 0 | 0.00036666 | 0.00094285 | 0 | 0.00094285 | [16 empty] | 7.3.1.3 Ignition probability mapping showing the probability of ignition along the electric lines and equipmentWLDFRAggregatedAggregated | WLDFR | HFTD - Distribution - Tier 3 - 3QU CoRE ¦ 2QU LoRE | Red Flag Warning - Small Fires | Aggregated | Aggregated | 2022 | 0.00093819 | 0 | 610.7187 | 0.57297 | 2022 | Mitigation | 0.08575 | 30 | 0 | esc | 0.0012005 | 1.1263e-06 | 0.00060025 | 5.6315e-07 | 0.0015435 | 1.4481e-06
[79 empty] | WLDFR | HFTD - Distribution - Tier 3 - 3QU CoRE ¦ 2QU LoRE | Red Flag Warning - Catastrophic Fires | 2026 | 5.0007e-08 | 2.5003e-08 | 6.4294e-08 | 14664.6376 | 233.2301 | 8896.516 | 5534.8915 | 0 | 0 | 0 | 4.1655e-05 |  | 0.00073333 | 0 | 0.00073333 | 0.00036666 | 0 | 0.00036666 | 0.00094285 | 0 | 0.00094285 | [16 empty] | 7.3.1.3 Ignition probability mapping showing the probability of ignition along the electric lines and equipmentWLDFRAggregatedAggregated | WLDFR | HFTD - Distribution - Tier 3 - 3QU CoRE ¦ 2QU LoRE | Red Flag Warning - Small Fires | Aggregated | Aggregated | 2023 | 0.00093819 | 0 | 610.7187 | 0.57297 | 2023 | Mitigation | 0.08575 | 30 | 0 | esc | 0.0012005 | 1.1263e-06 | 0.00060025 | 5.6315e-07 | 0.0015435 | 1.4481e-06
[79 empty] | WLDFR | HFTD - Distribution - Tier 3 - 3QU CoRE ¦ 2QU LoRE | Red Flag Warning - Catastrophic Fires | 2027 | 5.0007e-08 | 2.5003e-08 | 6.4294e-08 | 14664.6376 | 233.2301 | 8896.516 | 5534.8915 | 0 | 0 | 0 | 4.1655e-05 |  | 0.00073333 | 0 | 0.00073333 | 0.00036666 | 0 | 0.00036666 | 0.00094285 | 0 | 0.00094285 | [16 empty] | 7.3.1.3 Ignition probability mapping showing the probability of ignition along the electric lines and equipmentWLDFRAggregatedAggregated | WLDFR | HFTD - Distribution - Tier 3 - 3QU CoRE ¦ 2QU LoRE | Red Flag Warning - Small Fires | Aggregated | Aggregated | 2024 | 0.00093819 | 0 | 610.7187 | 0.57297 | 2024 | Mitigation | 0.08575 | 30 | 0 | esc | 0.0012005 | 1.1263e-06 | 0.00060025 | 5.6315e-07 | 0.0015435 | 1.4481e-06
[79 empty] | WLDFR | HFTD - Distribution - Tier 3 - 3QU CoRE ¦ 2QU LoRE | Red Flag Warning - Catastrophic Fires | 2028 | 5.0007e-08 | 2.5003e-08 | 6.4294e-08 | 15317.9909 | 247.273 | 9287.6491 | 5783.0689 | 0 | 0 | 0 | 4.1655e-05 |  | 0.000766 | 0 | 0.000766 | 0.000383 | 0 | 0.000383 | 0.00098486 | 0 | 0.00098486 | [16 empty] | 7.3.1.3 Ignition probability mapping showing the probability of ignition along the electric lines and equipmentWLDFRAggregatedAggregated | WLDFR | HFTD - Distribution - Tier 3 - 3QU CoRE ¦ 2QU LoRE | Red Flag Warning - Small Fires | Aggregated | Aggregated | 2025 | 0.00093819 | 0 | 610.7187 | 0.57297 | 2025 | Mitigation | 0.08575 | 30 | 0 | esc | 0.0012005 | 1.1263e-06 | 0.00060025 | 5.6315e-07 | 0.0015435 | 1.4481e-06
[79 empty] | WLDFR | HFTD - Distribution - Tier 3 - 3QU CoRE ¦ 2QU LoRE | Red Flag Warning - Catastrophic Fires | 2029 | 5.0007e-08 | 2.5003e-08 | 6.4294e-08 | 15317.9909 | 247.273 | 9287.6491 | 5783.0689 | 0 | 0 | 0 | 4.1655e-05 |  | 0.000766 | 0 | 0.000766 | 0.000383 | 0 | 0.000383 | 0.00098486 | 0 | 0.00098486 | [16 empty] | 7.3.1.3 Ignition probability mapping showing the probability of ignition along the electric lines and equipmentWLDFRAggregatedAggregated | WLDFR | HFTD - Distribution - Tier 3 - 3QU CoRE ¦ 2QU LoRE | Red Flag Warning - Small Fires | Aggregated | Aggregated | 2026 | 0.00093819 | 0 | 610.7187 | 0.57297 | 2026 | Mitigation | 0.08575 | 30 | 0 | esc | 0.0012005 | 1.1263e-06 | 0.00060025 | 5.6315e-07 | 0.0015435 | 1.4481e-06
[79 empty] | WLDFR | HFTD - Distribution - Tier 3 - 3QU CoRE ¦ 2QU LoRE | Red Flag Warning - Catastrophic Fires | 2030 | 5.0007e-08 | 2.5003e-08 | 6.4294e-08 | 15317.9909 | 247.273 | 9287.6491 | 5783.0689 | 0 | 0 | 0 | 4.1655e-05 |  | 0.000766 | 0 | 0.000766 | 0.000383 | 0 | 0.000383 | 0.00098486 | 0 | 0.00098486 | [16 empty] | 7.3.1.3 Ignition probability mapping showing the probability of ignition along the electric lines and equipmentWLDFRAggregatedAggregated | WLDFR | HFTD - Distribution - Tier 3 - 3QU CoRE ¦ 2QU LoRE | Red Flag Warning - Small Fires | Aggregated | Aggregated | 2027 | 0.00093819 | 0 | 610.7187 | 0.57297 | 2027 | Mitigation | 0.08575 | 30 | 0 | esc | 0.0012005 | 1.1263e-06 | 0.00060025 | 5.6315e-07 | 0.0015435 | 1.4481e-06
[79 empty] | WLDFR | HFTD - Distribution - Tier 3 - 3QU CoRE ¦ 2QU LoRE | Red Flag Warning - Catastrophic Fires | 2031 | 5.0007e-08 | 2.5003e-08 | 6.4294e-08 | 15317.9909 | 247.273 | 9287.6491 | 5783.0689 | 0 | 0 | 0 | 4.1655e-05 |  | 0.000766 | 0 | 0.000766 | 0.000383 | 0 | 0.000383 | 0.00098486 | 0 | 0.00098486 | [16 empty] | 7.3.1.3 Ignition probability mapping showing the probability of ignition along the electric lines and equipmentWLDFRAggregatedAggregated | WLDFR | HFTD - Distribution - Tier 3 - 3QU CoRE ¦ 2QU LoRE | Red Flag Warning - Small Fires | Aggregated | Aggregated | 2028 | 0.00093819 | 0 | 610.7187 | 0.57297 | 2028 | Mitigation | 0.08575 | 30 | 0 | esc | 0.0012005 | 1.1263e-06 | 0.00060025 | 5.6315e-07 | 0.0015435 | 1.4481e-06
[79 empty] | WLDFR | HFTD - Distribution - Tier 3 - 3QU CoRE ¦ 2QU LoRE | Red Flag Warning - Catastrophic Fires | 2032 | 5.0007e-08 | 2.5003e-08 | 6.4294e-08 | 15317.9909 | 247.273 | 9287.6491 | 5783.0689 | 0 | 0 | 0 | 4.1655e-05 |  | 0.000766 | 0 | 0.000766 | 0.000383 | 0 | 0.000383 | 0.00098486 | 0 | 0.00098486 | [16 empty] | 7.3.1.3 Ignition probability mapping showing the probability of ignition along the electric lines and equipmentWLDFRAggregatedAggregated | WLDFR | HFTD - Distribution - Tier 3 - 3QU CoRE ¦ 2QU LoRE | Red Flag Warning - Small Fires | Aggregated | Aggregated | 2029 | 0.00093819 | 0 | 610.7187 | 0.57297 | 2029 | Mitigation | 0.08575 | 30 | 0 | esc | 0.0012005 | 1.1263e-06 | 0.00060025 | 5.6315e-07 | 0.0015435 | 1.4481e-06
[79 empty] | WLDFR | HFTD - Distribution - Tier 3 - 3QU CoRE ¦ 2QU LoRE | Red Flag Warning - Catastrophic Fires | 2033 | 5.0007e-08 | 2.5003e-08 | 6.4294e-08 | 16044.1264 | 263.1074 | 9721.74 | 6059.2791 | 0 | 0 | 0 | 4.1655e-05 |  | 0.00080231 | 0 | 0.00080231 | 0.00040116 | 0 | 0.00040116 | 0.0010315 | 0 | 0.0010315 | [16 empty] | 7.3.1.3 Ignition probability mapping showing the probability of ignition along the electric lines and equipmentWLDFRAggregatedAggregated | WLDFR | HFTD - Distribution - Tier 3 - 3QU CoRE ¦ 2QU LoRE | Red Flag Warning - Small Fires | Aggregated | Aggregated | 2030 | 0.00093819 | 0 | 610.7187 | 0.57297 | 2030 | Mitigation | 0.08575 | 30 | 0 | esc | 0.0012005 | 1.1263e-06 | 0.00060025 | 5.6315e-07 | 0.0015435 | 1.4481e-06
[79 empty] | WLDFR | HFTD - Distribution - Tier 3 - 3QU CoRE ¦ 2QU LoRE | Red Flag Warning - Catastrophic Fires | 2034 | 5.0007e-08 | 2.5003e-08 | 6.4294e-08 | 16044.1264 | 263.1074 | 9721.74 | 6059.2791 | 0 | 0 | 0 | 4.1655e-05 |  | 0.00080231 | 0 | 0.00080231 | 0.00040116 | 0 | 0.00040116 | 0.0010315 | 0 | 0.0010315 | [16 empty] | 7.3.1.3 Ignition probability mapping showing the probability of ignition along the electric lines and equipmentWLDFRAggregatedAggregated | WLDFR | HFTD - Distribution - Tier 3 - 3QU CoRE ¦ 2QU LoRE | Red Flag Warning - Small Fires | Aggregated | Aggregated | 2031 | 0.00093819 | 0 | 610.7187 | 0.57297 | 2031 | Mitigation | 0.08575 | 30 | 0 | esc | 0.0012005 | 1.1263e-06 | 0.00060025 | 5.6315e-07 | 0.0015435 | 1.4481e-06
[79 empty] | WLDFR | HFTD - Distribution - Tier 3 - 3QU CoRE ¦ 2QU LoRE | Red Flag Warning - Catastrophic Fires | 2035 | 5.0007e-08 | 2.5003e-08 | 6.4294e-08 | 16044.1264 | 263.1074 | 9721.74 | 6059.2791 | 0 | 0 | 0 | 4.1655e-05 |  | 0.00080231 | 0 | 0.00080231 | 0.00040116 | 0 | 0.00040116 | 0.0010315 | 0 | 0.0010315 | [16 empty] | 7.3.1.3 Ignition probability mapping showing the probability of ignition along the electric lines and equipmentWLDFRAggregatedAggregated | WLDFR | HFTD - Distribution - Tier 3 - 3QU CoRE ¦ 2QU LoRE | Red Flag Warning - Small Fires | Aggregated | Aggregated | 2032 | 0.00093819 | 0 | 610.7187 | 0.57297 | 2032 | Mitigation | 0.08575 | 30 | 0 | esc | 0.0012005 | 1.1263e-06 | 0.00060025 | 5.6315e-07 | 0.0015435 | 1.4481e-06
[79 empty] | WLDFR | HFTD - Distribution - Tier 3 - 3QU CoRE ¦ 2QU LoRE | Red Flag Warning - Catastrophic Fires | 2036 | 5.0007e-08 | 2.5003e-08 | 6.4294e-08 | 16044.1264 | 263.1074 | 9721.74 | 6059.2791 | 0 | 0 | 0 | 4.1655e-05 |  | 0.00080231 | 0 | 0.00080231 | 0.00040116 | 0 | 0.00040116 | 0.0010315 | 0 | 0.0010315 | [16 empty] | 7.3.1.3 Ignition probability mapping showing the probability of ignition along the electric lines and equipmentWLDFRAggregatedAggregated | WLDFR | HFTD - Distribution - Tier 3 - 3QU CoRE ¦ 2QU LoRE | Red Flag Warning - Small Fires | Aggregated | Aggregated | 2033 | 0.00093819 | 0 | 610.7187 | 0.57297 | 2033 | Mitigation | 0.08575 | 30 | 0 | esc | 0.0012005 | 1.1263e-06 | 0.00060025 | 5.6315e-07 | 0.0015435 | 1.4481e-06
[79 empty] | WLDFR | HFTD - Distribution - Tier 3 - 3QU CoRE ¦ 2QU LoRE | Red Flag Warning - Catastrophic Fires | 2037 | 5.0007e-08 | 2.5003e-08 | 6.4294e-08 | 16044.1264 | 263.1074 | 9721.74 | 6059.2791 | 0 | 0 | 0 | 4.1655e-05 |  | 0.00080231 | 0 | 0.00080231 | 0.00040116 | 0 | 0.00040116 | 0.0010315 | 0 | 0.0010315 | [16 empty] | 7.3.1.3 Ignition probability mapping showing the probability of ignition along the electric lines and equipmentWLDFRAggregatedAggregated | WLDFR | HFTD - Distribution - Tier 3 - 3QU CoRE ¦ 2QU LoRE | Red Flag Warning - Small Fires | Aggregated | Aggregated | 2034 | 0.00093819 | 0 | 610.7187 | 0.57297 | 2034 | Mitigation | 0.08575 | 30 | 0 | esc | 0.0012005 | 1.1263e-06 | 0.00060025 | 5.6315e-07 | 0.0015435 | 1.4481e-06
[79 empty] | WLDFR | HFTD - Distribution - Tier 3 - 3QU CoRE ¦ 2QU LoRE | Red Flag Warning - Catastrophic Fires | 2038 | 5.0007e-08 | 2.5003e-08 | 6.4294e-08 | 16832.3912 | 280.5544 | 10192.2718 | 6359.5651 | 0 | 0 | 0 | 4.1655e-05 |  | 0.00084173 | 0 | 0.00084173 | 0.00042087 | 0 | 0.00042087 | 0.0010822 | 0 | 0.0010822 | [16 empty] | 7.3.1.3 Ignition probability mapping showing the probability of ignition along the electric lines and equipmentWLDFRAggregatedAggregated | WLDFR | HFTD - Distribution - Tier 3 - 3QU CoRE ¦ 2QU LoRE | Red Flag Warning - Small Fires | Aggregated | Aggregated | 2035 | 0.00093819 | 0 | 610.7187 | 0.57297 | 2035 | Mitigation | 0.08575 | 30 | 0 | esc | 0.0012005 | 1.1263e-06 | 0.00060025 | 5.6315e-07 | 0.0015435 | 1.4481e-06
[79 empty] | WLDFR | HFTD - Distribution - Tier 3 - 3QU CoRE ¦ 2QU LoRE | Red Flag Warning - Catastrophic Fires | 2039 | 5.0007e-08 | 2.5003e-08 | 6.4294e-08 | 16832.3912 | 280.5544 | 10192.2718 | 6359.5651 | 0 | 0 | 0 | 4.1655e-05 |  | 0.00084173 | 0 | 0.00084173 | 0.00042087 | 0 | 0.00042087 | 0.0010822 | 0 | 0.0010822 | [16 empty] | 7.3.1.3 Ignition probability mapping showing the probability of ignition along the electric lines and equipmentWLDFRAggregatedAggregated | WLDFR | HFTD - Distribution - Tier 3 - 3QU CoRE ¦ 2QU LoRE | Red Flag Warning - Small Fires | Aggregated | Aggregated | 2036 | 0.00093819 | 0 | 610.7187 | 0.57297 | 2036 | Mitigation | 0.08575 | 30 | 0 | esc | 0.0012005 | 1.1263e-06 | 0.00060025 | 5.6315e-07 | 0.0015435 | 1.4481e-06
[79 empty] | WLDFR | HFTD - Distribution - Tier 3 - 3QU CoRE ¦ 2QU LoRE | Red Flag Warning - Catastrophic Fires | 2040 | 5.0007e-08 | 2.5003e-08 | 6.4294e-08 | 16832.3912 | 280.5544 | 10192.2718 | 6359.5651 | 0 | 0 | 0 | 4.1655e-05 |  | 0.00084173 | 0 | 0.00084173 | 0.00042087 | 0 | 0.00042087 | 0.0010822 | 0 | 0.0010822 | [16 empty] | 7.3.1.3 Ignition probability mapping showing the probability of ignition along the electric lines and equipmentWLDFRAggregatedAggregated | WLDFR | HFTD - Distribution - Tier 3 - 3QU CoRE ¦ 2QU LoRE | Red Flag Warning - Small Fires | Aggregated | Aggregated | 2037 | 0.00093819 | 0 | 610.7187 | 0.57297 | 2037 | Mitigation | 0.08575 | 30 | 0 | esc | 0.0012005 | 1.1263e-06 | 0.00060025 | 5.6315e-07 | 0.0015435 | 1.4481e-06
[79 empty] | WLDFR | HFTD - Distribution - Tier 3 - 3QU CoRE ¦ 2QU LoRE | Red Flag Warning - Catastrophic Fires | 2041 | 5.0007e-08 | 2.5003e-08 | 6.4294e-08 | 16832.3912 | 280.5544 | 10192.2718 | 6359.5651 | 0 | 0 | 0 | 4.1655e-05 |  | 0.00084173 | 0 | 0.00084173 | 0.00042087 | 0 | 0.00042087 | 0.0010822 | 0 | 0.0010822 | [16 empty] | 7.3.1.3 Ignition probability mapping showing the probability of ignition along the electric lines and equipmentWLDFRAggregatedAggregated | WLDFR | HFTD - Distribution - Tier 3 - 3QU CoRE ¦ 2QU LoRE | Red Flag Warning - Small Fires | Aggregated | Aggregated | 2038 | 0.00093819 | 0 | 610.7187 | 0.57297 | 2038 | Mitigation | 0.08575 | 30 | 0 | esc | 0.0012005 | 1.1263e-06 | 0.00060025 | 5.6315e-07 | 0.0015435 | 1.4481e-06
[79 empty] | WLDFR | HFTD - Distribution - Tier 3 - 3QU CoRE ¦ 2QU LoRE | Red Flag Warning - Catastrophic Fires | 2042 | 5.0007e-08 | 2.5003e-08 | 6.4294e-08 | 16832.3912 | 280.5544 | 10192.2718 | 6359.5651 | 0 | 0 | 0 | 4.1655e-05 |  | 0.00084173 | 0 | 0.00084173 | 0.00042087 | 0 | 0.00042087 | 0.0010822 | 0 | 0.0010822 | [16 empty] | 7.3.1.3 Ignition probability mapping showing the probability of ignition along the electric lines and equipmentWLDFRAggregatedAggregated | WLDFR | HFTD - Distribution - Tier 3 - 3QU CoRE ¦ 2QU LoRE | Red Flag Warning - Small Fires | Aggregated | Aggregated | 2039 | 0.00093819 | 0 | 610.7187 | 0.57297 | 2039 | Mitigation | 0.08575 | 30 | 0 | esc | 0.0012005 | 1.1263e-06 | 0.00060025 | 5.6315e-07 | 0.0015435 | 1.4481e-06
[79 empty] | WLDFR | HFTD - Distribution - Tier 3 - 3QU CoRE ¦ 2QU LoRE | Red Flag Warning - Catastrophic Fires | 2043 | 5.0007e-08 | 2.5003e-08 | 6.4294e-08 | 17672.0852 | 299.42 | 10692.7362 | 6679.929 | 0 | 0 | 0 | 4.1655e-05 |  | 0.00088372 | 0 | 0.00088372 | 0.00044186 | 0 | 0.00044186 | 0.0011362 | 0 | 0.0011362 | [16 empty] | 7.3.1.3 Ignition probability mapping showing the probability of ignition along the electric lines and equipmentWLDFRAggregatedAggregated | WLDFR | HFTD - Distribution - Tier 3 - 3QU CoRE ¦ 2QU LoRE | Red Flag Warning - Small Fires | Aggregated | Aggregated | 2040 | 0.00093819 | 0 | 610.7187 | 0.57297 | 2040 | Mitigation | 0.08575 | 30 | 0 | esc | 0.0012005 | 1.1263e-06 | 0.00060025 | 5.6315e-07 | 0.0015435 | 1.4481e-06
[79 empty] | WLDFR | HFTD - Distribution - Tier 3 - 3QU CoRE ¦ 2QU LoRE | Red Flag Warning - Catastrophic Fires | 2044 | 5.0007e-08 | 2.5003e-08 | 6.4294e-08 | 17672.0852 | 299.42 | 10692.7362 | 6679.929 | 0 | 0 | 0 | 4.1655e-05 |  | 0.00088372 | 0 | 0.00088372 | 0.00044186 | 0 | 0.00044186 | 0.0011362 | 0 | 0.0011362 | [16 empty] | 7.3.1.3 Ignition probability mapping showing the probability of ignition along the electric lines and equipmentWLDFRAggregatedAggregated | WLDFR | HFTD - Distribution - Tier 3 - 3QU CoRE ¦ 2QU LoRE | Red Flag Warning - Small Fires | Aggregated | Aggregated | 2041 | 0.00093819 | 0 | 610.7187 | 0.57297 | 2041 | Mitigation | 0.08575 | 30 | 0 | esc | 0.0012005 | 1.1263e-06 | 0.00060025 | 5.6315e-07 | 0.0015435 | 1.4481e-06
[79 empty] | WLDFR | HFTD - Distribution - Tier 3 - 3QU CoRE ¦ 2QU LoRE | Red Flag Warning - Catastrophic Fires | 2045 | 5.0007e-08 | 2.5003e-08 | 6.4294e-08 | 17672.0852 | 299.42 | 10692.7362 | 6679.929 | 0 | 0 | 0 | 4.1655e-05 |  | 0.00088372 | 0 | 0.00088372 | 0.00044186 | 0 | 0.00044186 | 0.0011362 | 0 | 0.0011362 | [16 empty] | 7.3.1.3 Ignition probability mapping showing the probability of ignition along the electric lines and equipmentWLDFRAggregatedAggregated | WLDFR | HFTD - Distribution - Tier 3 - 3QU CoRE ¦ 2QU LoRE | Red Flag Warning - Small Fires | Aggregated | Aggregated | 2042 | 0.00093819 | 0 | 610.7187 | 0.57297 | 2042 | Mitigation | 0.08575 | 30 | 0 | esc | 0.0012005 | 1.1263e-06 | 0.00060025 | 5.6315e-07 | 0.0015435 | 1.4481e-06
[79 empty] | WLDFR | HFTD - Distribution - Tier 3 - 3QU CoRE ¦ 2QU LoRE | Red Flag Warning - Catastrophic Fires | 2046 | 5.0007e-08 | 2.5003e-08 | 6.4294e-08 | 17672.0852 | 299.42 | 10692.7362 | 6679.929 | 0 | 0 | 0 | 4.1655e-05 |  | 0.00088372 | 0 | 0.00088372 | 0.00044186 | 0 | 0.00044186 | 0.0011362 | 0 | 0.0011362 | [16 empty] | 7.3.1.3 Ignition probability mapping showing the probability of ignition along the electric lines and equipmentWLDFRAggregatedAggregated | WLDFR | HFTD - Distribution - Tier 3 - 3QU CoRE ¦ 2QU LoRE | Red Flag Warning - Small Fires | Aggregated | Aggregated | 2043 | 0.00093819 | 0 | 610.7187 | 0.57297 | 2043 | Mitigation | 0.08575 | 30 | 0 | esc | 0.0012005 | 1.1263e-06 | 0.00060025 | 5.6315e-07 | 0.0015435 | 1.4481e-06
[79 empty] | WLDFR | HFTD - Distribution - Tier 3 - 3QU CoRE ¦ 2QU LoRE | Red Flag Warning - Catastrophic Fires | 2047 | 5.0007e-08 | 2.5003e-08 | 6.4294e-08 | 17672.0852 | 299.42 | 10692.7362 | 6679.929 | 0 | 0 | 0 | 4.1655e-05 |  | 0.00088372 | 0 | 0.00088372 | 0.00044186 | 0 | 0.00044186 | 0.0011362 | 0 | 0.0011362 | [16 empty] | 7.3.1.3 Ignition probability mapping showing the probability of ignition along the electric lines and equipmentWLDFRAggregatedAggregated | WLDFR | HFTD - Distribution - Tier 3 - 3QU CoRE ¦ 2QU LoRE | Red Flag Warning - Small Fires | Aggregated | Aggregated | 2044 | 0.00093819 | 0 | 610.7187 | 0.57297 | 2044 | Mitigation | 0.08575 | 30 | 0 | esc | 0.0012005 | 1.1263e-06 | 0.00060025 | 5.6315e-07 | 0.0015435 | 1.4481e-06
[79 empty] | WLDFR | HFTD - Distribution - Tier 3 - 3QU CoRE ¦ 2QU LoRE | Red Flag Warning - Catastrophic Fires | 2048 | 5.0007e-08 | 2.5003e-08 | 6.4294e-08 | 18552.3348 | 319.4911 | 11216.5626 | 7016.281 | 0 | 0 | 0 | 4.1655e-05 |  | 0.00092774 | 0 | 0.00092774 | 0.00046387 | 0 | 0.00046387 | 0.0011928 | 0 | 0.0011928 | [16 empty] | 7.3.1.3 Ignition probability mapping showing the probability of ignition along the electric lines and equipmentWLDFRAggregatedAggregated | WLDFR | HFTD - Distribution - Tier 3 - 3QU CoRE ¦ 2QU LoRE | Red Flag Warning - Small Fires | Aggregated | Aggregated | 2045 | 0.00093819 | 0 | 610.7187 | 0.57297 | 2045 | Mitigation | 0.08575 | 30 | 0 | esc | 0.0012005 | 1.1263e-06 | 0.00060025 | 5.6315e-07 | 0.0015435 | 1.4481e-06
[79 empty] | WLDFR | HFTD - Distribution - Tier 3 - 3QU CoRE ¦ 2QU LoRE | Red Flag Warning - Catastrophic Fires | 2049 | 5.0007e-08 | 2.5003e-08 | 6.4294e-08 | 18552.3348 | 319.4911 | 11216.5626 | 7016.281 | 0 | 0 | 0 | 4.1655e-05 |  | 0.00092774 | 0 | 0.00092774 | 0.00046387 | 0 | 0.00046387 | 0.0011928 | 0 | 0.0011928 | [16 empty] | 7.3.1.3 Ignition probability mapping showing the probability of ignition along the electric lines and equipmentWLDFRAggregatedAggregated | WLDFR | HFTD - Distribution - Tier 3 - 3QU CoRE ¦ 2QU LoRE | Red Flag Warning - Small Fires | Aggregated | Aggregated | 2046 | 0.00093819 | 0 | 610.7187 | 0.57297 | 2046 | Mitigation | 0.08575 | 30 | 0 | esc | 0.0012005 | 1.1263e-06 | 0.00060025 | 5.6315e-07 | 0.0015435 | 1.4481e-06
[79 empty] | WLDFR | HFTD - Distribution - Tier 3 - 3QU CoRE ¦ 2QU LoRE | Red Flag Warning - Catastrophic Fires | 2050 | 0 | 2.5003e-08 | 6.4294e-08 | 18552.3348 | 319.4911 | 11216.5626 | 7016.281 | 0 | 0 | 0 | 4.1655e-05 |  | 0 | 0 | 0 | 0.00046387 | 0 | 0.00046387 | 0.0011928 | 0 | 0.0011928 | [16 empty] | 7.3.1.3 Ignition probability mapping showing the probability of ignition along the electric lines and equipmentWLDFRAggregatedAggregated | WLDFR | HFTD - Distribution - Tier 3 - 3QU CoRE ¦ 2QU LoRE | Red Flag Warning - Small Fires | Aggregated | Aggregated | 2047 | 0.00093819 | 0 | 610.7187 | 0.57297 | 2047 | Mitigation | 0.08575 | 30 | 0 | esc | 0.0012005 | 1.1263e-06 | 0.00060025 | 5.6315e-07 | 0.0015435 | 1.4481e-06
[79 empty] | WLDFR | HFTD - Distribution - Tier 3 - 3QU CoRE ¦ 2QU LoRE | Red Flag Warning - Catastrophic Fires | 2051 | 0 | 0 | 6.4294e-08 | 18552.3348 | 319.4911 | 11216.5626 | 7016.281 | 0 | 0 | 0 | 4.1655e-05 |  | 0 | 0 | 0 | 0 | 0 | 0 | 0.0011928 | 0 | 0.0011928 | [16 empty] | 7.3.1.3 Ignition probability mapping showing the probability of ignition along the electric lines and equipmentWLDFRAggregatedAggregated | WLDFR | HFTD - Distribution - Tier 3 - 3QU CoRE ¦ 2QU LoRE | Red Flag Warning - Small Fires | Aggregated | Aggregated | 2048 | 0.00093819 | 0 | 610.7187 | 0.57297 | 2048 | Mitigation | 0.08575 | 30 | 0 | esc | 0.0012005 | 1.1263e-06 | 0.00060025 | 5.6315e-07 | 0.0015435 | 1.4481e-06
[79 empty] | WLDFR | HFTD - Distribution - Tier 3 - 3QU CoRE ¦ 2QU LoRE | Red Flag Warning - Destructive Fires | 2020 | 6.6792e-09 | 0 | 0 | 8807.9522 | 222.2294 | 8585.7228 | 0 | 0 | 0 | 0 | 5.5637e-06 |  | 5.883e-05 | 0 | 5.883e-05 | 0 | 0 | 0 | 0 | 0 | 0 | [16 empty] | 7.3.1.3 Ignition probability mapping showing the probability of ignition along the electric lines and equipmentWLDFRAggregatedAggregated | WLDFR | HFTD - Distribution - Tier 3 - 3QU CoRE ¦ 2QU LoRE | Red Flag Warning - Small Fires | Aggregated | Aggregated | 2049 | 0.00093819 | 0 | 610.7187 | 0.57297 | 2049 | Mitigation | 0.08575 | 30 | 0 | esc | 0.0012005 | 1.1263e-06 | 0.00060025 | 5.6315e-07 | 0.0015435 | 1.4481e-06
[79 empty] | WLDFR | HFTD - Distribution - Tier 3 - 3QU CoRE ¦ 2QU LoRE | Red Flag Warning - Destructive Fires | 2021 | 6.6792e-09 | 3.3396e-09 | 0 | 8807.9522 | 222.2294 | 8585.7228 | 0 | 0 | 0 | 0 | 5.5637e-06 |  | 5.883e-05 | 0 | 5.883e-05 | 2.9415e-05 | 0 | 2.9415e-05 | 0 | 0 | 0 | [16 empty] | 7.3.1.3 Ignition probability mapping showing the probability of ignition along the electric lines and equipmentWLDFRAggregatedAggregated | WLDFR | HFTD - Distribution - Tier 3 - 3QU CoRE ¦ 2QU LoRE | Red Flag Warning - Small Fires | Aggregated | Aggregated | 2050 | 0.00093819 | 0 | 610.7187 | 0.57297 | 2050 | Mitigation | 0.08575 | 30 | 0 | esc | 0 | 0 | 0.00060025 | 5.6315e-07 | 0.0015435 | 1.4481e-06
[79 empty] | WLDFR | HFTD - Distribution - Tier 3 - 3QU CoRE ¦ 2QU LoRE | Red Flag Warning - Destructive Fires | 2022 | 6.6792e-09 | 3.3396e-09 | 8.5875e-09 | 8807.9522 | 222.2294 | 8585.7228 | 0 | 0 | 0 | 0 | 5.5637e-06 |  | 5.883e-05 | 0 | 5.883e-05 | 2.9415e-05 | 0 | 2.9415e-05 | 7.5638e-05 | 0 | 7.5638e-05 | [16 empty] | 7.3.1.3 Ignition probability mapping showing the probability of ignition along the electric lines and equipmentWLDFRAggregatedAggregated | WLDFR | HFTD - Distribution - Tier 3 - 3QU CoRE ¦ 2QU LoRE | Red Flag Warning - Small Fires | Aggregated | Aggregated | 2051 | 0.00093819 | 0 | 610.7187 | 0.57297 | 2051 | Mitigation | 0.08575 | 30 | 0 | esc | 0 | 0 | 0 | 0 | 0.0015435 | 1.4481e-06
[79 empty] | WLDFR | HFTD - Distribution - Tier 3 - 3QU CoRE ¦ 2QU LoRE | Red Flag Warning - Destructive Fires | 2023 | 6.6792e-09 | 3.3396e-09 | 8.5875e-09 | 9129.7461 | 233.2301 | 8896.516 | 0 | 0 | 0 | 0 | 5.5637e-06 |  | 6.0979e-05 | 0 | 6.0979e-05 | 3.049e-05 | 0 | 3.049e-05 | 7.8402e-05 | 0 | 7.8402e-05 | [16 empty] | 7.3.1.3 Ignition probability mapping showing the probability of ignition along the electric lines and equipmentWLDFRAggregatedAggregated | WLDFR | HFTD - Distribution - Tier 3 - 3QU CoRE ¦ 2QU LoRE | Seismic - Non-Red Flag Warning - Catastrophic Fires | Aggregated | Aggregated | 2021 | 6.9662e-11 | 0 | 610.7187 | 4.2544e-08 | 2021 | Mitigation | 0.08575 | 30 | 0 | esc | 0.0012005 | 8.3629e-14 | 0.00060025 | 4.1814e-14 | 0 | 0
[79 empty] | WLDFR | HFTD - Distribution - Tier 3 - 3QU CoRE ¦ 2QU LoRE | Red Flag Warning - Destructive Fires | 2024 | 6.6792e-09 | 3.3396e-09 | 8.5875e-09 | 9129.7461 | 233.2301 | 8896.516 | 0 | 0 | 0 | 0 | 5.5637e-06 |  | 6.0979e-05 | 0 | 6.0979e-05 | 3.049e-05 | 0 | 3.049e-05 | 7.8402e-05 | 0 | 7.8402e-05 | [16 empty] | 7.3.1.3 Ignition probability mapping showing the probability of ignition along the electric lines and equipmentWLDFRAggregatedAggregated | WLDFR | HFTD - Distribution - Tier 3 - 3QU CoRE ¦ 2QU LoRE | Seismic - Non-Red Flag Warning - Catastrophic Fires | Aggregated | Aggregated | 2022 | 6.9662e-11 | 0 | 610.7187 | 4.2544e-08 | 2022 | Mitigation | 0.08575 | 30 | 0 | esc | 0.0012005 | 8.3629e-14 | 0.00060025 | 4.1814e-14 | 0.0015435 | 1.0752e-13
[79 empty] | WLDFR | HFTD - Distribution - Tier 3 - 3QU CoRE ¦ 2QU LoRE | Red Flag Warning - Destructive Fires | 2025 | 6.6792e-09 | 3.3396e-09 | 8.5875e-09 | 9129.7461 | 233.2301 | 8896.516 | 0 | 0 | 0 | 0 | 5.5637e-06 |  | 6.0979e-05 | 0 | 6.0979e-05 | 3.049e-05 | 0 | 3.049e-05 | 7.8402e-05 | 0 | 7.8402e-05 | [16 empty] | 7.3.1.3 Ignition probability mapping showing the probability of ignition along the electric lines and equipmentWLDFRAggregatedAggregated | WLDFR | HFTD - Distribution - Tier 3 - 3QU CoRE ¦ 2QU LoRE | Seismic - Non-Red Flag Warning - Catastrophic Fires | Aggregated | Aggregated | 2023 | 6.9662e-11 | 0 | 610.7187 | 4.2544e-08 | 2023 | Mitigation | 0.08575 | 30 | 0 | esc | 0.0012005 | 8.3629e-14 | 0.00060025 | 4.1814e-14 | 0.0015435 | 1.0752e-13
[79 empty] | WLDFR | HFTD - Distribution - Tier 3 - 3QU CoRE ¦ 2QU LoRE | Red Flag Warning - Destructive Fires | 2026 | 6.6792e-09 | 3.3396e-09 | 8.5875e-09 | 9129.7461 | 233.2301 | 8896.516 | 0 | 0 | 0 | 0 | 5.5637e-06 |  | 6.0979e-05 | 0 | 6.0979e-05 | 3.049e-05 | 0 | 3.049e-05 | 7.8402e-05 | 0 | 7.8402e-05 | [16 empty] | 7.3.1.3 Ignition probability mapping showing the probability of ignition along the electric lines and equipmentWLDFRAggregatedAggregated | WLDFR | HFTD - Distribution - Tier 3 - 3QU CoRE ¦ 2QU LoRE | Seismic - Non-Red Flag Warning - Catastrophic Fires | Aggregated | Aggregated | 2024 | 6.9662e-11 | 0 | 610.7187 | 4.2544e-08 | 2024 | Mitigation | 0.08575 | 30 | 0 | esc | 0.0012005 | 8.3629e-14 | 0.00060025 | 4.1814e-14 | 0.0015435 | 1.0752e-13
[79 empty] | WLDFR | HFTD - Distribution - Tier 3 - 3QU CoRE ¦ 2QU LoRE | Red Flag Warning - Destructive Fires | 2027 | 6.6792e-09 | 3.3396e-09 | 8.5875e-09 | 9129.7461 | 233.2301 | 8896.516 | 0 | 0 | 0 | 0 | 5.5637e-06 |  | 6.0979e-05 | 0 | 6.0979e-05 | 3.049e-05 | 0 | 3.049e-05 | 7.8402e-05 | 0 | 7.8402e-05 | [16 empty] | 7.3.1.3 Ignition probability mapping showing the probability of ignition along the electric lines and equipmentWLDFRAggregatedAggregated | WLDFR | HFTD - Distribution - Tier 3 - 3QU CoRE ¦ 2QU LoRE | Seismic - Non-Red Flag Warning - Catastrophic Fires | Aggregated | Aggregated | 2025 | 6.9662e-11 | 0 | 610.7187 | 4.2544e-08 | 2025 | Mitigation | 0.08575 | 30 | 0 | esc | 0.0012005 | 8.3629e-14 | 0.00060025 | 4.1814e-14 | 0.0015435 | 1.0752e-13
[79 empty] | WLDFR | HFTD - Distribution - Tier 3 - 3QU CoRE ¦ 2QU LoRE | Red Flag Warning - Destructive Fires | 2028 | 6.6792e-09 | 3.3396e-09 | 8.5875e-09 | 9534.9221 | 247.273 | 9287.6491 | 0 | 0 | 0 | 0 | 5.5637e-06 |  | 6.3685e-05 | 0 | 6.3685e-05 | 3.1843e-05 | 0 | 3.1843e-05 | 8.1881e-05 | 0 | 8.1881e-05 | [16 empty] | 7.3.1.3 Ignition probability mapping showing the probability of ignition along the electric lines and equipmentWLDFRAggregatedAggregated | WLDFR | HFTD - Distribution - Tier 3 - 3QU CoRE ¦ 2QU LoRE | Seismic - Non-Red Flag Warning - Catastrophic Fires | Aggregated | Aggregated | 2026 | 6.9662e-11 | 0 | 610.7187 | 4.2544e-08 | 2026 | Mitigation | 0.08575 | 30 | 0 | esc | 0.0012005 | 8.3629e-14 | 0.00060025 | 4.1814e-14 | 0.0015435 | 1.0752e-13
[79 empty] | WLDFR | HFTD - Distribution - Tier 3 - 3QU CoRE ¦ 2QU LoRE | Red Flag Warning - Destructive Fires | 2029 | 6.6792e-09 | 3.3396e-09 | 8.5875e-09 | 9534.9221 | 247.273 | 9287.6491 | 0 | 0 | 0 | 0 | 5.5637e-06 |  | 6.3685e-05 | 0 | 6.3685e-05 | 3.1843e-05 | 0 | 3.1843e-05 | 8.1881e-05 | 0 | 8.1881e-05 | [16 empty] | 7.3.1.3 Ignition probability mapping showing the probability of ignition along the electric lines and equipmentWLDFRAggregatedAggregated | WLDFR | HFTD - Distribution - Tier 3 - 3QU CoRE ¦ 2QU LoRE | Seismic - Non-Red Flag Warning - Catastrophic Fires | Aggregated | Aggregated | 2027 | 6.9662e-11 | 0 | 610.7187 | 4.2544e-08 | 2027 | Mitigation | 0.08575 | 30 | 0 | esc | 0.0012005 | 8.3629e-14 | 0.00060025 | 4.1814e-14 | 0.0015435 | 1.0752e-13
[79 empty] | WLDFR | HFTD - Distribution - Tier 3 - 3QU CoRE ¦ 2QU LoRE | Red Flag Warning - Destructive Fires | 2030 | 6.6792e-09 | 3.3396e-09 | 8.5875e-09 | 9534.9221 | 247.273 | 9287.6491 | 0 | 0 | 0 | 0 | 5.5637e-06 |  | 6.3685e-05 | 0 | 6.3685e-05 | 3.1843e-05 | 0 | 3.1843e-05 | 8.1881e-05 | 0 | 8.1881e-05 | [16 empty] | 7.3.1.3 Ignition probability mapping showing the probability of ignition along the electric lines and equipmentWLDFRAggregatedAggregated | WLDFR | HFTD - Distribution - Tier 3 - 3QU CoRE ¦ 2QU LoRE | Seismic - Non-Red Flag Warning - Catastrophic Fires | Aggregated | Aggregated | 2028 | 6.9662e-11 | 0 | 610.7187 | 4.2544e-08 | 2028 | Mitigation | 0.08575 | 30 | 0 | esc | 0.0012005 | 8.3629e-14 | 0.00060025 | 4.1814e-14 | 0.0015435 | 1.0752e-13
[79 empty] | WLDFR | HFTD - Distribution - Tier 3 - 3QU CoRE ¦ 2QU LoRE | Red Flag Warning - Destructive Fires | 2031 | 6.6792e-09 | 3.3396e-09 | 8.5875e-09 | 9534.9221 | 247.273 | 9287.6491 | 0 | 0 | 0 | 0 | 5.5637e-06 |  | 6.3685e-05 | 0 | 6.3685e-05 | 3.1843e-05 | 0 | 3.1843e-05 | 8.1881e-05 | 0 | 8.1881e-05 | [16 empty] | 7.3.1.3 Ignition probability mapping showing the probability of ignition along the electric lines and equipmentWLDFRAggregatedAggregated | WLDFR | HFTD - Distribution - Tier 3 - 3QU CoRE ¦ 2QU LoRE | Seismic - Non-Red Flag Warning - Catastrophic Fires | Aggregated | Aggregated | 2029 | 6.9662e-11 | 0 | 610.7187 | 4.2544e-08 | 2029 | Mitigation | 0.08575 | 30 | 0 | esc | 0.0012005 | 8.3629e-14 | 0.00060025 | 4.1814e-14 | 0.0015435 | 1.0752e-13
[79 empty] | WLDFR | HFTD - Distribution - Tier 3 - 3QU CoRE ¦ 2QU LoRE | Red Flag Warning - Destructive Fires | 2032 | 6.6792e-09 | 3.3396e-09 | 8.5875e-09 | 9534.9221 | 247.273 | 9287.6491 | 0 | 0 | 0 | 0 | 5.5637e-06 |  | 6.3685e-05 | 0 | 6.3685e-05 | 3.1843e-05 | 0 | 3.1843e-05 | 8.1881e-05 | 0 | 8.1881e-05 | [16 empty] | 7.3.1.3 Ignition probability mapping showing the probability of ignition along the electric lines and equipmentWLDFRAggregatedAggregated | WLDFR | HFTD - Distribution - Tier 3 - 3QU CoRE ¦ 2QU LoRE | Seismic - Non-Red Flag Warning - Catastrophic Fires | Aggregated | Aggregated | 2030 | 6.9662e-11 | 0 | 610.7187 | 4.2544e-08 | 2030 | Mitigation | 0.08575 | 30 | 0 | esc | 0.0012005 | 8.3629e-14 | 0.00060025 | 4.1814e-14 | 0.0015435 | 1.0752e-13
[79 empty] | WLDFR | HFTD - Distribution - Tier 3 - 3QU CoRE ¦ 2QU LoRE | Red Flag Warning - Destructive Fires | 2033 | 6.6792e-09 | 3.3396e-09 | 8.5875e-09 | 9984.8474 | 263.1074 | 9721.74 | 0 | 0 | 0 | 0 | 5.5637e-06 |  | 6.6691e-05 | 0 | 6.6691e-05 | 3.3345e-05 | 0 | 3.3345e-05 | 8.5745e-05 | 0 | 8.5745e-05 | [16 empty] | 7.3.1.3 Ignition probability mapping showing the probability of ignition along the electric lines and equipmentWLDFRAggregatedAggregated | WLDFR | HFTD - Distribution - Tier 3 - 3QU CoRE ¦ 2QU LoRE | Seismic - Non-Red Flag Warning - Catastrophic Fires | Aggregated | Aggregated | 2031 | 6.9662e-11 | 0 | 610.7187 | 4.2544e-08 | 2031 | Mitigation | 0.08575 | 30 | 0 | esc | 0.0012005 | 8.3629e-14 | 0.00060025 | 4.1814e-14 | 0.0015435 | 1.0752e-13
[79 empty] | WLDFR | HFTD - Distribution - Tier 3 - 3QU CoRE ¦ 2QU LoRE | Red Flag Warning - Destructive Fires | 2034 | 6.6792e-09 | 3.3396e-09 | 8.5875e-09 | 9984.8474 | 263.1074 | 9721.74 | 0 | 0 | 0 | 0 | 5.5637e-06 |  | 6.6691e-05 | 0 | 6.6691e-05 | 3.3345e-05 | 0 | 3.3345e-05 | 8.5745e-05 | 0 | 8.5745e-05 | [16 empty] | 7.3.1.3 Ignition probability mapping showing the probability of ignition along the electric lines and equipmentWLDFRAggregatedAggregated | WLDFR | HFTD - Distribution - Tier 3 - 3QU CoRE ¦ 2QU LoRE | Seismic - Non-Red Flag Warning - Catastrophic Fires | Aggregated | Aggregated | 2032 | 6.9662e-11 | 0 | 610.7187 | 4.2544e-08 | 2032 | Mitigation | 0.08575 | 30 | 0 | esc | 0.0012005 | 8.3629e-14 | 0.00060025 | 4.1814e-14 | 0.0015435 | 1.0752e-13
[79 empty] | WLDFR | HFTD - Distribution - Tier 3 - 3QU CoRE ¦ 2QU LoRE | Red Flag Warning - Destructive Fires | 2035 | 6.6792e-09 | 3.3396e-09 | 8.5875e-09 | 9984.8474 | 263.1074 | 9721.74 | 0 | 0 | 0 | 0 | 5.5637e-06 |  | 6.6691e-05 | 0 | 6.6691e-05 | 3.3345e-05 | 0 | 3.3345e-05 | 8.5745e-05 | 0 | 8.5745e-05 | [16 empty] | 7.3.1.3 Ignition probability mapping showing the probability of ignition along the electric lines and equipmentWLDFRAggregatedAggregated | WLDFR | HFTD - Distribution - Tier 3 - 3QU CoRE ¦ 2QU LoRE | Seismic - Non-Red Flag Warning - Catastrophic Fires | Aggregated | Aggregated | 2033 | 6.9662e-11 | 0 | 610.7187 | 4.2544e-08 | 2033 | Mitigation | 0.08575 | 30 | 0 | esc | 0.0012005 | 8.3629e-14 | 0.00060025 | 4.1814e-14 | 0.0015435 | 1.0752e-13
[79 empty] | WLDFR | HFTD - Distribution - Tier 3 - 3QU CoRE ¦ 2QU LoRE | Red Flag Warning - Destructive Fires | 2036 | 6.6792e-09 | 3.3396e-09 | 8.5875e-09 | 9984.8474 | 263.1074 | 9721.74 | 0 | 0 | 0 | 0 | 5.5637e-06 |  | 6.6691e-05 | 0 | 6.6691e-05 | 3.3345e-05 | 0 | 3.3345e-05 | 8.5745e-05 | 0 | 8.5745e-05 | [16 empty] | 7.3.1.3 Ignition probability mapping showing the probability of ignition along the electric lines and equipmentWLDFRAggregatedAggregated | WLDFR | HFTD - Distribution - Tier 3 - 3QU CoRE ¦ 2QU LoRE | Seismic - Non-Red Flag Warning - Catastrophic Fires | Aggregated | Aggregated | 2034 | 6.9662e-11 | 0 | 610.7187 | 4.2544e-08 | 2034 | Mitigation | 0.08575 | 30 | 0 | esc | 0.0012005 | 8.3629e-14 | 0.00060025 | 4.1814e-14 | 0.0015435 | 1.0752e-13
[79 empty] | WLDFR | HFTD - Distribution - Tier 3 - 3QU CoRE ¦ 2QU LoRE | Red Flag Warning - Destructive Fires | 2037 | 6.6792e-09 | 3.3396e-09 | 8.5875e-09 | 9984.8474 | 263.1074 | 9721.74 | 0 | 0 | 0 | 0 | 5.5637e-06 |  | 6.6691e-05 | 0 | 6.6691e-05 | 3.3345e-05 | 0 | 3.3345e-05 | 8.5745e-05 | 0 | 8.5745e-05 | [16 empty] | 7.3.1.3 Ignition probability mapping showing the probability of ignition along the electric lines and equipmentWLDFRAggregatedAggregated | WLDFR | HFTD - Distribution - Tier 3 - 3QU CoRE ¦ 2QU LoRE | Seismic - Non-Red Flag Warning - Catastrophic Fires | Aggregated | Aggregated | 2035 | 6.9662e-11 | 0 | 610.7187 | 4.2544e-08 | 2035 | Mitigation | 0.08575 | 30 | 0 | esc | 0.0012005 | 8.3629e-14 | 0.00060025 | 4.1814e-14 | 0.0015435 | 1.0752e-13
[79 empty] | WLDFR | HFTD - Distribution - Tier 3 - 3QU CoRE ¦ 2QU LoRE | Red Flag Warning - Destructive Fires | 2038 | 6.6792e-09 | 3.3396e-09 | 8.5875e-09 | 10472.8261 | 280.5544 | 10192.2718 | 0 | 0 | 0 | 0 | 5.5637e-06 |  | 6.995e-05 | 0 | 6.995e-05 | 3.4975e-05 | 0 | 3.4975e-05 | 8.9936e-05 | 0 | 8.9936e-05 | [16 empty] | 7.3.1.3 Ignition probability mapping showing the probability of ignition along the electric lines and equipmentWLDFRAggregatedAggregated | WLDFR | HFTD - Distribution - Tier 3 - 3QU CoRE ¦ 2QU LoRE | Seismic - Non-Red Flag Warning - Catastrophic Fires | Aggregated | Aggregated | 2036 | 6.9662e-11 | 0 | 610.7187 | 4.2544e-08 | 2036 | Mitigation | 0.08575 | 30 | 0 | esc | 0.0012005 | 8.3629e-14 | 0.00060025 | 4.1814e-14 | 0.0015435 | 1.0752e-13
[79 empty] | WLDFR | HFTD - Distribution - Tier 3 - 3QU CoRE ¦ 2QU LoRE | Red Flag Warning - Destructive Fires | 2039 | 6.6792e-09 | 3.3396e-09 | 8.5875e-09 | 10472.8261 | 280.5544 | 10192.2718 | 0 | 0 | 0 | 0 | 5.5637e-06 |  | 6.995e-05 | 0 | 6.995e-05 | 3.4975e-05 | 0 | 3.4975e-05 | 8.9936e-05 | 0 | 8.9936e-05 | [16 empty] | 7.3.1.3 Ignition probability mapping showing the probability of ignition along the electric lines and equipmentWLDFRAggregatedAggregated | WLDFR | HFTD - Distribution - Tier 3 - 3QU CoRE ¦ 2QU LoRE | Seismic - Non-Red Flag Warning - Catastrophic Fires | Aggregated | Aggregated | 2037 | 6.9662e-11 | 0 | 610.7187 | 4.2544e-08 | 2037 | Mitigation | 0.08575 | 30 | 0 | esc | 0.0012005 | 8.3629e-14 | 0.00060025 | 4.1814e-14 | 0.0015435 | 1.0752e-13
[79 empty] | WLDFR | HFTD - Distribution - Tier 3 - 3QU CoRE ¦ 2QU LoRE | Red Flag Warning - Destructive Fires | 2040 | 6.6792e-09 | 3.3396e-09 | 8.5875e-09 | 10472.8261 | 280.5544 | 10192.2718 | 0 | 0 | 0 | 0 | 5.5637e-06 |  | 6.995e-05 | 0 | 6.995e-05 | 3.4975e-05 | 0 | 3.4975e-05 | 8.9936e-05 | 0 | 8.9936e-05 | [16 empty] | 7.3.1.3 Ignition probability mapping showing the probability of ignition along the electric lines and equipmentWLDFRAggregatedAggregated | WLDFR | HFTD - Distribution - Tier 3 - 3QU CoRE ¦ 2QU LoRE | Seismic - Non-Red Flag Warning - Catastrophic Fires | Aggregated | Aggregated | 2038 | 6.9662e-11 | 0 | 610.7187 | 4.2544e-08 | 2038 | Mitigation | 0.08575 | 30 | 0 | esc | 0.0012005 | 8.3629e-14 | 0.00060025 | 4.1814e-14 | 0.0015435 | 1.0752e-13
[79 empty] | WLDFR | HFTD - Distribution - Tier 3 - 3QU CoRE ¦ 2QU LoRE | Red Flag Warning - Destructive Fires | 2041 | 6.6792e-09 | 3.3396e-09 | 8.5875e-09 | 10472.8261 | 280.5544 | 10192.2718 | 0 | 0 | 0 | 0 | 5.5637e-06 |  | 6.995e-05 | 0 | 6.995e-05 | 3.4975e-05 | 0 | 3.4975e-05 | 8.9936e-05 | 0 | 8.9936e-05 | [16 empty] | 7.3.1.3 Ignition probability mapping showing the probability of ignition along the electric lines and equipmentWLDFRAggregatedAggregated | WLDFR | HFTD - Distribution - Tier 3 - 3QU CoRE ¦ 2QU LoRE | Seismic - Non-Red Flag Warning - Catastrophic Fires | Aggregated | Aggregated | 2039 | 6.9662e-11 | 0 | 610.7187 | 4.2544e-08 | 2039 | Mitigation | 0.08575 | 30 | 0 | esc | 0.0012005 | 8.3629e-14 | 0.00060025 | 4.1814e-14 | 0.0015435 | 1.0752e-13
[79 empty] | WLDFR | HFTD - Distribution - Tier 3 - 3QU CoRE ¦ 2QU LoRE | Red Flag Warning - Destructive Fires | 2042 | 6.6792e-09 | 3.3396e-09 | 8.5875e-09 | 10472.8261 | 280.5544 | 10192.2718 | 0 | 0 | 0 | 0 | 5.5637e-06 |  | 6.995e-05 | 0 | 6.995e-05 | 3.4975e-05 | 0 | 3.4975e-05 | 8.9936e-05 | 0 | 8.9936e-05 | [16 empty] | 7.3.1.3 Ignition probability mapping showing the probability of ignition along the electric lines and equipmentWLDFRAggregatedAggregated | WLDFR | HFTD - Distribution - Tier 3 - 3QU CoRE ¦ 2QU LoRE | Seismic - Non-Red Flag Warning - Catastrophic Fires | Aggregated | Aggregated | 2040 | 6.9662e-11 | 0 | 610.7187 | 4.2544e-08 | 2040 | Mitigation | 0.08575 | 30 | 0 | esc | 0.0012005 | 8.3629e-14 | 0.00060025 | 4.1814e-14 | 0.0015435 | 1.0752e-13
[79 empty] | WLDFR | HFTD - Distribution - Tier 3 - 3QU CoRE ¦ 2QU LoRE | Red Flag Warning - Destructive Fires | 2043 | 6.6792e-09 | 3.3396e-09 | 8.5875e-09 | 10992.1562 | 299.42 | 10692.7362 | 0 | 0 | 0 | 0 | 5.5637e-06 |  | 7.3419e-05 | 0 | 7.3419e-05 | 3.6709e-05 | 0 | 3.6709e-05 | 9.4395e-05 | 0 | 9.4395e-05 | [16 empty] | 7.3.1.3 Ignition probability mapping showing the probability of ignition along the electric lines and equipmentWLDFRAggregatedAggregated | WLDFR | HFTD - Distribution - Tier 3 - 3QU CoRE ¦ 2QU LoRE | Seismic - Non-Red Flag Warning - Catastrophic Fires | Aggregated | Aggregated | 2041 | 6.9662e-11 | 0 | 610.7187 | 4.2544e-08 | 2041 | Mitigation | 0.08575 | 30 | 0 | esc | 0.0012005 | 8.3629e-14 | 0.00060025 | 4.1814e-14 | 0.0015435 | 1.0752e-13
[79 empty] | WLDFR | HFTD - Distribution - Tier 3 - 3QU CoRE ¦ 2QU LoRE | Red Flag Warning - Destructive Fires | 2044 | 6.6792e-09 | 3.3396e-09 | 8.5875e-09 | 10992.1562 | 299.42 | 10692.7362 | 0 | 0 | 0 | 0 | 5.5637e-06 |  | 7.3419e-05 | 0 | 7.3419e-05 | 3.6709e-05 | 0 | 3.6709e-05 | 9.4395e-05 | 0 | 9.4395e-05 | [16 empty] | 7.3.1.3 Ignition probability mapping showing the probability of ignition along the electric lines and equipmentWLDFRAggregatedAggregated | WLDFR | HFTD - Distribution - Tier 3 - 3QU CoRE ¦ 2QU LoRE | Seismic - Non-Red Flag Warning - Catastrophic Fires | Aggregated | Aggregated | 2042 | 6.9662e-11 | 0 | 610.7187 | 4.2544e-08 | 2042 | Mitigation | 0.08575 | 30 | 0 | esc | 0.0012005 | 8.3629e-14 | 0.00060025 | 4.1814e-14 | 0.0015435 | 1.0752e-13
[79 empty] | WLDFR | HFTD - Distribution - Tier 3 - 3QU CoRE ¦ 2QU LoRE | Red Flag Warning - Destructive Fires | 2045 | 6.6792e-09 | 3.3396e-09 | 8.5875e-09 | 10992.1562 | 299.42 | 10692.7362 | 0 | 0 | 0 | 0 | 5.5637e-06 |  | 7.3419e-05 | 0 | 7.3419e-05 | 3.6709e-05 | 0 | 3.6709e-05 | 9.4395e-05 | 0 | 9.4395e-05 | [16 empty] | 7.3.1.3 Ignition probability mapping showing the probability of ignition along the electric lines and equipmentWLDFRAggregatedAggregated | WLDFR | HFTD - Distribution - Tier 3 - 3QU CoRE ¦ 2QU LoRE | Seismic - Non-Red Flag Warning - Catastrophic Fires | Aggregated | Aggregated | 2043 | 6.9662e-11 | 0 | 610.7187 | 4.2544e-08 | 2043 | Mitigation | 0.08575 | 30 | 0 | esc | 0.0012005 | 8.3629e-14 | 0.00060025 | 4.1814e-14 | 0.0015435 | 1.0752e-13
[79 empty] | WLDFR | HFTD - Distribution - Tier 3 - 3QU CoRE ¦ 2QU LoRE | Red Flag Warning - Destructive Fires | 2046 | 6.6792e-09 | 3.3396e-09 | 8.5875e-09 | 10992.1562 | 299.42 | 10692.7362 | 0 | 0 | 0 | 0 | 5.5637e-06 |  | 7.3419e-05 | 0 | 7.3419e-05 | 3.6709e-05 | 0 | 3.6709e-05 | 9.4395e-05 | 0 | 9.4395e-05 | [16 empty] | 7.3.1.3 Ignition probability mapping showing the probability of ignition along the electric lines and equipmentWLDFRAggregatedAggregated | WLDFR | HFTD - Distribution - Tier 3 - 3QU CoRE ¦ 2QU LoRE | Seismic - Non-Red Flag Warning - Catastrophic Fires | Aggregated | Aggregated | 2044 | 6.9662e-11 | 0 | 610.7187 | 4.2544e-08 | 2044 | Mitigation | 0.08575 | 30 | 0 | esc | 0.0012005 | 8.3629e-14 | 0.00060025 | 4.1814e-14 | 0.0015435 | 1.0752e-13
[79 empty] | WLDFR | HFTD - Distribution - Tier 3 - 3QU CoRE ¦ 2QU LoRE | Red Flag Warning - Destructive Fires | 2047 | 6.6792e-09 | 3.3396e-09 | 8.5875e-09 | 10992.1562 | 299.42 | 10692.7362 | 0 | 0 | 0 | 0 | 5.5637e-06 |  | 7.3419e-05 | 0 | 7.3419e-05 | 3.6709e-05 | 0 | 3.6709e-05 | 9.4395e-05 | 0 | 9.4395e-05 | [16 empty] | 7.3.1.3 Ignition probability mapping showing the probability of ignition along the electric lines and equipmentWLDFRAggregatedAggregated | WLDFR | HFTD - Distribution - Tier 3 - 3QU CoRE ¦ 2QU LoRE | Seismic - Non-Red Flag Warning - Catastrophic Fires | Aggregated | Aggregated | 2045 | 6.9662e-11 | 0 | 610.7187 | 4.2544e-08 | 2045 | Mitigation | 0.08575 | 30 | 0 | esc | 0.0012005 | 8.3629e-14 | 0.00060025 | 4.1814e-14 | 0.0015435 | 1.0752e-13
[79 empty] | WLDFR | HFTD - Distribution - Tier 3 - 3QU CoRE ¦ 2QU LoRE | Red Flag Warning - Destructive Fires | 2048 | 6.6792e-09 | 3.3396e-09 | 8.5875e-09 | 11536.0538 | 319.4911 | 11216.5626 | 0 | 0 | 0 | 0 | 5.5637e-06 |  | 7.7051e-05 | 0 | 7.7051e-05 | 3.8526e-05 | 0 | 3.8526e-05 | 9.9066e-05 | 0 | 9.9066e-05 | [16 empty] | 7.3.1.3 Ignition probability mapping showing the probability of ignition along the electric lines and equipmentWLDFRAggregatedAggregated | WLDFR | HFTD - Distribution - Tier 3 - 3QU CoRE ¦ 2QU LoRE | Seismic - Non-Red Flag Warning - Catastrophic Fires | Aggregated | Aggregated | 2046 | 6.9662e-11 | 0 | 610.7187 | 4.2544e-08 | 2046 | Mitigation | 0.08575 | 30 | 0 | esc | 0.0012005 | 8.3629e-14 | 0.00060025 | 4.1814e-14 | 0.0015435 | 1.0752e-13
[79 empty] | WLDFR | HFTD - Distribution - Tier 3 - 3QU CoRE ¦ 2QU LoRE | Red Flag Warning - Destructive Fires | 2049 | 6.6792e-09 | 3.3396e-09 | 8.5875e-09 | 11536.0538 | 319.4911 | 11216.5626 | 0 | 0 | 0 | 0 | 5.5637e-06 |  | 7.7051e-05 | 0 | 7.7051e-05 | 3.8526e-05 | 0 | 3.8526e-05 | 9.9066e-05 | 0 | 9.9066e-05 | [16 empty] | 7.3.1.3 Ignition probability mapping showing the probability of ignition along the electric lines and equipmentWLDFRAggregatedAggregated | WLDFR | HFTD - Distribution - Tier 3 - 3QU CoRE ¦ 2QU LoRE | Seismic - Non-Red Flag Warning - Catastrophic Fires | Aggregated | Aggregated | 2047 | 6.9662e-11 | 0 | 610.7187 | 4.2544e-08 | 2047 | Mitigation | 0.08575 | 30 | 0 | esc | 0.0012005 | 8.3629e-14 | 0.00060025 | 4.1814e-14 | 0.0015435 | 1.0752e-13
[79 empty] | WLDFR | HFTD - Distribution - Tier 3 - 3QU CoRE ¦ 2QU LoRE | Red Flag Warning - Destructive Fires | 2050 | 0 | 3.3396e-09 | 8.5875e-09 | 11536.0538 | 319.4911 | 11216.5626 | 0 | 0 | 0 | 0 | 5.5637e-06 |  | 0 | 0 | 0 | 3.8526e-05 | 0 | 3.8526e-05 | 9.9066e-05 | 0 | 9.9066e-05 | [16 empty] | 7.3.1.3 Ignition probability mapping showing the probability of ignition along the electric lines and equipmentWLDFRAggregatedAggregated | WLDFR | HFTD - Distribution - Tier 3 - 3QU CoRE ¦ 2QU LoRE | Seismic - Non-Red Flag Warning - Catastrophic Fires | Aggregated | Aggregated | 2048 | 6.9662e-11 | 0 | 610.7187 | 4.2544e-08 | 2048 | Mitigation | 0.08575 | 30 | 0 | esc | 0.0012005 | 8.3629e-14 | 0.00060025 | 4.1814e-14 | 0.0015435 | 1.0752e-13
[79 empty] | WLDFR | HFTD - Distribution - Tier 3 - 3QU CoRE ¦ 2QU LoRE | Red Flag Warning - Destructive Fires | 2051 | 0 | 0 | 8.5875e-09 | 11536.0538 | 319.4911 | 11216.5626 | 0 | 0 | 0 | 0 | 5.5637e-06 |  | 0 | 0 | 0 | 0 | 0 | 0 | 9.9066e-05 | 0 | 9.9066e-05 | [16 empty] | 7.3.1.3 Ignition probability mapping showing the probability of ignition along the electric lines and equipmentWLDFRAggregatedAggregated | WLDFR | HFTD - Distribution - Tier 3 - 3QU CoRE ¦ 2QU LoRE | Seismic - Non-Red Flag Warning - Catastrophic Fires | Aggregated | Aggregated | 2049 | 6.9662e-11 | 0 | 610.7187 | 4.2544e-08 | 2049 | Mitigation | 0.08575 | 30 | 0 | esc | 0.0012005 | 8.3629e-14 | 0.00060025 | 4.1814e-14 | 0.0015435 | 1.0752e-13
[79 empty] | WLDFR | HFTD - Distribution - Tier 3 - 3QU CoRE ¦ 2QU LoRE | Red Flag Warning - Large Fires | 2020 | 4.5476e-08 | 0 | 0 | 5.2406 | 0.69642 | 2.942 | 1.6022 | 0 | 0 | 0 | 3.7881e-05 |  | 2.3832e-07 | 0 | 2.3832e-07 | 0 | 0 | 0 | 0 | 0 | 0 | [16 empty] | 7.3.1.3 Ignition probability mapping showing the probability of ignition along the electric lines and equipmentWLDFRAggregatedAggregated | WLDFR | HFTD - Distribution - Tier 3 - 3QU CoRE ¦ 2QU LoRE | Seismic - Non-Red Flag Warning - Catastrophic Fires | Aggregated | Aggregated | 2050 | 6.9662e-11 | 0 | 610.7187 | 4.2544e-08 | 2050 | Mitigation | 0.08575 | 30 | 0 | esc | 0 | 0 | 0.00060025 | 4.1814e-14 | 0.0015435 | 1.0752e-13
[79 empty] | WLDFR | HFTD - Distribution - Tier 3 - 3QU CoRE ¦ 2QU LoRE | Red Flag Warning - Large Fires | 2021 | 4.5476e-08 | 2.2738e-08 | 0 | 5.2406 | 0.69642 | 2.942 | 1.6022 | 0 | 0 | 0 | 3.7881e-05 |  | 2.3832e-07 | 0 | 2.3832e-07 | 1.1916e-07 | 0 | 1.1916e-07 | 0 | 0 | 0 | [16 empty] | 7.3.1.3 Ignition probability mapping showing the probability of ignition along the electric lines and equipmentWLDFRAggregatedAggregated | WLDFR | HFTD - Distribution - Tier 3 - 3QU CoRE ¦ 2QU LoRE | Seismic - Non-Red Flag Warning - Catastrophic Fires | Aggregated | Aggregated | 2051 | 6.9662e-11 | 0 | 610.7187 | 4.2544e-08 | 2051 | Mitigation | 0.08575 | 30 | 0 | esc | 0 | 0 | 0 | 0 | 0.0015435 | 1.0752e-13
[79 empty] | WLDFR | HFTD - Distribution - Tier 3 - 3QU CoRE ¦ 2QU LoRE | Red Flag Warning - Large Fires | 2022 | 4.5476e-08 | 2.2738e-08 | 5.8469e-08 | 5.2406 | 0.69642 | 2.942 | 1.6022 | 0 | 0 | 0 | 3.7881e-05 |  | 2.3832e-07 | 0 | 2.3832e-07 | 1.1916e-07 | 0 | 1.1916e-07 | 3.0641e-07 | 0 | 3.0641e-07 | [16 empty] | 7.3.1.3 Ignition probability mapping showing the probability of ignition along the electric lines and equipmentWLDFRAggregatedAggregated | WLDFR | HFTD - Distribution - Tier 3 - 3QU CoRE ¦ 2QU LoRE | Seismic - Red Flag Warning - Catastrophic Fires | Aggregated | Aggregated | 2021 | 3.0044e-09 | 0 | 610.7187 | 1.8349e-06 | 2021 | Mitigation | 0.08575 | 30 | 0 | esc | 0.0012005 | 3.6068e-12 | 0.00060025 | 1.8034e-12 | 0 | 0
[79 empty] | WLDFR | HFTD - Distribution - Tier 3 - 3QU CoRE ¦ 2QU LoRE | Red Flag Warning - Large Fires | 2023 | 4.5476e-08 | 2.2738e-08 | 5.8469e-08 | 5.475 | 0.71896 | 3.0715 | 1.6846 | 0 | 0 | 0 | 3.7881e-05 |  | 2.4898e-07 | 0 | 2.4898e-07 | 1.2449e-07 | 0 | 1.2449e-07 | 3.2012e-07 | 0 | 3.2012e-07 | [16 empty] | 7.3.1.3 Ignition probability mapping showing the probability of ignition along the electric lines and equipmentWLDFRAggregatedAggregated | WLDFR | HFTD - Distribution - Tier 3 - 3QU CoRE ¦ 2QU LoRE | Seismic - Red Flag Warning - Catastrophic Fires | Aggregated | Aggregated | 2022 | 3.0044e-09 | 0 | 610.7187 | 1.8349e-06 | 2022 | Mitigation | 0.08575 | 30 | 0 | esc | 0.0012005 | 3.6068e-12 | 0.00060025 | 1.8034e-12 | 0.0015435 | 4.6373e-12
[79 empty] | WLDFR | HFTD - Distribution - Tier 3 - 3QU CoRE ¦ 2QU LoRE | Red Flag Warning - Large Fires | 2024 | 4.5476e-08 | 2.2738e-08 | 5.8469e-08 | 5.475 | 0.71896 | 3.0715 | 1.6846 | 0 | 0 | 0 | 3.7881e-05 |  | 2.4898e-07 | 0 | 2.4898e-07 | 1.2449e-07 | 0 | 1.2449e-07 | 3.2012e-07 | 0 | 3.2012e-07 | [16 empty] | 7.3.1.3 Ignition probability mapping showing the probability of ignition along the electric lines and equipmentWLDFRAggregatedAggregated | WLDFR | HFTD - Distribution - Tier 3 - 3QU CoRE ¦ 2QU LoRE | Seismic - Red Flag Warning - Catastrophic Fires | Aggregated | Aggregated | 2023 | 3.0044e-09 | 0 | 610.7187 | 1.8349e-06 | 2023 | Mitigation | 0.08575 | 30 | 0 | esc | 0.0012005 | 3.6068e-12 | 0.00060025 | 1.8034e-12 | 0.0015435 | 4.6373e-12
[79 empty] | WLDFR | HFTD - Distribution - Tier 3 - 3QU CoRE ¦ 2QU LoRE | Red Flag Warning - Large Fires | 2025 | 4.5476e-08 | 2.2738e-08 | 5.8469e-08 | 5.475 | 0.71896 | 3.0715 | 1.6846 | 0 | 0 | 0 | 3.7881e-05 |  | 2.4898e-07 | 0 | 2.4898e-07 | 1.2449e-07 | 0 | 1.2449e-07 | 3.2012e-07 | 0 | 3.2012e-07 | [16 empty] | 7.3.1.3 Ignition probability mapping showing the probability of ignition along the electric lines and equipmentWLDFRAggregatedAggregated | WLDFR | HFTD - Distribution - Tier 3 - 3QU CoRE ¦ 2QU LoRE | Seismic - Red Flag Warning - Catastrophic Fires | Aggregated | Aggregated | 2024 | 3.0044e-09 | 0 | 610.7187 | 1.8349e-06 | 2024 | Mitigation | 0.08575 | 30 | 0 | esc | 0.0012005 | 3.6068e-12 | 0.00060025 | 1.8034e-12 | 0.0015435 | 4.6373e-12
[79 empty] | WLDFR | HFTD - Distribution - Tier 3 - 3QU CoRE ¦ 2QU LoRE | Red Flag Warning - Large Fires | 2026 | 4.5476e-08 | 2.2738e-08 | 5.8469e-08 | 5.475 | 0.71896 | 3.0715 | 1.6846 | 0 | 0 | 0 | 3.7881e-05 |  | 2.4898e-07 | 0 | 2.4898e-07 | 1.2449e-07 | 0 | 1.2449e-07 | 3.2012e-07 | 0 | 3.2012e-07 | [16 empty] | 7.3.1.3 Ignition probability mapping showing the probability of ignition along the electric lines and equipmentWLDFRAggregatedAggregated | WLDFR | HFTD - Distribution - Tier 3 - 3QU CoRE ¦ 2QU LoRE | Seismic - Red Flag Warning - Catastrophic Fires | Aggregated | Aggregated | 2025 | 3.0044e-09 | 0 | 610.7187 | 1.8349e-06 | 2025 | Mitigation | 0.08575 | 30 | 0 | esc | 0.0012005 | 3.6068e-12 | 0.00060025 | 1.8034e-12 | 0.0015435 | 4.6373e-12
[79 empty] | WLDFR | HFTD - Distribution - Tier 3 - 3QU CoRE ¦ 2QU LoRE | Red Flag Warning - Large Fires | 2027 | 4.5476e-08 | 2.2738e-08 | 5.8469e-08 | 5.475 | 0.71896 | 3.0715 | 1.6846 | 0 | 0 | 0 | 3.7881e-05 |  | 2.4898e-07 | 0 | 2.4898e-07 | 1.2449e-07 | 0 | 1.2449e-07 | 3.2012e-07 | 0 | 3.2012e-07 | [16 empty] | 7.3.1.3 Ignition probability mapping showing the probability of ignition along the electric lines and equipmentWLDFRAggregatedAggregated | WLDFR | HFTD - Distribution - Tier 3 - 3QU CoRE ¦ 2QU LoRE | Seismic - Red Flag Warning - Catastrophic Fires | Aggregated | Aggregated | 2026 | 3.0044e-09 | 0 | 610.7187 | 1.8349e-06 | 2026 | Mitigation | 0.08575 | 30 | 0 | esc | 0.0012005 | 3.6068e-12 | 0.00060025 | 1.8034e-12 | 0.0015435 | 4.6373e-12
[79 empty] | WLDFR | HFTD - Distribution - Tier 3 - 3QU CoRE ¦ 2QU LoRE | Red Flag Warning - Large Fires | 2028 | 4.5476e-08 | 2.2738e-08 | 5.8469e-08 | 5.777 | 0.74734 | 3.238 | 1.7917 | 0 | 0 | 0 | 3.7881e-05 |  | 2.6272e-07 | 0 | 2.6272e-07 | 1.3136e-07 | 0 | 1.3136e-07 | 3.3778e-07 | 0 | 3.3778e-07 | [16 empty] | 7.3.1.3 Ignition probability mapping showing the probability of ignition along the electric lines and equipmentWLDFRAggregatedAggregated | WLDFR | HFTD - Distribution - Tier 3 - 3QU CoRE ¦ 2QU LoRE | Seismic - Red Flag Warning - Catastrophic Fires | Aggregated | Aggregated | 2027 | 3.0044e-09 | 0 | 610.7187 | 1.8349e-06 | 2027 | Mitigation | 0.08575 | 30 | 0 | esc | 0.0012005 | 3.6068e-12 | 0.00060025 | 1.8034e-12 | 0.0015435 | 4.6373e-12
[79 empty] | WLDFR | HFTD - Distribution - Tier 3 - 3QU CoRE ¦ 2QU LoRE | Red Flag Warning - Large Fires | 2029 | 4.5476e-08 | 2.2738e-08 | 5.8469e-08 | 5.777 | 0.74734 | 3.238 | 1.7917 | 0 | 0 | 0 | 3.7881e-05 |  | 2.6272e-07 | 0 | 2.6272e-07 | 1.3136e-07 | 0 | 1.3136e-07 | 3.3778e-07 | 0 | 3.3778e-07 | [16 empty] | 7.3.1.3 Ignition probability mapping showing the probability of ignition along the electric lines and equipmentWLDFRAggregatedAggregated | WLDFR | HFTD - Distribution - Tier 3 - 3QU CoRE ¦ 2QU LoRE | Seismic - Red Flag Warning - Catastrophic Fires | Aggregated | Aggregated | 2028 | 3.0044e-09 | 0 | 610.7187 | 1.8349e-06 | 2028 | Mitigation | 0.08575 | 30 | 0 | esc | 0.0012005 | 3.6068e-12 | 0.00060025 | 1.8034e-12 | 0.0015435 | 4.6373e-12
[79 empty] | WLDFR | HFTD - Distribution - Tier 3 - 3QU CoRE ¦ 2QU LoRE | Red Flag Warning - Large Fires | 2030 | 4.5476e-08 | 2.2738e-08 | 5.8469e-08 | 5.777 | 0.74734 | 3.238 | 1.7917 | 0 | 0 | 0 | 3.7881e-05 |  | 2.6272e-07 | 0 | 2.6272e-07 | 1.3136e-07 | 0 | 1.3136e-07 | 3.3778e-07 | 0 | 3.3778e-07 | [16 empty] | 7.3.1.3 Ignition probability mapping showing the probability of ignition along the electric lines and equipmentWLDFRAggregatedAggregated | WLDFR | HFTD - Distribution - Tier 3 - 3QU CoRE ¦ 2QU LoRE | Seismic - Red Flag Warning - Catastrophic Fires | Aggregated | Aggregated | 2029 | 3.0044e-09 | 0 | 610.7187 | 1.8349e-06 | 2029 | Mitigation | 0.08575 | 30 | 0 | esc | 0.0012005 | 3.6068e-12 | 0.00060025 | 1.8034e-12 | 0.0015435 | 4.6373e-12
[79 empty] | WLDFR | HFTD - Distribution - Tier 3 - 3QU CoRE ¦ 2QU LoRE | Red Flag Warning - Large Fires | 2031 | 4.5476e-08 | 2.2738e-08 | 5.8469e-08 | 5.777 | 0.74734 | 3.238 | 1.7917 | 0 | 0 | 0 | 3.7881e-05 |  | 2.6272e-07 | 0 | 2.6272e-07 | 1.3136e-07 | 0 | 1.3136e-07 | 3.3778e-07 | 0 | 3.3778e-07 | [16 empty] | 7.3.1.3 Ignition probability mapping showing the probability of ignition along the electric lines and equipmentWLDFRAggregatedAggregated | WLDFR | HFTD - Distribution - Tier 3 - 3QU CoRE ¦ 2QU LoRE | Seismic - Red Flag Warning - Catastrophic Fires | Aggregated | Aggregated | 2030 | 3.0044e-09 | 0 | 610.7187 | 1.8349e-06 | 2030 | Mitigation | 0.08575 | 30 | 0 | esc | 0.0012005 | 3.6068e-12 | 0.00060025 | 1.8034e-12 | 0.0015435 | 4.6373e-12
[79 empty] | WLDFR | HFTD - Distribution - Tier 3 - 3QU CoRE ¦ 2QU LoRE | Red Flag Warning - Large Fires | 2032 | 4.5476e-08 | 2.2738e-08 | 5.8469e-08 | 5.777 | 0.74734 | 3.238 | 1.7917 | 0 | 0 | 0 | 3.7881e-05 |  | 2.6272e-07 | 0 | 2.6272e-07 | 1.3136e-07 | 0 | 1.3136e-07 | 3.3778e-07 | 0 | 3.3778e-07 | [16 empty] | 7.3.1.3 Ignition probability mapping showing the probability of ignition along the electric lines and equipmentWLDFRAggregatedAggregated | WLDFR | HFTD - Distribution - Tier 3 - 3QU CoRE ¦ 2QU LoRE | Seismic - Red Flag Warning - Catastrophic Fires | Aggregated | Aggregated | 2031 | 3.0044e-09 | 0 | 610.7187 | 1.8349e-06 | 2031 | Mitigation | 0.08575 | 30 | 0 | esc | 0.0012005 | 3.6068e-12 | 0.00060025 | 1.8034e-12 | 0.0015435 | 4.6373e-12
[79 empty] | WLDFR | HFTD - Distribution - Tier 3 - 3QU CoRE ¦ 2QU LoRE | Red Flag Warning - Large Fires | 2033 | 4.5476e-08 | 2.2738e-08 | 5.8469e-08 | 6.1205 | 0.77885 | 3.4265 | 1.9151 | 0 | 0 | 0 | 3.7881e-05 |  | 2.7834e-07 | 0 | 2.7834e-07 | 1.3917e-07 | 0 | 1.3917e-07 | 3.5786e-07 | 0 | 3.5786e-07 | [16 empty] | 7.3.1.3 Ignition probability mapping showing the probability of ignition along the electric lines and equipmentWLDFRAggregatedAggregated | WLDFR | HFTD - Distribution - Tier 3 - 3QU CoRE ¦ 2QU LoRE | Seismic - Red Flag Warning - Catastrophic Fires | Aggregated | Aggregated | 2032 | 3.0044e-09 | 0 | 610.7187 | 1.8349e-06 | 2032 | Mitigation | 0.08575 | 30 | 0 | esc | 0.0012005 | 3.6068e-12 | 0.00060025 | 1.8034e-12 | 0.0015435 | 4.6373e-12
[79 empty] | WLDFR | HFTD - Distribution - Tier 3 - 3QU CoRE ¦ 2QU LoRE | Red Flag Warning - Large Fires | 2034 | 4.5476e-08 | 2.2738e-08 | 5.8469e-08 | 6.1205 | 0.77885 | 3.4265 | 1.9151 | 0 | 0 | 0 | 3.7881e-05 |  | 2.7834e-07 | 0 | 2.7834e-07 | 1.3917e-07 | 0 | 1.3917e-07 | 3.5786e-07 | 0 | 3.5786e-07 | [16 empty] | 7.3.1.3 Ignition probability mapping showing the probability of ignition along the electric lines and equipmentWLDFRAggregatedAggregated | WLDFR | HFTD - Distribution - Tier 3 - 3QU CoRE ¦ 2QU LoRE | Seismic - Red Flag Warning - Catastrophic Fires | Aggregated | Aggregated | 2033 | 3.0044e-09 | 0 | 610.7187 | 1.8349e-06 | 2033 | Mitigation | 0.08575 | 30 | 0 | esc | 0.0012005 | 3.6068e-12 | 0.00060025 | 1.8034e-12 | 0.0015435 | 4.6373e-12
[79 empty] | WLDFR | HFTD - Distribution - Tier 3 - 3QU CoRE ¦ 2QU LoRE | Red Flag Warning - Large Fires | 2035 | 4.5476e-08 | 2.2738e-08 | 5.8469e-08 | 6.1205 | 0.77885 | 3.4265 | 1.9151 | 0 | 0 | 0 | 3.7881e-05 |  | 2.7834e-07 | 0 | 2.7834e-07 | 1.3917e-07 | 0 | 1.3917e-07 | 3.5786e-07 | 0 | 3.5786e-07 | [16 empty] | 7.3.1.3 Ignition probability mapping showing the probability of ignition along the electric lines and equipmentWLDFRAggregatedAggregated | WLDFR | HFTD - Distribution - Tier 3 - 3QU CoRE ¦ 2QU LoRE | Seismic - Red Flag Warning - Catastrophic Fires | Aggregated | Aggregated | 2034 | 3.0044e-09 | 0 | 610.7187 | 1.8349e-06 | 2034 | Mitigation | 0.08575 | 30 | 0 | esc | 0.0012005 | 3.6068e-12 | 0.00060025 | 1.8034e-12 | 0.0015435 | 4.6373e-12
[79 empty] | WLDFR | HFTD - Distribution - Tier 3 - 3QU CoRE ¦ 2QU LoRE | Red Flag Warning - Large Fires | 2036 | 4.5476e-08 | 2.2738e-08 | 5.8469e-08 | 6.1205 | 0.77885 | 3.4265 | 1.9151 | 0 | 0 | 0 | 3.7881e-05 |  | 2.7834e-07 | 0 | 2.7834e-07 | 1.3917e-07 | 0 | 1.3917e-07 | 3.5786e-07 | 0 | 3.5786e-07 | [16 empty] | 7.3.1.3 Ignition probability mapping showing the probability of ignition along the electric lines and equipmentWLDFRAggregatedAggregated | WLDFR | HFTD - Distribution - Tier 3 - 3QU CoRE ¦ 2QU LoRE | Seismic - Red Flag Warning - Catastrophic Fires | Aggregated | Aggregated | 2035 | 3.0044e-09 | 0 | 610.7187 | 1.8349e-06 | 2035 | Mitigation | 0.08575 | 30 | 0 | esc | 0.0012005 | 3.6068e-12 | 0.00060025 | 1.8034e-12 | 0.0015435 | 4.6373e-12
[79 empty] | WLDFR | HFTD - Distribution - Tier 3 - 3QU CoRE ¦ 2QU LoRE | Red Flag Warning - Large Fires | 2037 | 4.5476e-08 | 2.2738e-08 | 5.8469e-08 | 6.1205 | 0.77885 | 3.4265 | 1.9151 | 0 | 0 | 0 | 3.7881e-05 |  | 2.7834e-07 | 0 | 2.7834e-07 | 1.3917e-07 | 0 | 1.3917e-07 | 3.5786e-07 | 0 | 3.5786e-07 | [16 empty] | 7.3.1.3 Ignition probability mapping showing the probability of ignition along the electric lines and equipmentWLDFRAggregatedAggregated | WLDFR | HFTD - Distribution - Tier 3 - 3QU CoRE ¦ 2QU LoRE | Seismic - Red Flag Warning - Catastrophic Fires | Aggregated | Aggregated | 2036 | 3.0044e-09 | 0 | 610.7187 | 1.8349e-06 | 2036 | Mitigation | 0.08575 | 30 | 0 | esc | 0.0012005 | 3.6068e-12 | 0.00060025 | 1.8034e-12 | 0.0015435 | 4.6373e-12
[79 empty] | WLDFR | HFTD - Distribution - Tier 3 - 3QU CoRE ¦ 2QU LoRE | Red Flag Warning - Large Fires | 2038 | 4.5476e-08 | 2.2738e-08 | 5.8469e-08 | 6.5028 | 0.81304 | 3.6355 | 2.0543 | 0 | 0 | 0 | 3.7881e-05 |  | 2.9572e-07 | 0 | 2.9572e-07 | 1.4786e-07 | 0 | 1.4786e-07 | 3.8021e-07 | 0 | 3.8021e-07 | [16 empty] | 7.3.1.3 Ignition probability mapping showing the probability of ignition along the electric lines and equipmentWLDFRAggregatedAggregated | WLDFR | HFTD - Distribution - Tier 3 - 3QU CoRE ¦ 2QU LoRE | Seismic - Red Flag Warning - Catastrophic Fires | Aggregated | Aggregated | 2037 | 3.0044e-09 | 0 | 610.7187 | 1.8349e-06 | 2037 | Mitigation | 0.08575 | 30 | 0 | esc | 0.0012005 | 3.6068e-12 | 0.00060025 | 1.8034e-12 | 0.0015435 | 4.6373e-12
[79 empty] | WLDFR | HFTD - Distribution - Tier 3 - 3QU CoRE ¦ 2QU LoRE | Red Flag Warning - Large Fires | 2039 | 4.5476e-08 | 2.2738e-08 | 5.8469e-08 | 6.5028 | 0.81304 | 3.6355 | 2.0543 | 0 | 0 | 0 | 3.7881e-05 |  | 2.9572e-07 | 0 | 2.9572e-07 | 1.4786e-07 | 0 | 1.4786e-07 | 3.8021e-07 | 0 | 3.8021e-07 | [16 empty] | 7.3.1.3 Ignition probability mapping showing the probability of ignition along the electric lines and equipmentWLDFRAggregatedAggregated | WLDFR | HFTD - Distribution - Tier 3 - 3QU CoRE ¦ 2QU LoRE | Seismic - Red Flag Warning - Catastrophic Fires | Aggregated | Aggregated | 2038 | 3.0044e-09 | 0 | 610.7187 | 1.8349e-06 | 2038 | Mitigation | 0.08575 | 30 | 0 | esc | 0.0012005 | 3.6068e-12 | 0.00060025 | 1.8034e-12 | 0.0015435 | 4.6373e-12
[79 empty] | WLDFR | HFTD - Distribution - Tier 3 - 3QU CoRE ¦ 2QU LoRE | Red Flag Warning - Large Fires | 2040 | 4.5476e-08 | 2.2738e-08 | 5.8469e-08 | 6.5028 | 0.81304 | 3.6355 | 2.0543 | 0 | 0 | 0 | 3.7881e-05 |  | 2.9572e-07 | 0 | 2.9572e-07 | 1.4786e-07 | 0 | 1.4786e-07 | 3.8021e-07 | 0 | 3.8021e-07 | [16 empty] | 7.3.1.3 Ignition probability mapping showing the probability of ignition along the electric lines and equipmentWLDFRAggregatedAggregated | WLDFR | HFTD - Distribution - Tier 3 - 3QU CoRE ¦ 2QU LoRE | Seismic - Red Flag Warning - Catastrophic Fires | Aggregated | Aggregated | 2039 | 3.0044e-09 | 0 | 610.7187 | 1.8349e-06 | 2039 | Mitigation | 0.08575 | 30 | 0 | esc | 0.0012005 | 3.6068e-12 | 0.00060025 | 1.8034e-12 | 0.0015435 | 4.6373e-12
[79 empty] | WLDFR | HFTD - Distribution - Tier 3 - 3QU CoRE ¦ 2QU LoRE | Red Flag Warning - Large Fires | 2041 | 4.5476e-08 | 2.2738e-08 | 5.8469e-08 | 6.5028 | 0.81304 | 3.6355 | 2.0543 | 0 | 0 | 0 | 3.7881e-05 |  | 2.9572e-07 | 0 | 2.9572e-07 | 1.4786e-07 | 0 | 1.4786e-07 | 3.8021e-07 | 0 | 3.8021e-07 | [16 empty] | 7.3.1.3 Ignition probability mapping showing the probability of ignition along the electric lines and equipmentWLDFRAggregatedAggregated | WLDFR | HFTD - Distribution - Tier 3 - 3QU CoRE ¦ 2QU LoRE | Seismic - Red Flag Warning - Catastrophic Fires | Aggregated | Aggregated | 2040 | 3.0044e-09 | 0 | 610.7187 | 1.8349e-06 | 2040 | Mitigation | 0.08575 | 30 | 0 | esc | 0.0012005 | 3.6068e-12 | 0.00060025 | 1.8034e-12 | 0.0015435 | 4.6373e-12
[79 empty] | WLDFR | HFTD - Distribution - Tier 3 - 3QU CoRE ¦ 2QU LoRE | Red Flag Warning - Large Fires | 2042 | 4.5476e-08 | 2.2738e-08 | 5.8469e-08 | 6.5028 | 0.81304 | 3.6355 | 2.0543 | 0 | 0 | 0 | 3.7881e-05 |  | 2.9572e-07 | 0 | 2.9572e-07 | 1.4786e-07 | 0 | 1.4786e-07 | 3.8021e-07 | 0 | 3.8021e-07 | [16 empty] | 7.3.1.3 Ignition probability mapping showing the probability of ignition along the electric lines and equipmentWLDFRAggregatedAggregated | WLDFR | HFTD - Distribution - Tier 3 - 3QU CoRE ¦ 2QU LoRE | Seismic - Red Flag Warning - Catastrophic Fires | Aggregated | Aggregated | 2041 | 3.0044e-09 | 0 | 610.7187 | 1.8349e-06 | 2041 | Mitigation | 0.08575 | 30 | 0 | esc | 0.0012005 | 3.6068e-12 | 0.00060025 | 1.8034e-12 | 0.0015435 | 4.6373e-12
[79 empty] | WLDFR | HFTD - Distribution - Tier 3 - 3QU CoRE ¦ 2QU LoRE | Red Flag Warning - Large Fires | 2043 | 4.5476e-08 | 2.2738e-08 | 5.8469e-08 | 6.9209 | 0.84944 | 3.8632 | 2.2083 | 0 | 0 | 0 | 3.7881e-05 |  | 3.1474e-07 | 0 | 3.1474e-07 | 1.5737e-07 | 0 | 1.5737e-07 | 4.0466e-07 | 0 | 4.0466e-07 | [16 empty] | 7.3.1.3 Ignition probability mapping showing the probability of ignition along the electric lines and equipmentWLDFRAggregatedAggregated | WLDFR | HFTD - Distribution - Tier 3 - 3QU CoRE ¦ 2QU LoRE | Seismic - Red Flag Warning - Catastrophic Fires | Aggregated | Aggregated | 2042 | 3.0044e-09 | 0 | 610.7187 | 1.8349e-06 | 2042 | Mitigation | 0.08575 | 30 | 0 | esc | 0.0012005 | 3.6068e-12 | 0.00060025 | 1.8034e-12 | 0.0015435 | 4.6373e-12
[79 empty] | WLDFR | HFTD - Distribution - Tier 3 - 3QU CoRE ¦ 2QU LoRE | Red Flag Warning - Large Fires | 2044 | 4.5476e-08 | 2.2738e-08 | 5.8469e-08 | 6.9209 | 0.84944 | 3.8632 | 2.2083 | 0 | 0 | 0 | 3.7881e-05 |  | 3.1474e-07 | 0 | 3.1474e-07 | 1.5737e-07 | 0 | 1.5737e-07 | 4.0466e-07 | 0 | 4.0466e-07 | [16 empty] | 7.3.1.3 Ignition probability mapping showing the probability of ignition along the electric lines and equipmentWLDFRAggregatedAggregated | WLDFR | HFTD - Distribution - Tier 3 - 3QU CoRE ¦ 2QU LoRE | Seismic - Red Flag Warning - Catastrophic Fires | Aggregated | Aggregated | 2043 | 3.0044e-09 | 0 | 610.7187 | 1.8349e-06 | 2043 | Mitigation | 0.08575 | 30 | 0 | esc | 0.0012005 | 3.6068e-12 | 0.00060025 | 1.8034e-12 | 0.0015435 | 4.6373e-12
[79 empty] | WLDFR | HFTD - Distribution - Tier 3 - 3QU CoRE ¦ 2QU LoRE | Red Flag Warning - Large Fires | 2045 | 4.5476e-08 | 2.2738e-08 | 5.8469e-08 | 6.9209 | 0.84944 | 3.8632 | 2.2083 | 0 | 0 | 0 | 3.7881e-05 |  | 3.1474e-07 | 0 | 3.1474e-07 | 1.5737e-07 | 0 | 1.5737e-07 | 4.0466e-07 | 0 | 4.0466e-07 | [16 empty] | 7.3.1.3 Ignition probability mapping showing the probability of ignition along the electric lines and equipmentWLDFRAggregatedAggregated | WLDFR | HFTD - Distribution - Tier 3 - 3QU CoRE ¦ 2QU LoRE | Seismic - Red Flag Warning - Catastrophic Fires | Aggregated | Aggregated | 2044 | 3.0044e-09 | 0 | 610.7187 | 1.8349e-06 | 2044 | Mitigation | 0.08575 | 30 | 0 | esc | 0.0012005 | 3.6068e-12 | 0.00060025 | 1.8034e-12 | 0.0015435 | 4.6373e-12
[79 empty] | WLDFR | HFTD - Distribution - Tier 3 - 3QU CoRE ¦ 2QU LoRE | Red Flag Warning - Large Fires | 2046 | 4.5476e-08 | 2.2738e-08 | 5.8469e-08 | 6.9209 | 0.84944 | 3.8632 | 2.2083 | 0 | 0 | 0 | 3.7881e-05 |  | 3.1474e-07 | 0 | 3.1474e-07 | 1.5737e-07 | 0 | 1.5737e-07 | 4.0466e-07 | 0 | 4.0466e-07 | [16 empty] | 7.3.1.3 Ignition probability mapping showing the probability of ignition along the electric lines and equipmentWLDFRAggregatedAggregated | WLDFR | HFTD - Distribution - Tier 3 - 3QU CoRE ¦ 2QU LoRE | Seismic - Red Flag Warning - Catastrophic Fires | Aggregated | Aggregated | 2045 | 3.0044e-09 | 0 | 610.7187 | 1.8349e-06 | 2045 | Mitigation | 0.08575 | 30 | 0 | esc | 0.0012005 | 3.6068e-12 | 0.00060025 | 1.8034e-12 | 0.0015435 | 4.6373e-12
[79 empty] | WLDFR | HFTD - Distribution - Tier 3 - 3QU CoRE ¦ 2QU LoRE | Red Flag Warning - Large Fires | 2047 | 4.5476e-08 | 2.2738e-08 | 5.8469e-08 | 6.9209 | 0.84944 | 3.8632 | 2.2083 | 0 | 0 | 0 | 3.7881e-05 |  | 3.1474e-07 | 0 | 3.1474e-07 | 1.5737e-07 | 0 | 1.5737e-07 | 4.0466e-07 | 0 | 4.0466e-07 | [16 empty] | 7.3.1.3 Ignition probability mapping showing the probability of ignition along the electric lines and equipmentWLDFRAggregatedAggregated | WLDFR | HFTD - Distribution - Tier 3 - 3QU CoRE ¦ 2QU LoRE | Seismic - Red Flag Warning - Catastrophic Fires | Aggregated | Aggregated | 2046 | 3.0044e-09 | 0 | 610.7187 | 1.8349e-06 | 2046 | Mitigation | 0.08575 | 30 | 0 | esc | 0.0012005 | 3.6068e-12 | 0.00060025 | 1.8034e-12 | 0.0015435 | 4.6373e-12
[79 empty] | WLDFR | HFTD - Distribution - Tier 3 - 3QU CoRE ¦ 2QU LoRE | Red Flag Warning - Large Fires | 2048 | 4.5476e-08 | 2.2738e-08 | 5.8469e-08 | 7.3713 | 0.88759 | 4.1075 | 2.3763 | 0 | 0 | 0 | 3.7881e-05 |  | 3.3522e-07 | 0 | 3.3522e-07 | 1.6761e-07 | 0 | 1.6761e-07 | 4.31e-07 | 0 | 4.31e-07 | [16 empty] | 7.3.1.3 Ignition probability mapping showing the probability of ignition along the electric lines and equipmentWLDFRAggregatedAggregated | WLDFR | HFTD - Distribution - Tier 3 - 3QU CoRE ¦ 2QU LoRE | Seismic - Red Flag Warning - Catastrophic Fires | Aggregated | Aggregated | 2047 | 3.0044e-09 | 0 | 610.7187 | 1.8349e-06 | 2047 | Mitigation | 0.08575 | 30 | 0 | esc | 0.0012005 | 3.6068e-12 | 0.00060025 | 1.8034e-12 | 0.0015435 | 4.6373e-12
[79 empty] | WLDFR | HFTD - Distribution - Tier 3 - 3QU CoRE ¦ 2QU LoRE | Red Flag Warning - Large Fires | 2049 | 4.5476e-08 | 2.2738e-08 | 5.8469e-08 | 7.3713 | 0.88759 | 4.1075 | 2.3763 | 0 | 0 | 0 | 3.7881e-05 |  | 3.3522e-07 | 0 | 3.3522e-07 | 1.6761e-07 | 0 | 1.6761e-07 | 4.31e-07 | 0 | 4.31e-07 | [16 empty] | 7.3.1.3 Ignition probability mapping showing the probability of ignition along the electric lines and equipmentWLDFRAggregatedAggregated | WLDFR | HFTD - Distribution - Tier 3 - 3QU CoRE ¦ 2QU LoRE | Seismic - Red Flag Warning - Catastrophic Fires | Aggregated | Aggregated | 2048 | 3.0044e-09 | 0 | 610.7187 | 1.8349e-06 | 2048 | Mitigation | 0.08575 | 30 | 0 | esc | 0.0012005 | 3.6068e-12 | 0.00060025 | 1.8034e-12 | 0.0015435 | 4.6373e-12
[79 empty] | WLDFR | HFTD - Distribution - Tier 3 - 3QU CoRE ¦ 2QU LoRE | Red Flag Warning - Large Fires | 2050 | 0 | 2.2738e-08 | 5.8469e-08 | 7.3713 | 0.88759 | 4.1075 | 2.3763 | 0 | 0 | 0 | 3.7881e-05 |  | 0 | 0 | 0 | 1.6761e-07 | 0 | 1.6761e-07 | 4.31e-07 | 0 | 4.31e-07 | [16 empty] | 7.3.1.3 Ignition probability mapping showing the probability of ignition along the electric lines and equipmentWLDFRAggregatedAggregated | WLDFR | HFTD - Distribution - Tier 3 - 3QU CoRE ¦ 2QU LoRE | Seismic - Red Flag Warning - Catastrophic Fires | Aggregated | Aggregated | 2049 | 3.0044e-09 | 0 | 610.7187 | 1.8349e-06 | 2049 | Mitigation | 0.08575 | 30 | 0 | esc | 0.0012005 | 3.6068e-12 | 0.00060025 | 1.8034e-12 | 0.0015435 | 4.6373e-12
[79 empty] | WLDFR | HFTD - Distribution - Tier 3 - 3QU CoRE ¦ 2QU LoRE | Red Flag Warning - Large Fires | 2051 | 0 | 0 | 5.8469e-08 | 7.3713 | 0.88759 | 4.1075 | 2.3763 | 0 | 0 | 0 | 3.7881e-05 |  | 0 | 0 | 0 | 0 | 0 | 0 | 4.31e-07 | 0 | 4.31e-07 | [16 empty] | 7.3.1.3 Ignition probability mapping showing the probability of ignition along the electric lines and equipmentWLDFRAggregatedAggregated | WLDFR | HFTD - Distribution - Tier 3 - 3QU CoRE ¦ 2QU LoRE | Seismic - Red Flag Warning - Catastrophic Fires | Aggregated | Aggregated | 2050 | 3.0044e-09 | 0 | 610.7187 | 1.8349e-06 | 2050 | Mitigation | 0.08575 | 30 | 0 | esc | 0 | 0 | 0.00060025 | 1.8034e-12 | 0.0015435 | 4.6373e-12
[79 empty] | WLDFR | HFTD - Distribution - Tier 3 - 3QU CoRE ¦ 2QU LoRE | Red Flag Warning - Small Fires | 2020 | 1.1263e-06 | 0 | 0 | 0.077901 | 0.036425 | 0.0015809 | 0.039895 | 0 | 0 | 0 | 0.00093819 |  | 8.7739e-08 | 0 | 8.7739e-08 | 0 | 0 | 0 | 0 | 0 | 0 | [16 empty] | 7.3.1.3 Ignition probability mapping showing the probability of ignition along the electric lines and equipmentWLDFRAggregatedAggregated | WLDFR | HFTD - Distribution - Tier 3 - 3QU CoRE ¦ 2QU LoRE | Seismic - Red Flag Warning - Catastrophic Fires | Aggregated | Aggregated | 2051 | 3.0044e-09 | 0 | 610.7187 | 1.8349e-06 | 2051 | Mitigation | 0.08575 | 30 | 0 | esc | 0 | 0 | 0 | 0 | 0.0015435 | 4.6373e-12
[79 empty] | WLDFR | HFTD - Distribution - Tier 3 - 3QU CoRE ¦ 2QU LoRE | Red Flag Warning - Small Fires | 2021 | 1.1263e-06 | 5.6315e-07 | 0 | 0.077901 | 0.036425 | 0.0015809 | 0.039895 | 0 | 0 | 0 | 0.00093819 |  | 8.7739e-08 | 0 | 8.7739e-08 | 4.3869e-08 | 0 | 4.3869e-08 | 0 | 0 | 0 | [16 empty] | 7.3.1.3 Ignition probability mapping showing the probability of ignition along the electric lines and equipmentWLDFRAggregatedAggregated | WLDFR | HFTD - Distribution - Tier 3 - 3QU CoRE ¦ 3QU LoRE | Non-Red Flag Warning - Catastrophic Fires | Aggregated | Aggregated | 2021 | 9.6341e-07 | 0 | 206.7005 | 0.00019914 | 2021 | Mitigation | 0.08575 | 30 | 0 | esc | 0.0012005 | 1.1566e-09 | 0.00060025 | 5.7829e-10 | 0 | 0
[79 empty] | WLDFR | HFTD - Distribution - Tier 3 - 3QU CoRE ¦ 2QU LoRE | Red Flag Warning - Small Fires | 2022 | 1.1263e-06 | 5.6315e-07 | 1.4481e-06 | 0.077901 | 0.036425 | 0.0015809 | 0.039895 | 0 | 0 | 0 | 0.00093819 |  | 8.7739e-08 | 0 | 8.7739e-08 | 4.3869e-08 | 0 | 4.3869e-08 | 1.1281e-07 | 0 | 1.1281e-07 | [16 empty] | 7.3.1.3 Ignition probability mapping showing the probability of ignition along the electric lines and equipmentWLDFRAggregatedAggregated | WLDFR | HFTD - Distribution - Tier 3 - 3QU CoRE ¦ 3QU LoRE | Non-Red Flag Warning - Catastrophic Fires | Aggregated | Aggregated | 2022 | 9.6341e-07 | 0 | 206.7005 | 0.00019914 | 2022 | Mitigation | 0.08575 | 30 | 0 | esc | 0.0012005 | 1.1566e-09 | 0.00060025 | 5.7829e-10 | 0.0015435 | 1.487e-09
[79 empty] | WLDFR | HFTD - Distribution - Tier 3 - 3QU CoRE ¦ 2QU LoRE | Red Flag Warning - Small Fires | 2023 | 1.1263e-06 | 5.6315e-07 | 1.4481e-06 | 0.080408 | 0.03759 | 0.0016314 | 0.041187 | 0 | 0 | 0 | 0.00093819 |  | 9.0563e-08 | 0 | 9.0563e-08 | 4.5282e-08 | 0 | 4.5282e-08 | 1.1644e-07 | 0 | 1.1644e-07 | [16 empty] | 7.3.1.3 Ignition probability mapping showing the probability of ignition along the electric lines and equipmentWLDFRAggregatedAggregated | WLDFR | HFTD - Distribution - Tier 3 - 3QU CoRE ¦ 3QU LoRE | Non-Red Flag Warning - Catastrophic Fires | Aggregated | Aggregated | 2023 | 9.6341e-07 | 0 | 206.7005 | 0.00019914 | 2023 | Mitigation | 0.08575 | 30 | 0 | esc | 0.0012005 | 1.1566e-09 | 0.00060025 | 5.7829e-10 | 0.0015435 | 1.487e-09
[79 empty] | WLDFR | HFTD - Distribution - Tier 3 - 3QU CoRE ¦ 2QU LoRE | Red Flag Warning - Small Fires | 2024 | 1.1263e-06 | 5.6315e-07 | 1.4481e-06 | 0.080408 | 0.03759 | 0.0016314 | 0.041187 | 0 | 0 | 0 | 0.00093819 |  | 9.0563e-08 | 0 | 9.0563e-08 | 4.5282e-08 | 0 | 4.5282e-08 | 1.1644e-07 | 0 | 1.1644e-07 | [16 empty] | 7.3.1.3 Ignition probability mapping showing the probability of ignition along the electric lines and equipmentWLDFRAggregatedAggregated | WLDFR | HFTD - Distribution - Tier 3 - 3QU CoRE ¦ 3QU LoRE | Non-Red Flag Warning - Catastrophic Fires | Aggregated | Aggregated | 2024 | 9.6341e-07 | 0 | 206.7005 | 0.00019914 | 2024 | Mitigation | 0.08575 | 30 | 0 | esc | 0.0012005 | 1.1566e-09 | 0.00060025 | 5.7829e-10 | 0.0015435 | 1.487e-09
[79 empty] | WLDFR | HFTD - Distribution - Tier 3 - 3QU CoRE ¦ 2QU LoRE | Red Flag Warning - Small Fires | 2025 | 1.1263e-06 | 5.6315e-07 | 1.4481e-06 | 0.080408 | 0.03759 | 0.0016314 | 0.041187 | 0 | 0 | 0 | 0.00093819 |  | 9.0563e-08 | 0 | 9.0563e-08 | 4.5282e-08 | 0 | 4.5282e-08 | 1.1644e-07 | 0 | 1.1644e-07 | [16 empty] | 7.3.1.3 Ignition probability mapping showing the probability of ignition along the electric lines and equipmentWLDFRAggregatedAggregated | WLDFR | HFTD - Distribution - Tier 3 - 3QU CoRE ¦ 3QU LoRE | Non-Red Flag Warning - Catastrophic Fires | Aggregated | Aggregated | 2025 | 9.6341e-07 | 0 | 206.7005 | 0.00019914 | 2025 | Mitigation | 0.08575 | 30 | 0 | esc | 0.0012005 | 1.1566e-09 | 0.00060025 | 5.7829e-10 | 0.0015435 | 1.487e-09
[79 empty] | WLDFR | HFTD - Distribution - Tier 3 - 3QU CoRE ¦ 2QU LoRE | Red Flag Warning - Small Fires | 2026 | 1.1263e-06 | 5.6315e-07 | 1.4481e-06 | 0.080408 | 0.03759 | 0.0016314 | 0.041187 | 0 | 0 | 0 | 0.00093819 |  | 9.0563e-08 | 0 | 9.0563e-08 | 4.5282e-08 | 0 | 4.5282e-08 | 1.1644e-07 | 0 | 1.1644e-07 | [16 empty] | 7.3.1.3 Ignition probability mapping showing the probability of ignition along the electric lines and equipmentWLDFRAggregatedAggregated | WLDFR | HFTD - Distribution - Tier 3 - 3QU CoRE ¦ 3QU LoRE | Non-Red Flag Warning - Catastrophic Fires | Aggregated | Aggregated | 2026 | 9.6341e-07 | 0 | 206.7005 | 0.00019914 | 2026 | Mitigation | 0.08575 | 30 | 0 | esc | 0.0012005 | 1.1566e-09 | 0.00060025 | 5.7829e-10 | 0.0015435 | 1.487e-09
[79 empty] | WLDFR | HFTD - Distribution - Tier 3 - 3QU CoRE ¦ 2QU LoRE | Red Flag Warning - Small Fires | 2027 | 1.1263e-06 | 5.6315e-07 | 1.4481e-06 | 0.080408 | 0.03759 | 0.0016314 | 0.041187 | 0 | 0 | 0 | 0.00093819 |  | 9.0563e-08 | 0 | 9.0563e-08 | 4.5282e-08 | 0 | 4.5282e-08 | 1.1644e-07 | 0 | 1.1644e-07 | [16 empty] | 7.3.1.3 Ignition probability mapping showing the probability of ignition along the electric lines and equipmentWLDFRAggregatedAggregated | WLDFR | HFTD - Distribution - Tier 3 - 3QU CoRE ¦ 3QU LoRE | Non-Red Flag Warning - Catastrophic Fires | Aggregated | Aggregated | 2027 | 9.6341e-07 | 0 | 206.7005 | 0.00019914 | 2027 | Mitigation | 0.08575 | 30 | 0 | esc | 0.0012005 | 1.1566e-09 | 0.00060025 | 5.7829e-10 | 0.0015435 | 1.487e-09
[79 empty] | WLDFR | HFTD - Distribution - Tier 3 - 3QU CoRE ¦ 2QU LoRE | Red Flag Warning - Small Fires | 2028 | 1.1263e-06 | 5.6315e-07 | 1.4481e-06 | 0.083606 | 0.039055 | 0.001695 | 0.042856 | 0 | 0 | 0 | 0.00093819 |  | 9.4165e-08 | 0 | 9.4165e-08 | 4.7083e-08 | 0 | 4.7083e-08 | 1.2107e-07 | 0 | 1.2107e-07 | [16 empty] | 7.3.1.3 Ignition probability mapping showing the probability of ignition along the electric lines and equipmentWLDFRAggregatedAggregated | WLDFR | HFTD - Distribution - Tier 3 - 3QU CoRE ¦ 3QU LoRE | Non-Red Flag Warning - Catastrophic Fires | Aggregated | Aggregated | 2028 | 9.6341e-07 | 0 | 206.7005 | 0.00019914 | 2028 | Mitigation | 0.08575 | 30 | 0 | esc | 0.0012005 | 1.1566e-09 | 0.00060025 | 5.7829e-10 | 0.0015435 | 1.487e-09
[79 empty] | WLDFR | HFTD - Distribution - Tier 3 - 3QU CoRE ¦ 2QU LoRE | Red Flag Warning - Small Fires | 2029 | 1.1263e-06 | 5.6315e-07 | 1.4481e-06 | 0.083606 | 0.039055 | 0.001695 | 0.042856 | 0 | 0 | 0 | 0.00093819 |  | 9.4165e-08 | 0 | 9.4165e-08 | 4.7083e-08 | 0 | 4.7083e-08 | 1.2107e-07 | 0 | 1.2107e-07 | [16 empty] | 7.3.1.3 Ignition probability mapping showing the probability of ignition along the electric lines and equipmentWLDFRAggregatedAggregated | WLDFR | HFTD - Distribution - Tier 3 - 3QU CoRE ¦ 3QU LoRE | Non-Red Flag Warning - Catastrophic Fires | Aggregated | Aggregated | 2029 | 9.6341e-07 | 0 | 206.7005 | 0.00019914 | 2029 | Mitigation | 0.08575 | 30 | 0 | esc | 0.0012005 | 1.1566e-09 | 0.00060025 | 5.7829e-10 | 0.0015435 | 1.487e-09
[79 empty] | WLDFR | HFTD - Distribution - Tier 3 - 3QU CoRE ¦ 2QU LoRE | Red Flag Warning - Small Fires | 2030 | 1.1263e-06 | 5.6315e-07 | 1.4481e-06 | 0.083606 | 0.039055 | 0.001695 | 0.042856 | 0 | 0 | 0 | 0.00093819 |  | 9.4165e-08 | 0 | 9.4165e-08 | 4.7083e-08 | 0 | 4.7083e-08 | 1.2107e-07 | 0 | 1.2107e-07 | [16 empty] | 7.3.1.3 Ignition probability mapping showing the probability of ignition along the electric lines and equipmentWLDFRAggregatedAggregated | WLDFR | HFTD - Distribution - Tier 3 - 3QU CoRE ¦ 3QU LoRE | Non-Red Flag Warning - Catastrophic Fires | Aggregated | Aggregated | 2030 | 9.6341e-07 | 0 | 206.7005 | 0.00019914 | 2030 | Mitigation | 0.08575 | 30 | 0 | esc | 0.0012005 | 1.1566e-09 | 0.00060025 | 5.7829e-10 | 0.0015435 | 1.487e-09
[79 empty] | WLDFR | HFTD - Distribution - Tier 3 - 3QU CoRE ¦ 2QU LoRE | Red Flag Warning - Small Fires | 2031 | 1.1263e-06 | 5.6315e-07 | 1.4481e-06 | 0.083606 | 0.039055 | 0.001695 | 0.042856 | 0 | 0 | 0 | 0.00093819 |  | 9.4165e-08 | 0 | 9.4165e-08 | 4.7083e-08 | 0 | 4.7083e-08 | 1.2107e-07 | 0 | 1.2107e-07 | [16 empty] | 7.3.1.3 Ignition probability mapping showing the probability of ignition along the electric lines and equipmentWLDFRAggregatedAggregated | WLDFR | HFTD - Distribution - Tier 3 - 3QU CoRE ¦ 3QU LoRE | Non-Red Flag Warning - Catastrophic Fires | Aggregated | Aggregated | 2031 | 9.6341e-07 | 0 | 206.7005 | 0.00019914 | 2031 | Mitigation | 0.08575 | 30 | 0 | esc | 0.0012005 | 1.1566e-09 | 0.00060025 | 5.7829e-10 | 0.0015435 | 1.487e-09
[79 empty] | WLDFR | HFTD - Distribution - Tier 3 - 3QU CoRE ¦ 2QU LoRE | Red Flag Warning - Small Fires | 2032 | 1.1263e-06 | 5.6315e-07 | 1.4481e-06 | 0.083606 | 0.039055 | 0.001695 | 0.042856 | 0 | 0 | 0 | 0.00093819 |  | 9.4165e-08 | 0 | 9.4165e-08 | 4.7083e-08 | 0 | 4.7083e-08 | 1.2107e-07 | 0 | 1.2107e-07 | [16 empty] | 7.3.1.3 Ignition probability mapping showing the probability of ignition along the electric lines and equipmentWLDFRAggregatedAggregated | WLDFR | HFTD - Distribution - Tier 3 - 3QU CoRE ¦ 3QU LoRE | Non-Red Flag Warning - Catastrophic Fires | Aggregated | Aggregated | 2032 | 9.6341e-07 | 0 | 206.7005 | 0.00019914 | 2032 | Mitigation | 0.08575 | 30 | 0 | esc | 0.0012005 | 1.1566e-09 | 0.00060025 | 5.7829e-10 | 0.0015435 | 1.487e-09
[79 empty] | WLDFR | HFTD - Distribution - Tier 3 - 3QU CoRE ¦ 2QU LoRE | Red Flag Warning - Small Fires | 2033 | 1.1263e-06 | 5.6315e-07 | 1.4481e-06 | 0.087211 | 0.040679 | 0.0017655 | 0.044766 | 0 | 0 | 0 | 0.00093819 |  | 9.8225e-08 | 0 | 9.8225e-08 | 4.9113e-08 | 0 | 4.9113e-08 | 1.2629e-07 | 0 | 1.2629e-07 | [16 empty] | 7.3.1.3 Ignition probability mapping showing the probability of ignition along the electric lines and equipmentWLDFRAggregatedAggregated | WLDFR | HFTD - Distribution - Tier 3 - 3QU CoRE ¦ 3QU LoRE | Non-Red Flag Warning - Catastrophic Fires | Aggregated | Aggregated | 2033 | 9.6341e-07 | 0 | 206.7005 | 0.00019914 | 2033 | Mitigation | 0.08575 | 30 | 0 | esc | 0.0012005 | 1.1566e-09 | 0.00060025 | 5.7829e-10 | 0.0015435 | 1.487e-09
[79 empty] | WLDFR | HFTD - Distribution - Tier 3 - 3QU CoRE ¦ 2QU LoRE | Red Flag Warning - Small Fires | 2034 | 1.1263e-06 | 5.6315e-07 | 1.4481e-06 | 0.087211 | 0.040679 | 0.0017655 | 0.044766 | 0 | 0 | 0 | 0.00093819 |  | 9.8225e-08 | 0 | 9.8225e-08 | 4.9113e-08 | 0 | 4.9113e-08 | 1.2629e-07 | 0 | 1.2629e-07 | [16 empty] | 7.3.1.3 Ignition probability mapping showing the probability of ignition along the electric lines and equipmentWLDFRAggregatedAggregated | WLDFR | HFTD - Distribution - Tier 3 - 3QU CoRE ¦ 3QU LoRE | Non-Red Flag Warning - Catastrophic Fires | Aggregated | Aggregated | 2034 | 9.6341e-07 | 0 | 206.7005 | 0.00019914 | 2034 | Mitigation | 0.08575 | 30 | 0 | esc | 0.0012005 | 1.1566e-09 | 0.00060025 | 5.7829e-10 | 0.0015435 | 1.487e-09
[79 empty] | WLDFR | HFTD - Distribution - Tier 3 - 3QU CoRE ¦ 2QU LoRE | Red Flag Warning - Small Fires | 2035 | 1.1263e-06 | 5.6315e-07 | 1.4481e-06 | 0.087211 | 0.040679 | 0.0017655 | 0.044766 | 0 | 0 | 0 | 0.00093819 |  | 9.8225e-08 | 0 | 9.8225e-08 | 4.9113e-08 | 0 | 4.9113e-08 | 1.2629e-07 | 0 | 1.2629e-07 | [16 empty] | 7.3.1.3 Ignition probability mapping showing the probability of ignition along the electric lines and equipmentWLDFRAggregatedAggregated | WLDFR | HFTD - Distribution - Tier 3 - 3QU CoRE ¦ 3QU LoRE | Non-Red Flag Warning - Catastrophic Fires | Aggregated | Aggregated | 2035 | 9.6341e-07 | 0 | 206.7005 | 0.00019914 | 2035 | Mitigation | 0.08575 | 30 | 0 | esc | 0.0012005 | 1.1566e-09 | 0.00060025 | 5.7829e-10 | 0.0015435 | 1.487e-09
[79 empty] | WLDFR | HFTD - Distribution - Tier 3 - 3QU CoRE ¦ 2QU LoRE | Red Flag Warning - Small Fires | 2036 | 1.1263e-06 | 5.6315e-07 | 1.4481e-06 | 0.087211 | 0.040679 | 0.0017655 | 0.044766 | 0 | 0 | 0 | 0.00093819 |  | 9.8225e-08 | 0 | 9.8225e-08 | 4.9113e-08 | 0 | 4.9113e-08 | 1.2629e-07 | 0 | 1.2629e-07 | [16 empty] | 7.3.1.3 Ignition probability mapping showing the probability of ignition along the electric lines and equipmentWLDFRAggregatedAggregated | WLDFR | HFTD - Distribution - Tier 3 - 3QU CoRE ¦ 3QU LoRE | Non-Red Flag Warning - Catastrophic Fires | Aggregated | Aggregated | 2036 | 9.6341e-07 | 0 | 206.7005 | 0.00019914 | 2036 | Mitigation | 0.08575 | 30 | 0 | esc | 0.0012005 | 1.1566e-09 | 0.00060025 | 5.7829e-10 | 0.0015435 | 1.487e-09
[79 empty] | WLDFR | HFTD - Distribution - Tier 3 - 3QU CoRE ¦ 2QU LoRE | Red Flag Warning - Small Fires | 2037 | 1.1263e-06 | 5.6315e-07 | 1.4481e-06 | 0.087211 | 0.040679 | 0.0017655 | 0.044766 | 0 | 0 | 0 | 0.00093819 |  | 9.8225e-08 | 0 | 9.8225e-08 | 4.9113e-08 | 0 | 4.9113e-08 | 1.2629e-07 | 0 | 1.2629e-07 | [16 empty] | 7.3.1.3 Ignition probability mapping showing the probability of ignition along the electric lines and equipmentWLDFRAggregatedAggregated | WLDFR | HFTD - Distribution - Tier 3 - 3QU CoRE ¦ 3QU LoRE | Non-Red Flag Warning - Catastrophic Fires | Aggregated | Aggregated | 2037 | 9.6341e-07 | 0 | 206.7005 | 0.00019914 | 2037 | Mitigation | 0.08575 | 30 | 0 | esc | 0.0012005 | 1.1566e-09 | 0.00060025 | 5.7829e-10 | 0.0015435 | 1.487e-09
[79 empty] | WLDFR | HFTD - Distribution - Tier 3 - 3QU CoRE ¦ 2QU LoRE | Red Flag Warning - Small Fires | 2038 | 1.1263e-06 | 5.6315e-07 | 1.4481e-06 | 0.091184 | 0.042438 | 0.0018418 | 0.046905 | 0 | 0 | 0 | 0.00093819 |  | 1.027e-07 | 0 | 1.027e-07 | 5.135e-08 | 0 | 5.135e-08 | 1.3204e-07 | 0 | 1.3204e-07 | [16 empty] | 7.3.1.3 Ignition probability mapping showing the probability of ignition along the electric lines and equipmentWLDFRAggregatedAggregated | WLDFR | HFTD - Distribution - Tier 3 - 3QU CoRE ¦ 3QU LoRE | Non-Red Flag Warning - Catastrophic Fires | Aggregated | Aggregated | 2038 | 9.6341e-07 | 0 | 206.7005 | 0.00019914 | 2038 | Mitigation | 0.08575 | 30 | 0 | esc | 0.0012005 | 1.1566e-09 | 0.00060025 | 5.7829e-10 | 0.0015435 | 1.487e-09
[79 empty] | WLDFR | HFTD - Distribution - Tier 3 - 3QU CoRE ¦ 2QU LoRE | Red Flag Warning - Small Fires | 2039 | 1.1263e-06 | 5.6315e-07 | 1.4481e-06 | 0.091184 | 0.042438 | 0.0018418 | 0.046905 | 0 | 0 | 0 | 0.00093819 |  | 1.027e-07 | 0 | 1.027e-07 | 5.135e-08 | 0 | 5.135e-08 | 1.3204e-07 | 0 | 1.3204e-07 | [16 empty] | 7.3.1.3 Ignition probability mapping showing the probability of ignition along the electric lines and equipmentWLDFRAggregatedAggregated | WLDFR | HFTD - Distribution - Tier 3 - 3QU CoRE ¦ 3QU LoRE | Non-Red Flag Warning - Catastrophic Fires | Aggregated | Aggregated | 2039 | 9.6341e-07 | 0 | 206.7005 | 0.00019914 | 2039 | Mitigation | 0.08575 | 30 | 0 | esc | 0.0012005 | 1.1566e-09 | 0.00060025 | 5.7829e-10 | 0.0015435 | 1.487e-09
[79 empty] | WLDFR | HFTD - Distribution - Tier 3 - 3QU CoRE ¦ 2QU LoRE | Red Flag Warning - Small Fires | 2040 | 1.1263e-06 | 5.6315e-07 | 1.4481e-06 | 0.091184 | 0.042438 | 0.0018418 | 0.046905 | 0 | 0 | 0 | 0.00093819 |  | 1.027e-07 | 0 | 1.027e-07 | 5.135e-08 | 0 | 5.135e-08 | 1.3204e-07 | 0 | 1.3204e-07 | [16 empty] | 7.3.1.3 Ignition probability mapping showing the probability of ignition along the electric lines and equipmentWLDFRAggregatedAggregated | WLDFR | HFTD - Distribution - Tier 3 - 3QU CoRE ¦ 3QU LoRE | Non-Red Flag Warning - Catastrophic Fires | Aggregated | Aggregated | 2040 | 9.6341e-07 | 0 | 206.7005 | 0.00019914 | 2040 | Mitigation | 0.08575 | 30 | 0 | esc | 0.0012005 | 1.1566e-09 | 0.00060025 | 5.7829e-10 | 0.0015435 | 1.487e-09
[79 empty] | WLDFR | HFTD - Distribution - Tier 3 - 3QU CoRE ¦ 2QU LoRE | Red Flag Warning - Small Fires | 2041 | 1.1263e-06 | 5.6315e-07 | 1.4481e-06 | 0.091184 | 0.042438 | 0.0018418 | 0.046905 | 0 | 0 | 0 | 0.00093819 |  | 1.027e-07 | 0 | 1.027e-07 | 5.135e-08 | 0 | 5.135e-08 | 1.3204e-07 | 0 | 1.3204e-07 | [16 empty] | 7.3.1.3 Ignition probability mapping showing the probability of ignition along the electric lines and equipmentWLDFRAggregatedAggregated | WLDFR | HFTD - Distribution - Tier 3 - 3QU CoRE ¦ 3QU LoRE | Non-Red Flag Warning - Catastrophic Fires | Aggregated | Aggregated | 2041 | 9.6341e-07 | 0 | 206.7005 | 0.00019914 | 2041 | Mitigation | 0.08575 | 30 | 0 | esc | 0.0012005 | 1.1566e-09 | 0.00060025 | 5.7829e-10 | 0.0015435 | 1.487e-09
[79 empty] | WLDFR | HFTD - Distribution - Tier 3 - 3QU CoRE ¦ 2QU LoRE | Red Flag Warning - Small Fires | 2042 | 1.1263e-06 | 5.6315e-07 | 1.4481e-06 | 0.091184 | 0.042438 | 0.0018418 | 0.046905 | 0 | 0 | 0 | 0.00093819 |  | 1.027e-07 | 0 | 1.027e-07 | 5.135e-08 | 0 | 5.135e-08 | 1.3204e-07 | 0 | 1.3204e-07 | [16 empty] | 7.3.1.3 Ignition probability mapping showing the probability of ignition along the electric lines and equipmentWLDFRAggregatedAggregated | WLDFR | HFTD - Distribution - Tier 3 - 3QU CoRE ¦ 3QU LoRE | Non-Red Flag Warning - Catastrophic Fires | Aggregated | Aggregated | 2042 | 9.6341e-07 | 0 | 206.7005 | 0.00019914 | 2042 | Mitigation | 0.08575 | 30 | 0 | esc | 0.0012005 | 1.1566e-09 | 0.00060025 | 5.7829e-10 | 0.0015435 | 1.487e-09
[79 empty] | WLDFR | HFTD - Distribution - Tier 3 - 3QU CoRE ¦ 2QU LoRE | Red Flag Warning - Small Fires | 2043 | 1.1263e-06 | 5.6315e-07 | 1.4481e-06 | 0.095486 | 0.044306 | 0.0019228 | 0.049257 | 0 | 0 | 0 | 0.00093819 |  | 1.0754e-07 | 0 | 1.0754e-07 | 5.3772e-08 | 0 | 5.3772e-08 | 1.3827e-07 | 0 | 1.3827e-07 | [16 empty] | 7.3.1.3 Ignition probability mapping showing the probability of ignition along the electric lines and equipmentWLDFRAggregatedAggregated | WLDFR | HFTD - Distribution - Tier 3 - 3QU CoRE ¦ 3QU LoRE | Non-Red Flag Warning - Catastrophic Fires | Aggregated | Aggregated | 2043 | 9.6341e-07 | 0 | 206.7005 | 0.00019914 | 2043 | Mitigation | 0.08575 | 30 | 0 | esc | 0.0012005 | 1.1566e-09 | 0.00060025 | 5.7829e-10 | 0.0015435 | 1.487e-09
[79 empty] | WLDFR | HFTD - Distribution - Tier 3 - 3QU CoRE ¦ 2QU LoRE | Red Flag Warning - Small Fires | 2044 | 1.1263e-06 | 5.6315e-07 | 1.4481e-06 | 0.095486 | 0.044306 | 0.0019228 | 0.049257 | 0 | 0 | 0 | 0.00093819 |  | 1.0754e-07 | 0 | 1.0754e-07 | 5.3772e-08 | 0 | 5.3772e-08 | 1.3827e-07 | 0 | 1.3827e-07 | [16 empty] | 7.3.1.3 Ignition probability mapping showing the probability of ignition along the electric lines and equipmentWLDFRAggregatedAggregated | WLDFR | HFTD - Distribution - Tier 3 - 3QU CoRE ¦ 3QU LoRE | Non-Red Flag Warning - Catastrophic Fires | Aggregated | Aggregated | 2044 | 9.6341e-07 | 0 | 206.7005 | 0.00019914 | 2044 | Mitigation | 0.08575 | 30 | 0 | esc | 0.0012005 | 1.1566e-09 | 0.00060025 | 5.7829e-10 | 0.0015435 | 1.487e-09
[79 empty] | WLDFR | HFTD - Distribution - Tier 3 - 3QU CoRE ¦ 2QU LoRE | Red Flag Warning - Small Fires | 2045 | 1.1263e-06 | 5.6315e-07 | 1.4481e-06 | 0.095486 | 0.044306 | 0.0019228 | 0.049257 | 0 | 0 | 0 | 0.00093819 |  | 1.0754e-07 | 0 | 1.0754e-07 | 5.3772e-08 | 0 | 5.3772e-08 | 1.3827e-07 | 0 | 1.3827e-07 | [16 empty] | 7.3.1.3 Ignition probability mapping showing the probability of ignition along the electric lines and equipmentWLDFRAggregatedAggregated | WLDFR | HFTD - Distribution - Tier 3 - 3QU CoRE ¦ 3QU LoRE | Non-Red Flag Warning - Catastrophic Fires | Aggregated | Aggregated | 2045 | 9.6341e-07 | 0 | 206.7005 | 0.00019914 | 2045 | Mitigation | 0.08575 | 30 | 0 | esc | 0.0012005 | 1.1566e-09 | 0.00060025 | 5.7829e-10 | 0.0015435 | 1.487e-09
[79 empty] | WLDFR | HFTD - Distribution - Tier 3 - 3QU CoRE ¦ 2QU LoRE | Red Flag Warning - Small Fires | 2046 | 1.1263e-06 | 5.6315e-07 | 1.4481e-06 | 0.095486 | 0.044306 | 0.0019228 | 0.049257 | 0 | 0 | 0 | 0.00093819 |  | 1.0754e-07 | 0 | 1.0754e-07 | 5.3772e-08 | 0 | 5.3772e-08 | 1.3827e-07 | 0 | 1.3827e-07 | [16 empty] | 7.3.1.3 Ignition probability mapping showing the probability of ignition along the electric lines and equipmentWLDFRAggregatedAggregated | WLDFR | HFTD - Distribution - Tier 3 - 3QU CoRE ¦ 3QU LoRE | Non-Red Flag Warning - Catastrophic Fires | Aggregated | Aggregated | 2046 | 9.6341e-07 | 0 | 206.7005 | 0.00019914 | 2046 | Mitigation | 0.08575 | 30 | 0 | esc | 0.0012005 | 1.1566e-09 | 0.00060025 | 5.7829e-10 | 0.0015435 | 1.487e-09
[79 empty] | WLDFR | HFTD - Distribution - Tier 3 - 3QU CoRE ¦ 2QU LoRE | Red Flag Warning - Small Fires | 2047 | 1.1263e-06 | 5.6315e-07 | 1.4481e-06 | 0.095486 | 0.044306 | 0.0019228 | 0.049257 | 0 | 0 | 0 | 0.00093819 |  | 1.0754e-07 | 0 | 1.0754e-07 | 5.3772e-08 | 0 | 5.3772e-08 | 1.3827e-07 | 0 | 1.3827e-07 | [16 empty] | 7.3.1.3 Ignition probability mapping showing the probability of ignition along the electric lines and equipmentWLDFRAggregatedAggregated | WLDFR | HFTD - Distribution - Tier 3 - 3QU CoRE ¦ 3QU LoRE | Non-Red Flag Warning - Catastrophic Fires | Aggregated | Aggregated | 2047 | 9.6341e-07 | 0 | 206.7005 | 0.00019914 | 2047 | Mitigation | 0.08575 | 30 | 0 | esc | 0.0012005 | 1.1566e-09 | 0.00060025 | 5.7829e-10 | 0.0015435 | 1.487e-09
[79 empty] | WLDFR | HFTD - Distribution - Tier 3 - 3QU CoRE ¦ 2QU LoRE | Red Flag Warning - Small Fires | 2048 | 1.1263e-06 | 5.6315e-07 | 1.4481e-06 | 0.10007 | 0.04626 | 0.0020076 | 0.051804 | 0 | 0 | 0 | 0.00093819 |  | 1.1271e-07 | 0 | 1.1271e-07 | 5.6355e-08 | 0 | 5.6355e-08 | 1.4491e-07 | 0 | 1.4491e-07 | [16 empty] | 7.3.1.3 Ignition probability mapping showing the probability of ignition along the electric lines and equipmentWLDFRAggregatedAggregated | WLDFR | HFTD - Distribution - Tier 3 - 3QU CoRE ¦ 3QU LoRE | Non-Red Flag Warning - Catastrophic Fires | Aggregated | Aggregated | 2048 | 9.6341e-07 | 0 | 206.7005 | 0.00019914 | 2048 | Mitigation | 0.08575 | 30 | 0 | esc | 0.0012005 | 1.1566e-09 | 0.00060025 | 5.7829e-10 | 0.0015435 | 1.487e-09
[79 empty] | WLDFR | HFTD - Distribution - Tier 3 - 3QU CoRE ¦ 2QU LoRE | Red Flag Warning - Small Fires | 2049 | 1.1263e-06 | 5.6315e-07 | 1.4481e-06 | 0.10007 | 0.04626 | 0.0020076 | 0.051804 | 0 | 0 | 0 | 0.00093819 |  | 1.1271e-07 | 0 | 1.1271e-07 | 5.6355e-08 | 0 | 5.6355e-08 | 1.4491e-07 | 0 | 1.4491e-07 | [16 empty] | 7.3.1.3 Ignition probability mapping showing the probability of ignition along the electric lines and equipmentWLDFRAggregatedAggregated | WLDFR | HFTD - Distribution - Tier 3 - 3QU CoRE ¦ 3QU LoRE | Non-Red Flag Warning - Catastrophic Fires | Aggregated | Aggregated | 2049 | 9.6341e-07 | 0 | 206.7005 | 0.00019914 | 2049 | Mitigation | 0.08575 | 30 | 0 | esc | 0.0012005 | 1.1566e-09 | 0.00060025 | 5.7829e-10 | 0.0015435 | 1.487e-09
[79 empty] | WLDFR | HFTD - Distribution - Tier 3 - 3QU CoRE ¦ 2QU LoRE | Red Flag Warning - Small Fires | 2050 | 0 | 5.6315e-07 | 1.4481e-06 | 0.10007 | 0.04626 | 0.0020076 | 0.051804 | 0 | 0 | 0 | 0.00093819 |  | 0 | 0 | 0 | 5.6355e-08 | 0 | 5.6355e-08 | 1.4491e-07 | 0 | 1.4491e-07 | [16 empty] | 7.3.1.3 Ignition probability mapping showing the probability of ignition along the electric lines and equipmentWLDFRAggregatedAggregated | WLDFR | HFTD - Distribution - Tier 3 - 3QU CoRE ¦ 3QU LoRE | Non-Red Flag Warning - Catastrophic Fires | Aggregated | Aggregated | 2050 | 9.6341e-07 | 0 | 206.7005 | 0.00019914 | 2050 | Mitigation | 0.08575 | 30 | 0 | esc | 0 | 0 | 0.00060025 | 5.7829e-10 | 0.0015435 | 1.487e-09
[79 empty] | WLDFR | HFTD - Distribution - Tier 3 - 3QU CoRE ¦ 2QU LoRE | Red Flag Warning - Small Fires | 2051 | 0 | 0 | 1.4481e-06 | 0.10007 | 0.04626 | 0.0020076 | 0.051804 | 0 | 0 | 0 | 0.00093819 |  | 0 | 0 | 0 | 0 | 0 | 0 | 1.4491e-07 | 0 | 1.4491e-07 | [16 empty] | 7.3.1.3 Ignition probability mapping showing the probability of ignition along the electric lines and equipmentWLDFRAggregatedAggregated | WLDFR | HFTD - Distribution - Tier 3 - 3QU CoRE ¦ 3QU LoRE | Non-Red Flag Warning - Catastrophic Fires | Aggregated | Aggregated | 2051 | 9.6341e-07 | 0 | 206.7005 | 0.00019914 | 2051 | Mitigation | 0.08575 | 30 | 0 | esc | 0 | 0 | 0 | 0 | 0.0015435 | 1.487e-09
[79 empty] | WLDFR | HFTD - Distribution - Tier 3 - 3QU CoRE ¦ 2QU LoRE | Seismic - Non-Red Flag Warning - Catastrophic Fires | 2020 | 8.3629e-14 | 0 | 0 | 21083.8428 | 409.2237 | 13469.0878 | 7205.5313 | 0 | 0 | 0 | 6.9662e-11 |  | 1.7632e-09 | 0 | 1.7632e-09 | 0 | 0 | 0 | 0 | 0 | 0 | [16 empty] | 7.3.1.3 Ignition probability mapping showing the probability of ignition along the electric lines and equipmentWLDFRAggregatedAggregated | WLDFR | HFTD - Distribution - Tier 3 - 3QU CoRE ¦ 3QU LoRE | Non-Red Flag Warning - Destructive Fires | Aggregated | Aggregated | 2021 | 1.25e-06 | 0 | 206.7005 | 0.00025837 | 2021 | Mitigation | 0.08575 | 30 | 0 | esc | 0.0012005 | 1.5006e-09 | 0.00060025 | 7.5028e-10 | 0 | 0
[79 empty] | WLDFR | HFTD - Distribution - Tier 3 - 3QU CoRE ¦ 2QU LoRE | Seismic - Non-Red Flag Warning - Catastrophic Fires | 2021 | 8.3629e-14 | 4.1814e-14 | 0 | 21083.8428 | 409.2237 | 13469.0878 | 7205.5313 | 0 | 0 | 0 | 6.9662e-11 |  | 1.7632e-09 | 0 | 1.7632e-09 | 8.8161e-10 | 0 | 8.8161e-10 | 0 | 0 | 0 | [16 empty] | 7.3.1.3 Ignition probability mapping showing the probability of ignition along the electric lines and equipmentWLDFRAggregatedAggregated | WLDFR | HFTD - Distribution - Tier 3 - 3QU CoRE ¦ 3QU LoRE | Non-Red Flag Warning - Destructive Fires | Aggregated | Aggregated | 2022 | 1.25e-06 | 0 | 206.7005 | 0.00025837 | 2022 | Mitigation | 0.08575 | 30 | 0 | esc | 0.0012005 | 1.5006e-09 | 0.00060025 | 7.5028e-10 | 0.0015435 | 1.9293e-09
[79 empty] | WLDFR | HFTD - Distribution - Tier 3 - 3QU CoRE ¦ 2QU LoRE | Seismic - Non-Red Flag Warning - Catastrophic Fires | 2022 | 8.3629e-14 | 4.1814e-14 | 1.0752e-13 | 21083.8428 | 409.2237 | 13469.0878 | 7205.5313 | 0 | 0 | 0 | 6.9662e-11 |  | 1.7632e-09 | 0 | 1.7632e-09 | 8.8161e-10 | 0 | 8.8161e-10 | 2.267e-09 | 0 | 2.267e-09 | [16 empty] | 7.3.1.3 Ignition probability mapping showing the probability of ignition along the electric lines and equipmentWLDFRAggregatedAggregated | WLDFR | HFTD - Distribution - Tier 3 - 3QU CoRE ¦ 3QU LoRE | Non-Red Flag Warning - Destructive Fires | Aggregated | Aggregated | 2023 | 1.25e-06 | 0 | 206.7005 | 0.00025837 | 2023 | Mitigation | 0.08575 | 30 | 0 | esc | 0.0012005 | 1.5006e-09 | 0.00060025 | 7.5028e-10 | 0.0015435 | 1.9293e-09
[79 empty] | WLDFR | HFTD - Distribution - Tier 3 - 3QU CoRE ¦ 2QU LoRE | Seismic - Non-Red Flag Warning - Catastrophic Fires | 2023 | 8.3629e-14 | 4.1814e-14 | 1.0752e-13 | 21835.9781 | 428.6023 | 13939.561 | 7467.8148 | 0 | 0 | 0 | 6.9662e-11 |  | 1.8261e-09 | 0 | 1.8261e-09 | 9.1306e-10 | 0 | 9.1306e-10 | 2.3479e-09 | 0 | 2.3479e-09 | [16 empty] | 7.3.1.3 Ignition probability mapping showing the probability of ignition along the electric lines and equipmentWLDFRAggregatedAggregated | WLDFR | HFTD - Distribution - Tier 3 - 3QU CoRE ¦ 3QU LoRE | Non-Red Flag Warning - Destructive Fires | Aggregated | Aggregated | 2024 | 1.25e-06 | 0 | 206.7005 | 0.00025837 | 2024 | Mitigation | 0.08575 | 30 | 0 | esc | 0.0012005 | 1.5006e-09 | 0.00060025 | 7.5028e-10 | 0.0015435 | 1.9293e-09
[79 empty] | WLDFR | HFTD - Distribution - Tier 3 - 3QU CoRE ¦ 2QU LoRE | Seismic - Non-Red Flag Warning - Catastrophic Fires | 2024 | 8.3629e-14 | 4.1814e-14 | 1.0752e-13 | 21835.9781 | 428.6023 | 13939.561 | 7467.8148 | 0 | 0 | 0 | 6.9662e-11 |  | 1.8261e-09 | 0 | 1.8261e-09 | 9.1306e-10 | 0 | 9.1306e-10 | 2.3479e-09 | 0 | 2.3479e-09 | [16 empty] | 7.3.1.3 Ignition probability mapping showing the probability of ignition along the electric lines and equipmentWLDFRAggregatedAggregated | WLDFR | HFTD - Distribution - Tier 3 - 3QU CoRE ¦ 3QU LoRE | Non-Red Flag Warning - Destructive Fires | Aggregated | Aggregated | 2025 | 1.25e-06 | 0 | 206.7005 | 0.00025837 | 2025 | Mitigation | 0.08575 | 30 | 0 | esc | 0.0012005 | 1.5006e-09 | 0.00060025 | 7.5028e-10 | 0.0015435 | 1.9293e-09
[79 empty] | WLDFR | HFTD - Distribution - Tier 3 - 3QU CoRE ¦ 2QU LoRE | Seismic - Non-Red Flag Warning - Catastrophic Fires | 2025 | 8.3629e-14 | 4.1814e-14 | 1.0752e-13 | 21835.9781 | 428.6023 | 13939.561 | 7467.8148 | 0 | 0 | 0 | 6.9662e-11 |  | 1.8261e-09 | 0 | 1.8261e-09 | 9.1306e-10 | 0 | 9.1306e-10 | 2.3479e-09 | 0 | 2.3479e-09 | [16 empty] | 7.3.1.3 Ignition probability mapping showing the probability of ignition along the electric lines and equipmentWLDFRAggregatedAggregated | WLDFR | HFTD - Distribution - Tier 3 - 3QU CoRE ¦ 3QU LoRE | Non-Red Flag Warning - Destructive Fires | Aggregated | Aggregated | 2026 | 1.25e-06 | 0 | 206.7005 | 0.00025837 | 2026 | Mitigation | 0.08575 | 30 | 0 | esc | 0.0012005 | 1.5006e-09 | 0.00060025 | 7.5028e-10 | 0.0015435 | 1.9293e-09
[79 empty] | WLDFR | HFTD - Distribution - Tier 3 - 3QU CoRE ¦ 2QU LoRE | Seismic - Non-Red Flag Warning - Catastrophic Fires | 2026 | 8.3629e-14 | 4.1814e-14 | 1.0752e-13 | 21835.9781 | 428.6023 | 13939.561 | 7467.8148 | 0 | 0 | 0 | 6.9662e-11 |  | 1.8261e-09 | 0 | 1.8261e-09 | 9.1306e-10 | 0 | 9.1306e-10 | 2.3479e-09 | 0 | 2.3479e-09 | [16 empty] | 7.3.1.3 Ignition probability mapping showing the probability of ignition along the electric lines and equipmentWLDFRAggregatedAggregated | WLDFR | HFTD - Distribution - Tier 3 - 3QU CoRE ¦ 3QU LoRE | Non-Red Flag Warning - Destructive Fires | Aggregated | Aggregated | 2027 | 1.25e-06 | 0 | 206.7005 | 0.00025837 | 2027 | Mitigation | 0.08575 | 30 | 0 | esc | 0.0012005 | 1.5006e-09 | 0.00060025 | 7.5028e-10 | 0.0015435 | 1.9293e-09
[79 empty] | WLDFR | HFTD - Distribution - Tier 3 - 3QU CoRE ¦ 2QU LoRE | Seismic - Non-Red Flag Warning - Catastrophic Fires | 2027 | 8.3629e-14 | 4.1814e-14 | 1.0752e-13 | 21835.9781 | 428.6023 | 13939.561 | 7467.8148 | 0 | 0 | 0 | 6.9662e-11 |  | 1.8261e-09 | 0 | 1.8261e-09 | 9.1306e-10 | 0 | 9.1306e-10 | 2.3479e-09 | 0 | 2.3479e-09 | [16 empty] | 7.3.1.3 Ignition probability mapping showing the probability of ignition along the electric lines and equipmentWLDFRAggregatedAggregated | WLDFR | HFTD - Distribution - Tier 3 - 3QU CoRE ¦ 3QU LoRE | Non-Red Flag Warning - Destructive Fires | Aggregated | Aggregated | 2028 | 1.25e-06 | 0 | 206.7005 | 0.00025837 | 2028 | Mitigation | 0.08575 | 30 | 0 | esc | 0.0012005 | 1.5006e-09 | 0.00060025 | 7.5028e-10 | 0.0015435 | 1.9293e-09
[79 empty] | WLDFR | HFTD - Distribution - Tier 3 - 3QU CoRE ¦ 2QU LoRE | Seismic - Non-Red Flag Warning - Catastrophic Fires | 2028 | 8.3629e-14 | 4.1814e-14 | 1.0752e-13 | 22783.187 | 453.261 | 14531.3357 | 7798.5904 | 0 | 0 | 0 | 6.9662e-11 |  | 1.9053e-09 | 0 | 1.9053e-09 | 9.5266e-10 | 0 | 9.5266e-10 | 2.4497e-09 | 0 | 2.4497e-09 | [16 empty] | 7.3.1.3 Ignition probability mapping showing the probability of ignition along the electric lines and equipmentWLDFRAggregatedAggregated | WLDFR | HFTD - Distribution - Tier 3 - 3QU CoRE ¦ 3QU LoRE | Non-Red Flag Warning - Destructive Fires | Aggregated | Aggregated | 2029 | 1.25e-06 | 0 | 206.7005 | 0.00025837 | 2029 | Mitigation | 0.08575 | 30 | 0 | esc | 0.0012005 | 1.5006e-09 | 0.00060025 | 7.5028e-10 | 0.0015435 | 1.9293e-09
[79 empty] | WLDFR | HFTD - Distribution - Tier 3 - 3QU CoRE ¦ 2QU LoRE | Seismic - Non-Red Flag Warning - Catastrophic Fires | 2029 | 8.3629e-14 | 4.1814e-14 | 1.0752e-13 | 22783.187 | 453.261 | 14531.3357 | 7798.5904 | 0 | 0 | 0 | 6.9662e-11 |  | 1.9053e-09 | 0 | 1.9053e-09 | 9.5266e-10 | 0 | 9.5266e-10 | 2.4497e-09 | 0 | 2.4497e-09 | [16 empty] | 7.3.1.3 Ignition probability mapping showing the probability of ignition along the electric lines and equipmentWLDFRAggregatedAggregated | WLDFR | HFTD - Distribution - Tier 3 - 3QU CoRE ¦ 3QU LoRE | Non-Red Flag Warning - Destructive Fires | Aggregated | Aggregated | 2030 | 1.25e-06 | 0 | 206.7005 | 0.00025837 | 2030 | Mitigation | 0.08575 | 30 | 0 | esc | 0.0012005 | 1.5006e-09 | 0.00060025 | 7.5028e-10 | 0.0015435 | 1.9293e-09
[79 empty] | WLDFR | HFTD - Distribution - Tier 3 - 3QU CoRE ¦ 2QU LoRE | Seismic - Non-Red Flag Warning - Catastrophic Fires | 2030 | 8.3629e-14 | 4.1814e-14 | 1.0752e-13 | 22783.187 | 453.261 | 14531.3357 | 7798.5904 | 0 | 0 | 0 | 6.9662e-11 |  | 1.9053e-09 | 0 | 1.9053e-09 | 9.5266e-10 | 0 | 9.5266e-10 | 2.4497e-09 | 0 | 2.4497e-09 | [16 empty] | 7.3.1.3 Ignition probability mapping showing the probability of ignition along the electric lines and equipmentWLDFRAggregatedAggregated | WLDFR | HFTD - Distribution - Tier 3 - 3QU CoRE ¦ 3QU LoRE | Non-Red Flag Warning - Destructive Fires | Aggregated | Aggregated | 2031 | 1.25e-06 | 0 | 206.7005 | 0.00025837 | 2031 | Mitigation | 0.08575 | 30 | 0 | esc | 0.0012005 | 1.5006e-09 | 0.00060025 | 7.5028e-10 | 0.0015435 | 1.9293e-09
[79 empty] | WLDFR | HFTD - Distribution - Tier 3 - 3QU CoRE ¦ 2QU LoRE | Seismic - Non-Red Flag Warning - Catastrophic Fires | 2031 | 8.3629e-14 | 4.1814e-14 | 1.0752e-13 | 22783.187 | 453.261 | 14531.3357 | 7798.5904 | 0 | 0 | 0 | 6.9662e-11 |  | 1.9053e-09 | 0 | 1.9053e-09 | 9.5266e-10 | 0 | 9.5266e-10 | 2.4497e-09 | 0 | 2.4497e-09 | [16 empty] | 7.3.1.3 Ignition probability mapping showing the probability of ignition along the electric lines and equipmentWLDFRAggregatedAggregated | WLDFR | HFTD - Distribution - Tier 3 - 3QU CoRE ¦ 3QU LoRE | Non-Red Flag Warning - Destructive Fires | Aggregated | Aggregated | 2032 | 1.25e-06 | 0 | 206.7005 | 0.00025837 | 2032 | Mitigation | 0.08575 | 30 | 0 | esc | 0.0012005 | 1.5006e-09 | 0.00060025 | 7.5028e-10 | 0.0015435 | 1.9293e-09
[79 empty] | WLDFR | HFTD - Distribution - Tier 3 - 3QU CoRE ¦ 2QU LoRE | Seismic - Non-Red Flag Warning - Catastrophic Fires | 2032 | 8.3629e-14 | 4.1814e-14 | 1.0752e-13 | 22783.187 | 453.261 | 14531.3357 | 7798.5904 | 0 | 0 | 0 | 6.9662e-11 |  | 1.9053e-09 | 0 | 1.9053e-09 | 9.5266e-10 | 0 | 9.5266e-10 | 2.4497e-09 | 0 | 2.4497e-09 | [16 empty] | 7.3.1.3 Ignition probability mapping showing the probability of ignition along the electric lines and equipmentWLDFRAggregatedAggregated | WLDFR | HFTD - Distribution - Tier 3 - 3QU CoRE ¦ 3QU LoRE | Non-Red Flag Warning - Destructive Fires | Aggregated | Aggregated | 2033 | 1.25e-06 | 0 | 206.7005 | 0.00025837 | 2033 | Mitigation | 0.08575 | 30 | 0 | esc | 0.0012005 | 1.5006e-09 | 0.00060025 | 7.5028e-10 | 0.0015435 | 1.9293e-09
[79 empty] | WLDFR | HFTD - Distribution - Tier 3 - 3QU CoRE ¦ 2QU LoRE | Seismic - Non-Red Flag Warning - Catastrophic Fires | 2033 | 8.3629e-14 | 4.1814e-14 | 1.0752e-13 | 23835.2641 | 480.9649 | 15187.7294 | 8166.5698 | 0 | 0 | 0 | 6.9662e-11 |  | 1.9933e-09 | 0 | 1.9933e-09 | 9.9666e-10 | 0 | 9.9666e-10 | 2.5628e-09 | 0 | 2.5628e-09 | [16 empty] | 7.3.1.3 Ignition probability mapping showing the probability of ignition along the electric lines and equipmentWLDFRAggregatedAggregated | WLDFR | HFTD - Distribution - Tier 3 - 3QU CoRE ¦ 3QU LoRE | Non-Red Flag Warning - Destructive Fires | Aggregated | Aggregated | 2034 | 1.25e-06 | 0 | 206.7005 | 0.00025837 | 2034 | Mitigation | 0.08575 | 30 | 0 | esc | 0.0012005 | 1.5006e-09 | 0.00060025 | 7.5028e-10 | 0.0015435 | 1.9293e-09
[79 empty] | WLDFR | HFTD - Distribution - Tier 3 - 3QU CoRE ¦ 2QU LoRE | Seismic - Non-Red Flag Warning - Catastrophic Fires | 2034 | 8.3629e-14 | 4.1814e-14 | 1.0752e-13 | 23835.2641 | 480.9649 | 15187.7294 | 8166.5698 | 0 | 0 | 0 | 6.9662e-11 |  | 1.9933e-09 | 0 | 1.9933e-09 | 9.9666e-10 | 0 | 9.9666e-10 | 2.5628e-09 | 0 | 2.5628e-09 | [16 empty] | 7.3.1.3 Ignition probability mapping showing the probability of ignition along the electric lines and equipmentWLDFRAggregatedAggregated | WLDFR | HFTD - Distribution - Tier 3 - 3QU CoRE ¦ 3QU LoRE | Non-Red Flag Warning - Destructive Fires | Aggregated | Aggregated | 2035 | 1.25e-06 | 0 | 206.7005 | 0.00025837 | 2035 | Mitigation | 0.08575 | 30 | 0 | esc | 0.0012005 | 1.5006e-09 | 0.00060025 | 7.5028e-10 | 0.0015435 | 1.9293e-09
[79 empty] | WLDFR | HFTD - Distribution - Tier 3 - 3QU CoRE ¦ 2QU LoRE | Seismic - Non-Red Flag Warning - Catastrophic Fires | 2035 | 8.3629e-14 | 4.1814e-14 | 1.0752e-13 | 23835.2641 | 480.9649 | 15187.7294 | 8166.5698 | 0 | 0 | 0 | 6.9662e-11 |  | 1.9933e-09 | 0 | 1.9933e-09 | 9.9666e-10 | 0 | 9.9666e-10 | 2.5628e-09 | 0 | 2.5628e-09 | [16 empty] | 7.3.1.3 Ignition probability mapping showing the probability of ignition along the electric lines and equipmentWLDFRAggregatedAggregated | WLDFR | HFTD - Distribution - Tier 3 - 3QU CoRE ¦ 3QU LoRE | Non-Red Flag Warning - Destructive Fires | Aggregated | Aggregated | 2036 | 1.25e-06 | 0 | 206.7005 | 0.00025837 | 2036 | Mitigation | 0.08575 | 30 | 0 | esc | 0.0012005 | 1.5006e-09 | 0.00060025 | 7.5028e-10 | 0.0015435 | 1.9293e-09
[79 empty] | WLDFR | HFTD - Distribution - Tier 3 - 3QU CoRE ¦ 2QU LoRE | Seismic - Non-Red Flag Warning - Catastrophic Fires | 2036 | 8.3629e-14 | 4.1814e-14 | 1.0752e-13 | 23835.2641 | 480.9649 | 15187.7294 | 8166.5698 | 0 | 0 | 0 | 6.9662e-11 |  | 1.9933e-09 | 0 | 1.9933e-09 | 9.9666e-10 | 0 | 9.9666e-10 | 2.5628e-09 | 0 | 2.5628e-09 | [16 empty] | 7.3.1.3 Ignition probability mapping showing the probability of ignition along the electric lines and equipmentWLDFRAggregatedAggregated | WLDFR | HFTD - Distribution - Tier 3 - 3QU CoRE ¦ 3QU LoRE | Non-Red Flag Warning - Destructive Fires | Aggregated | Aggregated | 2037 | 1.25e-06 | 0 | 206.7005 | 0.00025837 | 2037 | Mitigation | 0.08575 | 30 | 0 | esc | 0.0012005 | 1.5006e-09 | 0.00060025 | 7.5028e-10 | 0.0015435 | 1.9293e-09
[79 empty] | WLDFR | HFTD - Distribution - Tier 3 - 3QU CoRE ¦ 2QU LoRE | Seismic - Non-Red Flag Warning - Catastrophic Fires | 2037 | 8.3629e-14 | 4.1814e-14 | 1.0752e-13 | 23835.2641 | 480.9649 | 15187.7294 | 8166.5698 | 0 | 0 | 0 | 6.9662e-11 |  | 1.9933e-09 | 0 | 1.9933e-09 | 9.9666e-10 | 0 | 9.9666e-10 | 2.5628e-09 | 0 | 2.5628e-09 | [16 empty] | 7.3.1.3 Ignition probability mapping showing the probability of ignition along the electric lines and equipmentWLDFRAggregatedAggregated | WLDFR | HFTD - Distribution - Tier 3 - 3QU CoRE ¦ 3QU LoRE | Non-Red Flag Warning - Destructive Fires | Aggregated | Aggregated | 2038 | 1.25e-06 | 0 | 206.7005 | 0.00025837 | 2038 | Mitigation | 0.08575 | 30 | 0 | esc | 0.0012005 | 1.5006e-09 | 0.00060025 | 7.5028e-10 | 0.0015435 | 1.9293e-09
[79 empty] | WLDFR | HFTD - Distribution - Tier 3 - 3QU CoRE ¦ 2QU LoRE | Seismic - Non-Red Flag Warning - Catastrophic Fires | 2038 | 8.3629e-14 | 4.1814e-14 | 1.0752e-13 | 24976.6418 | 511.3745 | 15898.8237 | 8566.4437 | 0 | 0 | 0 | 6.9662e-11 |  | 2.0888e-09 | 0 | 2.0888e-09 | 1.0444e-09 | 0 | 1.0444e-09 | 2.6856e-09 | 0 | 2.6856e-09 | [16 empty] | 7.3.1.3 Ignition probability mapping showing the probability of ignition along the electric lines and equipmentWLDFRAggregatedAggregated | WLDFR | HFTD - Distribution - Tier 3 - 3QU CoRE ¦ 3QU LoRE | Non-Red Flag Warning - Destructive Fires | Aggregated | Aggregated | 2039 | 1.25e-06 | 0 | 206.7005 | 0.00025837 | 2039 | Mitigation | 0.08575 | 30 | 0 | esc | 0.0012005 | 1.5006e-09 | 0.00060025 | 7.5028e-10 | 0.0015435 | 1.9293e-09
[79 empty] | WLDFR | HFTD - Distribution - Tier 3 - 3QU CoRE ¦ 2QU LoRE | Seismic - Non-Red Flag Warning - Catastrophic Fires | 2039 | 8.3629e-14 | 4.1814e-14 | 1.0752e-13 | 24976.6418 | 511.3745 | 15898.8237 | 8566.4437 | 0 | 0 | 0 | 6.9662e-11 |  | 2.0888e-09 | 0 | 2.0888e-09 | 1.0444e-09 | 0 | 1.0444e-09 | 2.6856e-09 | 0 | 2.6856e-09 | [16 empty] | 7.3.1.3 Ignition probability mapping showing the probability of ignition along the electric lines and equipmentWLDFRAggregatedAggregated | WLDFR | HFTD - Distribution - Tier 3 - 3QU CoRE ¦ 3QU LoRE | Non-Red Flag Warning - Destructive Fires | Aggregated | Aggregated | 2040 | 1.25e-06 | 0 | 206.7005 | 0.00025837 | 2040 | Mitigation | 0.08575 | 30 | 0 | esc | 0.0012005 | 1.5006e-09 | 0.00060025 | 7.5028e-10 | 0.0015435 | 1.9293e-09
[79 empty] | WLDFR | HFTD - Distribution - Tier 3 - 3QU CoRE ¦ 2QU LoRE | Seismic - Non-Red Flag Warning - Catastrophic Fires | 2040 | 8.3629e-14 | 4.1814e-14 | 1.0752e-13 | 24976.6418 | 511.3745 | 15898.8237 | 8566.4437 | 0 | 0 | 0 | 6.9662e-11 |  | 2.0888e-09 | 0 | 2.0888e-09 | 1.0444e-09 | 0 | 1.0444e-09 | 2.6856e-09 | 0 | 2.6856e-09 | [16 empty] | 7.3.1.3 Ignition probability mapping showing the probability of ignition along the electric lines and equipmentWLDFRAggregatedAggregated | WLDFR | HFTD - Distribution - Tier 3 - 3QU CoRE ¦ 3QU LoRE | Non-Red Flag Warning - Destructive Fires | Aggregated | Aggregated | 2041 | 1.25e-06 | 0 | 206.7005 | 0.00025837 | 2041 | Mitigation | 0.08575 | 30 | 0 | esc | 0.0012005 | 1.5006e-09 | 0.00060025 | 7.5028e-10 | 0.0015435 | 1.9293e-09
[79 empty] | WLDFR | HFTD - Distribution - Tier 3 - 3QU CoRE ¦ 2QU LoRE | Seismic - Non-Red Flag Warning - Catastrophic Fires | 2041 | 8.3629e-14 | 4.1814e-14 | 1.0752e-13 | 24976.6418 | 511.3745 | 15898.8237 | 8566.4437 | 0 | 0 | 0 | 6.9662e-11 |  | 2.0888e-09 | 0 | 2.0888e-09 | 1.0444e-09 | 0 | 1.0444e-09 | 2.6856e-09 | 0 | 2.6856e-09 | [16 empty] | 7.3.1.3 Ignition probability mapping showing the probability of ignition along the electric lines and equipmentWLDFRAggregatedAggregated | WLDFR | HFTD - Distribution - Tier 3 - 3QU CoRE ¦ 3QU LoRE | Non-Red Flag Warning - Destructive Fires | Aggregated | Aggregated | 2042 | 1.25e-06 | 0 | 206.7005 | 0.00025837 | 2042 | Mitigation | 0.08575 | 30 | 0 | esc | 0.0012005 | 1.5006e-09 | 0.00060025 | 7.5028e-10 | 0.0015435 | 1.9293e-09
[79 empty] | WLDFR | HFTD - Distribution - Tier 3 - 3QU CoRE ¦ 2QU LoRE | Seismic - Non-Red Flag Warning - Catastrophic Fires | 2042 | 8.3629e-14 | 4.1814e-14 | 1.0752e-13 | 24976.6418 | 511.3745 | 15898.8237 | 8566.4437 | 0 | 0 | 0 | 6.9662e-11 |  | 2.0888e-09 | 0 | 2.0888e-09 | 1.0444e-09 | 0 | 1.0444e-09 | 2.6856e-09 | 0 | 2.6856e-09 | [16 empty] | 7.3.1.3 Ignition probability mapping showing the probability of ignition along the electric lines and equipmentWLDFRAggregatedAggregated | WLDFR | HFTD - Distribution - Tier 3 - 3QU CoRE ¦ 3QU LoRE | Non-Red Flag Warning - Destructive Fires | Aggregated | Aggregated | 2043 | 1.25e-06 | 0 | 206.7005 | 0.00025837 | 2043 | Mitigation | 0.08575 | 30 | 0 | esc | 0.0012005 | 1.5006e-09 | 0.00060025 | 7.5028e-10 | 0.0015435 | 1.9293e-09
[79 empty] | WLDFR | HFTD - Distribution - Tier 3 - 3QU CoRE ¦ 2QU LoRE | Seismic - Non-Red Flag Warning - Catastrophic Fires | 2043 | 8.3629e-14 | 4.1814e-14 | 1.0752e-13 | 26191.7278 | 544.1291 | 16654.7414 | 8992.8573 | 0 | 0 | 0 | 6.9662e-11 |  | 2.1904e-09 | 0 | 2.1904e-09 | 1.0952e-09 | 0 | 1.0952e-09 | 2.8162e-09 | 0 | 2.8162e-09 | [16 empty] | 7.3.1.3 Ignition probability mapping showing the probability of ignition along the electric lines and equipmentWLDFRAggregatedAggregated | WLDFR | HFTD - Distribution - Tier 3 - 3QU CoRE ¦ 3QU LoRE | Non-Red Flag Warning - Destructive Fires | Aggregated | Aggregated | 2044 | 1.25e-06 | 0 | 206.7005 | 0.00025837 | 2044 | Mitigation | 0.08575 | 30 | 0 | esc | 0.0012005 | 1.5006e-09 | 0.00060025 | 7.5028e-10 | 0.0015435 | 1.9293e-09
[79 empty] | WLDFR | HFTD - Distribution - Tier 3 - 3QU CoRE ¦ 2QU LoRE | Seismic - Non-Red Flag Warning - Catastrophic Fires | 2044 | 8.3629e-14 | 4.1814e-14 | 1.0752e-13 | 26191.7278 | 544.1291 | 16654.7414 | 8992.8573 | 0 | 0 | 0 | 6.9662e-11 |  | 2.1904e-09 | 0 | 2.1904e-09 | 1.0952e-09 | 0 | 1.0952e-09 | 2.8162e-09 | 0 | 2.8162e-09 | [16 empty] | 7.3.1.3 Ignition probability mapping showing the probability of ignition along the electric lines and equipmentWLDFRAggregatedAggregated | WLDFR | HFTD - Distribution - Tier 3 - 3QU CoRE ¦ 3QU LoRE | Non-Red Flag Warning - Destructive Fires | Aggregated | Aggregated | 2045 | 1.25e-06 | 0 | 206.7005 | 0.00025837 | 2045 | Mitigation | 0.08575 | 30 | 0 | esc | 0.0012005 | 1.5006e-09 | 0.00060025 | 7.5028e-10 | 0.0015435 | 1.9293e-09
[79 empty] | WLDFR | HFTD - Distribution - Tier 3 - 3QU CoRE ¦ 2QU LoRE | Seismic - Non-Red Flag Warning - Catastrophic Fires | 2045 | 8.3629e-14 | 4.1814e-14 | 1.0752e-13 | 26191.7278 | 544.1291 | 16654.7414 | 8992.8573 | 0 | 0 | 0 | 6.9662e-11 |  | 2.1904e-09 | 0 | 2.1904e-09 | 1.0952e-09 | 0 | 1.0952e-09 | 2.8162e-09 | 0 | 2.8162e-09 | [16 empty] | 7.3.1.3 Ignition probability mapping showing the probability of ignition along the electric lines and equipmentWLDFRAggregatedAggregated | WLDFR | HFTD - Distribution - Tier 3 - 3QU CoRE ¦ 3QU LoRE | Non-Red Flag Warning - Destructive Fires | Aggregated | Aggregated | 2046 | 1.25e-06 | 0 | 206.7005 | 0.00025837 | 2046 | Mitigation | 0.08575 | 30 | 0 | esc | 0.0012005 | 1.5006e-09 | 0.00060025 | 7.5028e-10 | 0.0015435 | 1.9293e-09
[79 empty] | WLDFR | HFTD - Distribution - Tier 3 - 3QU CoRE ¦ 2QU LoRE | Seismic - Non-Red Flag Warning - Catastrophic Fires | 2046 | 8.3629e-14 | 4.1814e-14 | 1.0752e-13 | 26191.7278 | 544.1291 | 16654.7414 | 8992.8573 | 0 | 0 | 0 | 6.9662e-11 |  | 2.1904e-09 | 0 | 2.1904e-09 | 1.0952e-09 | 0 | 1.0952e-09 | 2.8162e-09 | 0 | 2.8162e-09 | [16 empty] | 7.3.1.3 Ignition probability mapping showing the probability of ignition along the electric lines and equipmentWLDFRAggregatedAggregated | WLDFR | HFTD - Distribution - Tier 3 - 3QU CoRE ¦ 3QU LoRE | Non-Red Flag Warning - Destructive Fires | Aggregated | Aggregated | 2047 | 1.25e-06 | 0 | 206.7005 | 0.00025837 | 2047 | Mitigation | 0.08575 | 30 | 0 | esc | 0.0012005 | 1.5006e-09 | 0.00060025 | 7.5028e-10 | 0.0015435 | 1.9293e-09
[79 empty] | WLDFR | HFTD - Distribution - Tier 3 - 3QU CoRE ¦ 2QU LoRE | Seismic - Non-Red Flag Warning - Catastrophic Fires | 2047 | 8.3629e-14 | 4.1814e-14 | 1.0752e-13 | 26191.7278 | 544.1291 | 16654.7414 | 8992.8573 | 0 | 0 | 0 | 6.9662e-11 |  | 2.1904e-09 | 0 | 2.1904e-09 | 1.0952e-09 | 0 | 1.0952e-09 | 2.8162e-09 | 0 | 2.8162e-09 | [16 empty] | 7.3.1.3 Ignition probability mapping showing the probability of ignition along the electric lines and equipmentWLDFRAggregatedAggregated | WLDFR | HFTD - Distribution - Tier 3 - 3QU CoRE ¦ 3QU LoRE | Non-Red Flag Warning - Destructive Fires | Aggregated | Aggregated | 2048 | 1.25e-06 | 0 | 206.7005 | 0.00025837 | 2048 | Mitigation | 0.08575 | 30 | 0 | esc | 0.0012005 | 1.5006e-09 | 0.00060025 | 7.5028e-10 | 0.0015435 | 1.9293e-09
[79 empty] | WLDFR | HFTD - Distribution - Tier 3 - 3QU CoRE ¦ 2QU LoRE | Seismic - Non-Red Flag Warning - Catastrophic Fires | 2048 | 8.3629e-14 | 4.1814e-14 | 1.0752e-13 | 27464.7227 | 578.8407 | 17445.538 | 9440.3441 | 0 | 0 | 0 | 6.9662e-11 |  | 2.2968e-09 | 0 | 2.2968e-09 | 1.1484e-09 | 0 | 1.1484e-09 | 2.9531e-09 | 0 | 2.9531e-09 | [16 empty] | 7.3.1.3 Ignition probability mapping showing the probability of ignition along the electric lines and equipmentWLDFRAggregatedAggregated | WLDFR | HFTD - Distribution - Tier 3 - 3QU CoRE ¦ 3QU LoRE | Non-Red Flag Warning - Destructive Fires | Aggregated | Aggregated | 2049 | 1.25e-06 | 0 | 206.7005 | 0.00025837 | 2049 | Mitigation | 0.08575 | 30 | 0 | esc | 0.0012005 | 1.5006e-09 | 0.00060025 | 7.5028e-10 | 0.0015435 | 1.9293e-09
[79 empty] | WLDFR | HFTD - Distribution - Tier 3 - 3QU CoRE ¦ 2QU LoRE | Seismic - Non-Red Flag Warning - Catastrophic Fires | 2049 | 8.3629e-14 | 4.1814e-14 | 1.0752e-13 | 27464.7227 | 578.8407 | 17445.538 | 9440.3441 | 0 | 0 | 0 | 6.9662e-11 |  | 2.2968e-09 | 0 | 2.2968e-09 | 1.1484e-09 | 0 | 1.1484e-09 | 2.9531e-09 | 0 | 2.9531e-09 | [16 empty] | 7.3.1.3 Ignition probability mapping showing the probability of ignition along the electric lines and equipmentWLDFRAggregatedAggregated | WLDFR | HFTD - Distribution - Tier 3 - 3QU CoRE ¦ 3QU LoRE | Non-Red Flag Warning - Destructive Fires | Aggregated | Aggregated | 2050 | 1.25e-06 | 0 | 206.7005 | 0.00025837 | 2050 | Mitigation | 0.08575 | 30 | 0 | esc | 0 | 0 | 0.00060025 | 7.5028e-10 | 0.0015435 | 1.9293e-09
[79 empty] | WLDFR | HFTD - Distribution - Tier 3 - 3QU CoRE ¦ 2QU LoRE | Seismic - Non-Red Flag Warning - Catastrophic Fires | 2050 | 0 | 4.1814e-14 | 1.0752e-13 | 27464.7227 | 578.8407 | 17445.538 | 9440.3441 | 0 | 0 | 0 | 6.9662e-11 |  | 0 | 0 | 0 | 1.1484e-09 | 0 | 1.1484e-09 | 2.9531e-09 | 0 | 2.9531e-09 | [16 empty] | 7.3.1.3 Ignition probability mapping showing the probability of ignition along the electric lines and equipmentWLDFRAggregatedAggregated | WLDFR | HFTD - Distribution - Tier 3 - 3QU CoRE ¦ 3QU LoRE | Non-Red Flag Warning - Destructive Fires | Aggregated | Aggregated | 2051 | 1.25e-06 | 0 | 206.7005 | 0.00025837 | 2051 | Mitigation | 0.08575 | 30 | 0 | esc | 0 | 0 | 0 | 0 | 0.0015435 | 1.9293e-09
[79 empty] | WLDFR | HFTD - Distribution - Tier 3 - 3QU CoRE ¦ 2QU LoRE | Seismic - Non-Red Flag Warning - Catastrophic Fires | 2051 | 0 | 0 | 1.0752e-13 | 27464.7227 | 578.8407 | 17445.538 | 9440.3441 | 0 | 0 | 0 | 6.9662e-11 |  | 0 | 0 | 0 | 0 | 0 | 0 | 2.9531e-09 | 0 | 2.9531e-09 | [16 empty] | 7.3.1.3 Ignition probability mapping showing the probability of ignition along the electric lines and equipmentWLDFRAggregatedAggregated | WLDFR | HFTD - Distribution - Tier 3 - 3QU CoRE ¦ 3QU LoRE | Non-Red Flag Warning - Large Fires | Aggregated | Aggregated | 2021 | 2.0991e-05 | 0 | 206.7005 | 0.0043389 | 2021 | Mitigation | 0.08575 | 30 | 0 | esc | 0.0012005 | 2.52e-08 | 0.00060025 | 1.26e-08 | 0 | 0
[79 empty] | WLDFR | HFTD - Distribution - Tier 3 - 3QU CoRE ¦ 2QU LoRE | Seismic - Red Flag Warning - Catastrophic Fires | 2020 | 3.6068e-12 | 0 | 0 | 21083.8428 | 409.2237 | 13469.0878 | 7205.5313 | 0 | 0 | 0 | 3.0044e-09 |  | 7.6045e-08 | 0 | 7.6045e-08 | 0 | 0 | 0 | 0 | 0 | 0 | [16 empty] | 7.3.1.3 Ignition probability mapping showing the probability of ignition along the electric lines and equipmentWLDFRAggregatedAggregated | WLDFR | HFTD - Distribution - Tier 3 - 3QU CoRE ¦ 3QU LoRE | Non-Red Flag Warning - Large Fires | Aggregated | Aggregated | 2022 | 2.0991e-05 | 0 | 206.7005 | 0.0043389 | 2022 | Mitigation | 0.08575 | 30 | 0 | esc | 0.0012005 | 2.52e-08 | 0.00060025 | 1.26e-08 | 0.0015435 | 3.24e-08
[79 empty] | WLDFR | HFTD - Distribution - Tier 3 - 3QU CoRE ¦ 2QU LoRE | Seismic - Red Flag Warning - Catastrophic Fires | 2021 | 3.6068e-12 | 1.8034e-12 | 0 | 21083.8428 | 409.2237 | 13469.0878 | 7205.5313 | 0 | 0 | 0 | 3.0044e-09 |  | 7.6045e-08 | 0 | 7.6045e-08 | 3.8023e-08 | 0 | 3.8023e-08 | 0 | 0 | 0 | [16 empty] | 7.3.1.3 Ignition probability mapping showing the probability of ignition along the electric lines and equipmentWLDFRAggregatedAggregated | WLDFR | HFTD - Distribution - Tier 3 - 3QU CoRE ¦ 3QU LoRE | Non-Red Flag Warning - Large Fires | Aggregated | Aggregated | 2023 | 2.0991e-05 | 0 | 206.7005 | 0.0043389 | 2023 | Mitigation | 0.08575 | 30 | 0 | esc | 0.0012005 | 2.52e-08 | 0.00060025 | 1.26e-08 | 0.0015435 | 3.24e-08
[79 empty] | WLDFR | HFTD - Distribution - Tier 3 - 3QU CoRE ¦ 2QU LoRE | Seismic - Red Flag Warning - Catastrophic Fires | 2022 | 3.6068e-12 | 1.8034e-12 | 4.6373e-12 | 21083.8428 | 409.2237 | 13469.0878 | 7205.5313 | 0 | 0 | 0 | 3.0044e-09 |  | 7.6045e-08 | 0 | 7.6045e-08 | 3.8023e-08 | 0 | 3.8023e-08 | 9.7772e-08 | 0 | 9.7772e-08 | [16 empty] | 7.3.1.3 Ignition probability mapping showing the probability of ignition along the electric lines and equipmentWLDFRAggregatedAggregated | WLDFR | HFTD - Distribution - Tier 3 - 3QU CoRE ¦ 3QU LoRE | Non-Red Flag Warning - Large Fires | Aggregated | Aggregated | 2024 | 2.0991e-05 | 0 | 206.7005 | 0.0043389 | 2024 | Mitigation | 0.08575 | 30 | 0 | esc | 0.0012005 | 2.52e-08 | 0.00060025 | 1.26e-08 | 0.0015435 | 3.24e-08
[79 empty] | WLDFR | HFTD - Distribution - Tier 3 - 3QU CoRE ¦ 2QU LoRE | Seismic - Red Flag Warning - Catastrophic Fires | 2023 | 3.6068e-12 | 1.8034e-12 | 4.6373e-12 | 21835.9781 | 428.6023 | 13939.561 | 7467.8148 | 0 | 0 | 0 | 3.0044e-09 |  | 7.8758e-08 | 0 | 7.8758e-08 | 3.9379e-08 | 0 | 3.9379e-08 | 1.0126e-07 | 0 | 1.0126e-07 | [16 empty] | 7.3.1.3 Ignition probability mapping showing the probability of ignition along the electric lines and equipmentWLDFRAggregatedAggregated | WLDFR | HFTD - Distribution - Tier 3 - 3QU CoRE ¦ 3QU LoRE | Non-Red Flag Warning - Large Fires | Aggregated | Aggregated | 2025 | 2.0991e-05 | 0 | 206.7005 | 0.0043389 | 2025 | Mitigation | 0.08575 | 30 | 0 | esc | 0.0012005 | 2.52e-08 | 0.00060025 | 1.26e-08 | 0.0015435 | 3.24e-08
[79 empty] | WLDFR | HFTD - Distribution - Tier 3 - 3QU CoRE ¦ 2QU LoRE | Seismic - Red Flag Warning - Catastrophic Fires | 2024 | 3.6068e-12 | 1.8034e-12 | 4.6373e-12 | 21835.9781 | 428.6023 | 13939.561 | 7467.8148 | 0 | 0 | 0 | 3.0044e-09 |  | 7.8758e-08 | 0 | 7.8758e-08 | 3.9379e-08 | 0 | 3.9379e-08 | 1.0126e-07 | 0 | 1.0126e-07 | [16 empty] | 7.3.1.3 Ignition probability mapping showing the probability of ignition along the electric lines and equipmentWLDFRAggregatedAggregated | WLDFR | HFTD - Distribution - Tier 3 - 3QU CoRE ¦ 3QU LoRE | Non-Red Flag Warning - Large Fires | Aggregated | Aggregated | 2026 | 2.0991e-05 | 0 | 206.7005 | 0.0043389 | 2026 | Mitigation | 0.08575 | 30 | 0 | esc | 0.0012005 | 2.52e-08 | 0.00060025 | 1.26e-08 | 0.0015435 | 3.24e-08
[79 empty] | WLDFR | HFTD - Distribution - Tier 3 - 3QU CoRE ¦ 2QU LoRE | Seismic - Red Flag Warning - Catastrophic Fires | 2025 | 3.6068e-12 | 1.8034e-12 | 4.6373e-12 | 21835.9781 | 428.6023 | 13939.561 | 7467.8148 | 0 | 0 | 0 | 3.0044e-09 |  | 7.8758e-08 | 0 | 7.8758e-08 | 3.9379e-08 | 0 | 3.9379e-08 | 1.0126e-07 | 0 | 1.0126e-07 | [16 empty] | 7.3.1.3 Ignition probability mapping showing the probability of ignition along the electric lines and equipmentWLDFRAggregatedAggregated | WLDFR | HFTD - Distribution - Tier 3 - 3QU CoRE ¦ 3QU LoRE | Non-Red Flag Warning - Large Fires | Aggregated | Aggregated | 2027 | 2.0991e-05 | 0 | 206.7005 | 0.0043389 | 2027 | Mitigation | 0.08575 | 30 | 0 | esc | 0.0012005 | 2.52e-08 | 0.00060025 | 1.26e-08 | 0.0015435 | 3.24e-08
[79 empty] | WLDFR | HFTD - Distribution - Tier 3 - 3QU CoRE ¦ 2QU LoRE | Seismic - Red Flag Warning - Catastrophic Fires | 2026 | 3.6068e-12 | 1.8034e-12 | 4.6373e-12 | 21835.9781 | 428.6023 | 13939.561 | 7467.8148 | 0 | 0 | 0 | 3.0044e-09 |  | 7.8758e-08 | 0 | 7.8758e-08 | 3.9379e-08 | 0 | 3.9379e-08 | 1.0126e-07 | 0 | 1.0126e-07 | [16 empty] | 7.3.1.3 Ignition probability mapping showing the probability of ignition along the electric lines and equipmentWLDFRAggregatedAggregated | WLDFR | HFTD - Distribution - Tier 3 - 3QU CoRE ¦ 3QU LoRE | Non-Red Flag Warning - Large Fires | Aggregated | Aggregated | 2028 | 2.0991e-05 | 0 | 206.7005 | 0.0043389 | 2028 | Mitigation | 0.08575 | 30 | 0 | esc | 0.0012005 | 2.52e-08 | 0.00060025 | 1.26e-08 | 0.0015435 | 3.24e-08
[79 empty] | WLDFR | HFTD - Distribution - Tier 3 - 3QU CoRE ¦ 2QU LoRE | Seismic - Red Flag Warning - Catastrophic Fires | 2027 | 3.6068e-12 | 1.8034e-12 | 4.6373e-12 | 21835.9781 | 428.6023 | 13939.561 | 7467.8148 | 0 | 0 | 0 | 3.0044e-09 |  | 7.8758e-08 | 0 | 7.8758e-08 | 3.9379e-08 | 0 | 3.9379e-08 | 1.0126e-07 | 0 | 1.0126e-07 | [16 empty] | 7.3.1.3 Ignition probability mapping showing the probability of ignition along the electric lines and equipmentWLDFRAggregatedAggregated | WLDFR | HFTD - Distribution - Tier 3 - 3QU CoRE ¦ 3QU LoRE | Non-Red Flag Warning - Large Fires | Aggregated | Aggregated | 2029 | 2.0991e-05 | 0 | 206.7005 | 0.0043389 | 2029 | Mitigation | 0.08575 | 30 | 0 | esc | 0.0012005 | 2.52e-08 | 0.00060025 | 1.26e-08 | 0.0015435 | 3.24e-08
[79 empty] | WLDFR | HFTD - Distribution - Tier 3 - 3QU CoRE ¦ 2QU LoRE | Seismic - Red Flag Warning - Catastrophic Fires | 2028 | 3.6068e-12 | 1.8034e-12 | 4.6373e-12 | 22783.187 | 453.261 | 14531.3357 | 7798.5904 | 0 | 0 | 0 | 3.0044e-09 |  | 8.2174e-08 | 0 | 8.2174e-08 | 4.1087e-08 | 0 | 4.1087e-08 | 1.0565e-07 | 0 | 1.0565e-07 | [16 empty] | 7.3.1.3 Ignition probability mapping showing the probability of ignition along the electric lines and equipmentWLDFRAggregatedAggregated | WLDFR | HFTD - Distribution - Tier 3 - 3QU CoRE ¦ 3QU LoRE | Non-Red Flag Warning - Large Fires | Aggregated | Aggregated | 2030 | 2.0991e-05 | 0 | 206.7005 | 0.0043389 | 2030 | Mitigation | 0.08575 | 30 | 0 | esc | 0.0012005 | 2.52e-08 | 0.00060025 | 1.26e-08 | 0.0015435 | 3.24e-08
[79 empty] | WLDFR | HFTD - Distribution - Tier 3 - 3QU CoRE ¦ 2QU LoRE | Seismic - Red Flag Warning - Catastrophic Fires | 2029 | 3.6068e-12 | 1.8034e-12 | 4.6373e-12 | 22783.187 | 453.261 | 14531.3357 | 7798.5904 | 0 | 0 | 0 | 3.0044e-09 |  | 8.2174e-08 | 0 | 8.2174e-08 | 4.1087e-08 | 0 | 4.1087e-08 | 1.0565e-07 | 0 | 1.0565e-07 | [16 empty] | 7.3.1.3 Ignition probability mapping showing the probability of ignition along the electric lines and equipmentWLDFRAggregatedAggregated | WLDFR | HFTD - Distribution - Tier 3 - 3QU CoRE ¦ 3QU LoRE | Non-Red Flag Warning - Large Fires | Aggregated | Aggregated | 2031 | 2.0991e-05 | 0 | 206.7005 | 0.0043389 | 2031 | Mitigation | 0.08575 | 30 | 0 | esc | 0.0012005 | 2.52e-08 | 0.00060025 | 1.26e-08 | 0.0015435 | 3.24e-08
[79 empty] | WLDFR | HFTD - Distribution - Tier 3 - 3QU CoRE ¦ 2QU LoRE | Seismic - Red Flag Warning - Catastrophic Fires | 2030 | 3.6068e-12 | 1.8034e-12 | 4.6373e-12 | 22783.187 | 453.261 | 14531.3357 | 7798.5904 | 0 | 0 | 0 | 3.0044e-09 |  | 8.2174e-08 | 0 | 8.2174e-08 | 4.1087e-08 | 0 | 4.1087e-08 | 1.0565e-07 | 0 | 1.0565e-07 | [16 empty] | 7.3.1.3 Ignition probability mapping showing the probability of ignition along the electric lines and equipmentWLDFRAggregatedAggregated | WLDFR | HFTD - Distribution - Tier 3 - 3QU CoRE ¦ 3QU LoRE | Non-Red Flag Warning - Large Fires | Aggregated | Aggregated | 2032 | 2.0991e-05 | 0 | 206.7005 | 0.0043389 | 2032 | Mitigation | 0.08575 | 30 | 0 | esc | 0.0012005 | 2.52e-08 | 0.00060025 | 1.26e-08 | 0.0015435 | 3.24e-08
[79 empty] | WLDFR | HFTD - Distribution - Tier 3 - 3QU CoRE ¦ 2QU LoRE | Seismic - Red Flag Warning - Catastrophic Fires | 2031 | 3.6068e-12 | 1.8034e-12 | 4.6373e-12 | 22783.187 | 453.261 | 14531.3357 | 7798.5904 | 0 | 0 | 0 | 3.0044e-09 |  | 8.2174e-08 | 0 | 8.2174e-08 | 4.1087e-08 | 0 | 4.1087e-08 | 1.0565e-07 | 0 | 1.0565e-07 | [16 empty] | 7.3.1.3 Ignition probability mapping showing the probability of ignition along the electric lines and equipmentWLDFRAggregatedAggregated | WLDFR | HFTD - Distribution - Tier 3 - 3QU CoRE ¦ 3QU LoRE | Non-Red Flag Warning - Large Fires | Aggregated | Aggregated | 2033 | 2.0991e-05 | 0 | 206.7005 | 0.0043389 | 2033 | Mitigation | 0.08575 | 30 | 0 | esc | 0.0012005 | 2.52e-08 | 0.00060025 | 1.26e-08 | 0.0015435 | 3.24e-08
[79 empty] | WLDFR | HFTD - Distribution - Tier 3 - 3QU CoRE ¦ 2QU LoRE | Seismic - Red Flag Warning - Catastrophic Fires | 2032 | 3.6068e-12 | 1.8034e-12 | 4.6373e-12 | 22783.187 | 453.261 | 14531.3357 | 7798.5904 | 0 | 0 | 0 | 3.0044e-09 |  | 8.2174e-08 | 0 | 8.2174e-08 | 4.1087e-08 | 0 | 4.1087e-08 | 1.0565e-07 | 0 | 1.0565e-07 | [16 empty] | 7.3.1.3 Ignition probability mapping showing the probability of ignition along the electric lines and equipmentWLDFRAggregatedAggregated | WLDFR | HFTD - Distribution - Tier 3 - 3QU CoRE ¦ 3QU LoRE | Non-Red Flag Warning - Large Fires | Aggregated | Aggregated | 2034 | 2.0991e-05 | 0 | 206.7005 | 0.0043389 | 2034 | Mitigation | 0.08575 | 30 | 0 | esc | 0.0012005 | 2.52e-08 | 0.00060025 | 1.26e-08 | 0.0015435 | 3.24e-08
[79 empty] | WLDFR | HFTD - Distribution - Tier 3 - 3QU CoRE ¦ 2QU LoRE | Seismic - Red Flag Warning - Catastrophic Fires | 2033 | 3.6068e-12 | 1.8034e-12 | 4.6373e-12 | 23835.2641 | 480.9649 | 15187.7294 | 8166.5698 | 0 | 0 | 0 | 3.0044e-09 |  | 8.5969e-08 | 0 | 8.5969e-08 | 4.2985e-08 | 0 | 4.2985e-08 | 1.1053e-07 | 0 | 1.1053e-07 | [16 empty] | 7.3.1.3 Ignition probability mapping showing the probability of ignition along the electric lines and equipmentWLDFRAggregatedAggregated | WLDFR | HFTD - Distribution - Tier 3 - 3QU CoRE ¦ 3QU LoRE | Non-Red Flag Warning - Large Fires | Aggregated | Aggregated | 2035 | 2.0991e-05 | 0 | 206.7005 | 0.0043389 | 2035 | Mitigation | 0.08575 | 30 | 0 | esc | 0.0012005 | 2.52e-08 | 0.00060025 | 1.26e-08 | 0.0015435 | 3.24e-08
[79 empty] | WLDFR | HFTD - Distribution - Tier 3 - 3QU CoRE ¦ 2QU LoRE | Seismic - Red Flag Warning - Catastrophic Fires | 2034 | 3.6068e-12 | 1.8034e-12 | 4.6373e-12 | 23835.2641 | 480.9649 | 15187.7294 | 8166.5698 | 0 | 0 | 0 | 3.0044e-09 |  | 8.5969e-08 | 0 | 8.5969e-08 | 4.2985e-08 | 0 | 4.2985e-08 | 1.1053e-07 | 0 | 1.1053e-07 | [16 empty] | 7.3.1.3 Ignition probability mapping showing the probability of ignition along the electric lines and equipmentWLDFRAggregatedAggregated | WLDFR | HFTD - Distribution - Tier 3 - 3QU CoRE ¦ 3QU LoRE | Non-Red Flag Warning - Large Fires | Aggregated | Aggregated | 2036 | 2.0991e-05 | 0 | 206.7005 | 0.0043389 | 2036 | Mitigation | 0.08575 | 30 | 0 | esc | 0.0012005 | 2.52e-08 | 0.00060025 | 1.26e-08 | 0.0015435 | 3.24e-08
[79 empty] | WLDFR | HFTD - Distribution - Tier 3 - 3QU CoRE ¦ 2QU LoRE | Seismic - Red Flag Warning - Catastrophic Fires | 2035 | 3.6068e-12 | 1.8034e-12 | 4.6373e-12 | 23835.2641 | 480.9649 | 15187.7294 | 8166.5698 | 0 | 0 | 0 | 3.0044e-09 |  | 8.5969e-08 | 0 | 8.5969e-08 | 4.2985e-08 | 0 | 4.2985e-08 | 1.1053e-07 | 0 | 1.1053e-07 | [16 empty] | 7.3.1.3 Ignition probability mapping showing the probability of ignition along the electric lines and equipmentWLDFRAggregatedAggregated | WLDFR | HFTD - Distribution - Tier 3 - 3QU CoRE ¦ 3QU LoRE | Non-Red Flag Warning - Large Fires | Aggregated | Aggregated | 2037 | 2.0991e-05 | 0 | 206.7005 | 0.0043389 | 2037 | Mitigation | 0.08575 | 30 | 0 | esc | 0.0012005 | 2.52e-08 | 0.00060025 | 1.26e-08 | 0.0015435 | 3.24e-08
[79 empty] | WLDFR | HFTD - Distribution - Tier 3 - 3QU CoRE ¦ 2QU LoRE | Seismic - Red Flag Warning - Catastrophic Fires | 2036 | 3.6068e-12 | 1.8034e-12 | 4.6373e-12 | 23835.2641 | 480.9649 | 15187.7294 | 8166.5698 | 0 | 0 | 0 | 3.0044e-09 |  | 8.5969e-08 | 0 | 8.5969e-08 | 4.2985e-08 | 0 | 4.2985e-08 | 1.1053e-07 | 0 | 1.1053e-07 | [16 empty] | 7.3.1.3 Ignition probability mapping showing the probability of ignition along the electric lines and equipmentWLDFRAggregatedAggregated | WLDFR | HFTD - Distribution - Tier 3 - 3QU CoRE ¦ 3QU LoRE | Non-Red Flag Warning - Large Fires | Aggregated | Aggregated | 2038 | 2.0991e-05 | 0 | 206.7005 | 0.0043389 | 2038 | Mitigation | 0.08575 | 30 | 0 | esc | 0.0012005 | 2.52e-08 | 0.00060025 | 1.26e-08 | 0.0015435 | 3.24e-08
[79 empty] | WLDFR | HFTD - Distribution - Tier 3 - 3QU CoRE ¦ 2QU LoRE | Seismic - Red Flag Warning - Catastrophic Fires | 2037 | 3.6068e-12 | 1.8034e-12 | 4.6373e-12 | 23835.2641 | 480.9649 | 15187.7294 | 8166.5698 | 0 | 0 | 0 | 3.0044e-09 |  | 8.5969e-08 | 0 | 8.5969e-08 | 4.2985e-08 | 0 | 4.2985e-08 | 1.1053e-07 | 0 | 1.1053e-07 | [16 empty] | 7.3.1.3 Ignition probability mapping showing the probability of ignition along the electric lines and equipmentWLDFRAggregatedAggregated | WLDFR | HFTD - Distribution - Tier 3 - 3QU CoRE ¦ 3QU LoRE | Non-Red Flag Warning - Large Fires | Aggregated | Aggregated | 2039 | 2.0991e-05 | 0 | 206.7005 | 0.0043389 | 2039 | Mitigation | 0.08575 | 30 | 0 | esc | 0.0012005 | 2.52e-08 | 0.00060025 | 1.26e-08 | 0.0015435 | 3.24e-08
[79 empty] | WLDFR | HFTD - Distribution - Tier 3 - 3QU CoRE ¦ 2QU LoRE | Seismic - Red Flag Warning - Catastrophic Fires | 2038 | 3.6068e-12 | 1.8034e-12 | 4.6373e-12 | 24976.6418 | 511.3745 | 15898.8237 | 8566.4437 | 0 | 0 | 0 | 3.0044e-09 |  | 9.0086e-08 | 0 | 9.0086e-08 | 4.5043e-08 | 0 | 4.5043e-08 | 1.1582e-07 | 0 | 1.1582e-07 | [16 empty] | 7.3.1.3 Ignition probability mapping showing the probability of ignition along the electric lines and equipmentWLDFRAggregatedAggregated | WLDFR | HFTD - Distribution - Tier 3 - 3QU CoRE ¦ 3QU LoRE | Non-Red Flag Warning - Large Fires | Aggregated | Aggregated | 2040 | 2.0991e-05 | 0 | 206.7005 | 0.0043389 | 2040 | Mitigation | 0.08575 | 30 | 0 | esc | 0.0012005 | 2.52e-08 | 0.00060025 | 1.26e-08 | 0.0015435 | 3.24e-08
[79 empty] | WLDFR | HFTD - Distribution - Tier 3 - 3QU CoRE ¦ 2QU LoRE | Seismic - Red Flag Warning - Catastrophic Fires | 2039 | 3.6068e-12 | 1.8034e-12 | 4.6373e-12 | 24976.6418 | 511.3745 | 15898.8237 | 8566.4437 | 0 | 0 | 0 | 3.0044e-09 |  | 9.0086e-08 | 0 | 9.0086e-08 | 4.5043e-08 | 0 | 4.5043e-08 | 1.1582e-07 | 0 | 1.1582e-07 | [16 empty] | 7.3.1.3 Ignition probability mapping showing the probability of ignition along the electric lines and equipmentWLDFRAggregatedAggregated | WLDFR | HFTD - Distribution - Tier 3 - 3QU CoRE ¦ 3QU LoRE | Non-Red Flag Warning - Large Fires | Aggregated | Aggregated | 2041 | 2.0991e-05 | 0 | 206.7005 | 0.0043389 | 2041 | Mitigation | 0.08575 | 30 | 0 | esc | 0.0012005 | 2.52e-08 | 0.00060025 | 1.26e-08 | 0.0015435 | 3.24e-08
[79 empty] | WLDFR | HFTD - Distribution - Tier 3 - 3QU CoRE ¦ 2QU LoRE | Seismic - Red Flag Warning - Catastrophic Fires | 2040 | 3.6068e-12 | 1.8034e-12 | 4.6373e-12 | 24976.6418 | 511.3745 | 15898.8237 | 8566.4437 | 0 | 0 | 0 | 3.0044e-09 |  | 9.0086e-08 | 0 | 9.0086e-08 | 4.5043e-08 | 0 | 4.5043e-08 | 1.1582e-07 | 0 | 1.1582e-07 | [16 empty] | 7.3.1.3 Ignition probability mapping showing the probability of ignition along the electric lines and equipmentWLDFRAggregatedAggregated | WLDFR | HFTD - Distribution - Tier 3 - 3QU CoRE ¦ 3QU LoRE | Non-Red Flag Warning - Large Fires | Aggregated | Aggregated | 2042 | 2.0991e-05 | 0 | 206.7005 | 0.0043389 | 2042 | Mitigation | 0.08575 | 30 | 0 | esc | 0.0012005 | 2.52e-08 | 0.00060025 | 1.26e-08 | 0.0015435 | 3.24e-08
[79 empty] | WLDFR | HFTD - Distribution - Tier 3 - 3QU CoRE ¦ 2QU LoRE | Seismic - Red Flag Warning - Catastrophic Fires | 2041 | 3.6068e-12 | 1.8034e-12 | 4.6373e-12 | 24976.6418 | 511.3745 | 15898.8237 | 8566.4437 | 0 | 0 | 0 | 3.0044e-09 |  | 9.0086e-08 | 0 | 9.0086e-08 | 4.5043e-08 | 0 | 4.5043e-08 | 1.1582e-07 | 0 | 1.1582e-07 | [16 empty] | 7.3.1.3 Ignition probability mapping showing the probability of ignition along the electric lines and equipmentWLDFRAggregatedAggregated | WLDFR | HFTD - Distribution - Tier 3 - 3QU CoRE ¦ 3QU LoRE | Non-Red Flag Warning - Large Fires | Aggregated | Aggregated | 2043 | 2.0991e-05 | 0 | 206.7005 | 0.0043389 | 2043 | Mitigation | 0.08575 | 30 | 0 | esc | 0.0012005 | 2.52e-08 | 0.00060025 | 1.26e-08 | 0.0015435 | 3.24e-08
[79 empty] | WLDFR | HFTD - Distribution - Tier 3 - 3QU CoRE ¦ 2QU LoRE | Seismic - Red Flag Warning - Catastrophic Fires | 2042 | 3.6068e-12 | 1.8034e-12 | 4.6373e-12 | 24976.6418 | 511.3745 | 15898.8237 | 8566.4437 | 0 | 0 | 0 | 3.0044e-09 |  | 9.0086e-08 | 0 | 9.0086e-08 | 4.5043e-08 | 0 | 4.5043e-08 | 1.1582e-07 | 0 | 1.1582e-07 | [16 empty] | 7.3.1.3 Ignition probability mapping showing the probability of ignition along the electric lines and equipmentWLDFRAggregatedAggregated | WLDFR | HFTD - Distribution - Tier 3 - 3QU CoRE ¦ 3QU LoRE | Non-Red Flag Warning - Large Fires | Aggregated | Aggregated | 2044 | 2.0991e-05 | 0 | 206.7005 | 0.0043389 | 2044 | Mitigation | 0.08575 | 30 | 0 | esc | 0.0012005 | 2.52e-08 | 0.00060025 | 1.26e-08 | 0.0015435 | 3.24e-08
[79 empty] | WLDFR | HFTD - Distribution - Tier 3 - 3QU CoRE ¦ 2QU LoRE | Seismic - Red Flag Warning - Catastrophic Fires | 2043 | 3.6068e-12 | 1.8034e-12 | 4.6373e-12 | 26191.7278 | 544.1291 | 16654.7414 | 8992.8573 | 0 | 0 | 0 | 3.0044e-09 |  | 9.4468e-08 | 0 | 9.4468e-08 | 4.7234e-08 | 0 | 4.7234e-08 | 1.2146e-07 | 0 | 1.2146e-07 | [16 empty] | 7.3.1.3 Ignition probability mapping showing the probability of ignition along the electric lines and equipmentWLDFRAggregatedAggregated | WLDFR | HFTD - Distribution - Tier 3 - 3QU CoRE ¦ 3QU LoRE | Non-Red Flag Warning - Large Fires | Aggregated | Aggregated | 2045 | 2.0991e-05 | 0 | 206.7005 | 0.0043389 | 2045 | Mitigation | 0.08575 | 30 | 0 | esc | 0.0012005 | 2.52e-08 | 0.00060025 | 1.26e-08 | 0.0015435 | 3.24e-08
[79 empty] | WLDFR | HFTD - Distribution - Tier 3 - 3QU CoRE ¦ 2QU LoRE | Seismic - Red Flag Warning - Catastrophic Fires | 2044 | 3.6068e-12 | 1.8034e-12 | 4.6373e-12 | 26191.7278 | 544.1291 | 16654.7414 | 8992.8573 | 0 | 0 | 0 | 3.0044e-09 |  | 9.4468e-08 | 0 | 9.4468e-08 | 4.7234e-08 | 0 | 4.7234e-08 | 1.2146e-07 | 0 | 1.2146e-07 | [16 empty] | 7.3.1.3 Ignition probability mapping showing the probability of ignition along the electric lines and equipmentWLDFRAggregatedAggregated | WLDFR | HFTD - Distribution - Tier 3 - 3QU CoRE ¦ 3QU LoRE | Non-Red Flag Warning - Large Fires | Aggregated | Aggregated | 2046 | 2.0991e-05 | 0 | 206.7005 | 0.0043389 | 2046 | Mitigation | 0.08575 | 30 | 0 | esc | 0.0012005 | 2.52e-08 | 0.00060025 | 1.26e-08 | 0.0015435 | 3.24e-08
[79 empty] | WLDFR | HFTD - Distribution - Tier 3 - 3QU CoRE ¦ 2QU LoRE | Seismic - Red Flag Warning - Catastrophic Fires | 2045 | 3.6068e-12 | 1.8034e-12 | 4.6373e-12 | 26191.7278 | 544.1291 | 16654.7414 | 8992.8573 | 0 | 0 | 0 | 3.0044e-09 |  | 9.4468e-08 | 0 | 9.4468e-08 | 4.7234e-08 | 0 | 4.7234e-08 | 1.2146e-07 | 0 | 1.2146e-07 | [16 empty] | 7.3.1.3 Ignition probability mapping showing the probability of ignition along the electric lines and equipmentWLDFRAggregatedAggregated | WLDFR | HFTD - Distribution - Tier 3 - 3QU CoRE ¦ 3QU LoRE | Non-Red Flag Warning - Large Fires | Aggregated | Aggregated | 2047 | 2.0991e-05 | 0 | 206.7005 | 0.0043389 | 2047 | Mitigation | 0.08575 | 30 | 0 | esc | 0.0012005 | 2.52e-08 | 0.00060025 | 1.26e-08 | 0.0015435 | 3.24e-08
[79 empty] | WLDFR | HFTD - Distribution - Tier 3 - 3QU CoRE ¦ 2QU LoRE | Seismic - Red Flag Warning - Catastrophic Fires | 2046 | 3.6068e-12 | 1.8034e-12 | 4.6373e-12 | 26191.7278 | 544.1291 | 16654.7414 | 8992.8573 | 0 | 0 | 0 | 3.0044e-09 |  | 9.4468e-08 | 0 | 9.4468e-08 | 4.7234e-08 | 0 | 4.7234e-08 | 1.2146e-07 | 0 | 1.2146e-07 | [16 empty] | 7.3.1.3 Ignition probability mapping showing the probability of ignition along the electric lines and equipmentWLDFRAggregatedAggregated | WLDFR | HFTD - Distribution - Tier 3 - 3QU CoRE ¦ 3QU LoRE | Non-Red Flag Warning - Large Fires | Aggregated | Aggregated | 2048 | 2.0991e-05 | 0 | 206.7005 | 0.0043389 | 2048 | Mitigation | 0.08575 | 30 | 0 | esc | 0.0012005 | 2.52e-08 | 0.00060025 | 1.26e-08 | 0.0015435 | 3.24e-08
[79 empty] | WLDFR | HFTD - Distribution - Tier 3 - 3QU CoRE ¦ 2QU LoRE | Seismic - Red Flag Warning - Catastrophic Fires | 2047 | 3.6068e-12 | 1.8034e-12 | 4.6373e-12 | 26191.7278 | 544.1291 | 16654.7414 | 8992.8573 | 0 | 0 | 0 | 3.0044e-09 |  | 9.4468e-08 | 0 | 9.4468e-08 | 4.7234e-08 | 0 | 4.7234e-08 | 1.2146e-07 | 0 | 1.2146e-07 | [16 empty] | 7.3.1.3 Ignition probability mapping showing the probability of ignition along the electric lines and equipmentWLDFRAggregatedAggregated | WLDFR | HFTD - Distribution - Tier 3 - 3QU CoRE ¦ 3QU LoRE | Non-Red Flag Warning - Large Fires | Aggregated | Aggregated | 2049 | 2.0991e-05 | 0 | 206.7005 | 0.0043389 | 2049 | Mitigation | 0.08575 | 30 | 0 | esc | 0.0012005 | 2.52e-08 | 0.00060025 | 1.26e-08 | 0.0015435 | 3.24e-08
[79 empty] | WLDFR | HFTD - Distribution - Tier 3 - 3QU CoRE ¦ 2QU LoRE | Seismic - Red Flag Warning - Catastrophic Fires | 2048 | 3.6068e-12 | 1.8034e-12 | 4.6373e-12 | 27464.7227 | 578.8407 | 17445.538 | 9440.3441 | 0 | 0 | 0 | 3.0044e-09 |  | 9.906e-08 | 0 | 9.906e-08 | 4.953e-08 | 0 | 4.953e-08 | 1.2736e-07 | 0 | 1.2736e-07 | [16 empty] | 7.3.1.3 Ignition probability mapping showing the probability of ignition along the electric lines and equipmentWLDFRAggregatedAggregated | WLDFR | HFTD - Distribution - Tier 3 - 3QU CoRE ¦ 3QU LoRE | Non-Red Flag Warning - Large Fires | Aggregated | Aggregated | 2050 | 2.0991e-05 | 0 | 206.7005 | 0.0043389 | 2050 | Mitigation | 0.08575 | 30 | 0 | esc | 0 | 0 | 0.00060025 | 1.26e-08 | 0.0015435 | 3.24e-08
[79 empty] | WLDFR | HFTD - Distribution - Tier 3 - 3QU CoRE ¦ 2QU LoRE | Seismic - Red Flag Warning - Catastrophic Fires | 2049 | 3.6068e-12 | 1.8034e-12 | 4.6373e-12 | 27464.7227 | 578.8407 | 17445.538 | 9440.3441 | 0 | 0 | 0 | 3.0044e-09 |  | 9.906e-08 | 0 | 9.906e-08 | 4.953e-08 | 0 | 4.953e-08 | 1.2736e-07 | 0 | 1.2736e-07 | [16 empty] | 7.3.1.3 Ignition probability mapping showing the probability of ignition along the electric lines and equipmentWLDFRAggregatedAggregated | WLDFR | HFTD - Distribution - Tier 3 - 3QU CoRE ¦ 3QU LoRE | Non-Red Flag Warning - Large Fires | Aggregated | Aggregated | 2051 | 2.0991e-05 | 0 | 206.7005 | 0.0043389 | 2051 | Mitigation | 0.08575 | 30 | 0 | esc | 0 | 0 | 0 | 0 | 0.0015435 | 3.24e-08
[79 empty] | WLDFR | HFTD - Distribution - Tier 3 - 3QU CoRE ¦ 2QU LoRE | Seismic - Red Flag Warning - Catastrophic Fires | 2050 | 0 | 1.8034e-12 | 4.6373e-12 | 27464.7227 | 578.8407 | 17445.538 | 9440.3441 | 0 | 0 | 0 | 3.0044e-09 |  | 0 | 0 | 0 | 4.953e-08 | 0 | 4.953e-08 | 1.2736e-07 | 0 | 1.2736e-07 | [16 empty] | 7.3.1.3 Ignition probability mapping showing the probability of ignition along the electric lines and equipmentWLDFRAggregatedAggregated | WLDFR | HFTD - Distribution - Tier 3 - 3QU CoRE ¦ 3QU LoRE | Non-Red Flag Warning - Small Fires | Aggregated | Aggregated | 2021 | 0.0043018 | 0 | 206.7005 | 0.88918 | 2021 | Mitigation | 0.08575 | 30 | 0 | esc | 0.0012005 | 5.1643e-06 | 0.00060025 | 2.5821e-06 | 0 | 0
[79 empty] | WLDFR | HFTD - Distribution - Tier 3 - 3QU CoRE ¦ 2QU LoRE | Seismic - Red Flag Warning - Catastrophic Fires | 2051 | 0 | 0 | 4.6373e-12 | 27464.7227 | 578.8407 | 17445.538 | 9440.3441 | 0 | 0 | 0 | 3.0044e-09 |  | 0 | 0 | 0 | 0 | 0 | 0 | 1.2736e-07 | 0 | 1.2736e-07 | [16 empty] | 7.3.1.3 Ignition probability mapping showing the probability of ignition along the electric lines and equipmentWLDFRAggregatedAggregated | WLDFR | HFTD - Distribution - Tier 3 - 3QU CoRE ¦ 3QU LoRE | Non-Red Flag Warning - Small Fires | Aggregated | Aggregated | 2022 | 0.0043018 | 0 | 206.7005 | 0.88918 | 2022 | Mitigation | 0.08575 | 30 | 0 | esc | 0.0012005 | 5.1643e-06 | 0.00060025 | 2.5821e-06 | 0.0015435 | 6.6398e-06
[79 empty] | WLDFR | HFTD - Distribution - Tier 3 - 3QU CoRE ¦ 3QU LoRE | Non-Red Flag Warning - Catastrophic Fires | 2020 | 1.1566e-09 | 0 | 0 | 14146.1306 | 222.2294 | 8585.7228 | 5338.1784 | 0 | 0 | 0 | 9.6341e-07 |  | 1.6361e-05 | 0 | 1.6361e-05 | 0 | 0 | 0 | 0 | 0 | 0 | [16 empty] | 7.3.1.3 Ignition probability mapping showing the probability of ignition along the electric lines and equipmentWLDFRAggregatedAggregated | WLDFR | HFTD - Distribution - Tier 3 - 3QU CoRE ¦ 3QU LoRE | Non-Red Flag Warning - Small Fires | Aggregated | Aggregated | 2023 | 0.0043018 | 0 | 206.7005 | 0.88918 | 2023 | Mitigation | 0.08575 | 30 | 0 | esc | 0.0012005 | 5.1643e-06 | 0.00060025 | 2.5821e-06 | 0.0015435 | 6.6398e-06
[79 empty] | WLDFR | HFTD - Distribution - Tier 3 - 3QU CoRE ¦ 3QU LoRE | Non-Red Flag Warning - Catastrophic Fires | 2021 | 1.1566e-09 | 5.7829e-10 | 0 | 14146.1306 | 222.2294 | 8585.7228 | 5338.1784 | 0 | 0 | 0 | 9.6341e-07 |  | 1.6361e-05 | 0 | 1.6361e-05 | 8.1805e-06 | 0 | 8.1805e-06 | 0 | 0 | 0 | [16 empty] | 7.3.1.3 Ignition probability mapping showing the probability of ignition along the electric lines and equipmentWLDFRAggregatedAggregated | WLDFR | HFTD - Distribution - Tier 3 - 3QU CoRE ¦ 3QU LoRE | Non-Red Flag Warning - Small Fires | Aggregated | Aggregated | 2024 | 0.0043018 | 0 | 206.7005 | 0.88918 | 2024 | Mitigation | 0.08575 | 30 | 0 | esc | 0.0012005 | 5.1643e-06 | 0.00060025 | 2.5821e-06 | 0.0015435 | 6.6398e-06
[79 empty] | WLDFR | HFTD - Distribution - Tier 3 - 3QU CoRE ¦ 3QU LoRE | Non-Red Flag Warning - Catastrophic Fires | 2022 | 1.1566e-09 | 5.7829e-10 | 1.487e-09 | 14146.1306 | 222.2294 | 8585.7228 | 5338.1784 | 0 | 0 | 0 | 9.6341e-07 |  | 1.6361e-05 | 0 | 1.6361e-05 | 8.1805e-06 | 0 | 8.1805e-06 | 2.1036e-05 | 0 | 2.1036e-05 | [16 empty] | 7.3.1.3 Ignition probability mapping showing the probability of ignition along the electric lines and equipmentWLDFRAggregatedAggregated | WLDFR | HFTD - Distribution - Tier 3 - 3QU CoRE ¦ 3QU LoRE | Non-Red Flag Warning - Small Fires | Aggregated | Aggregated | 2025 | 0.0043018 | 0 | 206.7005 | 0.88918 | 2025 | Mitigation | 0.08575 | 30 | 0 | esc | 0.0012005 | 5.1643e-06 | 0.00060025 | 2.5821e-06 | 0.0015435 | 6.6398e-06
[79 empty] | WLDFR | HFTD - Distribution - Tier 3 - 3QU CoRE ¦ 3QU LoRE | Non-Red Flag Warning - Catastrophic Fires | 2023 | 1.1566e-09 | 5.7829e-10 | 1.487e-09 | 14664.6376 | 233.2301 | 8896.516 | 5534.8915 | 0 | 0 | 0 | 9.6341e-07 |  | 1.6961e-05 | 0 | 1.6961e-05 | 8.4804e-06 | 0 | 8.4804e-06 | 2.1807e-05 | 0 | 2.1807e-05 | [16 empty] | 7.3.1.3 Ignition probability mapping showing the probability of ignition along the electric lines and equipmentWLDFRAggregatedAggregated | WLDFR | HFTD - Distribution - Tier 3 - 3QU CoRE ¦ 3QU LoRE | Non-Red Flag Warning - Small Fires | Aggregated | Aggregated | 2026 | 0.0043018 | 0 | 206.7005 | 0.88918 | 2026 | Mitigation | 0.08575 | 30 | 0 | esc | 0.0012005 | 5.1643e-06 | 0.00060025 | 2.5821e-06 | 0.0015435 | 6.6398e-06
[79 empty] | WLDFR | HFTD - Distribution - Tier 3 - 3QU CoRE ¦ 3QU LoRE | Non-Red Flag Warning - Catastrophic Fires | 2024 | 1.1566e-09 | 5.7829e-10 | 1.487e-09 | 14664.6376 | 233.2301 | 8896.516 | 5534.8915 | 0 | 0 | 0 | 9.6341e-07 |  | 1.6961e-05 | 0 | 1.6961e-05 | 8.4804e-06 | 0 | 8.4804e-06 | 2.1807e-05 | 0 | 2.1807e-05 | [16 empty] | 7.3.1.3 Ignition probability mapping showing the probability of ignition along the electric lines and equipmentWLDFRAggregatedAggregated | WLDFR | HFTD - Distribution - Tier 3 - 3QU CoRE ¦ 3QU LoRE | Non-Red Flag Warning - Small Fires | Aggregated | Aggregated | 2027 | 0.0043018 | 0 | 206.7005 | 0.88918 | 2027 | Mitigation | 0.08575 | 30 | 0 | esc | 0.0012005 | 5.1643e-06 | 0.00060025 | 2.5821e-06 | 0.0015435 | 6.6398e-06
[79 empty] | WLDFR | HFTD - Distribution - Tier 3 - 3QU CoRE ¦ 3QU LoRE | Non-Red Flag Warning - Catastrophic Fires | 2025 | 1.1566e-09 | 5.7829e-10 | 1.487e-09 | 14664.6376 | 233.2301 | 8896.516 | 5534.8915 | 0 | 0 | 0 | 9.6341e-07 |  | 1.6961e-05 | 0 | 1.6961e-05 | 8.4804e-06 | 0 | 8.4804e-06 | 2.1807e-05 | 0 | 2.1807e-05 | [16 empty] | 7.3.1.3 Ignition probability mapping showing the probability of ignition along the electric lines and equipmentWLDFRAggregatedAggregated | WLDFR | HFTD - Distribution - Tier 3 - 3QU CoRE ¦ 3QU LoRE | Non-Red Flag Warning - Small Fires | Aggregated | Aggregated | 2028 | 0.0043018 | 0 | 206.7005 | 0.88918 | 2028 | Mitigation | 0.08575 | 30 | 0 | esc | 0.0012005 | 5.1643e-06 | 0.00060025 | 2.5821e-06 | 0.0015435 | 6.6398e-06
[79 empty] | WLDFR | HFTD - Distribution - Tier 3 - 3QU CoRE ¦ 3QU LoRE | Non-Red Flag Warning - Catastrophic Fires | 2026 | 1.1566e-09 | 5.7829e-10 | 1.487e-09 | 14664.6376 | 233.2301 | 8896.516 | 5534.8915 | 0 | 0 | 0 | 9.6341e-07 |  | 1.6961e-05 | 0 | 1.6961e-05 | 8.4804e-06 | 0 | 8.4804e-06 | 2.1807e-05 | 0 | 2.1807e-05 | [16 empty] | 7.3.1.3 Ignition probability mapping showing the probability of ignition along the electric lines and equipmentWLDFRAggregatedAggregated | WLDFR | HFTD - Distribution - Tier 3 - 3QU CoRE ¦ 3QU LoRE | Non-Red Flag Warning - Small Fires | Aggregated | Aggregated | 2029 | 0.0043018 | 0 | 206.7005 | 0.88918 | 2029 | Mitigation | 0.08575 | 30 | 0 | esc | 0.0012005 | 5.1643e-06 | 0.00060025 | 2.5821e-06 | 0.0015435 | 6.6398e-06
[79 empty] | WLDFR | HFTD - Distribution - Tier 3 - 3QU CoRE ¦ 3QU LoRE | Non-Red Flag Warning - Catastrophic Fires | 2027 | 1.1566e-09 | 5.7829e-10 | 1.487e-09 | 14664.6376 | 233.2301 | 8896.516 | 5534.8915 | 0 | 0 | 0 | 9.6341e-07 |  | 1.6961e-05 | 0 | 1.6961e-05 | 8.4804e-06 | 0 | 8.4804e-06 | 2.1807e-05 | 0 | 2.1807e-05 | [16 empty] | 7.3.1.3 Ignition probability mapping showing the probability of ignition along the electric lines and equipmentWLDFRAggregatedAggregated | WLDFR | HFTD - Distribution - Tier 3 - 3QU CoRE ¦ 3QU LoRE | Non-Red Flag Warning - Small Fires | Aggregated | Aggregated | 2030 | 0.0043018 | 0 | 206.7005 | 0.88918 | 2030 | Mitigation | 0.08575 | 30 | 0 | esc | 0.0012005 | 5.1643e-06 | 0.00060025 | 2.5821e-06 | 0.0015435 | 6.6398e-06
[79 empty] | WLDFR | HFTD - Distribution - Tier 3 - 3QU CoRE ¦ 3QU LoRE | Non-Red Flag Warning - Catastrophic Fires | 2028 | 1.1566e-09 | 5.7829e-10 | 1.487e-09 | 15317.9909 | 247.273 | 9287.6491 | 5783.0689 | 0 | 0 | 0 | 9.6341e-07 |  | 1.7716e-05 | 0 | 1.7716e-05 | 8.8582e-06 | 0 | 8.8582e-06 | 2.2778e-05 | 0 | 2.2778e-05 | [16 empty] | 7.3.1.3 Ignition probability mapping showing the probability of ignition along the electric lines and equipmentWLDFRAggregatedAggregated | WLDFR | HFTD - Distribution - Tier 3 - 3QU CoRE ¦ 3QU LoRE | Non-Red Flag Warning - Small Fires | Aggregated | Aggregated | 2031 | 0.0043018 | 0 | 206.7005 | 0.88918 | 2031 | Mitigation | 0.08575 | 30 | 0 | esc | 0.0012005 | 5.1643e-06 | 0.00060025 | 2.5821e-06 | 0.0015435 | 6.6398e-06
[79 empty] | WLDFR | HFTD - Distribution - Tier 3 - 3QU CoRE ¦ 3QU LoRE | Non-Red Flag Warning - Catastrophic Fires | 2029 | 1.1566e-09 | 5.7829e-10 | 1.487e-09 | 15317.9909 | 247.273 | 9287.6491 | 5783.0689 | 0 | 0 | 0 | 9.6341e-07 |  | 1.7716e-05 | 0 | 1.7716e-05 | 8.8582e-06 | 0 | 8.8582e-06 | 2.2778e-05 | 0 | 2.2778e-05 | [16 empty] | 7.3.1.3 Ignition probability mapping showing the probability of ignition along the electric lines and equipmentWLDFRAggregatedAggregated | WLDFR | HFTD - Distribution - Tier 3 - 3QU CoRE ¦ 3QU LoRE | Non-Red Flag Warning - Small Fires | Aggregated | Aggregated | 2032 | 0.0043018 | 0 | 206.7005 | 0.88918 | 2032 | Mitigation | 0.08575 | 30 | 0 | esc | 0.0012005 | 5.1643e-06 | 0.00060025 | 2.5821e-06 | 0.0015435 | 6.6398e-06
[79 empty] | WLDFR | HFTD - Distribution - Tier 3 - 3QU CoRE ¦ 3QU LoRE | Non-Red Flag Warning - Catastrophic Fires | 2030 | 1.1566e-09 | 5.7829e-10 | 1.487e-09 | 15317.9909 | 247.273 | 9287.6491 | 5783.0689 | 0 | 0 | 0 | 9.6341e-07 |  | 1.7716e-05 | 0 | 1.7716e-05 | 8.8582e-06 | 0 | 8.8582e-06 | 2.2778e-05 | 0 | 2.2778e-05 | [16 empty] | 7.3.1.3 Ignition probability mapping showing the probability of ignition along the electric lines and equipmentWLDFRAggregatedAggregated | WLDFR | HFTD - Distribution - Tier 3 - 3QU CoRE ¦ 3QU LoRE | Non-Red Flag Warning - Small Fires | Aggregated | Aggregated | 2033 | 0.0043018 | 0 | 206.7005 | 0.88918 | 2033 | Mitigation | 0.08575 | 30 | 0 | esc | 0.0012005 | 5.1643e-06 | 0.00060025 | 2.5821e-06 | 0.0015435 | 6.6398e-06
[79 empty] | WLDFR | HFTD - Distribution - Tier 3 - 3QU CoRE ¦ 3QU LoRE | Non-Red Flag Warning - Catastrophic Fires | 2031 | 1.1566e-09 | 5.7829e-10 | 1.487e-09 | 15317.9909 | 247.273 | 9287.6491 | 5783.0689 | 0 | 0 | 0 | 9.6341e-07 |  | 1.7716e-05 | 0 | 1.7716e-05 | 8.8582e-06 | 0 | 8.8582e-06 | 2.2778e-05 | 0 | 2.2778e-05 | [16 empty] | 7.3.1.3 Ignition probability mapping showing the probability of ignition along the electric lines and equipmentWLDFRAggregatedAggregated | WLDFR | HFTD - Distribution - Tier 3 - 3QU CoRE ¦ 3QU LoRE | Non-Red Flag Warning - Small Fires | Aggregated | Aggregated | 2034 | 0.0043018 | 0 | 206.7005 | 0.88918 | 2034 | Mitigation | 0.08575 | 30 | 0 | esc | 0.0012005 | 5.1643e-06 | 0.00060025 | 2.5821e-06 | 0.0015435 | 6.6398e-06
[79 empty] | WLDFR | HFTD - Distribution - Tier 3 - 3QU CoRE ¦ 3QU LoRE | Non-Red Flag Warning - Catastrophic Fires | 2032 | 1.1566e-09 | 5.7829e-10 | 1.487e-09 | 15317.9909 | 247.273 | 9287.6491 | 5783.0689 | 0 | 0 | 0 | 9.6341e-07 |  | 1.7716e-05 | 0 | 1.7716e-05 | 8.8582e-06 | 0 | 8.8582e-06 | 2.2778e-05 | 0 | 2.2778e-05 | [16 empty] | 7.3.1.3 Ignition probability mapping showing the probability of ignition along the electric lines and equipmentWLDFRAggregatedAggregated | WLDFR | HFTD - Distribution - Tier 3 - 3QU CoRE ¦ 3QU LoRE | Non-Red Flag Warning - Small Fires | Aggregated | Aggregated | 2035 | 0.0043018 | 0 | 206.7005 | 0.88918 | 2035 | Mitigation | 0.08575 | 30 | 0 | esc | 0.0012005 | 5.1643e-06 | 0.00060025 | 2.5821e-06 | 0.0015435 | 6.6398e-06
[79 empty] | WLDFR | HFTD - Distribution - Tier 3 - 3QU CoRE ¦ 3QU LoRE | Non-Red Flag Warning - Catastrophic Fires | 2033 | 1.1566e-09 | 5.7829e-10 | 1.487e-09 | 16044.1264 | 263.1074 | 9721.74 | 6059.2791 | 0 | 0 | 0 | 9.6341e-07 |  | 1.8556e-05 | 0 | 1.8556e-05 | 9.2781e-06 | 0 | 9.2781e-06 | 2.3858e-05 | 0 | 2.3858e-05 | [16 empty] | 7.3.1.3 Ignition probability mapping showing the probability of ignition along the electric lines and equipmentWLDFRAggregatedAggregated | WLDFR | HFTD - Distribution - Tier 3 - 3QU CoRE ¦ 3QU LoRE | Non-Red Flag Warning - Small Fires | Aggregated | Aggregated | 2036 | 0.0043018 | 0 | 206.7005 | 0.88918 | 2036 | Mitigation | 0.08575 | 30 | 0 | esc | 0.0012005 | 5.1643e-06 | 0.00060025 | 2.5821e-06 | 0.0015435 | 6.6398e-06
[79 empty] | WLDFR | HFTD - Distribution - Tier 3 - 3QU CoRE ¦ 3QU LoRE | Non-Red Flag Warning - Catastrophic Fires | 2034 | 1.1566e-09 | 5.7829e-10 | 1.487e-09 | 16044.1264 | 263.1074 | 9721.74 | 6059.2791 | 0 | 0 | 0 | 9.6341e-07 |  | 1.8556e-05 | 0 | 1.8556e-05 | 9.2781e-06 | 0 | 9.2781e-06 | 2.3858e-05 | 0 | 2.3858e-05 | [16 empty] | 7.3.1.3 Ignition probability mapping showing the probability of ignition along the electric lines and equipmentWLDFRAggregatedAggregated | WLDFR | HFTD - Distribution - Tier 3 - 3QU CoRE ¦ 3QU LoRE | Non-Red Flag Warning - Small Fires | Aggregated | Aggregated | 2037 | 0.0043018 | 0 | 206.7005 | 0.88918 | 2037 | Mitigation | 0.08575 | 30 | 0 | esc | 0.0012005 | 5.1643e-06 | 0.00060025 | 2.5821e-06 | 0.0015435 | 6.6398e-06
[79 empty] | WLDFR | HFTD - Distribution - Tier 3 - 3QU CoRE ¦ 3QU LoRE | Non-Red Flag Warning - Catastrophic Fires | 2035 | 1.1566e-09 | 5.7829e-10 | 1.487e-09 | 16044.1264 | 263.1074 | 9721.74 | 6059.2791 | 0 | 0 | 0 | 9.6341e-07 |  | 1.8556e-05 | 0 | 1.8556e-05 | 9.2781e-06 | 0 | 9.2781e-06 | 2.3858e-05 | 0 | 2.3858e-05 | [16 empty] | 7.3.1.3 Ignition probability mapping showing the probability of ignition along the electric lines and equipmentWLDFRAggregatedAggregated | WLDFR | HFTD - Distribution - Tier 3 - 3QU CoRE ¦ 3QU LoRE | Non-Red Flag Warning - Small Fires | Aggregated | Aggregated | 2038 | 0.0043018 | 0 | 206.7005 | 0.88918 | 2038 | Mitigation | 0.08575 | 30 | 0 | esc | 0.0012005 | 5.1643e-06 | 0.00060025 | 2.5821e-06 | 0.0015435 | 6.6398e-06
[79 empty] | WLDFR | HFTD - Distribution - Tier 3 - 3QU CoRE ¦ 3QU LoRE | Non-Red Flag Warning - Catastrophic Fires | 2036 | 1.1566e-09 | 5.7829e-10 | 1.487e-09 | 16044.1264 | 263.1074 | 9721.74 | 6059.2791 | 0 | 0 | 0 | 9.6341e-07 |  | 1.8556e-05 | 0 | 1.8556e-05 | 9.2781e-06 | 0 | 9.2781e-06 | 2.3858e-05 | 0 | 2.3858e-05 | [16 empty] | 7.3.1.3 Ignition probability mapping showing the probability of ignition along the electric lines and equipmentWLDFRAggregatedAggregated | WLDFR | HFTD - Distribution - Tier 3 - 3QU CoRE ¦ 3QU LoRE | Non-Red Flag Warning - Small Fires | Aggregated | Aggregated | 2039 | 0.0043018 | 0 | 206.7005 | 0.88918 | 2039 | Mitigation | 0.08575 | 30 | 0 | esc | 0.0012005 | 5.1643e-06 | 0.00060025 | 2.5821e-06 | 0.0015435 | 6.6398e-06
[79 empty] | WLDFR | HFTD - Distribution - Tier 3 - 3QU CoRE ¦ 3QU LoRE | Non-Red Flag Warning - Catastrophic Fires | 2037 | 1.1566e-09 | 5.7829e-10 | 1.487e-09 | 16044.1264 | 263.1074 | 9721.74 | 6059.2791 | 0 | 0 | 0 | 9.6341e-07 |  | 1.8556e-05 | 0 | 1.8556e-05 | 9.2781e-06 | 0 | 9.2781e-06 | 2.3858e-05 | 0 | 2.3858e-05 | [16 empty] | 7.3.1.3 Ignition probability mapping showing the probability of ignition along the electric lines and equipmentWLDFRAggregatedAggregated | WLDFR | HFTD - Distribution - Tier 3 - 3QU CoRE ¦ 3QU LoRE | Non-Red Flag Warning - Small Fires | Aggregated | Aggregated | 2040 | 0.0043018 | 0 | 206.7005 | 0.88918 | 2040 | Mitigation | 0.08575 | 30 | 0 | esc | 0.0012005 | 5.1643e-06 | 0.00060025 | 2.5821e-06 | 0.0015435 | 6.6398e-06
[79 empty] | WLDFR | HFTD - Distribution - Tier 3 - 3QU CoRE ¦ 3QU LoRE | Non-Red Flag Warning - Catastrophic Fires | 2038 | 1.1566e-09 | 5.7829e-10 | 1.487e-09 | 16832.3912 | 280.5544 | 10192.2718 | 6359.5651 | 0 | 0 | 0 | 9.6341e-07 |  | 1.9468e-05 | 0 | 1.9468e-05 | 9.734e-06 | 0 | 9.734e-06 | 2.503e-05 | 0 | 2.503e-05 | [16 empty] | 7.3.1.3 Ignition probability mapping showing the probability of ignition along the electric lines and equipmentWLDFRAggregatedAggregated | WLDFR | HFTD - Distribution - Tier 3 - 3QU CoRE ¦ 3QU LoRE | Non-Red Flag Warning - Small Fires | Aggregated | Aggregated | 2041 | 0.0043018 | 0 | 206.7005 | 0.88918 | 2041 | Mitigation | 0.08575 | 30 | 0 | esc | 0.0012005 | 5.1643e-06 | 0.00060025 | 2.5821e-06 | 0.0015435 | 6.6398e-06
[79 empty] | WLDFR | HFTD - Distribution - Tier 3 - 3QU CoRE ¦ 3QU LoRE | Non-Red Flag Warning - Catastrophic Fires | 2039 | 1.1566e-09 | 5.7829e-10 | 1.487e-09 | 16832.3912 | 280.5544 | 10192.2718 | 6359.5651 | 0 | 0 | 0 | 9.6341e-07 |  | 1.9468e-05 | 0 | 1.9468e-05 | 9.734e-06 | 0 | 9.734e-06 | 2.503e-05 | 0 | 2.503e-05 | [16 empty] | 7.3.1.3 Ignition probability mapping showing the probability of ignition along the electric lines and equipmentWLDFRAggregatedAggregated | WLDFR | HFTD - Distribution - Tier 3 - 3QU CoRE ¦ 3QU LoRE | Non-Red Flag Warning - Small Fires | Aggregated | Aggregated | 2042 | 0.0043018 | 0 | 206.7005 | 0.88918 | 2042 | Mitigation | 0.08575 | 30 | 0 | esc | 0.0012005 | 5.1643e-06 | 0.00060025 | 2.5821e-06 | 0.0015435 | 6.6398e-06
[79 empty] | WLDFR | HFTD - Distribution - Tier 3 - 3QU CoRE ¦ 3QU LoRE | Non-Red Flag Warning - Catastrophic Fires | 2040 | 1.1566e-09 | 5.7829e-10 | 1.487e-09 | 16832.3912 | 280.5544 | 10192.2718 | 6359.5651 | 0 | 0 | 0 | 9.6341e-07 |  | 1.9468e-05 | 0 | 1.9468e-05 | 9.734e-06 | 0 | 9.734e-06 | 2.503e-05 | 0 | 2.503e-05 | [16 empty] | 7.3.1.3 Ignition probability mapping showing the probability of ignition along the electric lines and equipmentWLDFRAggregatedAggregated | WLDFR | HFTD - Distribution - Tier 3 - 3QU CoRE ¦ 3QU LoRE | Non-Red Flag Warning - Small Fires | Aggregated | Aggregated | 2043 | 0.0043018 | 0 | 206.7005 | 0.88918 | 2043 | Mitigation | 0.08575 | 30 | 0 | esc | 0.0012005 | 5.1643e-06 | 0.00060025 | 2.5821e-06 | 0.0015435 | 6.6398e-06
[79 empty] | WLDFR | HFTD - Distribution - Tier 3 - 3QU CoRE ¦ 3QU LoRE | Non-Red Flag Warning - Catastrophic Fires | 2041 | 1.1566e-09 | 5.7829e-10 | 1.487e-09 | 16832.3912 | 280.5544 | 10192.2718 | 6359.5651 | 0 | 0 | 0 | 9.6341e-07 |  | 1.9468e-05 | 0 | 1.9468e-05 | 9.734e-06 | 0 | 9.734e-06 | 2.503e-05 | 0 | 2.503e-05 | [16 empty] | 7.3.1.3 Ignition probability mapping showing the probability of ignition along the electric lines and equipmentWLDFRAggregatedAggregated | WLDFR | HFTD - Distribution - Tier 3 - 3QU CoRE ¦ 3QU LoRE | Non-Red Flag Warning - Small Fires | Aggregated | Aggregated | 2044 | 0.0043018 | 0 | 206.7005 | 0.88918 | 2044 | Mitigation | 0.08575 | 30 | 0 | esc | 0.0012005 | 5.1643e-06 | 0.00060025 | 2.5821e-06 | 0.0015435 | 6.6398e-06
[79 empty] | WLDFR | HFTD - Distribution - Tier 3 - 3QU CoRE ¦ 3QU LoRE | Non-Red Flag Warning - Catastrophic Fires | 2042 | 1.1566e-09 | 5.7829e-10 | 1.487e-09 | 16832.3912 | 280.5544 | 10192.2718 | 6359.5651 | 0 | 0 | 0 | 9.6341e-07 |  | 1.9468e-05 | 0 | 1.9468e-05 | 9.734e-06 | 0 | 9.734e-06 | 2.503e-05 | 0 | 2.503e-05 | [16 empty] | 7.3.1.3 Ignition probability mapping showing the probability of ignition along the electric lines and equipmentWLDFRAggregatedAggregated | WLDFR | HFTD - Distribution - Tier 3 - 3QU CoRE ¦ 3QU LoRE | Non-Red Flag Warning - Small Fires | Aggregated | Aggregated | 2045 | 0.0043018 | 0 | 206.7005 | 0.88918 | 2045 | Mitigation | 0.08575 | 30 | 0 | esc | 0.0012005 | 5.1643e-06 | 0.00060025 | 2.5821e-06 | 0.0015435 | 6.6398e-06
[79 empty] | WLDFR | HFTD - Distribution - Tier 3 - 3QU CoRE ¦ 3QU LoRE | Non-Red Flag Warning - Catastrophic Fires | 2043 | 1.1566e-09 | 5.7829e-10 | 1.487e-09 | 17672.0852 | 299.42 | 10692.7362 | 6679.929 | 0 | 0 | 0 | 9.6341e-07 |  | 2.0439e-05 | 0 | 2.0439e-05 | 1.022e-05 | 0 | 1.022e-05 | 2.6279e-05 | 0 | 2.6279e-05 | [16 empty] | 7.3.1.3 Ignition probability mapping showing the probability of ignition along the electric lines and equipmentWLDFRAggregatedAggregated | WLDFR | HFTD - Distribution - Tier 3 - 3QU CoRE ¦ 3QU LoRE | Non-Red Flag Warning - Small Fires | Aggregated | Aggregated | 2046 | 0.0043018 | 0 | 206.7005 | 0.88918 | 2046 | Mitigation | 0.08575 | 30 | 0 | esc | 0.0012005 | 5.1643e-06 | 0.00060025 | 2.5821e-06 | 0.0015435 | 6.6398e-06
[79 empty] | WLDFR | HFTD - Distribution - Tier 3 - 3QU CoRE ¦ 3QU LoRE | Non-Red Flag Warning - Catastrophic Fires | 2044 | 1.1566e-09 | 5.7829e-10 | 1.487e-09 | 17672.0852 | 299.42 | 10692.7362 | 6679.929 | 0 | 0 | 0 | 9.6341e-07 |  | 2.0439e-05 | 0 | 2.0439e-05 | 1.022e-05 | 0 | 1.022e-05 | 2.6279e-05 | 0 | 2.6279e-05 | [16 empty] | 7.3.1.3 Ignition probability mapping showing the probability of ignition along the electric lines and equipmentWLDFRAggregatedAggregated | WLDFR | HFTD - Distribution - Tier 3 - 3QU CoRE ¦ 3QU LoRE | Non-Red Flag Warning - Small Fires | Aggregated | Aggregated | 2047 | 0.0043018 | 0 | 206.7005 | 0.88918 | 2047 | Mitigation | 0.08575 | 30 | 0 | esc | 0.0012005 | 5.1643e-06 | 0.00060025 | 2.5821e-06 | 0.0015435 | 6.6398e-06
[79 empty] | WLDFR | HFTD - Distribution - Tier 3 - 3QU CoRE ¦ 3QU LoRE | Non-Red Flag Warning - Catastrophic Fires | 2045 | 1.1566e-09 | 5.7829e-10 | 1.487e-09 | 17672.0852 | 299.42 | 10692.7362 | 6679.929 | 0 | 0 | 0 | 9.6341e-07 |  | 2.0439e-05 | 0 | 2.0439e-05 | 1.022e-05 | 0 | 1.022e-05 | 2.6279e-05 | 0 | 2.6279e-05 | [16 empty] | 7.3.1.3 Ignition probability mapping showing the probability of ignition along the electric lines and equipmentWLDFRAggregatedAggregated | WLDFR | HFTD - Distribution - Tier 3 - 3QU CoRE ¦ 3QU LoRE | Non-Red Flag Warning - Small Fires | Aggregated | Aggregated | 2048 | 0.0043018 | 0 | 206.7005 | 0.88918 | 2048 | Mitigation | 0.08575 | 30 | 0 | esc | 0.0012005 | 5.1643e-06 | 0.00060025 | 2.5821e-06 | 0.0015435 | 6.6398e-06
[79 empty] | WLDFR | HFTD - Distribution - Tier 3 - 3QU CoRE ¦ 3QU LoRE | Non-Red Flag Warning - Catastrophic Fires | 2046 | 1.1566e-09 | 5.7829e-10 | 1.487e-09 | 17672.0852 | 299.42 | 10692.7362 | 6679.929 | 0 | 0 | 0 | 9.6341e-07 |  | 2.0439e-05 | 0 | 2.0439e-05 | 1.022e-05 | 0 | 1.022e-05 | 2.6279e-05 | 0 | 2.6279e-05 | [16 empty] | 7.3.1.3 Ignition probability mapping showing the probability of ignition along the electric lines and equipmentWLDFRAggregatedAggregated | WLDFR | HFTD - Distribution - Tier 3 - 3QU CoRE ¦ 3QU LoRE | Non-Red Flag Warning - Small Fires | Aggregated | Aggregated | 2049 | 0.0043018 | 0 | 206.7005 | 0.88918 | 2049 | Mitigation | 0.08575 | 30 | 0 | esc | 0.0012005 | 5.1643e-06 | 0.00060025 | 2.5821e-06 | 0.0015435 | 6.6398e-06
[79 empty] | WLDFR | HFTD - Distribution - Tier 3 - 3QU CoRE ¦ 3QU LoRE | Non-Red Flag Warning - Catastrophic Fires | 2047 | 1.1566e-09 | 5.7829e-10 | 1.487e-09 | 17672.0852 | 299.42 | 10692.7362 | 6679.929 | 0 | 0 | 0 | 9.6341e-07 |  | 2.0439e-05 | 0 | 2.0439e-05 | 1.022e-05 | 0 | 1.022e-05 | 2.6279e-05 | 0 | 2.6279e-05 | [16 empty] | 7.3.1.3 Ignition probability mapping showing the probability of ignition along the electric lines and equipmentWLDFRAggregatedAggregated | WLDFR | HFTD - Distribution - Tier 3 - 3QU CoRE ¦ 3QU LoRE | Non-Red Flag Warning - Small Fires | Aggregated | Aggregated | 2050 | 0.0043018 | 0 | 206.7005 | 0.88918 | 2050 | Mitigation | 0.08575 | 30 | 0 | esc | 0 | 0 | 0.00060025 | 2.5821e-06 | 0.0015435 | 6.6398e-06
[79 empty] | WLDFR | HFTD - Distribution - Tier 3 - 3QU CoRE ¦ 3QU LoRE | Non-Red Flag Warning - Catastrophic Fires | 2048 | 1.1566e-09 | 5.7829e-10 | 1.487e-09 | 18552.3348 | 319.4911 | 11216.5626 | 7016.281 | 0 | 0 | 0 | 9.6341e-07 |  | 2.1457e-05 | 0 | 2.1457e-05 | 1.0729e-05 | 0 | 1.0729e-05 | 2.7588e-05 | 0 | 2.7588e-05 | [16 empty] | 7.3.1.3 Ignition probability mapping showing the probability of ignition along the electric lines and equipmentWLDFRAggregatedAggregated | WLDFR | HFTD - Distribution - Tier 3 - 3QU CoRE ¦ 3QU LoRE | Non-Red Flag Warning - Small Fires | Aggregated | Aggregated | 2051 | 0.0043018 | 0 | 206.7005 | 0.88918 | 2051 | Mitigation | 0.08575 | 30 | 0 | esc | 0 | 0 | 0 | 0 | 0.0015435 | 6.6398e-06
[79 empty] | WLDFR | HFTD - Distribution - Tier 3 - 3QU CoRE ¦ 3QU LoRE | Non-Red Flag Warning - Catastrophic Fires | 2049 | 1.1566e-09 | 5.7829e-10 | 1.487e-09 | 18552.3348 | 319.4911 | 11216.5626 | 7016.281 | 0 | 0 | 0 | 9.6341e-07 |  | 2.1457e-05 | 0 | 2.1457e-05 | 1.0729e-05 | 0 | 1.0729e-05 | 2.7588e-05 | 0 | 2.7588e-05 | [16 empty] | 7.3.1.3 Ignition probability mapping showing the probability of ignition along the electric lines and equipmentWLDFRAggregatedAggregated | WLDFR | HFTD - Distribution - Tier 3 - 3QU CoRE ¦ 3QU LoRE | Red Flag Warning - Catastrophic Fires | Aggregated | Aggregated | 2021 | 2.9774e-05 | 0 | 206.7005 | 0.0061544 | 2021 | Mitigation | 0.08575 | 30 | 0 | esc | 0.0012005 | 3.5744e-08 | 0.00060025 | 1.7872e-08 | 0 | 0
[79 empty] | WLDFR | HFTD - Distribution - Tier 3 - 3QU CoRE ¦ 3QU LoRE | Non-Red Flag Warning - Catastrophic Fires | 2050 | 0 | 5.7829e-10 | 1.487e-09 | 18552.3348 | 319.4911 | 11216.5626 | 7016.281 | 0 | 0 | 0 | 9.6341e-07 |  | 0 | 0 | 0 | 1.0729e-05 | 0 | 1.0729e-05 | 2.7588e-05 | 0 | 2.7588e-05 | [16 empty] | 7.3.1.3 Ignition probability mapping showing the probability of ignition along the electric lines and equipmentWLDFRAggregatedAggregated | WLDFR | HFTD - Distribution - Tier 3 - 3QU CoRE ¦ 3QU LoRE | Red Flag Warning - Catastrophic Fires | Aggregated | Aggregated | 2022 | 2.9774e-05 | 0 | 206.7005 | 0.0061544 | 2022 | Mitigation | 0.08575 | 30 | 0 | esc | 0.0012005 | 3.5744e-08 | 0.00060025 | 1.7872e-08 | 0.0015435 | 4.5957e-08
[79 empty] | WLDFR | HFTD - Distribution - Tier 3 - 3QU CoRE ¦ 3QU LoRE | Non-Red Flag Warning - Catastrophic Fires | 2051 | 0 | 0 | 1.487e-09 | 18552.3348 | 319.4911 | 11216.5626 | 7016.281 | 0 | 0 | 0 | 9.6341e-07 |  | 0 | 0 | 0 | 0 | 0 | 0 | 2.7588e-05 | 0 | 2.7588e-05 | [16 empty] | 7.3.1.3 Ignition probability mapping showing the probability of ignition along the electric lines and equipmentWLDFRAggregatedAggregated | WLDFR | HFTD - Distribution - Tier 3 - 3QU CoRE ¦ 3QU LoRE | Red Flag Warning - Catastrophic Fires | Aggregated | Aggregated | 2023 | 2.9774e-05 | 0 | 206.7005 | 0.0061544 | 2023 | Mitigation | 0.08575 | 30 | 0 | esc | 0.0012005 | 3.5744e-08 | 0.00060025 | 1.7872e-08 | 0.0015435 | 4.5957e-08
[79 empty] | WLDFR | HFTD - Distribution - Tier 3 - 3QU CoRE ¦ 3QU LoRE | Non-Red Flag Warning - Destructive Fires | 2020 | 1.5006e-09 | 0 | 0 | 8807.9522 | 222.2294 | 8585.7228 | 0 | 0 | 0 | 0 | 1.25e-06 |  | 1.3217e-05 | 0 | 1.3217e-05 | 0 | 0 | 0 | 0 | 0 | 0 | [16 empty] | 7.3.1.3 Ignition probability mapping showing the probability of ignition along the electric lines and equipmentWLDFRAggregatedAggregated | WLDFR | HFTD - Distribution - Tier 3 - 3QU CoRE ¦ 3QU LoRE | Red Flag Warning - Catastrophic Fires | Aggregated | Aggregated | 2024 | 2.9774e-05 | 0 | 206.7005 | 0.0061544 | 2024 | Mitigation | 0.08575 | 30 | 0 | esc | 0.0012005 | 3.5744e-08 | 0.00060025 | 1.7872e-08 | 0.0015435 | 4.5957e-08
[79 empty] | WLDFR | HFTD - Distribution - Tier 3 - 3QU CoRE ¦ 3QU LoRE | Non-Red Flag Warning - Destructive Fires | 2021 | 1.5006e-09 | 7.5028e-10 | 0 | 8807.9522 | 222.2294 | 8585.7228 | 0 | 0 | 0 | 0 | 1.25e-06 |  | 1.3217e-05 | 0 | 1.3217e-05 | 6.6085e-06 | 0 | 6.6085e-06 | 0 | 0 | 0 | [16 empty] | 7.3.1.3 Ignition probability mapping showing the probability of ignition along the electric lines and equipmentWLDFRAggregatedAggregated | WLDFR | HFTD - Distribution - Tier 3 - 3QU CoRE ¦ 3QU LoRE | Red Flag Warning - Catastrophic Fires | Aggregated | Aggregated | 2025 | 2.9774e-05 | 0 | 206.7005 | 0.0061544 | 2025 | Mitigation | 0.08575 | 30 | 0 | esc | 0.0012005 | 3.5744e-08 | 0.00060025 | 1.7872e-08 | 0.0015435 | 4.5957e-08
[79 empty] | WLDFR | HFTD - Distribution - Tier 3 - 3QU CoRE ¦ 3QU LoRE | Non-Red Flag Warning - Destructive Fires | 2022 | 1.5006e-09 | 7.5028e-10 | 1.9293e-09 | 8807.9522 | 222.2294 | 8585.7228 | 0 | 0 | 0 | 0 | 1.25e-06 |  | 1.3217e-05 | 0 | 1.3217e-05 | 6.6085e-06 | 0 | 6.6085e-06 | 1.6993e-05 | 0 | 1.6993e-05 | [16 empty] | 7.3.1.3 Ignition probability mapping showing the probability of ignition along the electric lines and equipmentWLDFRAggregatedAggregated | WLDFR | HFTD - Distribution - Tier 3 - 3QU CoRE ¦ 3QU LoRE | Red Flag Warning - Catastrophic Fires | Aggregated | Aggregated | 2026 | 2.9774e-05 | 0 | 206.7005 | 0.0061544 | 2026 | Mitigation | 0.08575 | 30 | 0 | esc | 0.0012005 | 3.5744e-08 | 0.00060025 | 1.7872e-08 | 0.0015435 | 4.5957e-08
[79 empty] | WLDFR | HFTD - Distribution - Tier 3 - 3QU CoRE ¦ 3QU LoRE | Non-Red Flag Warning - Destructive Fires | 2023 | 1.5006e-09 | 7.5028e-10 | 1.9293e-09 | 9129.7461 | 233.2301 | 8896.516 | 0 | 0 | 0 | 0 | 1.25e-06 |  | 1.37e-05 | 0 | 1.37e-05 | 6.8499e-06 | 0 | 6.8499e-06 | 1.7614e-05 | 0 | 1.7614e-05 | [16 empty] | 7.3.1.3 Ignition probability mapping showing the probability of ignition along the electric lines and equipmentWLDFRAggregatedAggregated | WLDFR | HFTD - Distribution - Tier 3 - 3QU CoRE ¦ 3QU LoRE | Red Flag Warning - Catastrophic Fires | Aggregated | Aggregated | 2027 | 2.9774e-05 | 0 | 206.7005 | 0.0061544 | 2027 | Mitigation | 0.08575 | 30 | 0 | esc | 0.0012005 | 3.5744e-08 | 0.00060025 | 1.7872e-08 | 0.0015435 | 4.5957e-08
[79 empty] | WLDFR | HFTD - Distribution - Tier 3 - 3QU CoRE ¦ 3QU LoRE | Non-Red Flag Warning - Destructive Fires | 2024 | 1.5006e-09 | 7.5028e-10 | 1.9293e-09 | 9129.7461 | 233.2301 | 8896.516 | 0 | 0 | 0 | 0 | 1.25e-06 |  | 1.37e-05 | 0 | 1.37e-05 | 6.8499e-06 | 0 | 6.8499e-06 | 1.7614e-05 | 0 | 1.7614e-05 | [16 empty] | 7.3.1.3 Ignition probability mapping showing the probability of ignition along the electric lines and equipmentWLDFRAggregatedAggregated | WLDFR | HFTD - Distribution - Tier 3 - 3QU CoRE ¦ 3QU LoRE | Red Flag Warning - Catastrophic Fires | Aggregated | Aggregated | 2028 | 2.9774e-05 | 0 | 206.7005 | 0.0061544 | 2028 | Mitigation | 0.08575 | 30 | 0 | esc | 0.0012005 | 3.5744e-08 | 0.00060025 | 1.7872e-08 | 0.0015435 | 4.5957e-08
[79 empty] | WLDFR | HFTD - Distribution - Tier 3 - 3QU CoRE ¦ 3QU LoRE | Non-Red Flag Warning - Destructive Fires | 2025 | 1.5006e-09 | 7.5028e-10 | 1.9293e-09 | 9129.7461 | 233.2301 | 8896.516 | 0 | 0 | 0 | 0 | 1.25e-06 |  | 1.37e-05 | 0 | 1.37e-05 | 6.8499e-06 | 0 | 6.8499e-06 | 1.7614e-05 | 0 | 1.7614e-05 | [16 empty] | 7.3.1.3 Ignition probability mapping showing the probability of ignition along the electric lines and equipmentWLDFRAggregatedAggregated | WLDFR | HFTD - Distribution - Tier 3 - 3QU CoRE ¦ 3QU LoRE | Red Flag Warning - Catastrophic Fires | Aggregated | Aggregated | 2029 | 2.9774e-05 | 0 | 206.7005 | 0.0061544 | 2029 | Mitigation | 0.08575 | 30 | 0 | esc | 0.0012005 | 3.5744e-08 | 0.00060025 | 1.7872e-08 | 0.0015435 | 4.5957e-08
[79 empty] | WLDFR | HFTD - Distribution - Tier 3 - 3QU CoRE ¦ 3QU LoRE | Non-Red Flag Warning - Destructive Fires | 2026 | 1.5006e-09 | 7.5028e-10 | 1.9293e-09 | 9129.7461 | 233.2301 | 8896.516 | 0 | 0 | 0 | 0 | 1.25e-06 |  | 1.37e-05 | 0 | 1.37e-05 | 6.8499e-06 | 0 | 6.8499e-06 | 1.7614e-05 | 0 | 1.7614e-05 | [16 empty] | 7.3.1.3 Ignition probability mapping showing the probability of ignition along the electric lines and equipmentWLDFRAggregatedAggregated | WLDFR | HFTD - Distribution - Tier 3 - 3QU CoRE ¦ 3QU LoRE | Red Flag Warning - Catastrophic Fires | Aggregated | Aggregated | 2030 | 2.9774e-05 | 0 | 206.7005 | 0.0061544 | 2030 | Mitigation | 0.08575 | 30 | 0 | esc | 0.0012005 | 3.5744e-08 | 0.00060025 | 1.7872e-08 | 0.0015435 | 4.5957e-08
[79 empty] | WLDFR | HFTD - Distribution - Tier 3 - 3QU CoRE ¦ 3QU LoRE | Non-Red Flag Warning - Destructive Fires | 2027 | 1.5006e-09 | 7.5028e-10 | 1.9293e-09 | 9129.7461 | 233.2301 | 8896.516 | 0 | 0 | 0 | 0 | 1.25e-06 |  | 1.37e-05 | 0 | 1.37e-05 | 6.8499e-06 | 0 | 6.8499e-06 | 1.7614e-05 | 0 | 1.7614e-05 | [16 empty] | 7.3.1.3 Ignition probability mapping showing the probability of ignition along the electric lines and equipmentWLDFRAggregatedAggregated | WLDFR | HFTD - Distribution - Tier 3 - 3QU CoRE ¦ 3QU LoRE | Red Flag Warning - Catastrophic Fires | Aggregated | Aggregated | 2031 | 2.9774e-05 | 0 | 206.7005 | 0.0061544 | 2031 | Mitigation | 0.08575 | 30 | 0 | esc | 0.0012005 | 3.5744e-08 | 0.00060025 | 1.7872e-08 | 0.0015435 | 4.5957e-08
[79 empty] | WLDFR | HFTD - Distribution - Tier 3 - 3QU CoRE ¦ 3QU LoRE | Non-Red Flag Warning - Destructive Fires | 2028 | 1.5006e-09 | 7.5028e-10 | 1.9293e-09 | 9534.9221 | 247.273 | 9287.6491 | 0 | 0 | 0 | 0 | 1.25e-06 |  | 1.4308e-05 | 0 | 1.4308e-05 | 7.1539e-06 | 0 | 7.1539e-06 | 1.8396e-05 | 0 | 1.8396e-05 | [16 empty] | 7.3.1.3 Ignition probability mapping showing the probability of ignition along the electric lines and equipmentWLDFRAggregatedAggregated | WLDFR | HFTD - Distribution - Tier 3 - 3QU CoRE ¦ 3QU LoRE | Red Flag Warning - Catastrophic Fires | Aggregated | Aggregated | 2032 | 2.9774e-05 | 0 | 206.7005 | 0.0061544 | 2032 | Mitigation | 0.08575 | 30 | 0 | esc | 0.0012005 | 3.5744e-08 | 0.00060025 | 1.7872e-08 | 0.0015435 | 4.5957e-08
[79 empty] | WLDFR | HFTD - Distribution - Tier 3 - 3QU CoRE ¦ 3QU LoRE | Non-Red Flag Warning - Destructive Fires | 2029 | 1.5006e-09 | 7.5028e-10 | 1.9293e-09 | 9534.9221 | 247.273 | 9287.6491 | 0 | 0 | 0 | 0 | 1.25e-06 |  | 1.4308e-05 | 0 | 1.4308e-05 | 7.1539e-06 | 0 | 7.1539e-06 | 1.8396e-05 | 0 | 1.8396e-05 | [16 empty] | 7.3.1.3 Ignition probability mapping showing the probability of ignition along the electric lines and equipmentWLDFRAggregatedAggregated | WLDFR | HFTD - Distribution - Tier 3 - 3QU CoRE ¦ 3QU LoRE | Red Flag Warning - Catastrophic Fires | Aggregated | Aggregated | 2033 | 2.9774e-05 | 0 | 206.7005 | 0.0061544 | 2033 | Mitigation | 0.08575 | 30 | 0 | esc | 0.0012005 | 3.5744e-08 | 0.00060025 | 1.7872e-08 | 0.0015435 | 4.5957e-08
[79 empty] | WLDFR | HFTD - Distribution - Tier 3 - 3QU CoRE ¦ 3QU LoRE | Non-Red Flag Warning - Destructive Fires | 2030 | 1.5006e-09 | 7.5028e-10 | 1.9293e-09 | 9534.9221 | 247.273 | 9287.6491 | 0 | 0 | 0 | 0 | 1.25e-06 |  | 1.4308e-05 | 0 | 1.4308e-05 | 7.1539e-06 | 0 | 7.1539e-06 | 1.8396e-05 | 0 | 1.8396e-05 | [16 empty] | 7.3.1.3 Ignition probability mapping showing the probability of ignition along the electric lines and equipmentWLDFRAggregatedAggregated | WLDFR | HFTD - Distribution - Tier 3 - 3QU CoRE ¦ 3QU LoRE | Red Flag Warning - Catastrophic Fires | Aggregated | Aggregated | 2034 | 2.9774e-05 | 0 | 206.7005 | 0.0061544 | 2034 | Mitigation | 0.08575 | 30 | 0 | esc | 0.0012005 | 3.5744e-08 | 0.00060025 | 1.7872e-08 | 0.0015435 | 4.5957e-08
[79 empty] | WLDFR | HFTD - Distribution - Tier 3 - 3QU CoRE ¦ 3QU LoRE | Non-Red Flag Warning - Destructive Fires | 2031 | 1.5006e-09 | 7.5028e-10 | 1.9293e-09 | 9534.9221 | 247.273 | 9287.6491 | 0 | 0 | 0 | 0 | 1.25e-06 |  | 1.4308e-05 | 0 | 1.4308e-05 | 7.1539e-06 | 0 | 7.1539e-06 | 1.8396e-05 | 0 | 1.8396e-05 | [16 empty] | 7.3.1.3 Ignition probability mapping showing the probability of ignition along the electric lines and equipmentWLDFRAggregatedAggregated | WLDFR | HFTD - Distribution - Tier 3 - 3QU CoRE ¦ 3QU LoRE | Red Flag Warning - Catastrophic Fires | Aggregated | Aggregated | 2035 | 2.9774e-05 | 0 | 206.7005 | 0.0061544 | 2035 | Mitigation | 0.08575 | 30 | 0 | esc | 0.0012005 | 3.5744e-08 | 0.00060025 | 1.7872e-08 | 0.0015435 | 4.5957e-08
[79 empty] | WLDFR | HFTD - Distribution - Tier 3 - 3QU CoRE ¦ 3QU LoRE | Non-Red Flag Warning - Destructive Fires | 2032 | 1.5006e-09 | 7.5028e-10 | 1.9293e-09 | 9534.9221 | 247.273 | 9287.6491 | 0 | 0 | 0 | 0 | 1.25e-06 |  | 1.4308e-05 | 0 | 1.4308e-05 | 7.1539e-06 | 0 | 7.1539e-06 | 1.8396e-05 | 0 | 1.8396e-05 | [16 empty] | 7.3.1.3 Ignition probability mapping showing the probability of ignition along the electric lines and equipmentWLDFRAggregatedAggregated | WLDFR | HFTD - Distribution - Tier 3 - 3QU CoRE ¦ 3QU LoRE | Red Flag Warning - Catastrophic Fires | Aggregated | Aggregated | 2036 | 2.9774e-05 | 0 | 206.7005 | 0.0061544 | 2036 | Mitigation | 0.08575 | 30 | 0 | esc | 0.0012005 | 3.5744e-08 | 0.00060025 | 1.7872e-08 | 0.0015435 | 4.5957e-08
[79 empty] | WLDFR | HFTD - Distribution - Tier 3 - 3QU CoRE ¦ 3QU LoRE | Non-Red Flag Warning - Destructive Fires | 2033 | 1.5006e-09 | 7.5028e-10 | 1.9293e-09 | 9984.8474 | 263.1074 | 9721.74 | 0 | 0 | 0 | 0 | 1.25e-06 |  | 1.4983e-05 | 0 | 1.4983e-05 | 7.4915e-06 | 0 | 7.4915e-06 | 1.9264e-05 | 0 | 1.9264e-05 | [16 empty] | 7.3.1.3 Ignition probability mapping showing the probability of ignition along the electric lines and equipmentWLDFRAggregatedAggregated | WLDFR | HFTD - Distribution - Tier 3 - 3QU CoRE ¦ 3QU LoRE | Red Flag Warning - Catastrophic Fires | Aggregated | Aggregated | 2037 | 2.9774e-05 | 0 | 206.7005 | 0.0061544 | 2037 | Mitigation | 0.08575 | 30 | 0 | esc | 0.0012005 | 3.5744e-08 | 0.00060025 | 1.7872e-08 | 0.0015435 | 4.5957e-08
[79 empty] | WLDFR | HFTD - Distribution - Tier 3 - 3QU CoRE ¦ 3QU LoRE | Non-Red Flag Warning - Destructive Fires | 2034 | 1.5006e-09 | 7.5028e-10 | 1.9293e-09 | 9984.8474 | 263.1074 | 9721.74 | 0 | 0 | 0 | 0 | 1.25e-06 |  | 1.4983e-05 | 0 | 1.4983e-05 | 7.4915e-06 | 0 | 7.4915e-06 | 1.9264e-05 | 0 | 1.9264e-05 | [16 empty] | 7.3.1.3 Ignition probability mapping showing the probability of ignition along the electric lines and equipmentWLDFRAggregatedAggregated | WLDFR | HFTD - Distribution - Tier 3 - 3QU CoRE ¦ 3QU LoRE | Red Flag Warning - Catastrophic Fires | Aggregated | Aggregated | 2038 | 2.9774e-05 | 0 | 206.7005 | 0.0061544 | 2038 | Mitigation | 0.08575 | 30 | 0 | esc | 0.0012005 | 3.5744e-08 | 0.00060025 | 1.7872e-08 | 0.0015435 | 4.5957e-08
[79 empty] | WLDFR | HFTD - Distribution - Tier 3 - 3QU CoRE ¦ 3QU LoRE | Non-Red Flag Warning - Destructive Fires | 2035 | 1.5006e-09 | 7.5028e-10 | 1.9293e-09 | 9984.8474 | 263.1074 | 9721.74 | 0 | 0 | 0 | 0 | 1.25e-06 |  | 1.4983e-05 | 0 | 1.4983e-05 | 7.4915e-06 | 0 | 7.4915e-06 | 1.9264e-05 | 0 | 1.9264e-05 | [16 empty] | 7.3.1.3 Ignition probability mapping showing the probability of ignition along the electric lines and equipmentWLDFRAggregatedAggregated | WLDFR | HFTD - Distribution - Tier 3 - 3QU CoRE ¦ 3QU LoRE | Red Flag Warning - Catastrophic Fires | Aggregated | Aggregated | 2039 | 2.9774e-05 | 0 | 206.7005 | 0.0061544 | 2039 | Mitigation | 0.08575 | 30 | 0 | esc | 0.0012005 | 3.5744e-08 | 0.00060025 | 1.7872e-08 | 0.0015435 | 4.5957e-08
[79 empty] | WLDFR | HFTD - Distribution - Tier 3 - 3QU CoRE ¦ 3QU LoRE | Non-Red Flag Warning - Destructive Fires | 2036 | 1.5006e-09 | 7.5028e-10 | 1.9293e-09 | 9984.8474 | 263.1074 | 9721.74 | 0 | 0 | 0 | 0 | 1.25e-06 |  | 1.4983e-05 | 0 | 1.4983e-05 | 7.4915e-06 | 0 | 7.4915e-06 | 1.9264e-05 | 0 | 1.9264e-05 | [16 empty] | 7.3.1.3 Ignition probability mapping showing the probability of ignition along the electric lines and equipmentWLDFRAggregatedAggregated | WLDFR | HFTD - Distribution - Tier 3 - 3QU CoRE ¦ 3QU LoRE | Red Flag Warning - Catastrophic Fires | Aggregated | Aggregated | 2040 | 2.9774e-05 | 0 | 206.7005 | 0.0061544 | 2040 | Mitigation | 0.08575 | 30 | 0 | esc | 0.0012005 | 3.5744e-08 | 0.00060025 | 1.7872e-08 | 0.0015435 | 4.5957e-08
[79 empty] | WLDFR | HFTD - Distribution - Tier 3 - 3QU CoRE ¦ 3QU LoRE | Non-Red Flag Warning - Destructive Fires | 2037 | 1.5006e-09 | 7.5028e-10 | 1.9293e-09 | 9984.8474 | 263.1074 | 9721.74 | 0 | 0 | 0 | 0 | 1.25e-06 |  | 1.4983e-05 | 0 | 1.4983e-05 | 7.4915e-06 | 0 | 7.4915e-06 | 1.9264e-05 | 0 | 1.9264e-05 | [16 empty] | 7.3.1.3 Ignition probability mapping showing the probability of ignition along the electric lines and equipmentWLDFRAggregatedAggregated | WLDFR | HFTD - Distribution - Tier 3 - 3QU CoRE ¦ 3QU LoRE | Red Flag Warning - Catastrophic Fires | Aggregated | Aggregated | 2041 | 2.9774e-05 | 0 | 206.7005 | 0.0061544 | 2041 | Mitigation | 0.08575 | 30 | 0 | esc | 0.0012005 | 3.5744e-08 | 0.00060025 | 1.7872e-08 | 0.0015435 | 4.5957e-08
[79 empty] | WLDFR | HFTD - Distribution - Tier 3 - 3QU CoRE ¦ 3QU LoRE | Non-Red Flag Warning - Destructive Fires | 2038 | 1.5006e-09 | 7.5028e-10 | 1.9293e-09 | 10472.8261 | 280.5544 | 10192.2718 | 0 | 0 | 0 | 0 | 1.25e-06 |  | 1.5715e-05 | 0 | 1.5715e-05 | 7.8576e-06 | 0 | 7.8576e-06 | 2.0205e-05 | 0 | 2.0205e-05 | [16 empty] | 7.3.1.3 Ignition probability mapping showing the probability of ignition along the electric lines and equipmentWLDFRAggregatedAggregated | WLDFR | HFTD - Distribution - Tier 3 - 3QU CoRE ¦ 3QU LoRE | Red Flag Warning - Catastrophic Fires | Aggregated | Aggregated | 2042 | 2.9774e-05 | 0 | 206.7005 | 0.0061544 | 2042 | Mitigation | 0.08575 | 30 | 0 | esc | 0.0012005 | 3.5744e-08 | 0.00060025 | 1.7872e-08 | 0.0015435 | 4.5957e-08
[79 empty] | WLDFR | HFTD - Distribution - Tier 3 - 3QU CoRE ¦ 3QU LoRE | Non-Red Flag Warning - Destructive Fires | 2039 | 1.5006e-09 | 7.5028e-10 | 1.9293e-09 | 10472.8261 | 280.5544 | 10192.2718 | 0 | 0 | 0 | 0 | 1.25e-06 |  | 1.5715e-05 | 0 | 1.5715e-05 | 7.8576e-06 | 0 | 7.8576e-06 | 2.0205e-05 | 0 | 2.0205e-05 | [16 empty] | 7.3.1.3 Ignition probability mapping showing the probability of ignition along the electric lines and equipmentWLDFRAggregatedAggregated | WLDFR | HFTD - Distribution - Tier 3 - 3QU CoRE ¦ 3QU LoRE | Red Flag Warning - Catastrophic Fires | Aggregated | Aggregated | 2043 | 2.9774e-05 | 0 | 206.7005 | 0.0061544 | 2043 | Mitigation | 0.08575 | 30 | 0 | esc | 0.0012005 | 3.5744e-08 | 0.00060025 | 1.7872e-08 | 0.0015435 | 4.5957e-08
[79 empty] | WLDFR | HFTD - Distribution - Tier 3 - 3QU CoRE ¦ 3QU LoRE | Non-Red Flag Warning - Destructive Fires | 2040 | 1.5006e-09 | 7.5028e-10 | 1.9293e-09 | 10472.8261 | 280.5544 | 10192.2718 | 0 | 0 | 0 | 0 | 1.25e-06 |  | 1.5715e-05 | 0 | 1.5715e-05 | 7.8576e-06 | 0 | 7.8576e-06 | 2.0205e-05 | 0 | 2.0205e-05 | [16 empty] | 7.3.1.3 Ignition probability mapping showing the probability of ignition along the electric lines and equipmentWLDFRAggregatedAggregated | WLDFR | HFTD - Distribution - Tier 3 - 3QU CoRE ¦ 3QU LoRE | Red Flag Warning - Catastrophic Fires | Aggregated | Aggregated | 2044 | 2.9774e-05 | 0 | 206.7005 | 0.0061544 | 2044 | Mitigation | 0.08575 | 30 | 0 | esc | 0.0012005 | 3.5744e-08 | 0.00060025 | 1.7872e-08 | 0.0015435 | 4.5957e-08
[79 empty] | WLDFR | HFTD - Distribution - Tier 3 - 3QU CoRE ¦ 3QU LoRE | Non-Red Flag Warning - Destructive Fires | 2041 | 1.5006e-09 | 7.5028e-10 | 1.9293e-09 | 10472.8261 | 280.5544 | 10192.2718 | 0 | 0 | 0 | 0 | 1.25e-06 |  | 1.5715e-05 | 0 | 1.5715e-05 | 7.8576e-06 | 0 | 7.8576e-06 | 2.0205e-05 | 0 | 2.0205e-05 | [16 empty] | 7.3.1.3 Ignition probability mapping showing the probability of ignition along the electric lines and equipmentWLDFRAggregatedAggregated | WLDFR | HFTD - Distribution - Tier 3 - 3QU CoRE ¦ 3QU LoRE | Red Flag Warning - Catastrophic Fires | Aggregated | Aggregated | 2045 | 2.9774e-05 | 0 | 206.7005 | 0.0061544 | 2045 | Mitigation | 0.08575 | 30 | 0 | esc | 0.0012005 | 3.5744e-08 | 0.00060025 | 1.7872e-08 | 0.0015435 | 4.5957e-08
[79 empty] | WLDFR | HFTD - Distribution - Tier 3 - 3QU CoRE ¦ 3QU LoRE | Non-Red Flag Warning - Destructive Fires | 2042 | 1.5006e-09 | 7.5028e-10 | 1.9293e-09 | 10472.8261 | 280.5544 | 10192.2718 | 0 | 0 | 0 | 0 | 1.25e-06 |  | 1.5715e-05 | 0 | 1.5715e-05 | 7.8576e-06 | 0 | 7.8576e-06 | 2.0205e-05 | 0 | 2.0205e-05 | [16 empty] | 7.3.1.3 Ignition probability mapping showing the probability of ignition along the electric lines and equipmentWLDFRAggregatedAggregated | WLDFR | HFTD - Distribution - Tier 3 - 3QU CoRE ¦ 3QU LoRE | Red Flag Warning - Catastrophic Fires | Aggregated | Aggregated | 2046 | 2.9774e-05 | 0 | 206.7005 | 0.0061544 | 2046 | Mitigation | 0.08575 | 30 | 0 | esc | 0.0012005 | 3.5744e-08 | 0.00060025 | 1.7872e-08 | 0.0015435 | 4.5957e-08
[79 empty] | WLDFR | HFTD - Distribution - Tier 3 - 3QU CoRE ¦ 3QU LoRE | Non-Red Flag Warning - Destructive Fires | 2043 | 1.5006e-09 | 7.5028e-10 | 1.9293e-09 | 10992.1562 | 299.42 | 10692.7362 | 0 | 0 | 0 | 0 | 1.25e-06 |  | 1.6494e-05 | 0 | 1.6494e-05 | 8.2472e-06 | 0 | 8.2472e-06 | 2.1207e-05 | 0 | 2.1207e-05 | [16 empty] | 7.3.1.3 Ignition probability mapping showing the probability of ignition along the electric lines and equipmentWLDFRAggregatedAggregated | WLDFR | HFTD - Distribution - Tier 3 - 3QU CoRE ¦ 3QU LoRE | Red Flag Warning - Catastrophic Fires | Aggregated | Aggregated | 2047 | 2.9774e-05 | 0 | 206.7005 | 0.0061544 | 2047 | Mitigation | 0.08575 | 30 | 0 | esc | 0.0012005 | 3.5744e-08 | 0.00060025 | 1.7872e-08 | 0.0015435 | 4.5957e-08
[79 empty] | WLDFR | HFTD - Distribution - Tier 3 - 3QU CoRE ¦ 3QU LoRE | Non-Red Flag Warning - Destructive Fires | 2044 | 1.5006e-09 | 7.5028e-10 | 1.9293e-09 | 10992.1562 | 299.42 | 10692.7362 | 0 | 0 | 0 | 0 | 1.25e-06 |  | 1.6494e-05 | 0 | 1.6494e-05 | 8.2472e-06 | 0 | 8.2472e-06 | 2.1207e-05 | 0 | 2.1207e-05 | [16 empty] | 7.3.1.3 Ignition probability mapping showing the probability of ignition along the electric lines and equipmentWLDFRAggregatedAggregated | WLDFR | HFTD - Distribution - Tier 3 - 3QU CoRE ¦ 3QU LoRE | Red Flag Warning - Catastrophic Fires | Aggregated | Aggregated | 2048 | 2.9774e-05 | 0 | 206.7005 | 0.0061544 | 2048 | Mitigation | 0.08575 | 30 | 0 | esc | 0.0012005 | 3.5744e-08 | 0.00060025 | 1.7872e-08 | 0.0015435 | 4.5957e-08
[79 empty] | WLDFR | HFTD - Distribution - Tier 3 - 3QU CoRE ¦ 3QU LoRE | Non-Red Flag Warning - Destructive Fires | 2045 | 1.5006e-09 | 7.5028e-10 | 1.9293e-09 | 10992.1562 | 299.42 | 10692.7362 | 0 | 0 | 0 | 0 | 1.25e-06 |  | 1.6494e-05 | 0 | 1.6494e-05 | 8.2472e-06 | 0 | 8.2472e-06 | 2.1207e-05 | 0 | 2.1207e-05 | [16 empty] | 7.3.1.3 Ignition probability mapping showing the probability of ignition along the electric lines and equipmentWLDFRAggregatedAggregated | WLDFR | HFTD - Distribution - Tier 3 - 3QU CoRE ¦ 3QU LoRE | Red Flag Warning - Catastrophic Fires | Aggregated | Aggregated | 2049 | 2.9774e-05 | 0 | 206.7005 | 0.0061544 | 2049 | Mitigation | 0.08575 | 30 | 0 | esc | 0.0012005 | 3.5744e-08 | 0.00060025 | 1.7872e-08 | 0.0015435 | 4.5957e-08
[79 empty] | WLDFR | HFTD - Distribution - Tier 3 - 3QU CoRE ¦ 3QU LoRE | Non-Red Flag Warning - Destructive Fires | 2046 | 1.5006e-09 | 7.5028e-10 | 1.9293e-09 | 10992.1562 | 299.42 | 10692.7362 | 0 | 0 | 0 | 0 | 1.25e-06 |  | 1.6494e-05 | 0 | 1.6494e-05 | 8.2472e-06 | 0 | 8.2472e-06 | 2.1207e-05 | 0 | 2.1207e-05 | [16 empty] | 7.3.1.3 Ignition probability mapping showing the probability of ignition along the electric lines and equipmentWLDFRAggregatedAggregated | WLDFR | HFTD - Distribution - Tier 3 - 3QU CoRE ¦ 3QU LoRE | Red Flag Warning - Catastrophic Fires | Aggregated | Aggregated | 2050 | 2.9774e-05 | 0 | 206.7005 | 0.0061544 | 2050 | Mitigation | 0.08575 | 30 | 0 | esc | 0 | 0 | 0.00060025 | 1.7872e-08 | 0.0015435 | 4.5957e-08
[79 empty] | WLDFR | HFTD - Distribution - Tier 3 - 3QU CoRE ¦ 3QU LoRE | Non-Red Flag Warning - Destructive Fires | 2047 | 1.5006e-09 | 7.5028e-10 | 1.9293e-09 | 10992.1562 | 299.42 | 10692.7362 | 0 | 0 | 0 | 0 | 1.25e-06 |  | 1.6494e-05 | 0 | 1.6494e-05 | 8.2472e-06 | 0 | 8.2472e-06 | 2.1207e-05 | 0 | 2.1207e-05 | [16 empty] | 7.3.1.3 Ignition probability mapping showing the probability of ignition along the electric lines and equipmentWLDFRAggregatedAggregated | WLDFR | HFTD - Distribution - Tier 3 - 3QU CoRE ¦ 3QU LoRE | Red Flag Warning - Catastrophic Fires | Aggregated | Aggregated | 2051 | 2.9774e-05 | 0 | 206.7005 | 0.0061544 | 2051 | Mitigation | 0.08575 | 30 | 0 | esc | 0 | 0 | 0 | 0 | 0.0015435 | 4.5957e-08
[79 empty] | WLDFR | HFTD - Distribution - Tier 3 - 3QU CoRE ¦ 3QU LoRE | Non-Red Flag Warning - Destructive Fires | 2048 | 1.5006e-09 | 7.5028e-10 | 1.9293e-09 | 11536.0538 | 319.4911 | 11216.5626 | 0 | 0 | 0 | 0 | 1.25e-06 |  | 1.7311e-05 | 0 | 1.7311e-05 | 8.6553e-06 | 0 | 8.6553e-06 | 2.2256e-05 | 0 | 2.2256e-05 | [16 empty] | 7.3.1.3 Ignition probability mapping showing the probability of ignition along the electric lines and equipmentWLDFRAggregatedAggregated | WLDFR | HFTD - Distribution - Tier 3 - 3QU CoRE ¦ 3QU LoRE | Red Flag Warning - Destructive Fires | Aggregated | Aggregated | 2021 | 4.1234e-06 | 0 | 206.7005 | 0.00085232 | 2021 | Mitigation | 0.08575 | 30 | 0 | esc | 0.0012005 | 4.9502e-09 | 0.00060025 | 2.4751e-09 | 0 | 0
[79 empty] | WLDFR | HFTD - Distribution - Tier 3 - 3QU CoRE ¦ 3QU LoRE | Non-Red Flag Warning - Destructive Fires | 2049 | 1.5006e-09 | 7.5028e-10 | 1.9293e-09 | 11536.0538 | 319.4911 | 11216.5626 | 0 | 0 | 0 | 0 | 1.25e-06 |  | 1.7311e-05 | 0 | 1.7311e-05 | 8.6553e-06 | 0 | 8.6553e-06 | 2.2256e-05 | 0 | 2.2256e-05 | [16 empty] | 7.3.1.3 Ignition probability mapping showing the probability of ignition along the electric lines and equipmentWLDFRAggregatedAggregated | WLDFR | HFTD - Distribution - Tier 3 - 3QU CoRE ¦ 3QU LoRE | Red Flag Warning - Destructive Fires | Aggregated | Aggregated | 2022 | 4.1234e-06 | 0 | 206.7005 | 0.00085232 | 2022 | Mitigation | 0.08575 | 30 | 0 | esc | 0.0012005 | 4.9502e-09 | 0.00060025 | 2.4751e-09 | 0.0015435 | 6.3645e-09
[79 empty] | WLDFR | HFTD - Distribution - Tier 3 - 3QU CoRE ¦ 3QU LoRE | Non-Red Flag Warning - Destructive Fires | 2050 | 0 | 7.5028e-10 | 1.9293e-09 | 11536.0538 | 319.4911 | 11216.5626 | 0 | 0 | 0 | 0 | 1.25e-06 |  | 0 | 0 | 0 | 8.6553e-06 | 0 | 8.6553e-06 | 2.2256e-05 | 0 | 2.2256e-05 | [16 empty] | 7.3.1.3 Ignition probability mapping showing the probability of ignition along the electric lines and equipmentWLDFRAggregatedAggregated | WLDFR | HFTD - Distribution - Tier 3 - 3QU CoRE ¦ 3QU LoRE | Red Flag Warning - Destructive Fires | Aggregated | Aggregated | 2023 | 4.1234e-06 | 0 | 206.7005 | 0.00085232 | 2023 | Mitigation | 0.08575 | 30 | 0 | esc | 0.0012005 | 4.9502e-09 | 0.00060025 | 2.4751e-09 | 0.0015435 | 6.3645e-09
[79 empty] | WLDFR | HFTD - Distribution - Tier 3 - 3QU CoRE ¦ 3QU LoRE | Non-Red Flag Warning - Destructive Fires | 2051 | 0 | 0 | 1.9293e-09 | 11536.0538 | 319.4911 | 11216.5626 | 0 | 0 | 0 | 0 | 1.25e-06 |  | 0 | 0 | 0 | 0 | 0 | 0 | 2.2256e-05 | 0 | 2.2256e-05 | [16 empty] | 7.3.1.3 Ignition probability mapping showing the probability of ignition along the electric lines and equipmentWLDFRAggregatedAggregated | WLDFR | HFTD - Distribution - Tier 3 - 3QU CoRE ¦ 3QU LoRE | Red Flag Warning - Destructive Fires | Aggregated | Aggregated | 2024 | 4.1234e-06 | 0 | 206.7005 | 0.00085232 | 2024 | Mitigation | 0.08575 | 30 | 0 | esc | 0.0012005 | 4.9502e-09 | 0.00060025 | 2.4751e-09 | 0.0015435 | 6.3645e-09
[79 empty] | WLDFR | HFTD - Distribution - Tier 3 - 3QU CoRE ¦ 3QU LoRE | Non-Red Flag Warning - Large Fires | 2020 | 2.52e-08 | 0 | 0 | 5.2406 | 0.69642 | 2.942 | 1.6022 | 0 | 0 | 0 | 2.0991e-05 |  | 1.3206e-07 | 0 | 1.3206e-07 | 0 | 0 | 0 | 0 | 0 | 0 | [16 empty] | 7.3.1.3 Ignition probability mapping showing the probability of ignition along the electric lines and equipmentWLDFRAggregatedAggregated | WLDFR | HFTD - Distribution - Tier 3 - 3QU CoRE ¦ 3QU LoRE | Red Flag Warning - Destructive Fires | Aggregated | Aggregated | 2025 | 4.1234e-06 | 0 | 206.7005 | 0.00085232 | 2025 | Mitigation | 0.08575 | 30 | 0 | esc | 0.0012005 | 4.9502e-09 | 0.00060025 | 2.4751e-09 | 0.0015435 | 6.3645e-09
[79 empty] | WLDFR | HFTD - Distribution - Tier 3 - 3QU CoRE ¦ 3QU LoRE | Non-Red Flag Warning - Large Fires | 2021 | 2.52e-08 | 1.26e-08 | 0 | 5.2406 | 0.69642 | 2.942 | 1.6022 | 0 | 0 | 0 | 2.0991e-05 |  | 1.3206e-07 | 0 | 1.3206e-07 | 6.6031e-08 | 0 | 6.6031e-08 | 0 | 0 | 0 | [16 empty] | 7.3.1.3 Ignition probability mapping showing the probability of ignition along the electric lines and equipmentWLDFRAggregatedAggregated | WLDFR | HFTD - Distribution - Tier 3 - 3QU CoRE ¦ 3QU LoRE | Red Flag Warning - Destructive Fires | Aggregated | Aggregated | 2026 | 4.1234e-06 | 0 | 206.7005 | 0.00085232 | 2026 | Mitigation | 0.08575 | 30 | 0 | esc | 0.0012005 | 4.9502e-09 | 0.00060025 | 2.4751e-09 | 0.0015435 | 6.3645e-09
[79 empty] | WLDFR | HFTD - Distribution - Tier 3 - 3QU CoRE ¦ 3QU LoRE | Non-Red Flag Warning - Large Fires | 2022 | 2.52e-08 | 1.26e-08 | 3.24e-08 | 5.2406 | 0.69642 | 2.942 | 1.6022 | 0 | 0 | 0 | 2.0991e-05 |  | 1.3206e-07 | 0 | 1.3206e-07 | 6.6031e-08 | 0 | 6.6031e-08 | 1.6979e-07 | 0 | 1.6979e-07 | [16 empty] | 7.3.1.3 Ignition probability mapping showing the probability of ignition along the electric lines and equipmentWLDFRAggregatedAggregated | WLDFR | HFTD - Distribution - Tier 3 - 3QU CoRE ¦ 3QU LoRE | Red Flag Warning - Destructive Fires | Aggregated | Aggregated | 2027 | 4.1234e-06 | 0 | 206.7005 | 0.00085232 | 2027 | Mitigation | 0.08575 | 30 | 0 | esc | 0.0012005 | 4.9502e-09 | 0.00060025 | 2.4751e-09 | 0.0015435 | 6.3645e-09
[79 empty] | WLDFR | HFTD - Distribution - Tier 3 - 3QU CoRE ¦ 3QU LoRE | Non-Red Flag Warning - Large Fires | 2023 | 2.52e-08 | 1.26e-08 | 3.24e-08 | 5.475 | 0.71896 | 3.0715 | 1.6846 | 0 | 0 | 0 | 2.0991e-05 |  | 1.3797e-07 | 0 | 1.3797e-07 | 6.8985e-08 | 0 | 6.8985e-08 | 1.7739e-07 | 0 | 1.7739e-07 | [16 empty] | 7.3.1.3 Ignition probability mapping showing the probability of ignition along the electric lines and equipmentWLDFRAggregatedAggregated | WLDFR | HFTD - Distribution - Tier 3 - 3QU CoRE ¦ 3QU LoRE | Red Flag Warning - Destructive Fires | Aggregated | Aggregated | 2028 | 4.1234e-06 | 0 | 206.7005 | 0.00085232 | 2028 | Mitigation | 0.08575 | 30 | 0 | esc | 0.0012005 | 4.9502e-09 | 0.00060025 | 2.4751e-09 | 0.0015435 | 6.3645e-09
[79 empty] | WLDFR | HFTD - Distribution - Tier 3 - 3QU CoRE ¦ 3QU LoRE | Non-Red Flag Warning - Large Fires | 2024 | 2.52e-08 | 1.26e-08 | 3.24e-08 | 5.475 | 0.71896 | 3.0715 | 1.6846 | 0 | 0 | 0 | 2.0991e-05 |  | 1.3797e-07 | 0 | 1.3797e-07 | 6.8985e-08 | 0 | 6.8985e-08 | 1.7739e-07 | 0 | 1.7739e-07 | [16 empty] | 7.3.1.3 Ignition probability mapping showing the probability of ignition along the electric lines and equipmentWLDFRAggregatedAggregated | WLDFR | HFTD - Distribution - Tier 3 - 3QU CoRE ¦ 3QU LoRE | Red Flag Warning - Destructive Fires | Aggregated | Aggregated | 2029 | 4.1234e-06 | 0 | 206.7005 | 0.00085232 | 2029 | Mitigation | 0.08575 | 30 | 0 | esc | 0.0012005 | 4.9502e-09 | 0.00060025 | 2.4751e-09 | 0.0015435 | 6.3645e-09
[79 empty] | WLDFR | HFTD - Distribution - Tier 3 - 3QU CoRE ¦ 3QU LoRE | Non-Red Flag Warning - Large Fires | 2025 | 2.52e-08 | 1.26e-08 | 3.24e-08 | 5.475 | 0.71896 | 3.0715 | 1.6846 | 0 | 0 | 0 | 2.0991e-05 |  | 1.3797e-07 | 0 | 1.3797e-07 | 6.8985e-08 | 0 | 6.8985e-08 | 1.7739e-07 | 0 | 1.7739e-07 | [16 empty] | 7.3.1.3 Ignition probability mapping showing the probability of ignition along the electric lines and equipmentWLDFRAggregatedAggregated | WLDFR | HFTD - Distribution - Tier 3 - 3QU CoRE ¦ 3QU LoRE | Red Flag Warning - Destructive Fires | Aggregated | Aggregated | 2030 | 4.1234e-06 | 0 | 206.7005 | 0.00085232 | 2030 | Mitigation | 0.08575 | 30 | 0 | esc | 0.0012005 | 4.9502e-09 | 0.00060025 | 2.4751e-09 | 0.0015435 | 6.3645e-09
[79 empty] | WLDFR | HFTD - Distribution - Tier 3 - 3QU CoRE ¦ 3QU LoRE | Non-Red Flag Warning - Large Fires | 2026 | 2.52e-08 | 1.26e-08 | 3.24e-08 | 5.475 | 0.71896 | 3.0715 | 1.6846 | 0 | 0 | 0 | 2.0991e-05 |  | 1.3797e-07 | 0 | 1.3797e-07 | 6.8985e-08 | 0 | 6.8985e-08 | 1.7739e-07 | 0 | 1.7739e-07 | [16 empty] | 7.3.1.3 Ignition probability mapping showing the probability of ignition along the electric lines and equipmentWLDFRAggregatedAggregated | WLDFR | HFTD - Distribution - Tier 3 - 3QU CoRE ¦ 3QU LoRE | Red Flag Warning - Destructive Fires | Aggregated | Aggregated | 2031 | 4.1234e-06 | 0 | 206.7005 | 0.00085232 | 2031 | Mitigation | 0.08575 | 30 | 0 | esc | 0.0012005 | 4.9502e-09 | 0.00060025 | 2.4751e-09 | 0.0015435 | 6.3645e-09
[79 empty] | WLDFR | HFTD - Distribution - Tier 3 - 3QU CoRE ¦ 3QU LoRE | Non-Red Flag Warning - Large Fires | 2027 | 2.52e-08 | 1.26e-08 | 3.24e-08 | 5.475 | 0.71896 | 3.0715 | 1.6846 | 0 | 0 | 0 | 2.0991e-05 |  | 1.3797e-07 | 0 | 1.3797e-07 | 6.8985e-08 | 0 | 6.8985e-08 | 1.7739e-07 | 0 | 1.7739e-07 | [16 empty] | 7.3.1.3 Ignition probability mapping showing the probability of ignition along the electric lines and equipmentWLDFRAggregatedAggregated | WLDFR | HFTD - Distribution - Tier 3 - 3QU CoRE ¦ 3QU LoRE | Red Flag Warning - Destructive Fires | Aggregated | Aggregated | 2032 | 4.1234e-06 | 0 | 206.7005 | 0.00085232 | 2032 | Mitigation | 0.08575 | 30 | 0 | esc | 0.0012005 | 4.9502e-09 | 0.00060025 | 2.4751e-09 | 0.0015435 | 6.3645e-09
[79 empty] | WLDFR | HFTD - Distribution - Tier 3 - 3QU CoRE ¦ 3QU LoRE | Non-Red Flag Warning - Large Fires | 2028 | 2.52e-08 | 1.26e-08 | 3.24e-08 | 5.777 | 0.74734 | 3.238 | 1.7917 | 0 | 0 | 0 | 2.0991e-05 |  | 1.4558e-07 | 0 | 1.4558e-07 | 7.279e-08 | 0 | 7.279e-08 | 1.8718e-07 | 0 | 1.8718e-07 | [16 empty] | 7.3.1.3 Ignition probability mapping showing the probability of ignition along the electric lines and equipmentWLDFRAggregatedAggregated | WLDFR | HFTD - Distribution - Tier 3 - 3QU CoRE ¦ 3QU LoRE | Red Flag Warning - Destructive Fires | Aggregated | Aggregated | 2033 | 4.1234e-06 | 0 | 206.7005 | 0.00085232 | 2033 | Mitigation | 0.08575 | 30 | 0 | esc | 0.0012005 | 4.9502e-09 | 0.00060025 | 2.4751e-09 | 0.0015435 | 6.3645e-09
[79 empty] | WLDFR | HFTD - Distribution - Tier 3 - 3QU CoRE ¦ 3QU LoRE | Non-Red Flag Warning - Large Fires | 2029 | 2.52e-08 | 1.26e-08 | 3.24e-08 | 5.777 | 0.74734 | 3.238 | 1.7917 | 0 | 0 | 0 | 2.0991e-05 |  | 1.4558e-07 | 0 | 1.4558e-07 | 7.279e-08 | 0 | 7.279e-08 | 1.8718e-07 | 0 | 1.8718e-07 | [16 empty] | 7.3.1.3 Ignition probability mapping showing the probability of ignition along the electric lines and equipmentWLDFRAggregatedAggregated | WLDFR | HFTD - Distribution - Tier 3 - 3QU CoRE ¦ 3QU LoRE | Red Flag Warning - Destructive Fires | Aggregated | Aggregated | 2034 | 4.1234e-06 | 0 | 206.7005 | 0.00085232 | 2034 | Mitigation | 0.08575 | 30 | 0 | esc | 0.0012005 | 4.9502e-09 | 0.00060025 | 2.4751e-09 | 0.0015435 | 6.3645e-09
[79 empty] | WLDFR | HFTD - Distribution - Tier 3 - 3QU CoRE ¦ 3QU LoRE | Non-Red Flag Warning - Large Fires | 2030 | 2.52e-08 | 1.26e-08 | 3.24e-08 | 5.777 | 0.74734 | 3.238 | 1.7917 | 0 | 0 | 0 | 2.0991e-05 |  | 1.4558e-07 | 0 | 1.4558e-07 | 7.279e-08 | 0 | 7.279e-08 | 1.8718e-07 | 0 | 1.8718e-07 | [16 empty] | 7.3.1.3 Ignition probability mapping showing the probability of ignition along the electric lines and equipmentWLDFRAggregatedAggregated | WLDFR | HFTD - Distribution - Tier 3 - 3QU CoRE ¦ 3QU LoRE | Red Flag Warning - Destructive Fires | Aggregated | Aggregated | 2035 | 4.1234e-06 | 0 | 206.7005 | 0.00085232 | 2035 | Mitigation | 0.08575 | 30 | 0 | esc | 0.0012005 | 4.9502e-09 | 0.00060025 | 2.4751e-09 | 0.0015435 | 6.3645e-09
[79 empty] | WLDFR | HFTD - Distribution - Tier 3 - 3QU CoRE ¦ 3QU LoRE | Non-Red Flag Warning - Large Fires | 2031 | 2.52e-08 | 1.26e-08 | 3.24e-08 | 5.777 | 0.74734 | 3.238 | 1.7917 | 0 | 0 | 0 | 2.0991e-05 |  | 1.4558e-07 | 0 | 1.4558e-07 | 7.279e-08 | 0 | 7.279e-08 | 1.8718e-07 | 0 | 1.8718e-07 | [16 empty] | 7.3.1.3 Ignition probability mapping showing the probability of ignition along the electric lines and equipmentWLDFRAggregatedAggregated | WLDFR | HFTD - Distribution - Tier 3 - 3QU CoRE ¦ 3QU LoRE | Red Flag Warning - Destructive Fires | Aggregated | Aggregated | 2036 | 4.1234e-06 | 0 | 206.7005 | 0.00085232 | 2036 | Mitigation | 0.08575 | 30 | 0 | esc | 0.0012005 | 4.9502e-09 | 0.00060025 | 2.4751e-09 | 0.0015435 | 6.3645e-09
[79 empty] | WLDFR | HFTD - Distribution - Tier 3 - 3QU CoRE ¦ 3QU LoRE | Non-Red Flag Warning - Large Fires | 2032 | 2.52e-08 | 1.26e-08 | 3.24e-08 | 5.777 | 0.74734 | 3.238 | 1.7917 | 0 | 0 | 0 | 2.0991e-05 |  | 1.4558e-07 | 0 | 1.4558e-07 | 7.279e-08 | 0 | 7.279e-08 | 1.8718e-07 | 0 | 1.8718e-07 | [16 empty] | 7.3.1.3 Ignition probability mapping showing the probability of ignition along the electric lines and equipmentWLDFRAggregatedAggregated | WLDFR | HFTD - Distribution - Tier 3 - 3QU CoRE ¦ 3QU LoRE | Red Flag Warning - Destructive Fires | Aggregated | Aggregated | 2037 | 4.1234e-06 | 0 | 206.7005 | 0.00085232 | 2037 | Mitigation | 0.08575 | 30 | 0 | esc | 0.0012005 | 4.9502e-09 | 0.00060025 | 2.4751e-09 | 0.0015435 | 6.3645e-09
[79 empty] | WLDFR | HFTD - Distribution - Tier 3 - 3QU CoRE ¦ 3QU LoRE | Non-Red Flag Warning - Large Fires | 2033 | 2.52e-08 | 1.26e-08 | 3.24e-08 | 6.1205 | 0.77885 | 3.4265 | 1.9151 | 0 | 0 | 0 | 2.0991e-05 |  | 1.5424e-07 | 0 | 1.5424e-07 | 7.7118e-08 | 0 | 7.7118e-08 | 1.983e-07 | 0 | 1.983e-07 | [16 empty] | 7.3.1.3 Ignition probability mapping showing the probability of ignition along the electric lines and equipmentWLDFRAggregatedAggregated | WLDFR | HFTD - Distribution - Tier 3 - 3QU CoRE ¦ 3QU LoRE | Red Flag Warning - Destructive Fires | Aggregated | Aggregated | 2038 | 4.1234e-06 | 0 | 206.7005 | 0.00085232 | 2038 | Mitigation | 0.08575 | 30 | 0 | esc | 0.0012005 | 4.9502e-09 | 0.00060025 | 2.4751e-09 | 0.0015435 | 6.3645e-09
[79 empty] | WLDFR | HFTD - Distribution - Tier 3 - 3QU CoRE ¦ 3QU LoRE | Non-Red Flag Warning - Large Fires | 2034 | 2.52e-08 | 1.26e-08 | 3.24e-08 | 6.1205 | 0.77885 | 3.4265 | 1.9151 | 0 | 0 | 0 | 2.0991e-05 |  | 1.5424e-07 | 0 | 1.5424e-07 | 7.7118e-08 | 0 | 7.7118e-08 | 1.983e-07 | 0 | 1.983e-07 | [16 empty] | 7.3.1.3 Ignition probability mapping showing the probability of ignition along the electric lines and equipmentWLDFRAggregatedAggregated | WLDFR | HFTD - Distribution - Tier 3 - 3QU CoRE ¦ 3QU LoRE | Red Flag Warning - Destructive Fires | Aggregated | Aggregated | 2039 | 4.1234e-06 | 0 | 206.7005 | 0.00085232 | 2039 | Mitigation | 0.08575 | 30 | 0 | esc | 0.0012005 | 4.9502e-09 | 0.00060025 | 2.4751e-09 | 0.0015435 | 6.3645e-09
[79 empty] | WLDFR | HFTD - Distribution - Tier 3 - 3QU CoRE ¦ 3QU LoRE | Non-Red Flag Warning - Large Fires | 2035 | 2.52e-08 | 1.26e-08 | 3.24e-08 | 6.1205 | 0.77885 | 3.4265 | 1.9151 | 0 | 0 | 0 | 2.0991e-05 |  | 1.5424e-07 | 0 | 1.5424e-07 | 7.7118e-08 | 0 | 7.7118e-08 | 1.983e-07 | 0 | 1.983e-07 | [16 empty] | 7.3.1.3 Ignition probability mapping showing the probability of ignition along the electric lines and equipmentWLDFRAggregatedAggregated | WLDFR | HFTD - Distribution - Tier 3 - 3QU CoRE ¦ 3QU LoRE | Red Flag Warning - Destructive Fires | Aggregated | Aggregated | 2040 | 4.1234e-06 | 0 | 206.7005 | 0.00085232 | 2040 | Mitigation | 0.08575 | 30 | 0 | esc | 0.0012005 | 4.9502e-09 | 0.00060025 | 2.4751e-09 | 0.0015435 | 6.3645e-09
[79 empty] | WLDFR | HFTD - Distribution - Tier 3 - 3QU CoRE ¦ 3QU LoRE | Non-Red Flag Warning - Large Fires | 2036 | 2.52e-08 | 1.26e-08 | 3.24e-08 | 6.1205 | 0.77885 | 3.4265 | 1.9151 | 0 | 0 | 0 | 2.0991e-05 |  | 1.5424e-07 | 0 | 1.5424e-07 | 7.7118e-08 | 0 | 7.7118e-08 | 1.983e-07 | 0 | 1.983e-07 | [16 empty] | 7.3.1.3 Ignition probability mapping showing the probability of ignition along the electric lines and equipmentWLDFRAggregatedAggregated | WLDFR | HFTD - Distribution - Tier 3 - 3QU CoRE ¦ 3QU LoRE | Red Flag Warning - Destructive Fires | Aggregated | Aggregated | 2041 | 4.1234e-06 | 0 | 206.7005 | 0.00085232 | 2041 | Mitigation | 0.08575 | 30 | 0 | esc | 0.0012005 | 4.9502e-09 | 0.00060025 | 2.4751e-09 | 0.0015435 | 6.3645e-09
[79 empty] | WLDFR | HFTD - Distribution - Tier 3 - 3QU CoRE ¦ 3QU LoRE | Non-Red Flag Warning - Large Fires | 2037 | 2.52e-08 | 1.26e-08 | 3.24e-08 | 6.1205 | 0.77885 | 3.4265 | 1.9151 | 0 | 0 | 0 | 2.0991e-05 |  | 1.5424e-07 | 0 | 1.5424e-07 | 7.7118e-08 | 0 | 7.7118e-08 | 1.983e-07 | 0 | 1.983e-07 | [16 empty] | 7.3.1.3 Ignition probability mapping showing the probability of ignition along the electric lines and equipmentWLDFRAggregatedAggregated | WLDFR | HFTD - Distribution - Tier 3 - 3QU CoRE ¦ 3QU LoRE | Red Flag Warning - Destructive Fires | Aggregated | Aggregated | 2042 | 4.1234e-06 | 0 | 206.7005 | 0.00085232 | 2042 | Mitigation | 0.08575 | 30 | 0 | esc | 0.0012005 | 4.9502e-09 | 0.00060025 | 2.4751e-09 | 0.0015435 | 6.3645e-09
[79 empty] | WLDFR | HFTD - Distribution - Tier 3 - 3QU CoRE ¦ 3QU LoRE | Non-Red Flag Warning - Large Fires | 2038 | 2.52e-08 | 1.26e-08 | 3.24e-08 | 6.5028 | 0.81304 | 3.6355 | 2.0543 | 0 | 0 | 0 | 2.0991e-05 |  | 1.6387e-07 | 0 | 1.6387e-07 | 8.1935e-08 | 0 | 8.1935e-08 | 2.1069e-07 | 0 | 2.1069e-07 | [16 empty] | 7.3.1.3 Ignition probability mapping showing the probability of ignition along the electric lines and equipmentWLDFRAggregatedAggregated | WLDFR | HFTD - Distribution - Tier 3 - 3QU CoRE ¦ 3QU LoRE | Red Flag Warning - Destructive Fires | Aggregated | Aggregated | 2043 | 4.1234e-06 | 0 | 206.7005 | 0.00085232 | 2043 | Mitigation | 0.08575 | 30 | 0 | esc | 0.0012005 | 4.9502e-09 | 0.00060025 | 2.4751e-09 | 0.0015435 | 6.3645e-09
[79 empty] | WLDFR | HFTD - Distribution - Tier 3 - 3QU CoRE ¦ 3QU LoRE | Non-Red Flag Warning - Large Fires | 2039 | 2.52e-08 | 1.26e-08 | 3.24e-08 | 6.5028 | 0.81304 | 3.6355 | 2.0543 | 0 | 0 | 0 | 2.0991e-05 |  | 1.6387e-07 | 0 | 1.6387e-07 | 8.1935e-08 | 0 | 8.1935e-08 | 2.1069e-07 | 0 | 2.1069e-07 | [16 empty] | 7.3.1.3 Ignition probability mapping showing the probability of ignition along the electric lines and equipmentWLDFRAggregatedAggregated | WLDFR | HFTD - Distribution - Tier 3 - 3QU CoRE ¦ 3QU LoRE | Red Flag Warning - Destructive Fires | Aggregated | Aggregated | 2044 | 4.1234e-06 | 0 | 206.7005 | 0.00085232 | 2044 | Mitigation | 0.08575 | 30 | 0 | esc | 0.0012005 | 4.9502e-09 | 0.00060025 | 2.4751e-09 | 0.0015435 | 6.3645e-09
[79 empty] | WLDFR | HFTD - Distribution - Tier 3 - 3QU CoRE ¦ 3QU LoRE | Non-Red Flag Warning - Large Fires | 2040 | 2.52e-08 | 1.26e-08 | 3.24e-08 | 6.5028 | 0.81304 | 3.6355 | 2.0543 | 0 | 0 | 0 | 2.0991e-05 |  | 1.6387e-07 | 0 | 1.6387e-07 | 8.1935e-08 | 0 | 8.1935e-08 | 2.1069e-07 | 0 | 2.1069e-07 | [16 empty] | 7.3.1.3 Ignition probability mapping showing the probability of ignition along the electric lines and equipmentWLDFRAggregatedAggregated | WLDFR | HFTD - Distribution - Tier 3 - 3QU CoRE ¦ 3QU LoRE | Red Flag Warning - Destructive Fires | Aggregated | Aggregated | 2045 | 4.1234e-06 | 0 | 206.7005 | 0.00085232 | 2045 | Mitigation | 0.08575 | 30 | 0 | esc | 0.0012005 | 4.9502e-09 | 0.00060025 | 2.4751e-09 | 0.0015435 | 6.3645e-09
[79 empty] | WLDFR | HFTD - Distribution - Tier 3 - 3QU CoRE ¦ 3QU LoRE | Non-Red Flag Warning - Large Fires | 2041 | 2.52e-08 | 1.26e-08 | 3.24e-08 | 6.5028 | 0.81304 | 3.6355 | 2.0543 | 0 | 0 | 0 | 2.0991e-05 |  | 1.6387e-07 | 0 | 1.6387e-07 | 8.1935e-08 | 0 | 8.1935e-08 | 2.1069e-07 | 0 | 2.1069e-07 | [16 empty] | 7.3.1.3 Ignition probability mapping showing the probability of ignition along the electric lines and equipmentWLDFRAggregatedAggregated | WLDFR | HFTD - Distribution - Tier 3 - 3QU CoRE ¦ 3QU LoRE | Red Flag Warning - Destructive Fires | Aggregated | Aggregated | 2046 | 4.1234e-06 | 0 | 206.7005 | 0.00085232 | 2046 | Mitigation | 0.08575 | 30 | 0 | esc | 0.0012005 | 4.9502e-09 | 0.00060025 | 2.4751e-09 | 0.0015435 | 6.3645e-09
[79 empty] | WLDFR | HFTD - Distribution - Tier 3 - 3QU CoRE ¦ 3QU LoRE | Non-Red Flag Warning - Large Fires | 2042 | 2.52e-08 | 1.26e-08 | 3.24e-08 | 6.5028 | 0.81304 | 3.6355 | 2.0543 | 0 | 0 | 0 | 2.0991e-05 |  | 1.6387e-07 | 0 | 1.6387e-07 | 8.1935e-08 | 0 | 8.1935e-08 | 2.1069e-07 | 0 | 2.1069e-07 | [16 empty] | 7.3.1.3 Ignition probability mapping showing the probability of ignition along the electric lines and equipmentWLDFRAggregatedAggregated | WLDFR | HFTD - Distribution - Tier 3 - 3QU CoRE ¦ 3QU LoRE | Red Flag Warning - Destructive Fires | Aggregated | Aggregated | 2047 | 4.1234e-06 | 0 | 206.7005 | 0.00085232 | 2047 | Mitigation | 0.08575 | 30 | 0 | esc | 0.0012005 | 4.9502e-09 | 0.00060025 | 2.4751e-09 | 0.0015435 | 6.3645e-09
[79 empty] | WLDFR | HFTD - Distribution - Tier 3 - 3QU CoRE ¦ 3QU LoRE | Non-Red Flag Warning - Large Fires | 2043 | 2.52e-08 | 1.26e-08 | 3.24e-08 | 6.9209 | 0.84944 | 3.8632 | 2.2083 | 0 | 0 | 0 | 2.0991e-05 |  | 1.7441e-07 | 0 | 1.7441e-07 | 8.7204e-08 | 0 | 8.7204e-08 | 2.2424e-07 | 0 | 2.2424e-07 | [16 empty] | 7.3.1.3 Ignition probability mapping showing the probability of ignition along the electric lines and equipmentWLDFRAggregatedAggregated | WLDFR | HFTD - Distribution - Tier 3 - 3QU CoRE ¦ 3QU LoRE | Red Flag Warning - Destructive Fires | Aggregated | Aggregated | 2048 | 4.1234e-06 | 0 | 206.7005 | 0.00085232 | 2048 | Mitigation | 0.08575 | 30 | 0 | esc | 0.0012005 | 4.9502e-09 | 0.00060025 | 2.4751e-09 | 0.0015435 | 6.3645e-09
[79 empty] | WLDFR | HFTD - Distribution - Tier 3 - 3QU CoRE ¦ 3QU LoRE | Non-Red Flag Warning - Large Fires | 2044 | 2.52e-08 | 1.26e-08 | 3.24e-08 | 6.9209 | 0.84944 | 3.8632 | 2.2083 | 0 | 0 | 0 | 2.0991e-05 |  | 1.7441e-07 | 0 | 1.7441e-07 | 8.7204e-08 | 0 | 8.7204e-08 | 2.2424e-07 | 0 | 2.2424e-07 | [16 empty] | 7.3.1.3 Ignition probability mapping showing the probability of ignition along the electric lines and equipmentWLDFRAggregatedAggregated | WLDFR | HFTD - Distribution - Tier 3 - 3QU CoRE ¦ 3QU LoRE | Red Flag Warning - Destructive Fires | Aggregated | Aggregated | 2049 | 4.1234e-06 | 0 | 206.7005 | 0.00085232 | 2049 | Mitigation | 0.08575 | 30 | 0 | esc | 0.0012005 | 4.9502e-09 | 0.00060025 | 2.4751e-09 | 0.0015435 | 6.3645e-09
[79 empty] | WLDFR | HFTD - Distribution - Tier 3 - 3QU CoRE ¦ 3QU LoRE | Non-Red Flag Warning - Large Fires | 2045 | 2.52e-08 | 1.26e-08 | 3.24e-08 | 6.9209 | 0.84944 | 3.8632 | 2.2083 | 0 | 0 | 0 | 2.0991e-05 |  | 1.7441e-07 | 0 | 1.7441e-07 | 8.7204e-08 | 0 | 8.7204e-08 | 2.2424e-07 | 0 | 2.2424e-07 | [16 empty] | 7.3.1.3 Ignition probability mapping showing the probability of ignition along the electric lines and equipmentWLDFRAggregatedAggregated | WLDFR | HFTD - Distribution - Tier 3 - 3QU CoRE ¦ 3QU LoRE | Red Flag Warning - Destructive Fires | Aggregated | Aggregated | 2050 | 4.1234e-06 | 0 | 206.7005 | 0.00085232 | 2050 | Mitigation | 0.08575 | 30 | 0 | esc | 0 | 0 | 0.00060025 | 2.4751e-09 | 0.0015435 | 6.3645e-09
[79 empty] | WLDFR | HFTD - Distribution - Tier 3 - 3QU CoRE ¦ 3QU LoRE | Non-Red Flag Warning - Large Fires | 2046 | 2.52e-08 | 1.26e-08 | 3.24e-08 | 6.9209 | 0.84944 | 3.8632 | 2.2083 | 0 | 0 | 0 | 2.0991e-05 |  | 1.7441e-07 | 0 | 1.7441e-07 | 8.7204e-08 | 0 | 8.7204e-08 | 2.2424e-07 | 0 | 2.2424e-07 | [16 empty] | 7.3.1.3 Ignition probability mapping showing the probability of ignition along the electric lines and equipmentWLDFRAggregatedAggregated | WLDFR | HFTD - Distribution - Tier 3 - 3QU CoRE ¦ 3QU LoRE | Red Flag Warning - Destructive Fires | Aggregated | Aggregated | 2051 | 4.1234e-06 | 0 | 206.7005 | 0.00085232 | 2051 | Mitigation | 0.08575 | 30 | 0 | esc | 0 | 0 | 0 | 0 | 0.0015435 | 6.3645e-09
[79 empty] | WLDFR | HFTD - Distribution - Tier 3 - 3QU CoRE ¦ 3QU LoRE | Non-Red Flag Warning - Large Fires | 2047 | 2.52e-08 | 1.26e-08 | 3.24e-08 | 6.9209 | 0.84944 | 3.8632 | 2.2083 | 0 | 0 | 0 | 2.0991e-05 |  | 1.7441e-07 | 0 | 1.7441e-07 | 8.7204e-08 | 0 | 8.7204e-08 | 2.2424e-07 | 0 | 2.2424e-07 | [16 empty] | 7.3.1.3 Ignition probability mapping showing the probability of ignition along the electric lines and equipmentWLDFRAggregatedAggregated | WLDFR | HFTD - Distribution - Tier 3 - 3QU CoRE ¦ 3QU LoRE | Red Flag Warning - Large Fires | Aggregated | Aggregated | 2021 | 4.2417e-05 | 0 | 206.7005 | 0.0087676 | 2021 | Mitigation | 0.08575 | 30 | 0 | esc | 0.0012005 | 5.0922e-08 | 0.00060025 | 2.5461e-08 | 0 | 0
[79 empty] | WLDFR | HFTD - Distribution - Tier 3 - 3QU CoRE ¦ 3QU LoRE | Non-Red Flag Warning - Large Fires | 2048 | 2.52e-08 | 1.26e-08 | 3.24e-08 | 7.3713 | 0.88759 | 4.1075 | 2.3763 | 0 | 0 | 0 | 2.0991e-05 |  | 1.8576e-07 | 0 | 1.8576e-07 | 9.2879e-08 | 0 | 9.2879e-08 | 2.3883e-07 | 0 | 2.3883e-07 | [16 empty] | 7.3.1.3 Ignition probability mapping showing the probability of ignition along the electric lines and equipmentWLDFRAggregatedAggregated | WLDFR | HFTD - Distribution - Tier 3 - 3QU CoRE ¦ 3QU LoRE | Red Flag Warning - Large Fires | Aggregated | Aggregated | 2022 | 4.2417e-05 | 0 | 206.7005 | 0.0087676 | 2022 | Mitigation | 0.08575 | 30 | 0 | esc | 0.0012005 | 5.0922e-08 | 0.00060025 | 2.5461e-08 | 0.0015435 | 6.5471e-08
[79 empty] | WLDFR | HFTD - Distribution - Tier 3 - 3QU CoRE ¦ 3QU LoRE | Non-Red Flag Warning - Large Fires | 2049 | 2.52e-08 | 1.26e-08 | 3.24e-08 | 7.3713 | 0.88759 | 4.1075 | 2.3763 | 0 | 0 | 0 | 2.0991e-05 |  | 1.8576e-07 | 0 | 1.8576e-07 | 9.2879e-08 | 0 | 9.2879e-08 | 2.3883e-07 | 0 | 2.3883e-07 | [16 empty] | 7.3.1.3 Ignition probability mapping showing the probability of ignition along the electric lines and equipmentWLDFRAggregatedAggregated | WLDFR | HFTD - Distribution - Tier 3 - 3QU CoRE ¦ 3QU LoRE | Red Flag Warning - Large Fires | Aggregated | Aggregated | 2023 | 4.2417e-05 | 0 | 206.7005 | 0.0087676 | 2023 | Mitigation | 0.08575 | 30 | 0 | esc | 0.0012005 | 5.0922e-08 | 0.00060025 | 2.5461e-08 | 0.0015435 | 6.5471e-08
[79 empty] | WLDFR | HFTD - Distribution - Tier 3 - 3QU CoRE ¦ 3QU LoRE | Non-Red Flag Warning - Large Fires | 2050 | 0 | 1.26e-08 | 3.24e-08 | 7.3713 | 0.88759 | 4.1075 | 2.3763 | 0 | 0 | 0 | 2.0991e-05 |  | 0 | 0 | 0 | 9.2879e-08 | 0 | 9.2879e-08 | 2.3883e-07 | 0 | 2.3883e-07 | [16 empty] | 7.3.1.3 Ignition probability mapping showing the probability of ignition along the electric lines and equipmentWLDFRAggregatedAggregated | WLDFR | HFTD - Distribution - Tier 3 - 3QU CoRE ¦ 3QU LoRE | Red Flag Warning - Large Fires | Aggregated | Aggregated | 2024 | 4.2417e-05 | 0 | 206.7005 | 0.0087676 | 2024 | Mitigation | 0.08575 | 30 | 0 | esc | 0.0012005 | 5.0922e-08 | 0.00060025 | 2.5461e-08 | 0.0015435 | 6.5471e-08
[79 empty] | WLDFR | HFTD - Distribution - Tier 3 - 3QU CoRE ¦ 3QU LoRE | Non-Red Flag Warning - Large Fires | 2051 | 0 | 0 | 3.24e-08 | 7.3713 | 0.88759 | 4.1075 | 2.3763 | 0 | 0 | 0 | 2.0991e-05 |  | 0 | 0 | 0 | 0 | 0 | 0 | 2.3883e-07 | 0 | 2.3883e-07 | [16 empty] | 7.3.1.3 Ignition probability mapping showing the probability of ignition along the electric lines and equipmentWLDFRAggregatedAggregated | WLDFR | HFTD - Distribution - Tier 3 - 3QU CoRE ¦ 3QU LoRE | Red Flag Warning - Large Fires | Aggregated | Aggregated | 2025 | 4.2417e-05 | 0 | 206.7005 | 0.0087676 | 2025 | Mitigation | 0.08575 | 30 | 0 | esc | 0.0012005 | 5.0922e-08 | 0.00060025 | 2.5461e-08 | 0.0015435 | 6.5471e-08
[79 empty] | WLDFR | HFTD - Distribution - Tier 3 - 3QU CoRE ¦ 3QU LoRE | Non-Red Flag Warning - Small Fires | 2020 | 5.1643e-06 | 0 | 0 | 0.077901 | 0.036425 | 0.0015809 | 0.039895 | 0 | 0 | 0 | 0.0043018 |  | 4.023e-07 | 0 | 4.023e-07 | 0 | 0 | 0 | 0 | 0 | 0 | [16 empty] | 7.3.1.3 Ignition probability mapping showing the probability of ignition along the electric lines and equipmentWLDFRAggregatedAggregated | WLDFR | HFTD - Distribution - Tier 3 - 3QU CoRE ¦ 3QU LoRE | Red Flag Warning - Large Fires | Aggregated | Aggregated | 2026 | 4.2417e-05 | 0 | 206.7005 | 0.0087676 | 2026 | Mitigation | 0.08575 | 30 | 0 | esc | 0.0012005 | 5.0922e-08 | 0.00060025 | 2.5461e-08 | 0.0015435 | 6.5471e-08
[79 empty] | WLDFR | HFTD - Distribution - Tier 3 - 3QU CoRE ¦ 3QU LoRE | Non-Red Flag Warning - Small Fires | 2021 | 5.1643e-06 | 2.5821e-06 | 0 | 0.077901 | 0.036425 | 0.0015809 | 0.039895 | 0 | 0 | 0 | 0.0043018 |  | 4.023e-07 | 0 | 4.023e-07 | 2.0115e-07 | 0 | 2.0115e-07 | 0 | 0 | 0 | [16 empty] | 7.3.1.3 Ignition probability mapping showing the probability of ignition along the electric lines and equipmentWLDFRAggregatedAggregated | WLDFR | HFTD - Distribution - Tier 3 - 3QU CoRE ¦ 3QU LoRE | Red Flag Warning - Large Fires | Aggregated | Aggregated | 2027 | 4.2417e-05 | 0 | 206.7005 | 0.0087676 | 2027 | Mitigation | 0.08575 | 30 | 0 | esc | 0.0012005 | 5.0922e-08 | 0.00060025 | 2.5461e-08 | 0.0015435 | 6.5471e-08
[79 empty] | WLDFR | HFTD - Distribution - Tier 3 - 3QU CoRE ¦ 3QU LoRE | Non-Red Flag Warning - Small Fires | 2022 | 5.1643e-06 | 2.5821e-06 | 6.6398e-06 | 0.077901 | 0.036425 | 0.0015809 | 0.039895 | 0 | 0 | 0 | 0.0043018 |  | 4.023e-07 | 0 | 4.023e-07 | 2.0115e-07 | 0 | 2.0115e-07 | 5.1724e-07 | 0 | 5.1724e-07 | [16 empty] | 7.3.1.3 Ignition probability mapping showing the probability of ignition along the electric lines and equipmentWLDFRAggregatedAggregated | WLDFR | HFTD - Distribution - Tier 3 - 3QU CoRE ¦ 3QU LoRE | Red Flag Warning - Large Fires | Aggregated | Aggregated | 2028 | 4.2417e-05 | 0 | 206.7005 | 0.0087676 | 2028 | Mitigation | 0.08575 | 30 | 0 | esc | 0.0012005 | 5.0922e-08 | 0.00060025 | 2.5461e-08 | 0.0015435 | 6.5471e-08
[79 empty] | WLDFR | HFTD - Distribution - Tier 3 - 3QU CoRE ¦ 3QU LoRE | Non-Red Flag Warning - Small Fires | 2023 | 5.1643e-06 | 2.5821e-06 | 6.6398e-06 | 0.080408 | 0.03759 | 0.0016314 | 0.041187 | 0 | 0 | 0 | 0.0043018 |  | 4.1525e-07 | 0 | 4.1525e-07 | 2.0762e-07 | 0 | 2.0762e-07 | 5.3389e-07 | 0 | 5.3389e-07 | [16 empty] | 7.3.1.3 Ignition probability mapping showing the probability of ignition along the electric lines and equipmentWLDFRAggregatedAggregated | WLDFR | HFTD - Distribution - Tier 3 - 3QU CoRE ¦ 3QU LoRE | Red Flag Warning - Large Fires | Aggregated | Aggregated | 2029 | 4.2417e-05 | 0 | 206.7005 | 0.0087676 | 2029 | Mitigation | 0.08575 | 30 | 0 | esc | 0.0012005 | 5.0922e-08 | 0.00060025 | 2.5461e-08 | 0.0015435 | 6.5471e-08
[79 empty] | WLDFR | HFTD - Distribution - Tier 3 - 3QU CoRE ¦ 3QU LoRE | Non-Red Flag Warning - Small Fires | 2024 | 5.1643e-06 | 2.5821e-06 | 6.6398e-06 | 0.080408 | 0.03759 | 0.0016314 | 0.041187 | 0 | 0 | 0 | 0.0043018 |  | 4.1525e-07 | 0 | 4.1525e-07 | 2.0762e-07 | 0 | 2.0762e-07 | 5.3389e-07 | 0 | 5.3389e-07 | [16 empty] | 7.3.1.3 Ignition probability mapping showing the probability of ignition along the electric lines and equipmentWLDFRAggregatedAggregated | WLDFR | HFTD - Distribution - Tier 3 - 3QU CoRE ¦ 3QU LoRE | Red Flag Warning - Large Fires | Aggregated | Aggregated | 2030 | 4.2417e-05 | 0 | 206.7005 | 0.0087676 | 2030 | Mitigation | 0.08575 | 30 | 0 | esc | 0.0012005 | 5.0922e-08 | 0.00060025 | 2.5461e-08 | 0.0015435 | 6.5471e-08
[79 empty] | WLDFR | HFTD - Distribution - Tier 3 - 3QU CoRE ¦ 3QU LoRE | Non-Red Flag Warning - Small Fires | 2025 | 5.1643e-06 | 2.5821e-06 | 6.6398e-06 | 0.080408 | 0.03759 | 0.0016314 | 0.041187 | 0 | 0 | 0 | 0.0043018 |  | 4.1525e-07 | 0 | 4.1525e-07 | 2.0762e-07 | 0 | 2.0762e-07 | 5.3389e-07 | 0 | 5.3389e-07 | [16 empty] | 7.3.1.3 Ignition probability mapping showing the probability of ignition along the electric lines and equipmentWLDFRAggregatedAggregated | WLDFR | HFTD - Distribution - Tier 3 - 3QU CoRE ¦ 3QU LoRE | Red Flag Warning - Large Fires | Aggregated | Aggregated | 2031 | 4.2417e-05 | 0 | 206.7005 | 0.0087676 | 2031 | Mitigation | 0.08575 | 30 | 0 | esc | 0.0012005 | 5.0922e-08 | 0.00060025 | 2.5461e-08 | 0.0015435 | 6.5471e-08
[79 empty] | WLDFR | HFTD - Distribution - Tier 3 - 3QU CoRE ¦ 3QU LoRE | Non-Red Flag Warning - Small Fires | 2026 | 5.1643e-06 | 2.5821e-06 | 6.6398e-06 | 0.080408 | 0.03759 | 0.0016314 | 0.041187 | 0 | 0 | 0 | 0.0043018 |  | 4.1525e-07 | 0 | 4.1525e-07 | 2.0762e-07 | 0 | 2.0762e-07 | 5.3389e-07 | 0 | 5.3389e-07 | [16 empty] | 7.3.1.3 Ignition probability mapping showing the probability of ignition along the electric lines and equipmentWLDFRAggregatedAggregated | WLDFR | HFTD - Distribution - Tier 3 - 3QU CoRE ¦ 3QU LoRE | Red Flag Warning - Large Fires | Aggregated | Aggregated | 2032 | 4.2417e-05 | 0 | 206.7005 | 0.0087676 | 2032 | Mitigation | 0.08575 | 30 | 0 | esc | 0.0012005 | 5.0922e-08 | 0.00060025 | 2.5461e-08 | 0.0015435 | 6.5471e-08
[79 empty] | WLDFR | HFTD - Distribution - Tier 3 - 3QU CoRE ¦ 3QU LoRE | Non-Red Flag Warning - Small Fires | 2027 | 5.1643e-06 | 2.5821e-06 | 6.6398e-06 | 0.080408 | 0.03759 | 0.0016314 | 0.041187 | 0 | 0 | 0 | 0.0043018 |  | 4.1525e-07 | 0 | 4.1525e-07 | 2.0762e-07 | 0 | 2.0762e-07 | 5.3389e-07 | 0 | 5.3389e-07 | [16 empty] | 7.3.1.3 Ignition probability mapping showing the probability of ignition along the electric lines and equipmentWLDFRAggregatedAggregated | WLDFR | HFTD - Distribution - Tier 3 - 3QU CoRE ¦ 3QU LoRE | Red Flag Warning - Large Fires | Aggregated | Aggregated | 2033 | 4.2417e-05 | 0 | 206.7005 | 0.0087676 | 2033 | Mitigation | 0.08575 | 30 | 0 | esc | 0.0012005 | 5.0922e-08 | 0.00060025 | 2.5461e-08 | 0.0015435 | 6.5471e-08
[79 empty] | WLDFR | HFTD - Distribution - Tier 3 - 3QU CoRE ¦ 3QU LoRE | Non-Red Flag Warning - Small Fires | 2028 | 5.1643e-06 | 2.5821e-06 | 6.6398e-06 | 0.083606 | 0.039055 | 0.001695 | 0.042856 | 0 | 0 | 0 | 0.0043018 |  | 4.3177e-07 | 0 | 4.3177e-07 | 2.1588e-07 | 0 | 2.1588e-07 | 5.5513e-07 | 0 | 5.5513e-07 | [16 empty] | 7.3.1.3 Ignition probability mapping showing the probability of ignition along the electric lines and equipmentWLDFRAggregatedAggregated | WLDFR | HFTD - Distribution - Tier 3 - 3QU CoRE ¦ 3QU LoRE | Red Flag Warning - Large Fires | Aggregated | Aggregated | 2034 | 4.2417e-05 | 0 | 206.7005 | 0.0087676 | 2034 | Mitigation | 0.08575 | 30 | 0 | esc | 0.0012005 | 5.0922e-08 | 0.00060025 | 2.5461e-08 | 0.0015435 | 6.5471e-08
[79 empty] | WLDFR | HFTD - Distribution - Tier 3 - 3QU CoRE ¦ 3QU LoRE | Non-Red Flag Warning - Small Fires | 2029 | 5.1643e-06 | 2.5821e-06 | 6.6398e-06 | 0.083606 | 0.039055 | 0.001695 | 0.042856 | 0 | 0 | 0 | 0.0043018 |  | 4.3177e-07 | 0 | 4.3177e-07 | 2.1588e-07 | 0 | 2.1588e-07 | 5.5513e-07 | 0 | 5.5513e-07 | [16 empty] | 7.3.1.3 Ignition probability mapping showing the probability of ignition along the electric lines and equipmentWLDFRAggregatedAggregated | WLDFR | HFTD - Distribution - Tier 3 - 3QU CoRE ¦ 3QU LoRE | Red Flag Warning - Large Fires | Aggregated | Aggregated | 2035 | 4.2417e-05 | 0 | 206.7005 | 0.0087676 | 2035 | Mitigation | 0.08575 | 30 | 0 | esc | 0.0012005 | 5.0922e-08 | 0.00060025 | 2.5461e-08 | 0.0015435 | 6.5471e-08
[79 empty] | WLDFR | HFTD - Distribution - Tier 3 - 3QU CoRE ¦ 3QU LoRE | Non-Red Flag Warning - Small Fires | 2030 | 5.1643e-06 | 2.5821e-06 | 6.6398e-06 | 0.083606 | 0.039055 | 0.001695 | 0.042856 | 0 | 0 | 0 | 0.0043018 |  | 4.3177e-07 | 0 | 4.3177e-07 | 2.1588e-07 | 0 | 2.1588e-07 | 5.5513e-07 | 0 | 5.5513e-07 | [16 empty] | 7.3.1.3 Ignition probability mapping showing the probability of ignition along the electric lines and equipmentWLDFRAggregatedAggregated | WLDFR | HFTD - Distribution - Tier 3 - 3QU CoRE ¦ 3QU LoRE | Red Flag Warning - Large Fires | Aggregated | Aggregated | 2036 | 4.2417e-05 | 0 | 206.7005 | 0.0087676 | 2036 | Mitigation | 0.08575 | 30 | 0 | esc | 0.0012005 | 5.0922e-08 | 0.00060025 | 2.5461e-08 | 0.0015435 | 6.5471e-08
[79 empty] | WLDFR | HFTD - Distribution - Tier 3 - 3QU CoRE ¦ 3QU LoRE | Non-Red Flag Warning - Small Fires | 2031 | 5.1643e-06 | 2.5821e-06 | 6.6398e-06 | 0.083606 | 0.039055 | 0.001695 | 0.042856 | 0 | 0 | 0 | 0.0043018 |  | 4.3177e-07 | 0 | 4.3177e-07 | 2.1588e-07 | 0 | 2.1588e-07 | 5.5513e-07 | 0 | 5.5513e-07 | [16 empty] | 7.3.1.3 Ignition probability mapping showing the probability of ignition along the electric lines and equipmentWLDFRAggregatedAggregated | WLDFR | HFTD - Distribution - Tier 3 - 3QU CoRE ¦ 3QU LoRE | Red Flag Warning - Large Fires | Aggregated | Aggregated | 2037 | 4.2417e-05 | 0 | 206.7005 | 0.0087676 | 2037 | Mitigation | 0.08575 | 30 | 0 | esc | 0.0012005 | 5.0922e-08 | 0.00060025 | 2.5461e-08 | 0.0015435 | 6.5471e-08
[79 empty] | WLDFR | HFTD - Distribution - Tier 3 - 3QU CoRE ¦ 3QU LoRE | Non-Red Flag Warning - Small Fires | 2032 | 5.1643e-06 | 2.5821e-06 | 6.6398e-06 | 0.083606 | 0.039055 | 0.001695 | 0.042856 | 0 | 0 | 0 | 0.0043018 |  | 4.3177e-07 | 0 | 4.3177e-07 | 2.1588e-07 | 0 | 2.1588e-07 | 5.5513e-07 | 0 | 5.5513e-07 | [16 empty] | 7.3.1.3 Ignition probability mapping showing the probability of ignition along the electric lines and equipmentWLDFRAggregatedAggregated | WLDFR | HFTD - Distribution - Tier 3 - 3QU CoRE ¦ 3QU LoRE | Red Flag Warning - Large Fires | Aggregated | Aggregated | 2038 | 4.2417e-05 | 0 | 206.7005 | 0.0087676 | 2038 | Mitigation | 0.08575 | 30 | 0 | esc | 0.0012005 | 5.0922e-08 | 0.00060025 | 2.5461e-08 | 0.0015435 | 6.5471e-08
[79 empty] | WLDFR | HFTD - Distribution - Tier 3 - 3QU CoRE ¦ 3QU LoRE | Non-Red Flag Warning - Small Fires | 2033 | 5.1643e-06 | 2.5821e-06 | 6.6398e-06 | 0.087211 | 0.040679 | 0.0017655 | 0.044766 | 0 | 0 | 0 | 0.0043018 |  | 4.5038e-07 | 0 | 4.5038e-07 | 2.2519e-07 | 0 | 2.2519e-07 | 5.7906e-07 | 0 | 5.7906e-07 | [16 empty] | 7.3.1.3 Ignition probability mapping showing the probability of ignition along the electric lines and equipmentWLDFRAggregatedAggregated | WLDFR | HFTD - Distribution - Tier 3 - 3QU CoRE ¦ 3QU LoRE | Red Flag Warning - Large Fires | Aggregated | Aggregated | 2039 | 4.2417e-05 | 0 | 206.7005 | 0.0087676 | 2039 | Mitigation | 0.08575 | 30 | 0 | esc | 0.0012005 | 5.0922e-08 | 0.00060025 | 2.5461e-08 | 0.0015435 | 6.5471e-08
[79 empty] | WLDFR | HFTD - Distribution - Tier 3 - 3QU CoRE ¦ 3QU LoRE | Non-Red Flag Warning - Small Fires | 2034 | 5.1643e-06 | 2.5821e-06 | 6.6398e-06 | 0.087211 | 0.040679 | 0.0017655 | 0.044766 | 0 | 0 | 0 | 0.0043018 |  | 4.5038e-07 | 0 | 4.5038e-07 | 2.2519e-07 | 0 | 2.2519e-07 | 5.7906e-07 | 0 | 5.7906e-07 | [16 empty] | 7.3.1.3 Ignition probability mapping showing the probability of ignition along the electric lines and equipmentWLDFRAggregatedAggregated | WLDFR | HFTD - Distribution - Tier 3 - 3QU CoRE ¦ 3QU LoRE | Red Flag Warning - Large Fires | Aggregated | Aggregated | 2040 | 4.2417e-05 | 0 | 206.7005 | 0.0087676 | 2040 | Mitigation | 0.08575 | 30 | 0 | esc | 0.0012005 | 5.0922e-08 | 0.00060025 | 2.5461e-08 | 0.0015435 | 6.5471e-08
[79 empty] | WLDFR | HFTD - Distribution - Tier 3 - 3QU CoRE ¦ 3QU LoRE | Non-Red Flag Warning - Small Fires | 2035 | 5.1643e-06 | 2.5821e-06 | 6.6398e-06 | 0.087211 | 0.040679 | 0.0017655 | 0.044766 | 0 | 0 | 0 | 0.0043018 |  | 4.5038e-07 | 0 | 4.5038e-07 | 2.2519e-07 | 0 | 2.2519e-07 | 5.7906e-07 | 0 | 5.7906e-07 | [16 empty] | 7.3.1.3 Ignition probability mapping showing the probability of ignition along the electric lines and equipmentWLDFRAggregatedAggregated | WLDFR | HFTD - Distribution - Tier 3 - 3QU CoRE ¦ 3QU LoRE | Red Flag Warning - Large Fires | Aggregated | Aggregated | 2041 | 4.2417e-05 | 0 | 206.7005 | 0.0087676 | 2041 | Mitigation | 0.08575 | 30 | 0 | esc | 0.0012005 | 5.0922e-08 | 0.00060025 | 2.5461e-08 | 0.0015435 | 6.5471e-08
[79 empty] | WLDFR | HFTD - Distribution - Tier 3 - 3QU CoRE ¦ 3QU LoRE | Non-Red Flag Warning - Small Fires | 2036 | 5.1643e-06 | 2.5821e-06 | 6.6398e-06 | 0.087211 | 0.040679 | 0.0017655 | 0.044766 | 0 | 0 | 0 | 0.0043018 |  | 4.5038e-07 | 0 | 4.5038e-07 | 2.2519e-07 | 0 | 2.2519e-07 | 5.7906e-07 | 0 | 5.7906e-07 | [16 empty] | 7.3.1.3 Ignition probability mapping showing the probability of ignition along the electric lines and equipmentWLDFRAggregatedAggregated | WLDFR | HFTD - Distribution - Tier 3 - 3QU CoRE ¦ 3QU LoRE | Red Flag Warning - Large Fires | Aggregated | Aggregated | 2042 | 4.2417e-05 | 0 | 206.7005 | 0.0087676 | 2042 | Mitigation | 0.08575 | 30 | 0 | esc | 0.0012005 | 5.0922e-08 | 0.00060025 | 2.5461e-08 | 0.0015435 | 6.5471e-08
[79 empty] | WLDFR | HFTD - Distribution - Tier 3 - 3QU CoRE ¦ 3QU LoRE | Non-Red Flag Warning - Small Fires | 2037 | 5.1643e-06 | 2.5821e-06 | 6.6398e-06 | 0.087211 | 0.040679 | 0.0017655 | 0.044766 | 0 | 0 | 0 | 0.0043018 |  | 4.5038e-07 | 0 | 4.5038e-07 | 2.2519e-07 | 0 | 2.2519e-07 | 5.7906e-07 | 0 | 5.7906e-07 | [16 empty] | 7.3.1.3 Ignition probability mapping showing the probability of ignition along the electric lines and equipmentWLDFRAggregatedAggregated | WLDFR | HFTD - Distribution - Tier 3 - 3QU CoRE ¦ 3QU LoRE | Red Flag Warning - Large Fires | Aggregated | Aggregated | 2043 | 4.2417e-05 | 0 | 206.7005 | 0.0087676 | 2043 | Mitigation | 0.08575 | 30 | 0 | esc | 0.0012005 | 5.0922e-08 | 0.00060025 | 2.5461e-08 | 0.0015435 | 6.5471e-08
[79 empty] | WLDFR | HFTD - Distribution - Tier 3 - 3QU CoRE ¦ 3QU LoRE | Non-Red Flag Warning - Small Fires | 2038 | 5.1643e-06 | 2.5821e-06 | 6.6398e-06 | 0.091184 | 0.042438 | 0.0018418 | 0.046905 | 0 | 0 | 0 | 0.0043018 |  | 4.709e-07 | 0 | 4.709e-07 | 2.3545e-07 | 0 | 2.3545e-07 | 6.0544e-07 | 0 | 6.0544e-07 | [16 empty] | 7.3.1.3 Ignition probability mapping showing the probability of ignition along the electric lines and equipmentWLDFRAggregatedAggregated | WLDFR | HFTD - Distribution - Tier 3 - 3QU CoRE ¦ 3QU LoRE | Red Flag Warning - Large Fires | Aggregated | Aggregated | 2044 | 4.2417e-05 | 0 | 206.7005 | 0.0087676 | 2044 | Mitigation | 0.08575 | 30 | 0 | esc | 0.0012005 | 5.0922e-08 | 0.00060025 | 2.5461e-08 | 0.0015435 | 6.5471e-08
[79 empty] | WLDFR | HFTD - Distribution - Tier 3 - 3QU CoRE ¦ 3QU LoRE | Non-Red Flag Warning - Small Fires | 2039 | 5.1643e-06 | 2.5821e-06 | 6.6398e-06 | 0.091184 | 0.042438 | 0.0018418 | 0.046905 | 0 | 0 | 0 | 0.0043018 |  | 4.709e-07 | 0 | 4.709e-07 | 2.3545e-07 | 0 | 2.3545e-07 | 6.0544e-07 | 0 | 6.0544e-07 | [16 empty] | 7.3.1.3 Ignition probability mapping showing the probability of ignition along the electric lines and equipmentWLDFRAggregatedAggregated | WLDFR | HFTD - Distribution - Tier 3 - 3QU CoRE ¦ 3QU LoRE | Red Flag Warning - Large Fires | Aggregated | Aggregated | 2045 | 4.2417e-05 | 0 | 206.7005 | 0.0087676 | 2045 | Mitigation | 0.08575 | 30 | 0 | esc | 0.0012005 | 5.0922e-08 | 0.00060025 | 2.5461e-08 | 0.0015435 | 6.5471e-08
[79 empty] | WLDFR | HFTD - Distribution - Tier 3 - 3QU CoRE ¦ 3QU LoRE | Non-Red Flag Warning - Small Fires | 2040 | 5.1643e-06 | 2.5821e-06 | 6.6398e-06 | 0.091184 | 0.042438 | 0.0018418 | 0.046905 | 0 | 0 | 0 | 0.0043018 |  | 4.709e-07 | 0 | 4.709e-07 | 2.3545e-07 | 0 | 2.3545e-07 | 6.0544e-07 | 0 | 6.0544e-07 | [16 empty] | 7.3.1.3 Ignition probability mapping showing the probability of ignition along the electric lines and equipmentWLDFRAggregatedAggregated | WLDFR | HFTD - Distribution - Tier 3 - 3QU CoRE ¦ 3QU LoRE | Red Flag Warning - Large Fires | Aggregated | Aggregated | 2046 | 4.2417e-05 | 0 | 206.7005 | 0.0087676 | 2046 | Mitigation | 0.08575 | 30 | 0 | esc | 0.0012005 | 5.0922e-08 | 0.00060025 | 2.5461e-08 | 0.0015435 | 6.5471e-08
[79 empty] | WLDFR | HFTD - Distribution - Tier 3 - 3QU CoRE ¦ 3QU LoRE | Non-Red Flag Warning - Small Fires | 2041 | 5.1643e-06 | 2.5821e-06 | 6.6398e-06 | 0.091184 | 0.042438 | 0.0018418 | 0.046905 | 0 | 0 | 0 | 0.0043018 |  | 4.709e-07 | 0 | 4.709e-07 | 2.3545e-07 | 0 | 2.3545e-07 | 6.0544e-07 | 0 | 6.0544e-07 | [16 empty] | 7.3.1.3 Ignition probability mapping showing the probability of ignition along the electric lines and equipmentWLDFRAggregatedAggregated | WLDFR | HFTD - Distribution - Tier 3 - 3QU CoRE ¦ 3QU LoRE | Red Flag Warning - Large Fires | Aggregated | Aggregated | 2047 | 4.2417e-05 | 0 | 206.7005 | 0.0087676 | 2047 | Mitigation | 0.08575 | 30 | 0 | esc | 0.0012005 | 5.0922e-08 | 0.00060025 | 2.5461e-08 | 0.0015435 | 6.5471e-08
[79 empty] | WLDFR | HFTD - Distribution - Tier 3 - 3QU CoRE ¦ 3QU LoRE | Non-Red Flag Warning - Small Fires | 2042 | 5.1643e-06 | 2.5821e-06 | 6.6398e-06 | 0.091184 | 0.042438 | 0.0018418 | 0.046905 | 0 | 0 | 0 | 0.0043018 |  | 4.709e-07 | 0 | 4.709e-07 | 2.3545e-07 | 0 | 2.3545e-07 | 6.0544e-07 | 0 | 6.0544e-07 | [16 empty] | 7.3.1.3 Ignition probability mapping showing the probability of ignition along the electric lines and equipmentWLDFRAggregatedAggregated | WLDFR | HFTD - Distribution - Tier 3 - 3QU CoRE ¦ 3QU LoRE | Red Flag Warning - Large Fires | Aggregated | Aggregated | 2048 | 4.2417e-05 | 0 | 206.7005 | 0.0087676 | 2048 | Mitigation | 0.08575 | 30 | 0 | esc | 0.0012005 | 5.0922e-08 | 0.00060025 | 2.5461e-08 | 0.0015435 | 6.5471e-08
[79 empty] | WLDFR | HFTD - Distribution - Tier 3 - 3QU CoRE ¦ 3QU LoRE | Non-Red Flag Warning - Small Fires | 2043 | 5.1643e-06 | 2.5821e-06 | 6.6398e-06 | 0.095486 | 0.044306 | 0.0019228 | 0.049257 | 0 | 0 | 0 | 0.0043018 |  | 4.9311e-07 | 0 | 4.9311e-07 | 2.4656e-07 | 0 | 2.4656e-07 | 6.34e-07 | 0 | 6.34e-07 | [16 empty] | 7.3.1.3 Ignition probability mapping showing the probability of ignition along the electric lines and equipmentWLDFRAggregatedAggregated | WLDFR | HFTD - Distribution - Tier 3 - 3QU CoRE ¦ 3QU LoRE | Red Flag Warning - Large Fires | Aggregated | Aggregated | 2049 | 4.2417e-05 | 0 | 206.7005 | 0.0087676 | 2049 | Mitigation | 0.08575 | 30 | 0 | esc | 0.0012005 | 5.0922e-08 | 0.00060025 | 2.5461e-08 | 0.0015435 | 6.5471e-08
[79 empty] | WLDFR | HFTD - Distribution - Tier 3 - 3QU CoRE ¦ 3QU LoRE | Non-Red Flag Warning - Small Fires | 2044 | 5.1643e-06 | 2.5821e-06 | 6.6398e-06 | 0.095486 | 0.044306 | 0.0019228 | 0.049257 | 0 | 0 | 0 | 0.0043018 |  | 4.9311e-07 | 0 | 4.9311e-07 | 2.4656e-07 | 0 | 2.4656e-07 | 6.34e-07 | 0 | 6.34e-07 | [16 empty] | 7.3.1.3 Ignition probability mapping showing the probability of ignition along the electric lines and equipmentWLDFRAggregatedAggregated | WLDFR | HFTD - Distribution - Tier 3 - 3QU CoRE ¦ 3QU LoRE | Red Flag Warning - Large Fires | Aggregated | Aggregated | 2050 | 4.2417e-05 | 0 | 206.7005 | 0.0087676 | 2050 | Mitigation | 0.08575 | 30 | 0 | esc | 0 | 0 | 0.00060025 | 2.5461e-08 | 0.0015435 | 6.5471e-08
[79 empty] | WLDFR | HFTD - Distribution - Tier 3 - 3QU CoRE ¦ 3QU LoRE | Non-Red Flag Warning - Small Fires | 2045 | 5.1643e-06 | 2.5821e-06 | 6.6398e-06 | 0.095486 | 0.044306 | 0.0019228 | 0.049257 | 0 | 0 | 0 | 0.0043018 |  | 4.9311e-07 | 0 | 4.9311e-07 | 2.4656e-07 | 0 | 2.4656e-07 | 6.34e-07 | 0 | 6.34e-07 | [16 empty] | 7.3.1.3 Ignition probability mapping showing the probability of ignition along the electric lines and equipmentWLDFRAggregatedAggregated | WLDFR | HFTD - Distribution - Tier 3 - 3QU CoRE ¦ 3QU LoRE | Red Flag Warning - Large Fires | Aggregated | Aggregated | 2051 | 4.2417e-05 | 0 | 206.7005 | 0.0087676 | 2051 | Mitigation | 0.08575 | 30 | 0 | esc | 0 | 0 | 0 | 0 | 0.0015435 | 6.5471e-08
[79 empty] | WLDFR | HFTD - Distribution - Tier 3 - 3QU CoRE ¦ 3QU LoRE | Non-Red Flag Warning - Small Fires | 2046 | 5.1643e-06 | 2.5821e-06 | 6.6398e-06 | 0.095486 | 0.044306 | 0.0019228 | 0.049257 | 0 | 0 | 0 | 0.0043018 |  | 4.9311e-07 | 0 | 4.9311e-07 | 2.4656e-07 | 0 | 2.4656e-07 | 6.34e-07 | 0 | 6.34e-07 | [16 empty] | 7.3.1.3 Ignition probability mapping showing the probability of ignition along the electric lines and equipmentWLDFRAggregatedAggregated | WLDFR | HFTD - Distribution - Tier 3 - 3QU CoRE ¦ 3QU LoRE | Red Flag Warning - Small Fires | Aggregated | Aggregated | 2021 | 0.00069188 | 0 | 206.7005 | 0.14301 | 2021 | Mitigation | 0.08575 | 30 | 0 | esc | 0.0012005 | 8.306e-07 | 0.00060025 | 4.153e-07 | 0 | 0
[79 empty] | WLDFR | HFTD - Distribution - Tier 3 - 3QU CoRE ¦ 3QU LoRE | Non-Red Flag Warning - Small Fires | 2047 | 5.1643e-06 | 2.5821e-06 | 6.6398e-06 | 0.095486 | 0.044306 | 0.0019228 | 0.049257 | 0 | 0 | 0 | 0.0043018 |  | 4.9311e-07 | 0 | 4.9311e-07 | 2.4656e-07 | 0 | 2.4656e-07 | 6.34e-07 | 0 | 6.34e-07 | [16 empty] | 7.3.1.3 Ignition probability mapping showing the probability of ignition along the electric lines and equipmentWLDFRAggregatedAggregated | WLDFR | HFTD - Distribution - Tier 3 - 3QU CoRE ¦ 3QU LoRE | Red Flag Warning - Small Fires | Aggregated | Aggregated | 2022 | 0.00069188 | 0 | 206.7005 | 0.14301 | 2022 | Mitigation | 0.08575 | 30 | 0 | esc | 0.0012005 | 8.306e-07 | 0.00060025 | 4.153e-07 | 0.0015435 | 1.0679e-06
[79 empty] | WLDFR | HFTD - Distribution - Tier 3 - 3QU CoRE ¦ 3QU LoRE | Non-Red Flag Warning - Small Fires | 2048 | 5.1643e-06 | 2.5821e-06 | 6.6398e-06 | 0.10007 | 0.04626 | 0.0020076 | 0.051804 | 0 | 0 | 0 | 0.0043018 |  | 5.168e-07 | 0 | 5.168e-07 | 2.584e-07 | 0 | 2.584e-07 | 6.6445e-07 | 0 | 6.6445e-07 | [16 empty] | 7.3.1.3 Ignition probability mapping showing the probability of ignition along the electric lines and equipmentWLDFRAggregatedAggregated | WLDFR | HFTD - Distribution - Tier 3 - 3QU CoRE ¦ 3QU LoRE | Red Flag Warning - Small Fires | Aggregated | Aggregated | 2023 | 0.00069188 | 0 | 206.7005 | 0.14301 | 2023 | Mitigation | 0.08575 | 30 | 0 | esc | 0.0012005 | 8.306e-07 | 0.00060025 | 4.153e-07 | 0.0015435 | 1.0679e-06
[79 empty] | WLDFR | HFTD - Distribution - Tier 3 - 3QU CoRE ¦ 3QU LoRE | Non-Red Flag Warning - Small Fires | 2049 | 5.1643e-06 | 2.5821e-06 | 6.6398e-06 | 0.10007 | 0.04626 | 0.0020076 | 0.051804 | 0 | 0 | 0 | 0.0043018 |  | 5.168e-07 | 0 | 5.168e-07 | 2.584e-07 | 0 | 2.584e-07 | 6.6445e-07 | 0 | 6.6445e-07 | [16 empty] | 7.3.1.3 Ignition probability mapping showing the probability of ignition along the electric lines and equipmentWLDFRAggregatedAggregated | WLDFR | HFTD - Distribution - Tier 3 - 3QU CoRE ¦ 3QU LoRE | Red Flag Warning - Small Fires | Aggregated | Aggregated | 2024 | 0.00069188 | 0 | 206.7005 | 0.14301 | 2024 | Mitigation | 0.08575 | 30 | 0 | esc | 0.0012005 | 8.306e-07 | 0.00060025 | 4.153e-07 | 0.0015435 | 1.0679e-06
[79 empty] | WLDFR | HFTD - Distribution - Tier 3 - 3QU CoRE ¦ 3QU LoRE | Non-Red Flag Warning - Small Fires | 2050 | 0 | 2.5821e-06 | 6.6398e-06 | 0.10007 | 0.04626 | 0.0020076 | 0.051804 | 0 | 0 | 0 | 0.0043018 |  | 0 | 0 | 0 | 2.584e-07 | 0 | 2.584e-07 | 6.6445e-07 | 0 | 6.6445e-07 | [16 empty] | 7.3.1.3 Ignition probability mapping showing the probability of ignition along the electric lines and equipmentWLDFRAggregatedAggregated | WLDFR | HFTD - Distribution - Tier 3 - 3QU CoRE ¦ 3QU LoRE | Red Flag Warning - Small Fires | Aggregated | Aggregated | 2025 | 0.00069188 | 0 | 206.7005 | 0.14301 | 2025 | Mitigation | 0.08575 | 30 | 0 | esc | 0.0012005 | 8.306e-07 | 0.00060025 | 4.153e-07 | 0.0015435 | 1.0679e-06
[79 empty] | WLDFR | HFTD - Distribution - Tier 3 - 3QU CoRE ¦ 3QU LoRE | Non-Red Flag Warning - Small Fires | 2051 | 0 | 0 | 6.6398e-06 | 0.10007 | 0.04626 | 0.0020076 | 0.051804 | 0 | 0 | 0 | 0.0043018 |  | 0 | 0 | 0 | 0 | 0 | 0 | 6.6445e-07 | 0 | 6.6445e-07 | [16 empty] | 7.3.1.3 Ignition probability mapping showing the probability of ignition along the electric lines and equipmentWLDFRAggregatedAggregated | WLDFR | HFTD - Distribution - Tier 3 - 3QU CoRE ¦ 3QU LoRE | Red Flag Warning - Small Fires | Aggregated | Aggregated | 2026 | 0.00069188 | 0 | 206.7005 | 0.14301 | 2026 | Mitigation | 0.08575 | 30 | 0 | esc | 0.0012005 | 8.306e-07 | 0.00060025 | 4.153e-07 | 0.0015435 | 1.0679e-06
[79 empty] | WLDFR | HFTD - Distribution - Tier 3 - 3QU CoRE ¦ 3QU LoRE | Red Flag Warning - Catastrophic Fires | 2020 | 3.5744e-08 | 0 | 0 | 14146.1306 | 222.2294 | 8585.7228 | 5338.1784 | 0 | 0 | 0 | 2.9774e-05 |  | 0.00050564 | 0 | 0.00050564 | 0 | 0 | 0 | 0 | 0 | 0 | [16 empty] | 7.3.1.3 Ignition probability mapping showing the probability of ignition along the electric lines and equipmentWLDFRAggregatedAggregated | WLDFR | HFTD - Distribution - Tier 3 - 3QU CoRE ¦ 3QU LoRE | Red Flag Warning - Small Fires | Aggregated | Aggregated | 2027 | 0.00069188 | 0 | 206.7005 | 0.14301 | 2027 | Mitigation | 0.08575 | 30 | 0 | esc | 0.0012005 | 8.306e-07 | 0.00060025 | 4.153e-07 | 0.0015435 | 1.0679e-06
[79 empty] | WLDFR | HFTD - Distribution - Tier 3 - 3QU CoRE ¦ 3QU LoRE | Red Flag Warning - Catastrophic Fires | 2021 | 3.5744e-08 | 1.7872e-08 | 0 | 14146.1306 | 222.2294 | 8585.7228 | 5338.1784 | 0 | 0 | 0 | 2.9774e-05 |  | 0.00050564 | 0 | 0.00050564 | 0.00025282 | 0 | 0.00025282 | 0 | 0 | 0 | [16 empty] | 7.3.1.3 Ignition probability mapping showing the probability of ignition along the electric lines and equipmentWLDFRAggregatedAggregated | WLDFR | HFTD - Distribution - Tier 3 - 3QU CoRE ¦ 3QU LoRE | Red Flag Warning - Small Fires | Aggregated | Aggregated | 2028 | 0.00069188 | 0 | 206.7005 | 0.14301 | 2028 | Mitigation | 0.08575 | 30 | 0 | esc | 0.0012005 | 8.306e-07 | 0.00060025 | 4.153e-07 | 0.0015435 | 1.0679e-06
[79 empty] | WLDFR | HFTD - Distribution - Tier 3 - 3QU CoRE ¦ 3QU LoRE | Red Flag Warning - Catastrophic Fires | 2022 | 3.5744e-08 | 1.7872e-08 | 4.5957e-08 | 14146.1306 | 222.2294 | 8585.7228 | 5338.1784 | 0 | 0 | 0 | 2.9774e-05 |  | 0.00050564 | 0 | 0.00050564 | 0.00025282 | 0 | 0.00025282 | 0.00065011 | 0 | 0.00065011 | [16 empty] | 7.3.1.3 Ignition probability mapping showing the probability of ignition along the electric lines and equipmentWLDFRAggregatedAggregated | WLDFR | HFTD - Distribution - Tier 3 - 3QU CoRE ¦ 3QU LoRE | Red Flag Warning - Small Fires | Aggregated | Aggregated | 2029 | 0.00069188 | 0 | 206.7005 | 0.14301 | 2029 | Mitigation | 0.08575 | 30 | 0 | esc | 0.0012005 | 8.306e-07 | 0.00060025 | 4.153e-07 | 0.0015435 | 1.0679e-06
[79 empty] | WLDFR | HFTD - Distribution - Tier 3 - 3QU CoRE ¦ 3QU LoRE | Red Flag Warning - Catastrophic Fires | 2023 | 3.5744e-08 | 1.7872e-08 | 4.5957e-08 | 14664.6376 | 233.2301 | 8896.516 | 5534.8915 | 0 | 0 | 0 | 2.9774e-05 |  | 0.00052417 | 0 | 0.00052417 | 0.00026209 | 0 | 0.00026209 | 0.00067394 | 0 | 0.00067394 | [16 empty] | 7.3.1.3 Ignition probability mapping showing the probability of ignition along the electric lines and equipmentWLDFRAggregatedAggregated | WLDFR | HFTD - Distribution - Tier 3 - 3QU CoRE ¦ 3QU LoRE | Red Flag Warning - Small Fires | Aggregated | Aggregated | 2030 | 0.00069188 | 0 | 206.7005 | 0.14301 | 2030 | Mitigation | 0.08575 | 30 | 0 | esc | 0.0012005 | 8.306e-07 | 0.00060025 | 4.153e-07 | 0.0015435 | 1.0679e-06
[79 empty] | WLDFR | HFTD - Distribution - Tier 3 - 3QU CoRE ¦ 3QU LoRE | Red Flag Warning - Catastrophic Fires | 2024 | 3.5744e-08 | 1.7872e-08 | 4.5957e-08 | 14664.6376 | 233.2301 | 8896.516 | 5534.8915 | 0 | 0 | 0 | 2.9774e-05 |  | 0.00052417 | 0 | 0.00052417 | 0.00026209 | 0 | 0.00026209 | 0.00067394 | 0 | 0.00067394 | [16 empty] | 7.3.1.3 Ignition probability mapping showing the probability of ignition along the electric lines and equipmentWLDFRAggregatedAggregated | WLDFR | HFTD - Distribution - Tier 3 - 3QU CoRE ¦ 3QU LoRE | Red Flag Warning - Small Fires | Aggregated | Aggregated | 2031 | 0.00069188 | 0 | 206.7005 | 0.14301 | 2031 | Mitigation | 0.08575 | 30 | 0 | esc | 0.0012005 | 8.306e-07 | 0.00060025 | 4.153e-07 | 0.0015435 | 1.0679e-06
[79 empty] | WLDFR | HFTD - Distribution - Tier 3 - 3QU CoRE ¦ 3QU LoRE | Red Flag Warning - Catastrophic Fires | 2025 | 3.5744e-08 | 1.7872e-08 | 4.5957e-08 | 14664.6376 | 233.2301 | 8896.516 | 5534.8915 | 0 | 0 | 0 | 2.9774e-05 |  | 0.00052417 | 0 | 0.00052417 | 0.00026209 | 0 | 0.00026209 | 0.00067394 | 0 | 0.00067394 | [16 empty] | 7.3.1.3 Ignition probability mapping showing the probability of ignition along the electric lines and equipmentWLDFRAggregatedAggregated | WLDFR | HFTD - Distribution - Tier 3 - 3QU CoRE ¦ 3QU LoRE | Red Flag Warning - Small Fires | Aggregated | Aggregated | 2032 | 0.00069188 | 0 | 206.7005 | 0.14301 | 2032 | Mitigation | 0.08575 | 30 | 0 | esc | 0.0012005 | 8.306e-07 | 0.00060025 | 4.153e-07 | 0.0015435 | 1.0679e-06
[79 empty] | WLDFR | HFTD - Distribution - Tier 3 - 3QU CoRE ¦ 3QU LoRE | Red Flag Warning - Catastrophic Fires | 2026 | 3.5744e-08 | 1.7872e-08 | 4.5957e-08 | 14664.6376 | 233.2301 | 8896.516 | 5534.8915 | 0 | 0 | 0 | 2.9774e-05 |  | 0.00052417 | 0 | 0.00052417 | 0.00026209 | 0 | 0.00026209 | 0.00067394 | 0 | 0.00067394 | [16 empty] | 7.3.1.3 Ignition probability mapping showing the probability of ignition along the electric lines and equipmentWLDFRAggregatedAggregated | WLDFR | HFTD - Distribution - Tier 3 - 3QU CoRE ¦ 3QU LoRE | Red Flag Warning - Small Fires | Aggregated | Aggregated | 2033 | 0.00069188 | 0 | 206.7005 | 0.14301 | 2033 | Mitigation | 0.08575 | 30 | 0 | esc | 0.0012005 | 8.306e-07 | 0.00060025 | 4.153e-07 | 0.0015435 | 1.0679e-06
[79 empty] | WLDFR | HFTD - Distribution - Tier 3 - 3QU CoRE ¦ 3QU LoRE | Red Flag Warning - Catastrophic Fires | 2027 | 3.5744e-08 | 1.7872e-08 | 4.5957e-08 | 14664.6376 | 233.2301 | 8896.516 | 5534.8915 | 0 | 0 | 0 | 2.9774e-05 |  | 0.00052417 | 0 | 0.00052417 | 0.00026209 | 0 | 0.00026209 | 0.00067394 | 0 | 0.00067394 | [16 empty] | 7.3.1.3 Ignition probability mapping showing the probability of ignition along the electric lines and equipmentWLDFRAggregatedAggregated | WLDFR | HFTD - Distribution - Tier 3 - 3QU CoRE ¦ 3QU LoRE | Red Flag Warning - Small Fires | Aggregated | Aggregated | 2034 | 0.00069188 | 0 | 206.7005 | 0.14301 | 2034 | Mitigation | 0.08575 | 30 | 0 | esc | 0.0012005 | 8.306e-07 | 0.00060025 | 4.153e-07 | 0.0015435 | 1.0679e-06
[79 empty] | WLDFR | HFTD - Distribution - Tier 3 - 3QU CoRE ¦ 3QU LoRE | Red Flag Warning - Catastrophic Fires | 2028 | 3.5744e-08 | 1.7872e-08 | 4.5957e-08 | 15317.9909 | 247.273 | 9287.6491 | 5783.0689 | 0 | 0 | 0 | 2.9774e-05 |  | 0.00054753 | 0 | 0.00054753 | 0.00027376 | 0 | 0.00027376 | 0.00070396 | 0 | 0.00070396 | [16 empty] | 7.3.1.3 Ignition probability mapping showing the probability of ignition along the electric lines and equipmentWLDFRAggregatedAggregated | WLDFR | HFTD - Distribution - Tier 3 - 3QU CoRE ¦ 3QU LoRE | Red Flag Warning - Small Fires | Aggregated | Aggregated | 2035 | 0.00069188 | 0 | 206.7005 | 0.14301 | 2035 | Mitigation | 0.08575 | 30 | 0 | esc | 0.0012005 | 8.306e-07 | 0.00060025 | 4.153e-07 | 0.0015435 | 1.0679e-06
[79 empty] | WLDFR | HFTD - Distribution - Tier 3 - 3QU CoRE ¦ 3QU LoRE | Red Flag Warning - Catastrophic Fires | 2029 | 3.5744e-08 | 1.7872e-08 | 4.5957e-08 | 15317.9909 | 247.273 | 9287.6491 | 5783.0689 | 0 | 0 | 0 | 2.9774e-05 |  | 0.00054753 | 0 | 0.00054753 | 0.00027376 | 0 | 0.00027376 | 0.00070396 | 0 | 0.00070396 | [16 empty] | 7.3.1.3 Ignition probability mapping showing the probability of ignition along the electric lines and equipmentWLDFRAggregatedAggregated | WLDFR | HFTD - Distribution - Tier 3 - 3QU CoRE ¦ 3QU LoRE | Red Flag Warning - Small Fires | Aggregated | Aggregated | 2036 | 0.00069188 | 0 | 206.7005 | 0.14301 | 2036 | Mitigation | 0.08575 | 30 | 0 | esc | 0.0012005 | 8.306e-07 | 0.00060025 | 4.153e-07 | 0.0015435 | 1.0679e-06
[79 empty] | WLDFR | HFTD - Distribution - Tier 3 - 3QU CoRE ¦ 3QU LoRE | Red Flag Warning - Catastrophic Fires | 2030 | 3.5744e-08 | 1.7872e-08 | 4.5957e-08 | 15317.9909 | 247.273 | 9287.6491 | 5783.0689 | 0 | 0 | 0 | 2.9774e-05 |  | 0.00054753 | 0 | 0.00054753 | 0.00027376 | 0 | 0.00027376 | 0.00070396 | 0 | 0.00070396 | [16 empty] | 7.3.1.3 Ignition probability mapping showing the probability of ignition along the electric lines and equipmentWLDFRAggregatedAggregated | WLDFR | HFTD - Distribution - Tier 3 - 3QU CoRE ¦ 3QU LoRE | Red Flag Warning - Small Fires | Aggregated | Aggregated | 2037 | 0.00069188 | 0 | 206.7005 | 0.14301 | 2037 | Mitigation | 0.08575 | 30 | 0 | esc | 0.0012005 | 8.306e-07 | 0.00060025 | 4.153e-07 | 0.0015435 | 1.0679e-06
[79 empty] | WLDFR | HFTD - Distribution - Tier 3 - 3QU CoRE ¦ 3QU LoRE | Red Flag Warning - Catastrophic Fires | 2031 | 3.5744e-08 | 1.7872e-08 | 4.5957e-08 | 15317.9909 | 247.273 | 9287.6491 | 5783.0689 | 0 | 0 | 0 | 2.9774e-05 |  | 0.00054753 | 0 | 0.00054753 | 0.00027376 | 0 | 0.00027376 | 0.00070396 | 0 | 0.00070396 | [16 empty] | 7.3.1.3 Ignition probability mapping showing the probability of ignition along the electric lines and equipmentWLDFRAggregatedAggregated | WLDFR | HFTD - Distribution - Tier 3 - 3QU CoRE ¦ 3QU LoRE | Red Flag Warning - Small Fires | Aggregated | Aggregated | 2038 | 0.00069188 | 0 | 206.7005 | 0.14301 | 2038 | Mitigation | 0.08575 | 30 | 0 | esc | 0.0012005 | 8.306e-07 | 0.00060025 | 4.153e-07 | 0.0015435 | 1.0679e-06
[79 empty] | WLDFR | HFTD - Distribution - Tier 3 - 3QU CoRE ¦ 3QU LoRE | Red Flag Warning - Catastrophic Fires | 2032 | 3.5744e-08 | 1.7872e-08 | 4.5957e-08 | 15317.9909 | 247.273 | 9287.6491 | 5783.0689 | 0 | 0 | 0 | 2.9774e-05 |  | 0.00054753 | 0 | 0.00054753 | 0.00027376 | 0 | 0.00027376 | 0.00070396 | 0 | 0.00070396 | [16 empty] | 7.3.1.3 Ignition probability mapping showing the probability of ignition along the electric lines and equipmentWLDFRAggregatedAggregated | WLDFR | HFTD - Distribution - Tier 3 - 3QU CoRE ¦ 3QU LoRE | Red Flag Warning - Small Fires | Aggregated | Aggregated | 2039 | 0.00069188 | 0 | 206.7005 | 0.14301 | 2039 | Mitigation | 0.08575 | 30 | 0 | esc | 0.0012005 | 8.306e-07 | 0.00060025 | 4.153e-07 | 0.0015435 | 1.0679e-06
[79 empty] | WLDFR | HFTD - Distribution - Tier 3 - 3QU CoRE ¦ 3QU LoRE | Red Flag Warning - Catastrophic Fires | 2033 | 3.5744e-08 | 1.7872e-08 | 4.5957e-08 | 16044.1264 | 263.1074 | 9721.74 | 6059.2791 | 0 | 0 | 0 | 2.9774e-05 |  | 0.00057348 | 0 | 0.00057348 | 0.00028674 | 0 | 0.00028674 | 0.00073733 | 0 | 0.00073733 | [16 empty] | 7.3.1.3 Ignition probability mapping showing the probability of ignition along the electric lines and equipmentWLDFRAggregatedAggregated | WLDFR | HFTD - Distribution - Tier 3 - 3QU CoRE ¦ 3QU LoRE | Red Flag Warning - Small Fires | Aggregated | Aggregated | 2040 | 0.00069188 | 0 | 206.7005 | 0.14301 | 2040 | Mitigation | 0.08575 | 30 | 0 | esc | 0.0012005 | 8.306e-07 | 0.00060025 | 4.153e-07 | 0.0015435 | 1.0679e-06
[79 empty] | WLDFR | HFTD - Distribution - Tier 3 - 3QU CoRE ¦ 3QU LoRE | Red Flag Warning - Catastrophic Fires | 2034 | 3.5744e-08 | 1.7872e-08 | 4.5957e-08 | 16044.1264 | 263.1074 | 9721.74 | 6059.2791 | 0 | 0 | 0 | 2.9774e-05 |  | 0.00057348 | 0 | 0.00057348 | 0.00028674 | 0 | 0.00028674 | 0.00073733 | 0 | 0.00073733 | [16 empty] | 7.3.1.3 Ignition probability mapping showing the probability of ignition along the electric lines and equipmentWLDFRAggregatedAggregated | WLDFR | HFTD - Distribution - Tier 3 - 3QU CoRE ¦ 3QU LoRE | Red Flag Warning - Small Fires | Aggregated | Aggregated | 2041 | 0.00069188 | 0 | 206.7005 | 0.14301 | 2041 | Mitigation | 0.08575 | 30 | 0 | esc | 0.0012005 | 8.306e-07 | 0.00060025 | 4.153e-07 | 0.0015435 | 1.0679e-06
[79 empty] | WLDFR | HFTD - Distribution - Tier 3 - 3QU CoRE ¦ 3QU LoRE | Red Flag Warning - Catastrophic Fires | 2035 | 3.5744e-08 | 1.7872e-08 | 4.5957e-08 | 16044.1264 | 263.1074 | 9721.74 | 6059.2791 | 0 | 0 | 0 | 2.9774e-05 |  | 0.00057348 | 0 | 0.00057348 | 0.00028674 | 0 | 0.00028674 | 0.00073733 | 0 | 0.00073733 | [16 empty] | 7.3.1.3 Ignition probability mapping showing the probability of ignition along the electric lines and equipmentWLDFRAggregatedAggregated | WLDFR | HFTD - Distribution - Tier 3 - 3QU CoRE ¦ 3QU LoRE | Red Flag Warning - Small Fires | Aggregated | Aggregated | 2042 | 0.00069188 | 0 | 206.7005 | 0.14301 | 2042 | Mitigation | 0.08575 | 30 | 0 | esc | 0.0012005 | 8.306e-07 | 0.00060025 | 4.153e-07 | 0.0015435 | 1.0679e-06
[79 empty] | WLDFR | HFTD - Distribution - Tier 3 - 3QU CoRE ¦ 3QU LoRE | Red Flag Warning - Catastrophic Fires | 2036 | 3.5744e-08 | 1.7872e-08 | 4.5957e-08 | 16044.1264 | 263.1074 | 9721.74 | 6059.2791 | 0 | 0 | 0 | 2.9774e-05 |  | 0.00057348 | 0 | 0.00057348 | 0.00028674 | 0 | 0.00028674 | 0.00073733 | 0 | 0.00073733 | [16 empty] | 7.3.1.3 Ignition probability mapping showing the probability of ignition along the electric lines and equipmentWLDFRAggregatedAggregated | WLDFR | HFTD - Distribution - Tier 3 - 3QU CoRE ¦ 3QU LoRE | Red Flag Warning - Small Fires | Aggregated | Aggregated | 2043 | 0.00069188 | 0 | 206.7005 | 0.14301 | 2043 | Mitigation | 0.08575 | 30 | 0 | esc | 0.0012005 | 8.306e-07 | 0.00060025 | 4.153e-07 | 0.0015435 | 1.0679e-06
[79 empty] | WLDFR | HFTD - Distribution - Tier 3 - 3QU CoRE ¦ 3QU LoRE | Red Flag Warning - Catastrophic Fires | 2037 | 3.5744e-08 | 1.7872e-08 | 4.5957e-08 | 16044.1264 | 263.1074 | 9721.74 | 6059.2791 | 0 | 0 | 0 | 2.9774e-05 |  | 0.00057348 | 0 | 0.00057348 | 0.00028674 | 0 | 0.00028674 | 0.00073733 | 0 | 0.00073733 | [16 empty] | 7.3.1.3 Ignition probability mapping showing the probability of ignition along the electric lines and equipmentWLDFRAggregatedAggregated | WLDFR | HFTD - Distribution - Tier 3 - 3QU CoRE ¦ 3QU LoRE | Red Flag Warning - Small Fires | Aggregated | Aggregated | 2044 | 0.00069188 | 0 | 206.7005 | 0.14301 | 2044 | Mitigation | 0.08575 | 30 | 0 | esc | 0.0012005 | 8.306e-07 | 0.00060025 | 4.153e-07 | 0.0015435 | 1.0679e-06
[79 empty] | WLDFR | HFTD - Distribution - Tier 3 - 3QU CoRE ¦ 3QU LoRE | Red Flag Warning - Catastrophic Fires | 2038 | 3.5744e-08 | 1.7872e-08 | 4.5957e-08 | 16832.3912 | 280.5544 | 10192.2718 | 6359.5651 | 0 | 0 | 0 | 2.9774e-05 |  | 0.00060166 | 0 | 0.00060166 | 0.00030083 | 0 | 0.00030083 | 0.00077356 | 0 | 0.00077356 | [16 empty] | 7.3.1.3 Ignition probability mapping showing the probability of ignition along the electric lines and equipmentWLDFRAggregatedAggregated | WLDFR | HFTD - Distribution - Tier 3 - 3QU CoRE ¦ 3QU LoRE | Red Flag Warning - Small Fires | Aggregated | Aggregated | 2045 | 0.00069188 | 0 | 206.7005 | 0.14301 | 2045 | Mitigation | 0.08575 | 30 | 0 | esc | 0.0012005 | 8.306e-07 | 0.00060025 | 4.153e-07 | 0.0015435 | 1.0679e-06
[79 empty] | WLDFR | HFTD - Distribution - Tier 3 - 3QU CoRE ¦ 3QU LoRE | Red Flag Warning - Catastrophic Fires | 2039 | 3.5744e-08 | 1.7872e-08 | 4.5957e-08 | 16832.3912 | 280.5544 | 10192.2718 | 6359.5651 | 0 | 0 | 0 | 2.9774e-05 |  | 0.00060166 | 0 | 0.00060166 | 0.00030083 | 0 | 0.00030083 | 0.00077356 | 0 | 0.00077356 | [16 empty] | 7.3.1.3 Ignition probability mapping showing the probability of ignition along the electric lines and equipmentWLDFRAggregatedAggregated | WLDFR | HFTD - Distribution - Tier 3 - 3QU CoRE ¦ 3QU LoRE | Red Flag Warning - Small Fires | Aggregated | Aggregated | 2046 | 0.00069188 | 0 | 206.7005 | 0.14301 | 2046 | Mitigation | 0.08575 | 30 | 0 | esc | 0.0012005 | 8.306e-07 | 0.00060025 | 4.153e-07 | 0.0015435 | 1.0679e-06
[79 empty] | WLDFR | HFTD - Distribution - Tier 3 - 3QU CoRE ¦ 3QU LoRE | Red Flag Warning - Catastrophic Fires | 2040 | 3.5744e-08 | 1.7872e-08 | 4.5957e-08 | 16832.3912 | 280.5544 | 10192.2718 | 6359.5651 | 0 | 0 | 0 | 2.9774e-05 |  | 0.00060166 | 0 | 0.00060166 | 0.00030083 | 0 | 0.00030083 | 0.00077356 | 0 | 0.00077356 | [16 empty] | 7.3.1.3 Ignition probability mapping showing the probability of ignition along the electric lines and equipmentWLDFRAggregatedAggregated | WLDFR | HFTD - Distribution - Tier 3 - 3QU CoRE ¦ 3QU LoRE | Red Flag Warning - Small Fires | Aggregated | Aggregated | 2047 | 0.00069188 | 0 | 206.7005 | 0.14301 | 2047 | Mitigation | 0.08575 | 30 | 0 | esc | 0.0012005 | 8.306e-07 | 0.00060025 | 4.153e-07 | 0.0015435 | 1.0679e-06
[79 empty] | WLDFR | HFTD - Distribution - Tier 3 - 3QU CoRE ¦ 3QU LoRE | Red Flag Warning - Catastrophic Fires | 2041 | 3.5744e-08 | 1.7872e-08 | 4.5957e-08 | 16832.3912 | 280.5544 | 10192.2718 | 6359.5651 | 0 | 0 | 0 | 2.9774e-05 |  | 0.00060166 | 0 | 0.00060166 | 0.00030083 | 0 | 0.00030083 | 0.00077356 | 0 | 0.00077356 | [16 empty] | 7.3.1.3 Ignition probability mapping showing the probability of ignition along the electric lines and equipmentWLDFRAggregatedAggregated | WLDFR | HFTD - Distribution - Tier 3 - 3QU CoRE ¦ 3QU LoRE | Red Flag Warning - Small Fires | Aggregated | Aggregated | 2048 | 0.00069188 | 0 | 206.7005 | 0.14301 | 2048 | Mitigation | 0.08575 | 30 | 0 | esc | 0.0012005 | 8.306e-07 | 0.00060025 | 4.153e-07 | 0.0015435 | 1.0679e-06
[79 empty] | WLDFR | HFTD - Distribution - Tier 3 - 3QU CoRE ¦ 3QU LoRE | Red Flag Warning - Catastrophic Fires | 2042 | 3.5744e-08 | 1.7872e-08 | 4.5957e-08 | 16832.3912 | 280.5544 | 10192.2718 | 6359.5651 | 0 | 0 | 0 | 2.9774e-05 |  | 0.00060166 | 0 | 0.00060166 | 0.00030083 | 0 | 0.00030083 | 0.00077356 | 0 | 0.00077356 | [16 empty] | 7.3.1.3 Ignition probability mapping showing the probability of ignition along the electric lines and equipmentWLDFRAggregatedAggregated | WLDFR | HFTD - Distribution - Tier 3 - 3QU CoRE ¦ 3QU LoRE | Red Flag Warning - Small Fires | Aggregated | Aggregated | 2049 | 0.00069188 | 0 | 206.7005 | 0.14301 | 2049 | Mitigation | 0.08575 | 30 | 0 | esc | 0.0012005 | 8.306e-07 | 0.00060025 | 4.153e-07 | 0.0015435 | 1.0679e-06
[79 empty] | WLDFR | HFTD - Distribution - Tier 3 - 3QU CoRE ¦ 3QU LoRE | Red Flag Warning - Catastrophic Fires | 2043 | 3.5744e-08 | 1.7872e-08 | 4.5957e-08 | 17672.0852 | 299.42 | 10692.7362 | 6679.929 | 0 | 0 | 0 | 2.9774e-05 |  | 0.00063167 | 0 | 0.00063167 | 0.00031584 | 0 | 0.00031584 | 0.00081215 | 0 | 0.00081215 | [16 empty] | 7.3.1.3 Ignition probability mapping showing the probability of ignition along the electric lines and equipmentWLDFRAggregatedAggregated | WLDFR | HFTD - Distribution - Tier 3 - 3QU CoRE ¦ 3QU LoRE | Red Flag Warning - Small Fires | Aggregated | Aggregated | 2050 | 0.00069188 | 0 | 206.7005 | 0.14301 | 2050 | Mitigation | 0.08575 | 30 | 0 | esc | 0 | 0 | 0.00060025 | 4.153e-07 | 0.0015435 | 1.0679e-06
[79 empty] | WLDFR | HFTD - Distribution - Tier 3 - 3QU CoRE ¦ 3QU LoRE | Red Flag Warning - Catastrophic Fires | 2044 | 3.5744e-08 | 1.7872e-08 | 4.5957e-08 | 17672.0852 | 299.42 | 10692.7362 | 6679.929 | 0 | 0 | 0 | 2.9774e-05 |  | 0.00063167 | 0 | 0.00063167 | 0.00031584 | 0 | 0.00031584 | 0.00081215 | 0 | 0.00081215 | [16 empty] | 7.3.1.3 Ignition probability mapping showing the probability of ignition along the electric lines and equipmentWLDFRAggregatedAggregated | WLDFR | HFTD - Distribution - Tier 3 - 3QU CoRE ¦ 3QU LoRE | Red Flag Warning - Small Fires | Aggregated | Aggregated | 2051 | 0.00069188 | 0 | 206.7005 | 0.14301 | 2051 | Mitigation | 0.08575 | 30 | 0 | esc | 0 | 0 | 0 | 0 | 0.0015435 | 1.0679e-06
[79 empty] | WLDFR | HFTD - Distribution - Tier 3 - 3QU CoRE ¦ 3QU LoRE | Red Flag Warning - Catastrophic Fires | 2045 | 3.5744e-08 | 1.7872e-08 | 4.5957e-08 | 17672.0852 | 299.42 | 10692.7362 | 6679.929 | 0 | 0 | 0 | 2.9774e-05 |  | 0.00063167 | 0 | 0.00063167 | 0.00031584 | 0 | 0.00031584 | 0.00081215 | 0 | 0.00081215 | [16 empty] | 7.3.1.3 Ignition probability mapping showing the probability of ignition along the electric lines and equipmentWLDFRAggregatedAggregated | WLDFR | HFTD - Distribution - Tier 3 - 3QU CoRE ¦ 3QU LoRE | Seismic - Non-Red Flag Warning - Catastrophic Fires | Aggregated | Aggregated | 2021 | 1.0405e-10 | 0 | 206.7005 | 2.1507e-08 | 2021 | Mitigation | 0.08575 | 30 | 0 | esc | 0.0012005 | 1.2491e-13 | 0.00060025 | 6.2456e-14 | 0 | 0
[79 empty] | WLDFR | HFTD - Distribution - Tier 3 - 3QU CoRE ¦ 3QU LoRE | Red Flag Warning - Catastrophic Fires | 2046 | 3.5744e-08 | 1.7872e-08 | 4.5957e-08 | 17672.0852 | 299.42 | 10692.7362 | 6679.929 | 0 | 0 | 0 | 2.9774e-05 |  | 0.00063167 | 0 | 0.00063167 | 0.00031584 | 0 | 0.00031584 | 0.00081215 | 0 | 0.00081215 | [16 empty] | 7.3.1.3 Ignition probability mapping showing the probability of ignition along the electric lines and equipmentWLDFRAggregatedAggregated | WLDFR | HFTD - Distribution - Tier 3 - 3QU CoRE ¦ 3QU LoRE | Seismic - Non-Red Flag Warning - Catastrophic Fires | Aggregated | Aggregated | 2022 | 1.0405e-10 | 0 | 206.7005 | 2.1507e-08 | 2022 | Mitigation | 0.08575 | 30 | 0 | esc | 0.0012005 | 1.2491e-13 | 0.00060025 | 6.2456e-14 | 0.0015435 | 1.606e-13
[79 empty] | WLDFR | HFTD - Distribution - Tier 3 - 3QU CoRE ¦ 3QU LoRE | Red Flag Warning - Catastrophic Fires | 2047 | 3.5744e-08 | 1.7872e-08 | 4.5957e-08 | 17672.0852 | 299.42 | 10692.7362 | 6679.929 | 0 | 0 | 0 | 2.9774e-05 |  | 0.00063167 | 0 | 0.00063167 | 0.00031584 | 0 | 0.00031584 | 0.00081215 | 0 | 0.00081215 | [16 empty] | 7.3.1.3 Ignition probability mapping showing the probability of ignition along the electric lines and equipmentWLDFRAggregatedAggregated | WLDFR | HFTD - Distribution - Tier 3 - 3QU CoRE ¦ 3QU LoRE | Seismic - Non-Red Flag Warning - Catastrophic Fires | Aggregated | Aggregated | 2023 | 1.0405e-10 | 0 | 206.7005 | 2.1507e-08 | 2023 | Mitigation | 0.08575 | 30 | 0 | esc | 0.0012005 | 1.2491e-13 | 0.00060025 | 6.2456e-14 | 0.0015435 | 1.606e-13
[79 empty] | WLDFR | HFTD - Distribution - Tier 3 - 3QU CoRE ¦ 3QU LoRE | Red Flag Warning - Catastrophic Fires | 2048 | 3.5744e-08 | 1.7872e-08 | 4.5957e-08 | 18552.3348 | 319.4911 | 11216.5626 | 7016.281 | 0 | 0 | 0 | 2.9774e-05 |  | 0.00066314 | 0 | 0.00066314 | 0.00033157 | 0 | 0.00033157 | 0.0008526 | 0 | 0.0008526 | [16 empty] | 7.3.1.3 Ignition probability mapping showing the probability of ignition along the electric lines and equipmentWLDFRAggregatedAggregated | WLDFR | HFTD - Distribution - Tier 3 - 3QU CoRE ¦ 3QU LoRE | Seismic - Non-Red Flag Warning - Catastrophic Fires | Aggregated | Aggregated | 2024 | 1.0405e-10 | 0 | 206.7005 | 2.1507e-08 | 2024 | Mitigation | 0.08575 | 30 | 0 | esc | 0.0012005 | 1.2491e-13 | 0.00060025 | 6.2456e-14 | 0.0015435 | 1.606e-13
[79 empty] | WLDFR | HFTD - Distribution - Tier 3 - 3QU CoRE ¦ 3QU LoRE | Red Flag Warning - Catastrophic Fires | 2049 | 3.5744e-08 | 1.7872e-08 | 4.5957e-08 | 18552.3348 | 319.4911 | 11216.5626 | 7016.281 | 0 | 0 | 0 | 2.9774e-05 |  | 0.00066314 | 0 | 0.00066314 | 0.00033157 | 0 | 0.00033157 | 0.0008526 | 0 | 0.0008526 | [16 empty] | 7.3.1.3 Ignition probability mapping showing the probability of ignition along the electric lines and equipmentWLDFRAggregatedAggregated | WLDFR | HFTD - Distribution - Tier 3 - 3QU CoRE ¦ 3QU LoRE | Seismic - Non-Red Flag Warning - Catastrophic Fires | Aggregated | Aggregated | 2025 | 1.0405e-10 | 0 | 206.7005 | 2.1507e-08 | 2025 | Mitigation | 0.08575 | 30 | 0 | esc | 0.0012005 | 1.2491e-13 | 0.00060025 | 6.2456e-14 | 0.0015435 | 1.606e-13
[79 empty] | WLDFR | HFTD - Distribution - Tier 3 - 3QU CoRE ¦ 3QU LoRE | Red Flag Warning - Catastrophic Fires | 2050 | 0 | 1.7872e-08 | 4.5957e-08 | 18552.3348 | 319.4911 | 11216.5626 | 7016.281 | 0 | 0 | 0 | 2.9774e-05 |  | 0 | 0 | 0 | 0.00033157 | 0 | 0.00033157 | 0.0008526 | 0 | 0.0008526 | [16 empty] | 7.3.1.3 Ignition probability mapping showing the probability of ignition along the electric lines and equipmentWLDFRAggregatedAggregated | WLDFR | HFTD - Distribution - Tier 3 - 3QU CoRE ¦ 3QU LoRE | Seismic - Non-Red Flag Warning - Catastrophic Fires | Aggregated | Aggregated | 2026 | 1.0405e-10 | 0 | 206.7005 | 2.1507e-08 | 2026 | Mitigation | 0.08575 | 30 | 0 | esc | 0.0012005 | 1.2491e-13 | 0.00060025 | 6.2456e-14 | 0.0015435 | 1.606e-13
[79 empty] | WLDFR | HFTD - Distribution - Tier 3 - 3QU CoRE ¦ 3QU LoRE | Red Flag Warning - Catastrophic Fires | 2051 | 0 | 0 | 4.5957e-08 | 18552.3348 | 319.4911 | 11216.5626 | 7016.281 | 0 | 0 | 0 | 2.9774e-05 |  | 0 | 0 | 0 | 0 | 0 | 0 | 0.0008526 | 0 | 0.0008526 | [16 empty] | 7.3.1.3 Ignition probability mapping showing the probability of ignition along the electric lines and equipmentWLDFRAggregatedAggregated | WLDFR | HFTD - Distribution - Tier 3 - 3QU CoRE ¦ 3QU LoRE | Seismic - Non-Red Flag Warning - Catastrophic Fires | Aggregated | Aggregated | 2027 | 1.0405e-10 | 0 | 206.7005 | 2.1507e-08 | 2027 | Mitigation | 0.08575 | 30 | 0 | esc | 0.0012005 | 1.2491e-13 | 0.00060025 | 6.2456e-14 | 0.0015435 | 1.606e-13
[79 empty] | WLDFR | HFTD - Distribution - Tier 3 - 3QU CoRE ¦ 3QU LoRE | Red Flag Warning - Destructive Fires | 2020 | 4.9502e-09 | 0 | 0 | 8807.9522 | 222.2294 | 8585.7228 | 0 | 0 | 0 | 0 | 4.1234e-06 |  | 4.3601e-05 | 0 | 4.3601e-05 | 0 | 0 | 0 | 0 | 0 | 0 | [16 empty] | 7.3.1.3 Ignition probability mapping showing the probability of ignition along the electric lines and equipmentWLDFRAggregatedAggregated | WLDFR | HFTD - Distribution - Tier 3 - 3QU CoRE ¦ 3QU LoRE | Seismic - Non-Red Flag Warning - Catastrophic Fires | Aggregated | Aggregated | 2028 | 1.0405e-10 | 0 | 206.7005 | 2.1507e-08 | 2028 | Mitigation | 0.08575 | 30 | 0 | esc | 0.0012005 | 1.2491e-13 | 0.00060025 | 6.2456e-14 | 0.0015435 | 1.606e-13
[79 empty] | WLDFR | HFTD - Distribution - Tier 3 - 3QU CoRE ¦ 3QU LoRE | Red Flag Warning - Destructive Fires | 2021 | 4.9502e-09 | 2.4751e-09 | 0 | 8807.9522 | 222.2294 | 8585.7228 | 0 | 0 | 0 | 0 | 4.1234e-06 |  | 4.3601e-05 | 0 | 4.3601e-05 | 2.1801e-05 | 0 | 2.1801e-05 | 0 | 0 | 0 | [16 empty] | 7.3.1.3 Ignition probability mapping showing the probability of ignition along the electric lines and equipmentWLDFRAggregatedAggregated | WLDFR | HFTD - Distribution - Tier 3 - 3QU CoRE ¦ 3QU LoRE | Seismic - Non-Red Flag Warning - Catastrophic Fires | Aggregated | Aggregated | 2029 | 1.0405e-10 | 0 | 206.7005 | 2.1507e-08 | 2029 | Mitigation | 0.08575 | 30 | 0 | esc | 0.0012005 | 1.2491e-13 | 0.00060025 | 6.2456e-14 | 0.0015435 | 1.606e-13
[79 empty] | WLDFR | HFTD - Distribution - Tier 3 - 3QU CoRE ¦ 3QU LoRE | Red Flag Warning - Destructive Fires | 2022 | 4.9502e-09 | 2.4751e-09 | 6.3645e-09 | 8807.9522 | 222.2294 | 8585.7228 | 0 | 0 | 0 | 0 | 4.1234e-06 |  | 4.3601e-05 | 0 | 4.3601e-05 | 2.1801e-05 | 0 | 2.1801e-05 | 5.6059e-05 | 0 | 5.6059e-05 | [16 empty] | 7.3.1.3 Ignition probability mapping showing the probability of ignition along the electric lines and equipmentWLDFRAggregatedAggregated | WLDFR | HFTD - Distribution - Tier 3 - 3QU CoRE ¦ 3QU LoRE | Seismic - Non-Red Flag Warning - Catastrophic Fires | Aggregated | Aggregated | 2030 | 1.0405e-10 | 0 | 206.7005 | 2.1507e-08 | 2030 | Mitigation | 0.08575 | 30 | 0 | esc | 0.0012005 | 1.2491e-13 | 0.00060025 | 6.2456e-14 | 0.0015435 | 1.606e-13
[79 empty] | WLDFR | HFTD - Distribution - Tier 3 - 3QU CoRE ¦ 3QU LoRE | Red Flag Warning - Destructive Fires | 2023 | 4.9502e-09 | 2.4751e-09 | 6.3645e-09 | 9129.7461 | 233.2301 | 8896.516 | 0 | 0 | 0 | 0 | 4.1234e-06 |  | 4.5194e-05 | 0 | 4.5194e-05 | 2.2597e-05 | 0 | 2.2597e-05 | 5.8107e-05 | 0 | 5.8107e-05 | [16 empty] | 7.3.1.3 Ignition probability mapping showing the probability of ignition along the electric lines and equipmentWLDFRAggregatedAggregated | WLDFR | HFTD - Distribution - Tier 3 - 3QU CoRE ¦ 3QU LoRE | Seismic - Non-Red Flag Warning - Catastrophic Fires | Aggregated | Aggregated | 2031 | 1.0405e-10 | 0 | 206.7005 | 2.1507e-08 | 2031 | Mitigation | 0.08575 | 30 | 0 | esc | 0.0012005 | 1.2491e-13 | 0.00060025 | 6.2456e-14 | 0.0015435 | 1.606e-13
[79 empty] | WLDFR | HFTD - Distribution - Tier 3 - 3QU CoRE ¦ 3QU LoRE | Red Flag Warning - Destructive Fires | 2024 | 4.9502e-09 | 2.4751e-09 | 6.3645e-09 | 9129.7461 | 233.2301 | 8896.516 | 0 | 0 | 0 | 0 | 4.1234e-06 |  | 4.5194e-05 | 0 | 4.5194e-05 | 2.2597e-05 | 0 | 2.2597e-05 | 5.8107e-05 | 0 | 5.8107e-05 | [16 empty] | 7.3.1.3 Ignition probability mapping showing the probability of ignition along the electric lines and equipmentWLDFRAggregatedAggregated | WLDFR | HFTD - Distribution - Tier 3 - 3QU CoRE ¦ 3QU LoRE | Seismic - Non-Red Flag Warning - Catastrophic Fires | Aggregated | Aggregated | 2032 | 1.0405e-10 | 0 | 206.7005 | 2.1507e-08 | 2032 | Mitigation | 0.08575 | 30 | 0 | esc | 0.0012005 | 1.2491e-13 | 0.00060025 | 6.2456e-14 | 0.0015435 | 1.606e-13
[79 empty] | WLDFR | HFTD - Distribution - Tier 3 - 3QU CoRE ¦ 3QU LoRE | Red Flag Warning - Destructive Fires | 2025 | 4.9502e-09 | 2.4751e-09 | 6.3645e-09 | 9129.7461 | 233.2301 | 8896.516 | 0 | 0 | 0 | 0 | 4.1234e-06 |  | 4.5194e-05 | 0 | 4.5194e-05 | 2.2597e-05 | 0 | 2.2597e-05 | 5.8107e-05 | 0 | 5.8107e-05 | [16 empty] | 7.3.1.3 Ignition probability mapping showing the probability of ignition along the electric lines and equipmentWLDFRAggregatedAggregated | WLDFR | HFTD - Distribution - Tier 3 - 3QU CoRE ¦ 3QU LoRE | Seismic - Non-Red Flag Warning - Catastrophic Fires | Aggregated | Aggregated | 2033 | 1.0405e-10 | 0 | 206.7005 | 2.1507e-08 | 2033 | Mitigation | 0.08575 | 30 | 0 | esc | 0.0012005 | 1.2491e-13 | 0.00060025 | 6.2456e-14 | 0.0015435 | 1.606e-13
[79 empty] | WLDFR | HFTD - Distribution - Tier 3 - 3QU CoRE ¦ 3QU LoRE | Red Flag Warning - Destructive Fires | 2026 | 4.9502e-09 | 2.4751e-09 | 6.3645e-09 | 9129.7461 | 233.2301 | 8896.516 | 0 | 0 | 0 | 0 | 4.1234e-06 |  | 4.5194e-05 | 0 | 4.5194e-05 | 2.2597e-05 | 0 | 2.2597e-05 | 5.8107e-05 | 0 | 5.8107e-05 | [16 empty] | 7.3.1.3 Ignition probability mapping showing the probability of ignition along the electric lines and equipmentWLDFRAggregatedAggregated | WLDFR | HFTD - Distribution - Tier 3 - 3QU CoRE ¦ 3QU LoRE | Seismic - Non-Red Flag Warning - Catastrophic Fires | Aggregated | Aggregated | 2034 | 1.0405e-10 | 0 | 206.7005 | 2.1507e-08 | 2034 | Mitigation | 0.08575 | 30 | 0 | esc | 0.0012005 | 1.2491e-13 | 0.00060025 | 6.2456e-14 | 0.0015435 | 1.606e-13
[79 empty] | WLDFR | HFTD - Distribution - Tier 3 - 3QU CoRE ¦ 3QU LoRE | Red Flag Warning - Destructive Fires | 2027 | 4.9502e-09 | 2.4751e-09 | 6.3645e-09 | 9129.7461 | 233.2301 | 8896.516 | 0 | 0 | 0 | 0 | 4.1234e-06 |  | 4.5194e-05 | 0 | 4.5194e-05 | 2.2597e-05 | 0 | 2.2597e-05 | 5.8107e-05 | 0 | 5.8107e-05 | [16 empty] | 7.3.1.3 Ignition probability mapping showing the probability of ignition along the electric lines and equipmentWLDFRAggregatedAggregated | WLDFR | HFTD - Distribution - Tier 3 - 3QU CoRE ¦ 3QU LoRE | Seismic - Non-Red Flag Warning - Catastrophic Fires | Aggregated | Aggregated | 2035 | 1.0405e-10 | 0 | 206.7005 | 2.1507e-08 | 2035 | Mitigation | 0.08575 | 30 | 0 | esc | 0.0012005 | 1.2491e-13 | 0.00060025 | 6.2456e-14 | 0.0015435 | 1.606e-13
[79 empty] | WLDFR | HFTD - Distribution - Tier 3 - 3QU CoRE ¦ 3QU LoRE | Red Flag Warning - Destructive Fires | 2028 | 4.9502e-09 | 2.4751e-09 | 6.3645e-09 | 9534.9221 | 247.273 | 9287.6491 | 0 | 0 | 0 | 0 | 4.1234e-06 |  | 4.72e-05 | 0 | 4.72e-05 | 2.36e-05 | 0 | 2.36e-05 | 6.0685e-05 | 0 | 6.0685e-05 | [16 empty] | 7.3.1.3 Ignition probability mapping showing the probability of ignition along the electric lines and equipmentWLDFRAggregatedAggregated | WLDFR | HFTD - Distribution - Tier 3 - 3QU CoRE ¦ 3QU LoRE | Seismic - Non-Red Flag Warning - Catastrophic Fires | Aggregated | Aggregated | 2036 | 1.0405e-10 | 0 | 206.7005 | 2.1507e-08 | 2036 | Mitigation | 0.08575 | 30 | 0 | esc | 0.0012005 | 1.2491e-13 | 0.00060025 | 6.2456e-14 | 0.0015435 | 1.606e-13
[79 empty] | WLDFR | HFTD - Distribution - Tier 3 - 3QU CoRE ¦ 3QU LoRE | Red Flag Warning - Destructive Fires | 2029 | 4.9502e-09 | 2.4751e-09 | 6.3645e-09 | 9534.9221 | 247.273 | 9287.6491 | 0 | 0 | 0 | 0 | 4.1234e-06 |  | 4.72e-05 | 0 | 4.72e-05 | 2.36e-05 | 0 | 2.36e-05 | 6.0685e-05 | 0 | 6.0685e-05 | [16 empty] | 7.3.1.3 Ignition probability mapping showing the probability of ignition along the electric lines and equipmentWLDFRAggregatedAggregated | WLDFR | HFTD - Distribution - Tier 3 - 3QU CoRE ¦ 3QU LoRE | Seismic - Non-Red Flag Warning - Catastrophic Fires | Aggregated | Aggregated | 2037 | 1.0405e-10 | 0 | 206.7005 | 2.1507e-08 | 2037 | Mitigation | 0.08575 | 30 | 0 | esc | 0.0012005 | 1.2491e-13 | 0.00060025 | 6.2456e-14 | 0.0015435 | 1.606e-13
[79 empty] | WLDFR | HFTD - Distribution - Tier 3 - 3QU CoRE ¦ 3QU LoRE | Red Flag Warning - Destructive Fires | 2030 | 4.9502e-09 | 2.4751e-09 | 6.3645e-09 | 9534.9221 | 247.273 | 9287.6491 | 0 | 0 | 0 | 0 | 4.1234e-06 |  | 4.72e-05 | 0 | 4.72e-05 | 2.36e-05 | 0 | 2.36e-05 | 6.0685e-05 | 0 | 6.0685e-05 | [16 empty] | 7.3.1.3 Ignition probability mapping showing the probability of ignition along the electric lines and equipmentWLDFRAggregatedAggregated | WLDFR | HFTD - Distribution - Tier 3 - 3QU CoRE ¦ 3QU LoRE | Seismic - Non-Red Flag Warning - Catastrophic Fires | Aggregated | Aggregated | 2038 | 1.0405e-10 | 0 | 206.7005 | 2.1507e-08 | 2038 | Mitigation | 0.08575 | 30 | 0 | esc | 0.0012005 | 1.2491e-13 | 0.00060025 | 6.2456e-14 | 0.0015435 | 1.606e-13
[79 empty] | WLDFR | HFTD - Distribution - Tier 3 - 3QU CoRE ¦ 3QU LoRE | Red Flag Warning - Destructive Fires | 2031 | 4.9502e-09 | 2.4751e-09 | 6.3645e-09 | 9534.9221 | 247.273 | 9287.6491 | 0 | 0 | 0 | 0 | 4.1234e-06 |  | 4.72e-05 | 0 | 4.72e-05 | 2.36e-05 | 0 | 2.36e-05 | 6.0685e-05 | 0 | 6.0685e-05 | [16 empty] | 7.3.1.3 Ignition probability mapping showing the probability of ignition along the electric lines and equipmentWLDFRAggregatedAggregated | WLDFR | HFTD - Distribution - Tier 3 - 3QU CoRE ¦ 3QU LoRE | Seismic - Non-Red Flag Warning - Catastrophic Fires | Aggregated | Aggregated | 2039 | 1.0405e-10 | 0 | 206.7005 | 2.1507e-08 | 2039 | Mitigation | 0.08575 | 30 | 0 | esc | 0.0012005 | 1.2491e-13 | 0.00060025 | 6.2456e-14 | 0.0015435 | 1.606e-13
[79 empty] | WLDFR | HFTD - Distribution - Tier 3 - 3QU CoRE ¦ 3QU LoRE | Red Flag Warning - Destructive Fires | 2032 | 4.9502e-09 | 2.4751e-09 | 6.3645e-09 | 9534.9221 | 247.273 | 9287.6491 | 0 | 0 | 0 | 0 | 4.1234e-06 |  | 4.72e-05 | 0 | 4.72e-05 | 2.36e-05 | 0 | 2.36e-05 | 6.0685e-05 | 0 | 6.0685e-05 | [16 empty] | 7.3.1.3 Ignition probability mapping showing the probability of ignition along the electric lines and equipmentWLDFRAggregatedAggregated | WLDFR | HFTD - Distribution - Tier 3 - 3QU CoRE ¦ 3QU LoRE | Seismic - Non-Red Flag Warning - Catastrophic Fires | Aggregated | Aggregated | 2040 | 1.0405e-10 | 0 | 206.7005 | 2.1507e-08 | 2040 | Mitigation | 0.08575 | 30 | 0 | esc | 0.0012005 | 1.2491e-13 | 0.00060025 | 6.2456e-14 | 0.0015435 | 1.606e-13
[79 empty] | WLDFR | HFTD - Distribution - Tier 3 - 3QU CoRE ¦ 3QU LoRE | Red Flag Warning - Destructive Fires | 2033 | 4.9502e-09 | 2.4751e-09 | 6.3645e-09 | 9984.8474 | 263.1074 | 9721.74 | 0 | 0 | 0 | 0 | 4.1234e-06 |  | 4.9427e-05 | 0 | 4.9427e-05 | 2.4713e-05 | 0 | 2.4713e-05 | 6.3549e-05 | 0 | 6.3549e-05 | [16 empty] | 7.3.1.3 Ignition probability mapping showing the probability of ignition along the electric lines and equipmentWLDFRAggregatedAggregated | WLDFR | HFTD - Distribution - Tier 3 - 3QU CoRE ¦ 3QU LoRE | Seismic - Non-Red Flag Warning - Catastrophic Fires | Aggregated | Aggregated | 2041 | 1.0405e-10 | 0 | 206.7005 | 2.1507e-08 | 2041 | Mitigation | 0.08575 | 30 | 0 | esc | 0.0012005 | 1.2491e-13 | 0.00060025 | 6.2456e-14 | 0.0015435 | 1.606e-13
[79 empty] | WLDFR | HFTD - Distribution - Tier 3 - 3QU CoRE ¦ 3QU LoRE | Red Flag Warning - Destructive Fires | 2034 | 4.9502e-09 | 2.4751e-09 | 6.3645e-09 | 9984.8474 | 263.1074 | 9721.74 | 0 | 0 | 0 | 0 | 4.1234e-06 |  | 4.9427e-05 | 0 | 4.9427e-05 | 2.4713e-05 | 0 | 2.4713e-05 | 6.3549e-05 | 0 | 6.3549e-05 | [16 empty] | 7.3.1.3 Ignition probability mapping showing the probability of ignition along the electric lines and equipmentWLDFRAggregatedAggregated | WLDFR | HFTD - Distribution - Tier 3 - 3QU CoRE ¦ 3QU LoRE | Seismic - Non-Red Flag Warning - Catastrophic Fires | Aggregated | Aggregated | 2042 | 1.0405e-10 | 0 | 206.7005 | 2.1507e-08 | 2042 | Mitigation | 0.08575 | 30 | 0 | esc | 0.0012005 | 1.2491e-13 | 0.00060025 | 6.2456e-14 | 0.0015435 | 1.606e-13
[79 empty] | WLDFR | HFTD - Distribution - Tier 3 - 3QU CoRE ¦ 3QU LoRE | Red Flag Warning - Destructive Fires | 2035 | 4.9502e-09 | 2.4751e-09 | 6.3645e-09 | 9984.8474 | 263.1074 | 9721.74 | 0 | 0 | 0 | 0 | 4.1234e-06 |  | 4.9427e-05 | 0 | 4.9427e-05 | 2.4713e-05 | 0 | 2.4713e-05 | 6.3549e-05 | 0 | 6.3549e-05 | [16 empty] | 7.3.1.3 Ignition probability mapping showing the probability of ignition along the electric lines and equipmentWLDFRAggregatedAggregated | WLDFR | HFTD - Distribution - Tier 3 - 3QU CoRE ¦ 3QU LoRE | Seismic - Non-Red Flag Warning - Catastrophic Fires | Aggregated | Aggregated | 2043 | 1.0405e-10 | 0 | 206.7005 | 2.1507e-08 | 2043 | Mitigation | 0.08575 | 30 | 0 | esc | 0.0012005 | 1.2491e-13 | 0.00060025 | 6.2456e-14 | 0.0015435 | 1.606e-13
[79 empty] | WLDFR | HFTD - Distribution - Tier 3 - 3QU CoRE ¦ 3QU LoRE | Red Flag Warning - Destructive Fires | 2036 | 4.9502e-09 | 2.4751e-09 | 6.3645e-09 | 9984.8474 | 263.1074 | 9721.74 | 0 | 0 | 0 | 0 | 4.1234e-06 |  | 4.9427e-05 | 0 | 4.9427e-05 | 2.4713e-05 | 0 | 2.4713e-05 | 6.3549e-05 | 0 | 6.3549e-05 | [16 empty] | 7.3.1.3 Ignition probability mapping showing the probability of ignition along the electric lines and equipmentWLDFRAggregatedAggregated | WLDFR | HFTD - Distribution - Tier 3 - 3QU CoRE ¦ 3QU LoRE | Seismic - Non-Red Flag Warning - Catastrophic Fires | Aggregated | Aggregated | 2044 | 1.0405e-10 | 0 | 206.7005 | 2.1507e-08 | 2044 | Mitigation | 0.08575 | 30 | 0 | esc | 0.0012005 | 1.2491e-13 | 0.00060025 | 6.2456e-14 | 0.0015435 | 1.606e-13
[79 empty] | WLDFR | HFTD - Distribution - Tier 3 - 3QU CoRE ¦ 3QU LoRE | Red Flag Warning - Destructive Fires | 2037 | 4.9502e-09 | 2.4751e-09 | 6.3645e-09 | 9984.8474 | 263.1074 | 9721.74 | 0 | 0 | 0 | 0 | 4.1234e-06 |  | 4.9427e-05 | 0 | 4.9427e-05 | 2.4713e-05 | 0 | 2.4713e-05 | 6.3549e-05 | 0 | 6.3549e-05 | [16 empty] | 7.3.1.3 Ignition probability mapping showing the probability of ignition along the electric lines and equipmentWLDFRAggregatedAggregated | WLDFR | HFTD - Distribution - Tier 3 - 3QU CoRE ¦ 3QU LoRE | Seismic - Non-Red Flag Warning - Catastrophic Fires | Aggregated | Aggregated | 2045 | 1.0405e-10 | 0 | 206.7005 | 2.1507e-08 | 2045 | Mitigation | 0.08575 | 30 | 0 | esc | 0.0012005 | 1.2491e-13 | 0.00060025 | 6.2456e-14 | 0.0015435 | 1.606e-13
[79 empty] | WLDFR | HFTD - Distribution - Tier 3 - 3QU CoRE ¦ 3QU LoRE | Red Flag Warning - Destructive Fires | 2038 | 4.9502e-09 | 2.4751e-09 | 6.3645e-09 | 10472.8261 | 280.5544 | 10192.2718 | 0 | 0 | 0 | 0 | 4.1234e-06 |  | 5.1843e-05 | 0 | 5.1843e-05 | 2.5921e-05 | 0 | 2.5921e-05 | 6.6655e-05 | 0 | 6.6655e-05 | [16 empty] | 7.3.1.3 Ignition probability mapping showing the probability of ignition along the electric lines and equipmentWLDFRAggregatedAggregated | WLDFR | HFTD - Distribution - Tier 3 - 3QU CoRE ¦ 3QU LoRE | Seismic - Non-Red Flag Warning - Catastrophic Fires | Aggregated | Aggregated | 2046 | 1.0405e-10 | 0 | 206.7005 | 2.1507e-08 | 2046 | Mitigation | 0.08575 | 30 | 0 | esc | 0.0012005 | 1.2491e-13 | 0.00060025 | 6.2456e-14 | 0.0015435 | 1.606e-13
[79 empty] | WLDFR | HFTD - Distribution - Tier 3 - 3QU CoRE ¦ 3QU LoRE | Red Flag Warning - Destructive Fires | 2039 | 4.9502e-09 | 2.4751e-09 | 6.3645e-09 | 10472.8261 | 280.5544 | 10192.2718 | 0 | 0 | 0 | 0 | 4.1234e-06 |  | 5.1843e-05 | 0 | 5.1843e-05 | 2.5921e-05 | 0 | 2.5921e-05 | 6.6655e-05 | 0 | 6.6655e-05 | [16 empty] | 7.3.1.3 Ignition probability mapping showing the probability of ignition along the electric lines and equipmentWLDFRAggregatedAggregated | WLDFR | HFTD - Distribution - Tier 3 - 3QU CoRE ¦ 3QU LoRE | Seismic - Non-Red Flag Warning - Catastrophic Fires | Aggregated | Aggregated | 2047 | 1.0405e-10 | 0 | 206.7005 | 2.1507e-08 | 2047 | Mitigation | 0.08575 | 30 | 0 | esc | 0.0012005 | 1.2491e-13 | 0.00060025 | 6.2456e-14 | 0.0015435 | 1.606e-13
[79 empty] | WLDFR | HFTD - Distribution - Tier 3 - 3QU CoRE ¦ 3QU LoRE | Red Flag Warning - Destructive Fires | 2040 | 4.9502e-09 | 2.4751e-09 | 6.3645e-09 | 10472.8261 | 280.5544 | 10192.2718 | 0 | 0 | 0 | 0 | 4.1234e-06 |  | 5.1843e-05 | 0 | 5.1843e-05 | 2.5921e-05 | 0 | 2.5921e-05 | 6.6655e-05 | 0 | 6.6655e-05 | [16 empty] | 7.3.1.3 Ignition probability mapping showing the probability of ignition along the electric lines and equipmentWLDFRAggregatedAggregated | WLDFR | HFTD - Distribution - Tier 3 - 3QU CoRE ¦ 3QU LoRE | Seismic - Non-Red Flag Warning - Catastrophic Fires | Aggregated | Aggregated | 2048 | 1.0405e-10 | 0 | 206.7005 | 2.1507e-08 | 2048 | Mitigation | 0.08575 | 30 | 0 | esc | 0.0012005 | 1.2491e-13 | 0.00060025 | 6.2456e-14 | 0.0015435 | 1.606e-13
[79 empty] | WLDFR | HFTD - Distribution - Tier 3 - 3QU CoRE ¦ 3QU LoRE | Red Flag Warning - Destructive Fires | 2041 | 4.9502e-09 | 2.4751e-09 | 6.3645e-09 | 10472.8261 | 280.5544 | 10192.2718 | 0 | 0 | 0 | 0 | 4.1234e-06 |  | 5.1843e-05 | 0 | 5.1843e-05 | 2.5921e-05 | 0 | 2.5921e-05 | 6.6655e-05 | 0 | 6.6655e-05 | [16 empty] | 7.3.1.3 Ignition probability mapping showing the probability of ignition along the electric lines and equipmentWLDFRAggregatedAggregated | WLDFR | HFTD - Distribution - Tier 3 - 3QU CoRE ¦ 3QU LoRE | Seismic - Non-Red Flag Warning - Catastrophic Fires | Aggregated | Aggregated | 2049 | 1.0405e-10 | 0 | 206.7005 | 2.1507e-08 | 2049 | Mitigation | 0.08575 | 30 | 0 | esc | 0.0012005 | 1.2491e-13 | 0.00060025 | 6.2456e-14 | 0.0015435 | 1.606e-13
[79 empty] | WLDFR | HFTD - Distribution - Tier 3 - 3QU CoRE ¦ 3QU LoRE | Red Flag Warning - Destructive Fires | 2042 | 4.9502e-09 | 2.4751e-09 | 6.3645e-09 | 10472.8261 | 280.5544 | 10192.2718 | 0 | 0 | 0 | 0 | 4.1234e-06 |  | 5.1843e-05 | 0 | 5.1843e-05 | 2.5921e-05 | 0 | 2.5921e-05 | 6.6655e-05 | 0 | 6.6655e-05 | [16 empty] | 7.3.1.3 Ignition probability mapping showing the probability of ignition along the electric lines and equipmentWLDFRAggregatedAggregated | WLDFR | HFTD - Distribution - Tier 3 - 3QU CoRE ¦ 3QU LoRE | Seismic - Non-Red Flag Warning - Catastrophic Fires | Aggregated | Aggregated | 2050 | 1.0405e-10 | 0 | 206.7005 | 2.1507e-08 | 2050 | Mitigation | 0.08575 | 30 | 0 | esc | 0 | 0 | 0.00060025 | 6.2456e-14 | 0.0015435 | 1.606e-13
[79 empty] | WLDFR | HFTD - Distribution - Tier 3 - 3QU CoRE ¦ 3QU LoRE | Red Flag Warning - Destructive Fires | 2043 | 4.9502e-09 | 2.4751e-09 | 6.3645e-09 | 10992.1562 | 299.42 | 10692.7362 | 0 | 0 | 0 | 0 | 4.1234e-06 |  | 5.4413e-05 | 0 | 5.4413e-05 | 2.7207e-05 | 0 | 2.7207e-05 | 6.996e-05 | 0 | 6.996e-05 | [16 empty] | 7.3.1.3 Ignition probability mapping showing the probability of ignition along the electric lines and equipmentWLDFRAggregatedAggregated | WLDFR | HFTD - Distribution - Tier 3 - 3QU CoRE ¦ 3QU LoRE | Seismic - Non-Red Flag Warning - Catastrophic Fires | Aggregated | Aggregated | 2051 | 1.0405e-10 | 0 | 206.7005 | 2.1507e-08 | 2051 | Mitigation | 0.08575 | 30 | 0 | esc | 0 | 0 | 0 | 0 | 0.0015435 | 1.606e-13
[79 empty] | WLDFR | HFTD - Distribution - Tier 3 - 3QU CoRE ¦ 3QU LoRE | Red Flag Warning - Destructive Fires | 2044 | 4.9502e-09 | 2.4751e-09 | 6.3645e-09 | 10992.1562 | 299.42 | 10692.7362 | 0 | 0 | 0 | 0 | 4.1234e-06 |  | 5.4413e-05 | 0 | 5.4413e-05 | 2.7207e-05 | 0 | 2.7207e-05 | 6.996e-05 | 0 | 6.996e-05 | [16 empty] | 7.3.1.3 Ignition probability mapping showing the probability of ignition along the electric lines and equipmentWLDFRAggregatedAggregated | WLDFR | HFTD - Distribution - Tier 3 - 3QU CoRE ¦ 3QU LoRE | Seismic - Red Flag Warning - Catastrophic Fires | Aggregated | Aggregated | 2021 | 4.4876e-09 | 0 | 206.7005 | 9.2758e-07 | 2021 | Mitigation | 0.08575 | 30 | 0 | esc | 0.0012005 | 5.3873e-12 | 0.00060025 | 2.6937e-12 | 0 | 0
[79 empty] | WLDFR | HFTD - Distribution - Tier 3 - 3QU CoRE ¦ 3QU LoRE | Red Flag Warning - Destructive Fires | 2045 | 4.9502e-09 | 2.4751e-09 | 6.3645e-09 | 10992.1562 | 299.42 | 10692.7362 | 0 | 0 | 0 | 0 | 4.1234e-06 |  | 5.4413e-05 | 0 | 5.4413e-05 | 2.7207e-05 | 0 | 2.7207e-05 | 6.996e-05 | 0 | 6.996e-05 | [16 empty] | 7.3.1.3 Ignition probability mapping showing the probability of ignition along the electric lines and equipmentWLDFRAggregatedAggregated | WLDFR | HFTD - Distribution - Tier 3 - 3QU CoRE ¦ 3QU LoRE | Seismic - Red Flag Warning - Catastrophic Fires | Aggregated | Aggregated | 2022 | 4.4876e-09 | 0 | 206.7005 | 9.2758e-07 | 2022 | Mitigation | 0.08575 | 30 | 0 | esc | 0.0012005 | 5.3873e-12 | 0.00060025 | 2.6937e-12 | 0.0015435 | 6.9266e-12
[79 empty] | WLDFR | HFTD - Distribution - Tier 3 - 3QU CoRE ¦ 3QU LoRE | Red Flag Warning - Destructive Fires | 2046 | 4.9502e-09 | 2.4751e-09 | 6.3645e-09 | 10992.1562 | 299.42 | 10692.7362 | 0 | 0 | 0 | 0 | 4.1234e-06 |  | 5.4413e-05 | 0 | 5.4413e-05 | 2.7207e-05 | 0 | 2.7207e-05 | 6.996e-05 | 0 | 6.996e-05 | [16 empty] | 7.3.1.3 Ignition probability mapping showing the probability of ignition along the electric lines and equipmentWLDFRAggregatedAggregated | WLDFR | HFTD - Distribution - Tier 3 - 3QU CoRE ¦ 3QU LoRE | Seismic - Red Flag Warning - Catastrophic Fires | Aggregated | Aggregated | 2023 | 4.4876e-09 | 0 | 206.7005 | 9.2758e-07 | 2023 | Mitigation | 0.08575 | 30 | 0 | esc | 0.0012005 | 5.3873e-12 | 0.00060025 | 2.6937e-12 | 0.0015435 | 6.9266e-12
[79 empty] | WLDFR | HFTD - Distribution - Tier 3 - 3QU CoRE ¦ 3QU LoRE | Red Flag Warning - Destructive Fires | 2047 | 4.9502e-09 | 2.4751e-09 | 6.3645e-09 | 10992.1562 | 299.42 | 10692.7362 | 0 | 0 | 0 | 0 | 4.1234e-06 |  | 5.4413e-05 | 0 | 5.4413e-05 | 2.7207e-05 | 0 | 2.7207e-05 | 6.996e-05 | 0 | 6.996e-05 | [16 empty] | 7.3.1.3 Ignition probability mapping showing the probability of ignition along the electric lines and equipmentWLDFRAggregatedAggregated | WLDFR | HFTD - Distribution - Tier 3 - 3QU CoRE ¦ 3QU LoRE | Seismic - Red Flag Warning - Catastrophic Fires | Aggregated | Aggregated | 2024 | 4.4876e-09 | 0 | 206.7005 | 9.2758e-07 | 2024 | Mitigation | 0.08575 | 30 | 0 | esc | 0.0012005 | 5.3873e-12 | 0.00060025 | 2.6937e-12 | 0.0015435 | 6.9266e-12
[79 empty] | WLDFR | HFTD - Distribution - Tier 3 - 3QU CoRE ¦ 3QU LoRE | Red Flag Warning - Destructive Fires | 2048 | 4.9502e-09 | 2.4751e-09 | 6.3645e-09 | 11536.0538 | 319.4911 | 11216.5626 | 0 | 0 | 0 | 0 | 4.1234e-06 |  | 5.7106e-05 | 0 | 5.7106e-05 | 2.8553e-05 | 0 | 2.8553e-05 | 7.3422e-05 | 0 | 7.3422e-05 | [16 empty] | 7.3.1.3 Ignition probability mapping showing the probability of ignition along the electric lines and equipmentWLDFRAggregatedAggregated | WLDFR | HFTD - Distribution - Tier 3 - 3QU CoRE ¦ 3QU LoRE | Seismic - Red Flag Warning - Catastrophic Fires | Aggregated | Aggregated | 2025 | 4.4876e-09 | 0 | 206.7005 | 9.2758e-07 | 2025 | Mitigation | 0.08575 | 30 | 0 | esc | 0.0012005 | 5.3873e-12 | 0.00060025 | 2.6937e-12 | 0.0015435 | 6.9266e-12
[79 empty] | WLDFR | HFTD - Distribution - Tier 3 - 3QU CoRE ¦ 3QU LoRE | Red Flag Warning - Destructive Fires | 2049 | 4.9502e-09 | 2.4751e-09 | 6.3645e-09 | 11536.0538 | 319.4911 | 11216.5626 | 0 | 0 | 0 | 0 | 4.1234e-06 |  | 5.7106e-05 | 0 | 5.7106e-05 | 2.8553e-05 | 0 | 2.8553e-05 | 7.3422e-05 | 0 | 7.3422e-05 | [16 empty] | 7.3.1.3 Ignition probability mapping showing the probability of ignition along the electric lines and equipmentWLDFRAggregatedAggregated | WLDFR | HFTD - Distribution - Tier 3 - 3QU CoRE ¦ 3QU LoRE | Seismic - Red Flag Warning - Catastrophic Fires | Aggregated | Aggregated | 2026 | 4.4876e-09 | 0 | 206.7005 | 9.2758e-07 | 2026 | Mitigation | 0.08575 | 30 | 0 | esc | 0.0012005 | 5.3873e-12 | 0.00060025 | 2.6937e-12 | 0.0015435 | 6.9266e-12
[79 empty] | WLDFR | HFTD - Distribution - Tier 3 - 3QU CoRE ¦ 3QU LoRE | Red Flag Warning - Destructive Fires | 2050 | 0 | 2.4751e-09 | 6.3645e-09 | 11536.0538 | 319.4911 | 11216.5626 | 0 | 0 | 0 | 0 | 4.1234e-06 |  | 0 | 0 | 0 | 2.8553e-05 | 0 | 2.8553e-05 | 7.3422e-05 | 0 | 7.3422e-05 | [16 empty] | 7.3.1.3 Ignition probability mapping showing the probability of ignition along the electric lines and equipmentWLDFRAggregatedAggregated | WLDFR | HFTD - Distribution - Tier 3 - 3QU CoRE ¦ 3QU LoRE | Seismic - Red Flag Warning - Catastrophic Fires | Aggregated | Aggregated | 2027 | 4.4876e-09 | 0 | 206.7005 | 9.2758e-07 | 2027 | Mitigation | 0.08575 | 30 | 0 | esc | 0.0012005 | 5.3873e-12 | 0.00060025 | 2.6937e-12 | 0.0015435 | 6.9266e-12
[79 empty] | WLDFR | HFTD - Distribution - Tier 3 - 3QU CoRE ¦ 3QU LoRE | Red Flag Warning - Destructive Fires | 2051 | 0 | 0 | 6.3645e-09 | 11536.0538 | 319.4911 | 11216.5626 | 0 | 0 | 0 | 0 | 4.1234e-06 |  | 0 | 0 | 0 | 0 | 0 | 0 | 7.3422e-05 | 0 | 7.3422e-05 | [16 empty] | 7.3.1.3 Ignition probability mapping showing the probability of ignition along the electric lines and equipmentWLDFRAggregatedAggregated | WLDFR | HFTD - Distribution - Tier 3 - 3QU CoRE ¦ 3QU LoRE | Seismic - Red Flag Warning - Catastrophic Fires | Aggregated | Aggregated | 2028 | 4.4876e-09 | 0 | 206.7005 | 9.2758e-07 | 2028 | Mitigation | 0.08575 | 30 | 0 | esc | 0.0012005 | 5.3873e-12 | 0.00060025 | 2.6937e-12 | 0.0015435 | 6.9266e-12
[79 empty] | WLDFR | HFTD - Distribution - Tier 3 - 3QU CoRE ¦ 3QU LoRE | Red Flag Warning - Large Fires | 2020 | 5.0922e-08 | 0 | 0 | 5.2406 | 0.69642 | 2.942 | 1.6022 | 0 | 0 | 0 | 4.2417e-05 |  | 2.6686e-07 | 0 | 2.6686e-07 | 0 | 0 | 0 | 0 | 0 | 0 | [16 empty] | 7.3.1.3 Ignition probability mapping showing the probability of ignition along the electric lines and equipmentWLDFRAggregatedAggregated | WLDFR | HFTD - Distribution - Tier 3 - 3QU CoRE ¦ 3QU LoRE | Seismic - Red Flag Warning - Catastrophic Fires | Aggregated | Aggregated | 2029 | 4.4876e-09 | 0 | 206.7005 | 9.2758e-07 | 2029 | Mitigation | 0.08575 | 30 | 0 | esc | 0.0012005 | 5.3873e-12 | 0.00060025 | 2.6937e-12 | 0.0015435 | 6.9266e-12
[79 empty] | WLDFR | HFTD - Distribution - Tier 3 - 3QU CoRE ¦ 3QU LoRE | Red Flag Warning - Large Fires | 2021 | 5.0922e-08 | 2.5461e-08 | 0 | 5.2406 | 0.69642 | 2.942 | 1.6022 | 0 | 0 | 0 | 4.2417e-05 |  | 2.6686e-07 | 0 | 2.6686e-07 | 1.3343e-07 | 0 | 1.3343e-07 | 0 | 0 | 0 | [16 empty] | 7.3.1.3 Ignition probability mapping showing the probability of ignition along the electric lines and equipmentWLDFRAggregatedAggregated | WLDFR | HFTD - Distribution - Tier 3 - 3QU CoRE ¦ 3QU LoRE | Seismic - Red Flag Warning - Catastrophic Fires | Aggregated | Aggregated | 2030 | 4.4876e-09 | 0 | 206.7005 | 9.2758e-07 | 2030 | Mitigation | 0.08575 | 30 | 0 | esc | 0.0012005 | 5.3873e-12 | 0.00060025 | 2.6937e-12 | 0.0015435 | 6.9266e-12
[79 empty] | WLDFR | HFTD - Distribution - Tier 3 - 3QU CoRE ¦ 3QU LoRE | Red Flag Warning - Large Fires | 2022 | 5.0922e-08 | 2.5461e-08 | 6.5471e-08 | 5.2406 | 0.69642 | 2.942 | 1.6022 | 0 | 0 | 0 | 4.2417e-05 |  | 2.6686e-07 | 0 | 2.6686e-07 | 1.3343e-07 | 0 | 1.3343e-07 | 3.431e-07 | 0 | 3.431e-07 | [16 empty] | 7.3.1.3 Ignition probability mapping showing the probability of ignition along the electric lines and equipmentWLDFRAggregatedAggregated | WLDFR | HFTD - Distribution - Tier 3 - 3QU CoRE ¦ 3QU LoRE | Seismic - Red Flag Warning - Catastrophic Fires | Aggregated | Aggregated | 2031 | 4.4876e-09 | 0 | 206.7005 | 9.2758e-07 | 2031 | Mitigation | 0.08575 | 30 | 0 | esc | 0.0012005 | 5.3873e-12 | 0.00060025 | 2.6937e-12 | 0.0015435 | 6.9266e-12
[79 empty] | WLDFR | HFTD - Distribution - Tier 3 - 3QU CoRE ¦ 3QU LoRE | Red Flag Warning - Large Fires | 2023 | 5.0922e-08 | 2.5461e-08 | 6.5471e-08 | 5.475 | 0.71896 | 3.0715 | 1.6846 | 0 | 0 | 0 | 4.2417e-05 |  | 2.788e-07 | 0 | 2.788e-07 | 1.394e-07 | 0 | 1.394e-07 | 3.5846e-07 | 0 | 3.5846e-07 | [16 empty] | 7.3.1.3 Ignition probability mapping showing the probability of ignition along the electric lines and equipmentWLDFRAggregatedAggregated | WLDFR | HFTD - Distribution - Tier 3 - 3QU CoRE ¦ 3QU LoRE | Seismic - Red Flag Warning - Catastrophic Fires | Aggregated | Aggregated | 2032 | 4.4876e-09 | 0 | 206.7005 | 9.2758e-07 | 2032 | Mitigation | 0.08575 | 30 | 0 | esc | 0.0012005 | 5.3873e-12 | 0.00060025 | 2.6937e-12 | 0.0015435 | 6.9266e-12
[79 empty] | WLDFR | HFTD - Distribution - Tier 3 - 3QU CoRE ¦ 3QU LoRE | Red Flag Warning - Large Fires | 2024 | 5.0922e-08 | 2.5461e-08 | 6.5471e-08 | 5.475 | 0.71896 | 3.0715 | 1.6846 | 0 | 0 | 0 | 4.2417e-05 |  | 2.788e-07 | 0 | 2.788e-07 | 1.394e-07 | 0 | 1.394e-07 | 3.5846e-07 | 0 | 3.5846e-07 | [16 empty] | 7.3.1.3 Ignition probability mapping showing the probability of ignition along the electric lines and equipmentWLDFRAggregatedAggregated | WLDFR | HFTD - Distribution - Tier 3 - 3QU CoRE ¦ 3QU LoRE | Seismic - Red Flag Warning - Catastrophic Fires | Aggregated | Aggregated | 2033 | 4.4876e-09 | 0 | 206.7005 | 9.2758e-07 | 2033 | Mitigation | 0.08575 | 30 | 0 | esc | 0.0012005 | 5.3873e-12 | 0.00060025 | 2.6937e-12 | 0.0015435 | 6.9266e-12
[79 empty] | WLDFR | HFTD - Distribution - Tier 3 - 3QU CoRE ¦ 3QU LoRE | Red Flag Warning - Large Fires | 2025 | 5.0922e-08 | 2.5461e-08 | 6.5471e-08 | 5.475 | 0.71896 | 3.0715 | 1.6846 | 0 | 0 | 0 | 4.2417e-05 |  | 2.788e-07 | 0 | 2.788e-07 | 1.394e-07 | 0 | 1.394e-07 | 3.5846e-07 | 0 | 3.5846e-07 | [16 empty] | 7.3.1.3 Ignition probability mapping showing the probability of ignition along the electric lines and equipmentWLDFRAggregatedAggregated | WLDFR | HFTD - Distribution - Tier 3 - 3QU CoRE ¦ 3QU LoRE | Seismic - Red Flag Warning - Catastrophic Fires | Aggregated | Aggregated | 2034 | 4.4876e-09 | 0 | 206.7005 | 9.2758e-07 | 2034 | Mitigation | 0.08575 | 30 | 0 | esc | 0.0012005 | 5.3873e-12 | 0.00060025 | 2.6937e-12 | 0.0015435 | 6.9266e-12
[79 empty] | WLDFR | HFTD - Distribution - Tier 3 - 3QU CoRE ¦ 3QU LoRE | Red Flag Warning - Large Fires | 2026 | 5.0922e-08 | 2.5461e-08 | 6.5471e-08 | 5.475 | 0.71896 | 3.0715 | 1.6846 | 0 | 0 | 0 | 4.2417e-05 |  | 2.788e-07 | 0 | 2.788e-07 | 1.394e-07 | 0 | 1.394e-07 | 3.5846e-07 | 0 | 3.5846e-07 | [16 empty] | 7.3.1.3 Ignition probability mapping showing the probability of ignition along the electric lines and equipmentWLDFRAggregatedAggregated | WLDFR | HFTD - Distribution - Tier 3 - 3QU CoRE ¦ 3QU LoRE | Seismic - Red Flag Warning - Catastrophic Fires | Aggregated | Aggregated | 2035 | 4.4876e-09 | 0 | 206.7005 | 9.2758e-07 | 2035 | Mitigation | 0.08575 | 30 | 0 | esc | 0.0012005 | 5.3873e-12 | 0.00060025 | 2.6937e-12 | 0.0015435 | 6.9266e-12
[79 empty] | WLDFR | HFTD - Distribution - Tier 3 - 3QU CoRE ¦ 3QU LoRE | Red Flag Warning - Large Fires | 2027 | 5.0922e-08 | 2.5461e-08 | 6.5471e-08 | 5.475 | 0.71896 | 3.0715 | 1.6846 | 0 | 0 | 0 | 4.2417e-05 |  | 2.788e-07 | 0 | 2.788e-07 | 1.394e-07 | 0 | 1.394e-07 | 3.5846e-07 | 0 | 3.5846e-07 | [16 empty] | 7.3.1.3 Ignition probability mapping showing the probability of ignition along the electric lines and equipmentWLDFRAggregatedAggregated | WLDFR | HFTD - Distribution - Tier 3 - 3QU CoRE ¦ 3QU LoRE | Seismic - Red Flag Warning - Catastrophic Fires | Aggregated | Aggregated | 2036 | 4.4876e-09 | 0 | 206.7005 | 9.2758e-07 | 2036 | Mitigation | 0.08575 | 30 | 0 | esc | 0.0012005 | 5.3873e-12 | 0.00060025 | 2.6937e-12 | 0.0015435 | 6.9266e-12
[79 empty] | WLDFR | HFTD - Distribution - Tier 3 - 3QU CoRE ¦ 3QU LoRE | Red Flag Warning - Large Fires | 2028 | 5.0922e-08 | 2.5461e-08 | 6.5471e-08 | 5.777 | 0.74734 | 3.238 | 1.7917 | 0 | 0 | 0 | 4.2417e-05 |  | 2.9418e-07 | 0 | 2.9418e-07 | 1.4709e-07 | 0 | 1.4709e-07 | 3.7823e-07 | 0 | 3.7823e-07 | [16 empty] | 7.3.1.3 Ignition probability mapping showing the probability of ignition along the electric lines and equipmentWLDFRAggregatedAggregated | WLDFR | HFTD - Distribution - Tier 3 - 3QU CoRE ¦ 3QU LoRE | Seismic - Red Flag Warning - Catastrophic Fires | Aggregated | Aggregated | 2037 | 4.4876e-09 | 0 | 206.7005 | 9.2758e-07 | 2037 | Mitigation | 0.08575 | 30 | 0 | esc | 0.0012005 | 5.3873e-12 | 0.00060025 | 2.6937e-12 | 0.0015435 | 6.9266e-12
[79 empty] | WLDFR | HFTD - Distribution - Tier 3 - 3QU CoRE ¦ 3QU LoRE | Red Flag Warning - Large Fires | 2029 | 5.0922e-08 | 2.5461e-08 | 6.5471e-08 | 5.777 | 0.74734 | 3.238 | 1.7917 | 0 | 0 | 0 | 4.2417e-05 |  | 2.9418e-07 | 0 | 2.9418e-07 | 1.4709e-07 | 0 | 1.4709e-07 | 3.7823e-07 | 0 | 3.7823e-07 | [16 empty] | 7.3.1.3 Ignition probability mapping showing the probability of ignition along the electric lines and equipmentWLDFRAggregatedAggregated | WLDFR | HFTD - Distribution - Tier 3 - 3QU CoRE ¦ 3QU LoRE | Seismic - Red Flag Warning - Catastrophic Fires | Aggregated | Aggregated | 2038 | 4.4876e-09 | 0 | 206.7005 | 9.2758e-07 | 2038 | Mitigation | 0.08575 | 30 | 0 | esc | 0.0012005 | 5.3873e-12 | 0.00060025 | 2.6937e-12 | 0.0015435 | 6.9266e-12
[79 empty] | WLDFR | HFTD - Distribution - Tier 3 - 3QU CoRE ¦ 3QU LoRE | Red Flag Warning - Large Fires | 2030 | 5.0922e-08 | 2.5461e-08 | 6.5471e-08 | 5.777 | 0.74734 | 3.238 | 1.7917 | 0 | 0 | 0 | 4.2417e-05 |  | 2.9418e-07 | 0 | 2.9418e-07 | 1.4709e-07 | 0 | 1.4709e-07 | 3.7823e-07 | 0 | 3.7823e-07 | [16 empty] | 7.3.1.3 Ignition probability mapping showing the probability of ignition along the electric lines and equipmentWLDFRAggregatedAggregated | WLDFR | HFTD - Distribution - Tier 3 - 3QU CoRE ¦ 3QU LoRE | Seismic - Red Flag Warning - Catastrophic Fires | Aggregated | Aggregated | 2039 | 4.4876e-09 | 0 | 206.7005 | 9.2758e-07 | 2039 | Mitigation | 0.08575 | 30 | 0 | esc | 0.0012005 | 5.3873e-12 | 0.00060025 | 2.6937e-12 | 0.0015435 | 6.9266e-12
[79 empty] | WLDFR | HFTD - Distribution - Tier 3 - 3QU CoRE ¦ 3QU LoRE | Red Flag Warning - Large Fires | 2031 | 5.0922e-08 | 2.5461e-08 | 6.5471e-08 | 5.777 | 0.74734 | 3.238 | 1.7917 | 0 | 0 | 0 | 4.2417e-05 |  | 2.9418e-07 | 0 | 2.9418e-07 | 1.4709e-07 | 0 | 1.4709e-07 | 3.7823e-07 | 0 | 3.7823e-07 | [16 empty] | 7.3.1.3 Ignition probability mapping showing the probability of ignition along the electric lines and equipmentWLDFRAggregatedAggregated | WLDFR | HFTD - Distribution - Tier 3 - 3QU CoRE ¦ 3QU LoRE | Seismic - Red Flag Warning - Catastrophic Fires | Aggregated | Aggregated | 2040 | 4.4876e-09 | 0 | 206.7005 | 9.2758e-07 | 2040 | Mitigation | 0.08575 | 30 | 0 | esc | 0.0012005 | 5.3873e-12 | 0.00060025 | 2.6937e-12 | 0.0015435 | 6.9266e-12
[79 empty] | WLDFR | HFTD - Distribution - Tier 3 - 3QU CoRE ¦ 3QU LoRE | Red Flag Warning - Large Fires | 2032 | 5.0922e-08 | 2.5461e-08 | 6.5471e-08 | 5.777 | 0.74734 | 3.238 | 1.7917 | 0 | 0 | 0 | 4.2417e-05 |  | 2.9418e-07 | 0 | 2.9418e-07 | 1.4709e-07 | 0 | 1.4709e-07 | 3.7823e-07 | 0 | 3.7823e-07 | [16 empty] | 7.3.1.3 Ignition probability mapping showing the probability of ignition along the electric lines and equipmentWLDFRAggregatedAggregated | WLDFR | HFTD - Distribution - Tier 3 - 3QU CoRE ¦ 3QU LoRE | Seismic - Red Flag Warning - Catastrophic Fires | Aggregated | Aggregated | 2041 | 4.4876e-09 | 0 | 206.7005 | 9.2758e-07 | 2041 | Mitigation | 0.08575 | 30 | 0 | esc | 0.0012005 | 5.3873e-12 | 0.00060025 | 2.6937e-12 | 0.0015435 | 6.9266e-12
[79 empty] | WLDFR | HFTD - Distribution - Tier 3 - 3QU CoRE ¦ 3QU LoRE | Red Flag Warning - Large Fires | 2033 | 5.0922e-08 | 2.5461e-08 | 6.5471e-08 | 6.1205 | 0.77885 | 3.4265 | 1.9151 | 0 | 0 | 0 | 4.2417e-05 |  | 3.1167e-07 | 0 | 3.1167e-07 | 1.5583e-07 | 0 | 1.5583e-07 | 4.0071e-07 | 0 | 4.0071e-07 | [16 empty] | 7.3.1.3 Ignition probability mapping showing the probability of ignition along the electric lines and equipmentWLDFRAggregatedAggregated | WLDFR | HFTD - Distribution - Tier 3 - 3QU CoRE ¦ 3QU LoRE | Seismic - Red Flag Warning - Catastrophic Fires | Aggregated | Aggregated | 2042 | 4.4876e-09 | 0 | 206.7005 | 9.2758e-07 | 2042 | Mitigation | 0.08575 | 30 | 0 | esc | 0.0012005 | 5.3873e-12 | 0.00060025 | 2.6937e-12 | 0.0015435 | 6.9266e-12
[79 empty] | WLDFR | HFTD - Distribution - Tier 3 - 3QU CoRE ¦ 3QU LoRE | Red Flag Warning - Large Fires | 2034 | 5.0922e-08 | 2.5461e-08 | 6.5471e-08 | 6.1205 | 0.77885 | 3.4265 | 1.9151 | 0 | 0 | 0 | 4.2417e-05 |  | 3.1167e-07 | 0 | 3.1167e-07 | 1.5583e-07 | 0 | 1.5583e-07 | 4.0071e-07 | 0 | 4.0071e-07 | [16 empty] | 7.3.1.3 Ignition probability mapping showing the probability of ignition along the electric lines and equipmentWLDFRAggregatedAggregated | WLDFR | HFTD - Distribution - Tier 3 - 3QU CoRE ¦ 3QU LoRE | Seismic - Red Flag Warning - Catastrophic Fires | Aggregated | Aggregated | 2043 | 4.4876e-09 | 0 | 206.7005 | 9.2758e-07 | 2043 | Mitigation | 0.08575 | 30 | 0 | esc | 0.0012005 | 5.3873e-12 | 0.00060025 | 2.6937e-12 | 0.0015435 | 6.9266e-12
[79 empty] | WLDFR | HFTD - Distribution - Tier 3 - 3QU CoRE ¦ 3QU LoRE | Red Flag Warning - Large Fires | 2035 | 5.0922e-08 | 2.5461e-08 | 6.5471e-08 | 6.1205 | 0.77885 | 3.4265 | 1.9151 | 0 | 0 | 0 | 4.2417e-05 |  | 3.1167e-07 | 0 | 3.1167e-07 | 1.5583e-07 | 0 | 1.5583e-07 | 4.0071e-07 | 0 | 4.0071e-07 | [16 empty] | 7.3.1.3 Ignition probability mapping showing the probability of ignition along the electric lines and equipmentWLDFRAggregatedAggregated | WLDFR | HFTD - Distribution - Tier 3 - 3QU CoRE ¦ 3QU LoRE | Seismic - Red Flag Warning - Catastrophic Fires | Aggregated | Aggregated | 2044 | 4.4876e-09 | 0 | 206.7005 | 9.2758e-07 | 2044 | Mitigation | 0.08575 | 30 | 0 | esc | 0.0012005 | 5.3873e-12 | 0.00060025 | 2.6937e-12 | 0.0015435 | 6.9266e-12
[79 empty] | WLDFR | HFTD - Distribution - Tier 3 - 3QU CoRE ¦ 3QU LoRE | Red Flag Warning - Large Fires | 2036 | 5.0922e-08 | 2.5461e-08 | 6.5471e-08 | 6.1205 | 0.77885 | 3.4265 | 1.9151 | 0 | 0 | 0 | 4.2417e-05 |  | 3.1167e-07 | 0 | 3.1167e-07 | 1.5583e-07 | 0 | 1.5583e-07 | 4.0071e-07 | 0 | 4.0071e-07 | [16 empty] | 7.3.1.3 Ignition probability mapping showing the probability of ignition along the electric lines and equipmentWLDFRAggregatedAggregated | WLDFR | HFTD - Distribution - Tier 3 - 3QU CoRE ¦ 3QU LoRE | Seismic - Red Flag Warning - Catastrophic Fires | Aggregated | Aggregated | 2045 | 4.4876e-09 | 0 | 206.7005 | 9.2758e-07 | 2045 | Mitigation | 0.08575 | 30 | 0 | esc | 0.0012005 | 5.3873e-12 | 0.00060025 | 2.6937e-12 | 0.0015435 | 6.9266e-12
[79 empty] | WLDFR | HFTD - Distribution - Tier 3 - 3QU CoRE ¦ 3QU LoRE | Red Flag Warning - Large Fires | 2037 | 5.0922e-08 | 2.5461e-08 | 6.5471e-08 | 6.1205 | 0.77885 | 3.4265 | 1.9151 | 0 | 0 | 0 | 4.2417e-05 |  | 3.1167e-07 | 0 | 3.1167e-07 | 1.5583e-07 | 0 | 1.5583e-07 | 4.0071e-07 | 0 | 4.0071e-07 | [16 empty] | 7.3.1.3 Ignition probability mapping showing the probability of ignition along the electric lines and equipmentWLDFRAggregatedAggregated | WLDFR | HFTD - Distribution - Tier 3 - 3QU CoRE ¦ 3QU LoRE | Seismic - Red Flag Warning - Catastrophic Fires | Aggregated | Aggregated | 2046 | 4.4876e-09 | 0 | 206.7005 | 9.2758e-07 | 2046 | Mitigation | 0.08575 | 30 | 0 | esc | 0.0012005 | 5.3873e-12 | 0.00060025 | 2.6937e-12 | 0.0015435 | 6.9266e-12
[79 empty] | WLDFR | HFTD - Distribution - Tier 3 - 3QU CoRE ¦ 3QU LoRE | Red Flag Warning - Large Fires | 2038 | 5.0922e-08 | 2.5461e-08 | 6.5471e-08 | 6.5028 | 0.81304 | 3.6355 | 2.0543 | 0 | 0 | 0 | 4.2417e-05 |  | 3.3114e-07 | 0 | 3.3114e-07 | 1.6557e-07 | 0 | 1.6557e-07 | 4.2575e-07 | 0 | 4.2575e-07 | [16 empty] | 7.3.1.3 Ignition probability mapping showing the probability of ignition along the electric lines and equipmentWLDFRAggregatedAggregated | WLDFR | HFTD - Distribution - Tier 3 - 3QU CoRE ¦ 3QU LoRE | Seismic - Red Flag Warning - Catastrophic Fires | Aggregated | Aggregated | 2047 | 4.4876e-09 | 0 | 206.7005 | 9.2758e-07 | 2047 | Mitigation | 0.08575 | 30 | 0 | esc | 0.0012005 | 5.3873e-12 | 0.00060025 | 2.6937e-12 | 0.0015435 | 6.9266e-12
[79 empty] | WLDFR | HFTD - Distribution - Tier 3 - 3QU CoRE ¦ 3QU LoRE | Red Flag Warning - Large Fires | 2039 | 5.0922e-08 | 2.5461e-08 | 6.5471e-08 | 6.5028 | 0.81304 | 3.6355 | 2.0543 | 0 | 0 | 0 | 4.2417e-05 |  | 3.3114e-07 | 0 | 3.3114e-07 | 1.6557e-07 | 0 | 1.6557e-07 | 4.2575e-07 | 0 | 4.2575e-07 | [16 empty] | 7.3.1.3 Ignition probability mapping showing the probability of ignition along the electric lines and equipmentWLDFRAggregatedAggregated | WLDFR | HFTD - Distribution - Tier 3 - 3QU CoRE ¦ 3QU LoRE | Seismic - Red Flag Warning - Catastrophic Fires | Aggregated | Aggregated | 2048 | 4.4876e-09 | 0 | 206.7005 | 9.2758e-07 | 2048 | Mitigation | 0.08575 | 30 | 0 | esc | 0.0012005 | 5.3873e-12 | 0.00060025 | 2.6937e-12 | 0.0015435 | 6.9266e-12
[79 empty] | WLDFR | HFTD - Distribution - Tier 3 - 3QU CoRE ¦ 3QU LoRE | Red Flag Warning - Large Fires | 2040 | 5.0922e-08 | 2.5461e-08 | 6.5471e-08 | 6.5028 | 0.81304 | 3.6355 | 2.0543 | 0 | 0 | 0 | 4.2417e-05 |  | 3.3114e-07 | 0 | 3.3114e-07 | 1.6557e-07 | 0 | 1.6557e-07 | 4.2575e-07 | 0 | 4.2575e-07 | [16 empty] | 7.3.1.3 Ignition probability mapping showing the probability of ignition along the electric lines and equipmentWLDFRAggregatedAggregated | WLDFR | HFTD - Distribution - Tier 3 - 3QU CoRE ¦ 3QU LoRE | Seismic - Red Flag Warning - Catastrophic Fires | Aggregated | Aggregated | 2049 | 4.4876e-09 | 0 | 206.7005 | 9.2758e-07 | 2049 | Mitigation | 0.08575 | 30 | 0 | esc | 0.0012005 | 5.3873e-12 | 0.00060025 | 2.6937e-12 | 0.0015435 | 6.9266e-12
[79 empty] | WLDFR | HFTD - Distribution - Tier 3 - 3QU CoRE ¦ 3QU LoRE | Red Flag Warning - Large Fires | 2041 | 5.0922e-08 | 2.5461e-08 | 6.5471e-08 | 6.5028 | 0.81304 | 3.6355 | 2.0543 | 0 | 0 | 0 | 4.2417e-05 |  | 3.3114e-07 | 0 | 3.3114e-07 | 1.6557e-07 | 0 | 1.6557e-07 | 4.2575e-07 | 0 | 4.2575e-07 | [16 empty] | 7.3.1.3 Ignition probability mapping showing the probability of ignition along the electric lines and equipmentWLDFRAggregatedAggregated | WLDFR | HFTD - Distribution - Tier 3 - 3QU CoRE ¦ 3QU LoRE | Seismic - Red Flag Warning - Catastrophic Fires | Aggregated | Aggregated | 2050 | 4.4876e-09 | 0 | 206.7005 | 9.2758e-07 | 2050 | Mitigation | 0.08575 | 30 | 0 | esc | 0 | 0 | 0.00060025 | 2.6937e-12 | 0.0015435 | 6.9266e-12
[79 empty] | WLDFR | HFTD - Distribution - Tier 3 - 3QU CoRE ¦ 3QU LoRE | Red Flag Warning - Large Fires | 2042 | 5.0922e-08 | 2.5461e-08 | 6.5471e-08 | 6.5028 | 0.81304 | 3.6355 | 2.0543 | 0 | 0 | 0 | 4.2417e-05 |  | 3.3114e-07 | 0 | 3.3114e-07 | 1.6557e-07 | 0 | 1.6557e-07 | 4.2575e-07 | 0 | 4.2575e-07 | [16 empty] | 7.3.1.3 Ignition probability mapping showing the probability of ignition along the electric lines and equipmentWLDFRAggregatedAggregated | WLDFR | HFTD - Distribution - Tier 3 - 3QU CoRE ¦ 3QU LoRE | Seismic - Red Flag Warning - Catastrophic Fires | Aggregated | Aggregated | 2051 | 4.4876e-09 | 0 | 206.7005 | 9.2758e-07 | 2051 | Mitigation | 0.08575 | 30 | 0 | esc | 0 | 0 | 0 | 0 | 0.0015435 | 6.9266e-12
[79 empty] | WLDFR | HFTD - Distribution - Tier 3 - 3QU CoRE ¦ 3QU LoRE | Red Flag Warning - Large Fires | 2043 | 5.0922e-08 | 2.5461e-08 | 6.5471e-08 | 6.9209 | 0.84944 | 3.8632 | 2.2083 | 0 | 0 | 0 | 4.2417e-05 |  | 3.5243e-07 | 0 | 3.5243e-07 | 1.7621e-07 | 0 | 1.7621e-07 | 4.5312e-07 | 0 | 4.5312e-07 | [16 empty] | 7.3.1.3 Ignition probability mapping showing the probability of ignition along the electric lines and equipmentWLDFRAggregatedAggregated | WLDFR | HFTD - Distribution - Tier 3 - 3QU CoRE ¦ 4QU LoRE | Non-Red Flag Warning - Catastrophic Fires | Aggregated | Aggregated | 2021 | 8.6819e-07 | 0 | 208.0009 | 0.00018058 | 2021 | Mitigation | 0.08575 | 30 | 0 | esc | 0.0012005 | 1.0423e-09 | 0.00060025 | 5.2113e-10 | 0 | 0
[79 empty] | WLDFR | HFTD - Distribution - Tier 3 - 3QU CoRE ¦ 3QU LoRE | Red Flag Warning - Large Fires | 2044 | 5.0922e-08 | 2.5461e-08 | 6.5471e-08 | 6.9209 | 0.84944 | 3.8632 | 2.2083 | 0 | 0 | 0 | 4.2417e-05 |  | 3.5243e-07 | 0 | 3.5243e-07 | 1.7621e-07 | 0 | 1.7621e-07 | 4.5312e-07 | 0 | 4.5312e-07 | [16 empty] | 7.3.1.3 Ignition probability mapping showing the probability of ignition along the electric lines and equipmentWLDFRAggregatedAggregated | WLDFR | HFTD - Distribution - Tier 3 - 3QU CoRE ¦ 4QU LoRE | Non-Red Flag Warning - Catastrophic Fires | Aggregated | Aggregated | 2022 | 8.6819e-07 | 0 | 208.0009 | 0.00018058 | 2022 | Mitigation | 0.08575 | 30 | 0 | esc | 0.0012005 | 1.0423e-09 | 0.00060025 | 5.2113e-10 | 0.0015435 | 1.34e-09
[79 empty] | WLDFR | HFTD - Distribution - Tier 3 - 3QU CoRE ¦ 3QU LoRE | Red Flag Warning - Large Fires | 2045 | 5.0922e-08 | 2.5461e-08 | 6.5471e-08 | 6.9209 | 0.84944 | 3.8632 | 2.2083 | 0 | 0 | 0 | 4.2417e-05 |  | 3.5243e-07 | 0 | 3.5243e-07 | 1.7621e-07 | 0 | 1.7621e-07 | 4.5312e-07 | 0 | 4.5312e-07 | [16 empty] | 7.3.1.3 Ignition probability mapping showing the probability of ignition along the electric lines and equipmentWLDFRAggregatedAggregated | WLDFR | HFTD - Distribution - Tier 3 - 3QU CoRE ¦ 4QU LoRE | Non-Red Flag Warning - Catastrophic Fires | Aggregated | Aggregated | 2023 | 8.6819e-07 | 0 | 208.0009 | 0.00018058 | 2023 | Mitigation | 0.08575 | 30 | 0 | esc | 0.0012005 | 1.0423e-09 | 0.00060025 | 5.2113e-10 | 0.0015435 | 1.34e-09
[79 empty] | WLDFR | HFTD - Distribution - Tier 3 - 3QU CoRE ¦ 3QU LoRE | Red Flag Warning - Large Fires | 2046 | 5.0922e-08 | 2.5461e-08 | 6.5471e-08 | 6.9209 | 0.84944 | 3.8632 | 2.2083 | 0 | 0 | 0 | 4.2417e-05 |  | 3.5243e-07 | 0 | 3.5243e-07 | 1.7621e-07 | 0 | 1.7621e-07 | 4.5312e-07 | 0 | 4.5312e-07 | [16 empty] | 7.3.1.3 Ignition probability mapping showing the probability of ignition along the electric lines and equipmentWLDFRAggregatedAggregated | WLDFR | HFTD - Distribution - Tier 3 - 3QU CoRE ¦ 4QU LoRE | Non-Red Flag Warning - Catastrophic Fires | Aggregated | Aggregated | 2024 | 8.6819e-07 | 0 | 208.0009 | 0.00018058 | 2024 | Mitigation | 0.08575 | 30 | 0 | esc | 0.0012005 | 1.0423e-09 | 0.00060025 | 5.2113e-10 | 0.0015435 | 1.34e-09
[79 empty] | WLDFR | HFTD - Distribution - Tier 3 - 3QU CoRE ¦ 3QU LoRE | Red Flag Warning - Large Fires | 2047 | 5.0922e-08 | 2.5461e-08 | 6.5471e-08 | 6.9209 | 0.84944 | 3.8632 | 2.2083 | 0 | 0 | 0 | 4.2417e-05 |  | 3.5243e-07 | 0 | 3.5243e-07 | 1.7621e-07 | 0 | 1.7621e-07 | 4.5312e-07 | 0 | 4.5312e-07 | [16 empty] | 7.3.1.3 Ignition probability mapping showing the probability of ignition along the electric lines and equipmentWLDFRAggregatedAggregated | WLDFR | HFTD - Distribution - Tier 3 - 3QU CoRE ¦ 4QU LoRE | Non-Red Flag Warning - Catastrophic Fires | Aggregated | Aggregated | 2025 | 8.6819e-07 | 0 | 208.0009 | 0.00018058 | 2025 | Mitigation | 0.08575 | 30 | 0 | esc | 0.0012005 | 1.0423e-09 | 0.00060025 | 5.2113e-10 | 0.0015435 | 1.34e-09
[79 empty] | WLDFR | HFTD - Distribution - Tier 3 - 3QU CoRE ¦ 3QU LoRE | Red Flag Warning - Large Fires | 2048 | 5.0922e-08 | 2.5461e-08 | 6.5471e-08 | 7.3713 | 0.88759 | 4.1075 | 2.3763 | 0 | 0 | 0 | 4.2417e-05 |  | 3.7536e-07 | 0 | 3.7536e-07 | 1.8768e-07 | 0 | 1.8768e-07 | 4.8261e-07 | 0 | 4.8261e-07 | [16 empty] | 7.3.1.3 Ignition probability mapping showing the probability of ignition along the electric lines and equipmentWLDFRAggregatedAggregated | WLDFR | HFTD - Distribution - Tier 3 - 3QU CoRE ¦ 4QU LoRE | Non-Red Flag Warning - Catastrophic Fires | Aggregated | Aggregated | 2026 | 8.6819e-07 | 0 | 208.0009 | 0.00018058 | 2026 | Mitigation | 0.08575 | 30 | 0 | esc | 0.0012005 | 1.0423e-09 | 0.00060025 | 5.2113e-10 | 0.0015435 | 1.34e-09
[79 empty] | WLDFR | HFTD - Distribution - Tier 3 - 3QU CoRE ¦ 3QU LoRE | Red Flag Warning - Large Fires | 2049 | 5.0922e-08 | 2.5461e-08 | 6.5471e-08 | 7.3713 | 0.88759 | 4.1075 | 2.3763 | 0 | 0 | 0 | 4.2417e-05 |  | 3.7536e-07 | 0 | 3.7536e-07 | 1.8768e-07 | 0 | 1.8768e-07 | 4.8261e-07 | 0 | 4.8261e-07 | [16 empty] | 7.3.1.3 Ignition probability mapping showing the probability of ignition along the electric lines and equipmentWLDFRAggregatedAggregated | WLDFR | HFTD - Distribution - Tier 3 - 3QU CoRE ¦ 4QU LoRE | Non-Red Flag Warning - Catastrophic Fires | Aggregated | Aggregated | 2027 | 8.6819e-07 | 0 | 208.0009 | 0.00018058 | 2027 | Mitigation | 0.08575 | 30 | 0 | esc | 0.0012005 | 1.0423e-09 | 0.00060025 | 5.2113e-10 | 0.0015435 | 1.34e-09
[79 empty] | WLDFR | HFTD - Distribution - Tier 3 - 3QU CoRE ¦ 3QU LoRE | Red Flag Warning - Large Fires | 2050 | 0 | 2.5461e-08 | 6.5471e-08 | 7.3713 | 0.88759 | 4.1075 | 2.3763 | 0 | 0 | 0 | 4.2417e-05 |  | 0 | 0 | 0 | 1.8768e-07 | 0 | 1.8768e-07 | 4.8261e-07 | 0 | 4.8261e-07 | [16 empty] | 7.3.1.3 Ignition probability mapping showing the probability of ignition along the electric lines and equipmentWLDFRAggregatedAggregated | WLDFR | HFTD - Distribution - Tier 3 - 3QU CoRE ¦ 4QU LoRE | Non-Red Flag Warning - Catastrophic Fires | Aggregated | Aggregated | 2028 | 8.6819e-07 | 0 | 208.0009 | 0.00018058 | 2028 | Mitigation | 0.08575 | 30 | 0 | esc | 0.0012005 | 1.0423e-09 | 0.00060025 | 5.2113e-10 | 0.0015435 | 1.34e-09
[79 empty] | WLDFR | HFTD - Distribution - Tier 3 - 3QU CoRE ¦ 3QU LoRE | Red Flag Warning - Large Fires | 2051 | 0 | 0 | 6.5471e-08 | 7.3713 | 0.88759 | 4.1075 | 2.3763 | 0 | 0 | 0 | 4.2417e-05 |  | 0 | 0 | 0 | 0 | 0 | 0 | 4.8261e-07 | 0 | 4.8261e-07 | [16 empty] | 7.3.1.3 Ignition probability mapping showing the probability of ignition along the electric lines and equipmentWLDFRAggregatedAggregated | WLDFR | HFTD - Distribution - Tier 3 - 3QU CoRE ¦ 4QU LoRE | Non-Red Flag Warning - Catastrophic Fires | Aggregated | Aggregated | 2029 | 8.6819e-07 | 0 | 208.0009 | 0.00018058 | 2029 | Mitigation | 0.08575 | 30 | 0 | esc | 0.0012005 | 1.0423e-09 | 0.00060025 | 5.2113e-10 | 0.0015435 | 1.34e-09
[79 empty] | WLDFR | HFTD - Distribution - Tier 3 - 3QU CoRE ¦ 3QU LoRE | Red Flag Warning - Small Fires | 2020 | 8.306e-07 | 0 | 0 | 0.077901 | 0.036425 | 0.0015809 | 0.039895 | 0 | 0 | 0 | 0.00069188 |  | 6.4704e-08 | 0 | 6.4704e-08 | 0 | 0 | 0 | 0 | 0 | 0 | [16 empty] | 7.3.1.3 Ignition probability mapping showing the probability of ignition along the electric lines and equipmentWLDFRAggregatedAggregated | WLDFR | HFTD - Distribution - Tier 3 - 3QU CoRE ¦ 4QU LoRE | Non-Red Flag Warning - Catastrophic Fires | Aggregated | Aggregated | 2030 | 8.6819e-07 | 0 | 208.0009 | 0.00018058 | 2030 | Mitigation | 0.08575 | 30 | 0 | esc | 0.0012005 | 1.0423e-09 | 0.00060025 | 5.2113e-10 | 0.0015435 | 1.34e-09
[79 empty] | WLDFR | HFTD - Distribution - Tier 3 - 3QU CoRE ¦ 3QU LoRE | Red Flag Warning - Small Fires | 2021 | 8.306e-07 | 4.153e-07 | 0 | 0.077901 | 0.036425 | 0.0015809 | 0.039895 | 0 | 0 | 0 | 0.00069188 |  | 6.4704e-08 | 0 | 6.4704e-08 | 3.2352e-08 | 0 | 3.2352e-08 | 0 | 0 | 0 | [16 empty] | 7.3.1.3 Ignition probability mapping showing the probability of ignition along the electric lines and equipmentWLDFRAggregatedAggregated | WLDFR | HFTD - Distribution - Tier 3 - 3QU CoRE ¦ 4QU LoRE | Non-Red Flag Warning - Catastrophic Fires | Aggregated | Aggregated | 2031 | 8.6819e-07 | 0 | 208.0009 | 0.00018058 | 2031 | Mitigation | 0.08575 | 30 | 0 | esc | 0.0012005 | 1.0423e-09 | 0.00060025 | 5.2113e-10 | 0.0015435 | 1.34e-09
[79 empty] | WLDFR | HFTD - Distribution - Tier 3 - 3QU CoRE ¦ 3QU LoRE | Red Flag Warning - Small Fires | 2022 | 8.306e-07 | 4.153e-07 | 1.0679e-06 | 0.077901 | 0.036425 | 0.0015809 | 0.039895 | 0 | 0 | 0 | 0.00069188 |  | 6.4704e-08 | 0 | 6.4704e-08 | 3.2352e-08 | 0 | 3.2352e-08 | 8.3191e-08 | 0 | 8.3191e-08 | [16 empty] | 7.3.1.3 Ignition probability mapping showing the probability of ignition along the electric lines and equipmentWLDFRAggregatedAggregated | WLDFR | HFTD - Distribution - Tier 3 - 3QU CoRE ¦ 4QU LoRE | Non-Red Flag Warning - Catastrophic Fires | Aggregated | Aggregated | 2032 | 8.6819e-07 | 0 | 208.0009 | 0.00018058 | 2032 | Mitigation | 0.08575 | 30 | 0 | esc | 0.0012005 | 1.0423e-09 | 0.00060025 | 5.2113e-10 | 0.0015435 | 1.34e-09
[79 empty] | WLDFR | HFTD - Distribution - Tier 3 - 3QU CoRE ¦ 3QU LoRE | Red Flag Warning - Small Fires | 2023 | 8.306e-07 | 4.153e-07 | 1.0679e-06 | 0.080408 | 0.03759 | 0.0016314 | 0.041187 | 0 | 0 | 0 | 0.00069188 |  | 6.6787e-08 | 0 | 6.6787e-08 | 3.3394e-08 | 0 | 3.3394e-08 | 8.5869e-08 | 0 | 8.5869e-08 | [16 empty] | 7.3.1.3 Ignition probability mapping showing the probability of ignition along the electric lines and equipmentWLDFRAggregatedAggregated | WLDFR | HFTD - Distribution - Tier 3 - 3QU CoRE ¦ 4QU LoRE | Non-Red Flag Warning - Catastrophic Fires | Aggregated | Aggregated | 2033 | 8.6819e-07 | 0 | 208.0009 | 0.00018058 | 2033 | Mitigation | 0.08575 | 30 | 0 | esc | 0.0012005 | 1.0423e-09 | 0.00060025 | 5.2113e-10 | 0.0015435 | 1.34e-09
[79 empty] | WLDFR | HFTD - Distribution - Tier 3 - 3QU CoRE ¦ 3QU LoRE | Red Flag Warning - Small Fires | 2024 | 8.306e-07 | 4.153e-07 | 1.0679e-06 | 0.080408 | 0.03759 | 0.0016314 | 0.041187 | 0 | 0 | 0 | 0.00069188 |  | 6.6787e-08 | 0 | 6.6787e-08 | 3.3394e-08 | 0 | 3.3394e-08 | 8.5869e-08 | 0 | 8.5869e-08 | [16 empty] | 7.3.1.3 Ignition probability mapping showing the probability of ignition along the electric lines and equipmentWLDFRAggregatedAggregated | WLDFR | HFTD - Distribution - Tier 3 - 3QU CoRE ¦ 4QU LoRE | Non-Red Flag Warning - Catastrophic Fires | Aggregated | Aggregated | 2034 | 8.6819e-07 | 0 | 208.0009 | 0.00018058 | 2034 | Mitigation | 0.08575 | 30 | 0 | esc | 0.0012005 | 1.0423e-09 | 0.00060025 | 5.2113e-10 | 0.0015435 | 1.34e-09
[79 empty] | WLDFR | HFTD - Distribution - Tier 3 - 3QU CoRE ¦ 3QU LoRE | Red Flag Warning - Small Fires | 2025 | 8.306e-07 | 4.153e-07 | 1.0679e-06 | 0.080408 | 0.03759 | 0.0016314 | 0.041187 | 0 | 0 | 0 | 0.00069188 |  | 6.6787e-08 | 0 | 6.6787e-08 | 3.3394e-08 | 0 | 3.3394e-08 | 8.5869e-08 | 0 | 8.5869e-08 | [16 empty] | 7.3.1.3 Ignition probability mapping showing the probability of ignition along the electric lines and equipmentWLDFRAggregatedAggregated | WLDFR | HFTD - Distribution - Tier 3 - 3QU CoRE ¦ 4QU LoRE | Non-Red Flag Warning - Catastrophic Fires | Aggregated | Aggregated | 2035 | 8.6819e-07 | 0 | 208.0009 | 0.00018058 | 2035 | Mitigation | 0.08575 | 30 | 0 | esc | 0.0012005 | 1.0423e-09 | 0.00060025 | 5.2113e-10 | 0.0015435 | 1.34e-09
[79 empty] | WLDFR | HFTD - Distribution - Tier 3 - 3QU CoRE ¦ 3QU LoRE | Red Flag Warning - Small Fires | 2026 | 8.306e-07 | 4.153e-07 | 1.0679e-06 | 0.080408 | 0.03759 | 0.0016314 | 0.041187 | 0 | 0 | 0 | 0.00069188 |  | 6.6787e-08 | 0 | 6.6787e-08 | 3.3394e-08 | 0 | 3.3394e-08 | 8.5869e-08 | 0 | 8.5869e-08 | [16 empty] | 7.3.1.3 Ignition probability mapping showing the probability of ignition along the electric lines and equipmentWLDFRAggregatedAggregated | WLDFR | HFTD - Distribution - Tier 3 - 3QU CoRE ¦ 4QU LoRE | Non-Red Flag Warning - Catastrophic Fires | Aggregated | Aggregated | 2036 | 8.6819e-07 | 0 | 208.0009 | 0.00018058 | 2036 | Mitigation | 0.08575 | 30 | 0 | esc | 0.0012005 | 1.0423e-09 | 0.00060025 | 5.2113e-10 | 0.0015435 | 1.34e-09
[79 empty] | WLDFR | HFTD - Distribution - Tier 3 - 3QU CoRE ¦ 3QU LoRE | Red Flag Warning - Small Fires | 2027 | 8.306e-07 | 4.153e-07 | 1.0679e-06 | 0.080408 | 0.03759 | 0.0016314 | 0.041187 | 0 | 0 | 0 | 0.00069188 |  | 6.6787e-08 | 0 | 6.6787e-08 | 3.3394e-08 | 0 | 3.3394e-08 | 8.5869e-08 | 0 | 8.5869e-08 | [16 empty] | 7.3.1.3 Ignition probability mapping showing the probability of ignition along the electric lines and equipmentWLDFRAggregatedAggregated | WLDFR | HFTD - Distribution - Tier 3 - 3QU CoRE ¦ 4QU LoRE | Non-Red Flag Warning - Catastrophic Fires | Aggregated | Aggregated | 2037 | 8.6819e-07 | 0 | 208.0009 | 0.00018058 | 2037 | Mitigation | 0.08575 | 30 | 0 | esc | 0.0012005 | 1.0423e-09 | 0.00060025 | 5.2113e-10 | 0.0015435 | 1.34e-09
[79 empty] | WLDFR | HFTD - Distribution - Tier 3 - 3QU CoRE ¦ 3QU LoRE | Red Flag Warning - Small Fires | 2028 | 8.306e-07 | 4.153e-07 | 1.0679e-06 | 0.083606 | 0.039055 | 0.001695 | 0.042856 | 0 | 0 | 0 | 0.00069188 |  | 6.9443e-08 | 0 | 6.9443e-08 | 3.4722e-08 | 0 | 3.4722e-08 | 8.9284e-08 | 0 | 8.9284e-08 | [16 empty] | 7.3.1.3 Ignition probability mapping showing the probability of ignition along the electric lines and equipmentWLDFRAggregatedAggregated | WLDFR | HFTD - Distribution - Tier 3 - 3QU CoRE ¦ 4QU LoRE | Non-Red Flag Warning - Catastrophic Fires | Aggregated | Aggregated | 2038 | 8.6819e-07 | 0 | 208.0009 | 0.00018058 | 2038 | Mitigation | 0.08575 | 30 | 0 | esc | 0.0012005 | 1.0423e-09 | 0.00060025 | 5.2113e-10 | 0.0015435 | 1.34e-09
[79 empty] | WLDFR | HFTD - Distribution - Tier 3 - 3QU CoRE ¦ 3QU LoRE | Red Flag Warning - Small Fires | 2029 | 8.306e-07 | 4.153e-07 | 1.0679e-06 | 0.083606 | 0.039055 | 0.001695 | 0.042856 | 0 | 0 | 0 | 0.00069188 |  | 6.9443e-08 | 0 | 6.9443e-08 | 3.4722e-08 | 0 | 3.4722e-08 | 8.9284e-08 | 0 | 8.9284e-08 | [16 empty] | 7.3.1.3 Ignition probability mapping showing the probability of ignition along the electric lines and equipmentWLDFRAggregatedAggregated | WLDFR | HFTD - Distribution - Tier 3 - 3QU CoRE ¦ 4QU LoRE | Non-Red Flag Warning - Catastrophic Fires | Aggregated | Aggregated | 2039 | 8.6819e-07 | 0 | 208.0009 | 0.00018058 | 2039 | Mitigation | 0.08575 | 30 | 0 | esc | 0.0012005 | 1.0423e-09 | 0.00060025 | 5.2113e-10 | 0.0015435 | 1.34e-09
[79 empty] | WLDFR | HFTD - Distribution - Tier 3 - 3QU CoRE ¦ 3QU LoRE | Red Flag Warning - Small Fires | 2030 | 8.306e-07 | 4.153e-07 | 1.0679e-06 | 0.083606 | 0.039055 | 0.001695 | 0.042856 | 0 | 0 | 0 | 0.00069188 |  | 6.9443e-08 | 0 | 6.9443e-08 | 3.4722e-08 | 0 | 3.4722e-08 | 8.9284e-08 | 0 | 8.9284e-08 | [16 empty] | 7.3.1.3 Ignition probability mapping showing the probability of ignition along the electric lines and equipmentWLDFRAggregatedAggregated | WLDFR | HFTD - Distribution - Tier 3 - 3QU CoRE ¦ 4QU LoRE | Non-Red Flag Warning - Catastrophic Fires | Aggregated | Aggregated | 2040 | 8.6819e-07 | 0 | 208.0009 | 0.00018058 | 2040 | Mitigation | 0.08575 | 30 | 0 | esc | 0.0012005 | 1.0423e-09 | 0.00060025 | 5.2113e-10 | 0.0015435 | 1.34e-09
[79 empty] | WLDFR | HFTD - Distribution - Tier 3 - 3QU CoRE ¦ 3QU LoRE | Red Flag Warning - Small Fires | 2031 | 8.306e-07 | 4.153e-07 | 1.0679e-06 | 0.083606 | 0.039055 | 0.001695 | 0.042856 | 0 | 0 | 0 | 0.00069188 |  | 6.9443e-08 | 0 | 6.9443e-08 | 3.4722e-08 | 0 | 3.4722e-08 | 8.9284e-08 | 0 | 8.9284e-08 | [16 empty] | 7.3.1.3 Ignition probability mapping showing the probability of ignition along the electric lines and equipmentWLDFRAggregatedAggregated | WLDFR | HFTD - Distribution - Tier 3 - 3QU CoRE ¦ 4QU LoRE | Non-Red Flag Warning - Catastrophic Fires | Aggregated | Aggregated | 2041 | 8.6819e-07 | 0 | 208.0009 | 0.00018058 | 2041 | Mitigation | 0.08575 | 30 | 0 | esc | 0.0012005 | 1.0423e-09 | 0.00060025 | 5.2113e-10 | 0.0015435 | 1.34e-09
[79 empty] | WLDFR | HFTD - Distribution - Tier 3 - 3QU CoRE ¦ 3QU LoRE | Red Flag Warning - Small Fires | 2032 | 8.306e-07 | 4.153e-07 | 1.0679e-06 | 0.083606 | 0.039055 | 0.001695 | 0.042856 | 0 | 0 | 0 | 0.00069188 |  | 6.9443e-08 | 0 | 6.9443e-08 | 3.4722e-08 | 0 | 3.4722e-08 | 8.9284e-08 | 0 | 8.9284e-08 | [16 empty] | 7.3.1.3 Ignition probability mapping showing the probability of ignition along the electric lines and equipmentWLDFRAggregatedAggregated | WLDFR | HFTD - Distribution - Tier 3 - 3QU CoRE ¦ 4QU LoRE | Non-Red Flag Warning - Catastrophic Fires | Aggregated | Aggregated | 2042 | 8.6819e-07 | 0 | 208.0009 | 0.00018058 | 2042 | Mitigation | 0.08575 | 30 | 0 | esc | 0.0012005 | 1.0423e-09 | 0.00060025 | 5.2113e-10 | 0.0015435 | 1.34e-09
[79 empty] | WLDFR | HFTD - Distribution - Tier 3 - 3QU CoRE ¦ 3QU LoRE | Red Flag Warning - Small Fires | 2033 | 8.306e-07 | 4.153e-07 | 1.0679e-06 | 0.087211 | 0.040679 | 0.0017655 | 0.044766 | 0 | 0 | 0 | 0.00069188 |  | 7.2437e-08 | 0 | 7.2437e-08 | 3.6219e-08 | 0 | 3.6219e-08 | 9.3134e-08 | 0 | 9.3134e-08 | [16 empty] | 7.3.1.3 Ignition probability mapping showing the probability of ignition along the electric lines and equipmentWLDFRAggregatedAggregated | WLDFR | HFTD - Distribution - Tier 3 - 3QU CoRE ¦ 4QU LoRE | Non-Red Flag Warning - Catastrophic Fires | Aggregated | Aggregated | 2043 | 8.6819e-07 | 0 | 208.0009 | 0.00018058 | 2043 | Mitigation | 0.08575 | 30 | 0 | esc | 0.0012005 | 1.0423e-09 | 0.00060025 | 5.2113e-10 | 0.0015435 | 1.34e-09
[79 empty] | WLDFR | HFTD - Distribution - Tier 3 - 3QU CoRE ¦ 3QU LoRE | Red Flag Warning - Small Fires | 2034 | 8.306e-07 | 4.153e-07 | 1.0679e-06 | 0.087211 | 0.040679 | 0.0017655 | 0.044766 | 0 | 0 | 0 | 0.00069188 |  | 7.2437e-08 | 0 | 7.2437e-08 | 3.6219e-08 | 0 | 3.6219e-08 | 9.3134e-08 | 0 | 9.3134e-08 | [16 empty] | 7.3.1.3 Ignition probability mapping showing the probability of ignition along the electric lines and equipmentWLDFRAggregatedAggregated | WLDFR | HFTD - Distribution - Tier 3 - 3QU CoRE ¦ 4QU LoRE | Non-Red Flag Warning - Catastrophic Fires | Aggregated | Aggregated | 2044 | 8.6819e-07 | 0 | 208.0009 | 0.00018058 | 2044 | Mitigation | 0.08575 | 30 | 0 | esc | 0.0012005 | 1.0423e-09 | 0.00060025 | 5.2113e-10 | 0.0015435 | 1.34e-09
[79 empty] | WLDFR | HFTD - Distribution - Tier 3 - 3QU CoRE ¦ 3QU LoRE | Red Flag Warning - Small Fires | 2035 | 8.306e-07 | 4.153e-07 | 1.0679e-06 | 0.087211 | 0.040679 | 0.0017655 | 0.044766 | 0 | 0 | 0 | 0.00069188 |  | 7.2437e-08 | 0 | 7.2437e-08 | 3.6219e-08 | 0 | 3.6219e-08 | 9.3134e-08 | 0 | 9.3134e-08 | [16 empty] | 7.3.1.3 Ignition probability mapping showing the probability of ignition along the electric lines and equipmentWLDFRAggregatedAggregated | WLDFR | HFTD - Distribution - Tier 3 - 3QU CoRE ¦ 4QU LoRE | Non-Red Flag Warning - Catastrophic Fires | Aggregated | Aggregated | 2045 | 8.6819e-07 | 0 | 208.0009 | 0.00018058 | 2045 | Mitigation | 0.08575 | 30 | 0 | esc | 0.0012005 | 1.0423e-09 | 0.00060025 | 5.2113e-10 | 0.0015435 | 1.34e-09
[79 empty] | WLDFR | HFTD - Distribution - Tier 3 - 3QU CoRE ¦ 3QU LoRE | Red Flag Warning - Small Fires | 2036 | 8.306e-07 | 4.153e-07 | 1.0679e-06 | 0.087211 | 0.040679 | 0.0017655 | 0.044766 | 0 | 0 | 0 | 0.00069188 |  | 7.2437e-08 | 0 | 7.2437e-08 | 3.6219e-08 | 0 | 3.6219e-08 | 9.3134e-08 | 0 | 9.3134e-08 | [16 empty] | 7.3.1.3 Ignition probability mapping showing the probability of ignition along the electric lines and equipmentWLDFRAggregatedAggregated | WLDFR | HFTD - Distribution - Tier 3 - 3QU CoRE ¦ 4QU LoRE | Non-Red Flag Warning - Catastrophic Fires | Aggregated | Aggregated | 2046 | 8.6819e-07 | 0 | 208.0009 | 0.00018058 | 2046 | Mitigation | 0.08575 | 30 | 0 | esc | 0.0012005 | 1.0423e-09 | 0.00060025 | 5.2113e-10 | 0.0015435 | 1.34e-09
[79 empty] | WLDFR | HFTD - Distribution - Tier 3 - 3QU CoRE ¦ 3QU LoRE | Red Flag Warning - Small Fires | 2037 | 8.306e-07 | 4.153e-07 | 1.0679e-06 | 0.087211 | 0.040679 | 0.0017655 | 0.044766 | 0 | 0 | 0 | 0.00069188 |  | 7.2437e-08 | 0 | 7.2437e-08 | 3.6219e-08 | 0 | 3.6219e-08 | 9.3134e-08 | 0 | 9.3134e-08 | [16 empty] | 7.3.1.3 Ignition probability mapping showing the probability of ignition along the electric lines and equipmentWLDFRAggregatedAggregated | WLDFR | HFTD - Distribution - Tier 3 - 3QU CoRE ¦ 4QU LoRE | Non-Red Flag Warning - Catastrophic Fires | Aggregated | Aggregated | 2047 | 8.6819e-07 | 0 | 208.0009 | 0.00018058 | 2047 | Mitigation | 0.08575 | 30 | 0 | esc | 0.0012005 | 1.0423e-09 | 0.00060025 | 5.2113e-10 | 0.0015435 | 1.34e-09
[79 empty] | WLDFR | HFTD - Distribution - Tier 3 - 3QU CoRE ¦ 3QU LoRE | Red Flag Warning - Small Fires | 2038 | 8.306e-07 | 4.153e-07 | 1.0679e-06 | 0.091184 | 0.042438 | 0.0018418 | 0.046905 | 0 | 0 | 0 | 0.00069188 |  | 7.5737e-08 | 0 | 7.5737e-08 | 3.7869e-08 | 0 | 3.7869e-08 | 9.7377e-08 | 0 | 9.7377e-08 | [16 empty] | 7.3.1.3 Ignition probability mapping showing the probability of ignition along the electric lines and equipmentWLDFRAggregatedAggregated | WLDFR | HFTD - Distribution - Tier 3 - 3QU CoRE ¦ 4QU LoRE | Non-Red Flag Warning - Catastrophic Fires | Aggregated | Aggregated | 2048 | 8.6819e-07 | 0 | 208.0009 | 0.00018058 | 2048 | Mitigation | 0.08575 | 30 | 0 | esc | 0.0012005 | 1.0423e-09 | 0.00060025 | 5.2113e-10 | 0.0015435 | 1.34e-09
[79 empty] | WLDFR | HFTD - Distribution - Tier 3 - 3QU CoRE ¦ 3QU LoRE | Red Flag Warning - Small Fires | 2039 | 8.306e-07 | 4.153e-07 | 1.0679e-06 | 0.091184 | 0.042438 | 0.0018418 | 0.046905 | 0 | 0 | 0 | 0.00069188 |  | 7.5737e-08 | 0 | 7.5737e-08 | 3.7869e-08 | 0 | 3.7869e-08 | 9.7377e-08 | 0 | 9.7377e-08 | [16 empty] | 7.3.1.3 Ignition probability mapping showing the probability of ignition along the electric lines and equipmentWLDFRAggregatedAggregated | WLDFR | HFTD - Distribution - Tier 3 - 3QU CoRE ¦ 4QU LoRE | Non-Red Flag Warning - Catastrophic Fires | Aggregated | Aggregated | 2049 | 8.6819e-07 | 0 | 208.0009 | 0.00018058 | 2049 | Mitigation | 0.08575 | 30 | 0 | esc | 0.0012005 | 1.0423e-09 | 0.00060025 | 5.2113e-10 | 0.0015435 | 1.34e-09
[79 empty] | WLDFR | HFTD - Distribution - Tier 3 - 3QU CoRE ¦ 3QU LoRE | Red Flag Warning - Small Fires | 2040 | 8.306e-07 | 4.153e-07 | 1.0679e-06 | 0.091184 | 0.042438 | 0.0018418 | 0.046905 | 0 | 0 | 0 | 0.00069188 |  | 7.5737e-08 | 0 | 7.5737e-08 | 3.7869e-08 | 0 | 3.7869e-08 | 9.7377e-08 | 0 | 9.7377e-08 | [16 empty] | 7.3.1.3 Ignition probability mapping showing the probability of ignition along the electric lines and equipmentWLDFRAggregatedAggregated | WLDFR | HFTD - Distribution - Tier 3 - 3QU CoRE ¦ 4QU LoRE | Non-Red Flag Warning - Catastrophic Fires | Aggregated | Aggregated | 2050 | 8.6819e-07 | 0 | 208.0009 | 0.00018058 | 2050 | Mitigation | 0.08575 | 30 | 0 | esc | 0 | 0 | 0.00060025 | 5.2113e-10 | 0.0015435 | 1.34e-09
[79 empty] | WLDFR | HFTD - Distribution - Tier 3 - 3QU CoRE ¦ 3QU LoRE | Red Flag Warning - Small Fires | 2041 | 8.306e-07 | 4.153e-07 | 1.0679e-06 | 0.091184 | 0.042438 | 0.0018418 | 0.046905 | 0 | 0 | 0 | 0.00069188 |  | 7.5737e-08 | 0 | 7.5737e-08 | 3.7869e-08 | 0 | 3.7869e-08 | 9.7377e-08 | 0 | 9.7377e-08 | [16 empty] | 7.3.1.3 Ignition probability mapping showing the probability of ignition along the electric lines and equipmentWLDFRAggregatedAggregated | WLDFR | HFTD - Distribution - Tier 3 - 3QU CoRE ¦ 4QU LoRE | Non-Red Flag Warning - Catastrophic Fires | Aggregated | Aggregated | 2051 | 8.6819e-07 | 0 | 208.0009 | 0.00018058 | 2051 | Mitigation | 0.08575 | 30 | 0 | esc | 0 | 0 | 0 | 0 | 0.0015435 | 1.34e-09
[79 empty] | WLDFR | HFTD - Distribution - Tier 3 - 3QU CoRE ¦ 3QU LoRE | Red Flag Warning - Small Fires | 2042 | 8.306e-07 | 4.153e-07 | 1.0679e-06 | 0.091184 | 0.042438 | 0.0018418 | 0.046905 | 0 | 0 | 0 | 0.00069188 |  | 7.5737e-08 | 0 | 7.5737e-08 | 3.7869e-08 | 0 | 3.7869e-08 | 9.7377e-08 | 0 | 9.7377e-08 | [16 empty] | 7.3.1.3 Ignition probability mapping showing the probability of ignition along the electric lines and equipmentWLDFRAggregatedAggregated | WLDFR | HFTD - Distribution - Tier 3 - 3QU CoRE ¦ 4QU LoRE | Non-Red Flag Warning - Destructive Fires | Aggregated | Aggregated | 2021 | 1.0571e-06 | 0 | 208.0009 | 0.00021988 | 2021 | Mitigation | 0.08575 | 30 | 0 | esc | 0.0012005 | 1.269e-09 | 0.00060025 | 6.3452e-10 | 0 | 0
[79 empty] | WLDFR | HFTD - Distribution - Tier 3 - 3QU CoRE ¦ 3QU LoRE | Red Flag Warning - Small Fires | 2043 | 8.306e-07 | 4.153e-07 | 1.0679e-06 | 0.095486 | 0.044306 | 0.0019228 | 0.049257 | 0 | 0 | 0 | 0.00069188 |  | 7.931e-08 | 0 | 7.931e-08 | 3.9655e-08 | 0 | 3.9655e-08 | 1.0197e-07 | 0 | 1.0197e-07 | [16 empty] | 7.3.1.3 Ignition probability mapping showing the probability of ignition along the electric lines and equipmentWLDFRAggregatedAggregated | WLDFR | HFTD - Distribution - Tier 3 - 3QU CoRE ¦ 4QU LoRE | Non-Red Flag Warning - Destructive Fires | Aggregated | Aggregated | 2022 | 1.0571e-06 | 0 | 208.0009 | 0.00021988 | 2022 | Mitigation | 0.08575 | 30 | 0 | esc | 0.0012005 | 1.269e-09 | 0.00060025 | 6.3452e-10 | 0.0015435 | 1.6316e-09
[79 empty] | WLDFR | HFTD - Distribution - Tier 3 - 3QU CoRE ¦ 3QU LoRE | Red Flag Warning - Small Fires | 2044 | 8.306e-07 | 4.153e-07 | 1.0679e-06 | 0.095486 | 0.044306 | 0.0019228 | 0.049257 | 0 | 0 | 0 | 0.00069188 |  | 7.931e-08 | 0 | 7.931e-08 | 3.9655e-08 | 0 | 3.9655e-08 | 1.0197e-07 | 0 | 1.0197e-07 | [16 empty] | 7.3.1.3 Ignition probability mapping showing the probability of ignition along the electric lines and equipmentWLDFRAggregatedAggregated | WLDFR | HFTD - Distribution - Tier 3 - 3QU CoRE ¦ 4QU LoRE | Non-Red Flag Warning - Destructive Fires | Aggregated | Aggregated | 2023 | 1.0571e-06 | 0 | 208.0009 | 0.00021988 | 2023 | Mitigation | 0.08575 | 30 | 0 | esc | 0.0012005 | 1.269e-09 | 0.00060025 | 6.3452e-10 | 0.0015435 | 1.6316e-09
[79 empty] | WLDFR | HFTD - Distribution - Tier 3 - 3QU CoRE ¦ 3QU LoRE | Red Flag Warning - Small Fires | 2045 | 8.306e-07 | 4.153e-07 | 1.0679e-06 | 0.095486 | 0.044306 | 0.0019228 | 0.049257 | 0 | 0 | 0 | 0.00069188 |  | 7.931e-08 | 0 | 7.931e-08 | 3.9655e-08 | 0 | 3.9655e-08 | 1.0197e-07 | 0 | 1.0197e-07 | [16 empty] | 7.3.1.3 Ignition probability mapping showing the probability of ignition along the electric lines and equipmentWLDFRAggregatedAggregated | WLDFR | HFTD - Distribution - Tier 3 - 3QU CoRE ¦ 4QU LoRE | Non-Red Flag Warning - Destructive Fires | Aggregated | Aggregated | 2024 | 1.0571e-06 | 0 | 208.0009 | 0.00021988 | 2024 | Mitigation | 0.08575 | 30 | 0 | esc | 0.0012005 | 1.269e-09 | 0.00060025 | 6.3452e-10 | 0.0015435 | 1.6316e-09
[79 empty] | WLDFR | HFTD - Distribution - Tier 3 - 3QU CoRE ¦ 3QU LoRE | Red Flag Warning - Small Fires | 2046 | 8.306e-07 | 4.153e-07 | 1.0679e-06 | 0.095486 | 0.044306 | 0.0019228 | 0.049257 | 0 | 0 | 0 | 0.00069188 |  | 7.931e-08 | 0 | 7.931e-08 | 3.9655e-08 | 0 | 3.9655e-08 | 1.0197e-07 | 0 | 1.0197e-07 | [16 empty] | 7.3.1.3 Ignition probability mapping showing the probability of ignition along the electric lines and equipmentWLDFRAggregatedAggregated | WLDFR | HFTD - Distribution - Tier 3 - 3QU CoRE ¦ 4QU LoRE | Non-Red Flag Warning - Destructive Fires | Aggregated | Aggregated | 2025 | 1.0571e-06 | 0 | 208.0009 | 0.00021988 | 2025 | Mitigation | 0.08575 | 30 | 0 | esc | 0.0012005 | 1.269e-09 | 0.00060025 | 6.3452e-10 | 0.0015435 | 1.6316e-09
[79 empty] | WLDFR | HFTD - Distribution - Tier 3 - 3QU CoRE ¦ 3QU LoRE | Red Flag Warning - Small Fires | 2047 | 8.306e-07 | 4.153e-07 | 1.0679e-06 | 0.095486 | 0.044306 | 0.0019228 | 0.049257 | 0 | 0 | 0 | 0.00069188 |  | 7.931e-08 | 0 | 7.931e-08 | 3.9655e-08 | 0 | 3.9655e-08 | 1.0197e-07 | 0 | 1.0197e-07 | [16 empty] | 7.3.1.3 Ignition probability mapping showing the probability of ignition along the electric lines and equipmentWLDFRAggregatedAggregated | WLDFR | HFTD - Distribution - Tier 3 - 3QU CoRE ¦ 4QU LoRE | Non-Red Flag Warning - Destructive Fires | Aggregated | Aggregated | 2026 | 1.0571e-06 | 0 | 208.0009 | 0.00021988 | 2026 | Mitigation | 0.08575 | 30 | 0 | esc | 0.0012005 | 1.269e-09 | 0.00060025 | 6.3452e-10 | 0.0015435 | 1.6316e-09
[79 empty] | WLDFR | HFTD - Distribution - Tier 3 - 3QU CoRE ¦ 3QU LoRE | Red Flag Warning - Small Fires | 2048 | 8.306e-07 | 4.153e-07 | 1.0679e-06 | 0.10007 | 0.04626 | 0.0020076 | 0.051804 | 0 | 0 | 0 | 0.00069188 |  | 8.3119e-08 | 0 | 8.3119e-08 | 4.156e-08 | 0 | 4.156e-08 | 1.0687e-07 | 0 | 1.0687e-07 | [16 empty] | 7.3.1.3 Ignition probability mapping showing the probability of ignition along the electric lines and equipmentWLDFRAggregatedAggregated | WLDFR | HFTD - Distribution - Tier 3 - 3QU CoRE ¦ 4QU LoRE | Non-Red Flag Warning - Destructive Fires | Aggregated | Aggregated | 2027 | 1.0571e-06 | 0 | 208.0009 | 0.00021988 | 2027 | Mitigation | 0.08575 | 30 | 0 | esc | 0.0012005 | 1.269e-09 | 0.00060025 | 6.3452e-10 | 0.0015435 | 1.6316e-09
[79 empty] | WLDFR | HFTD - Distribution - Tier 3 - 3QU CoRE ¦ 3QU LoRE | Red Flag Warning - Small Fires | 2049 | 8.306e-07 | 4.153e-07 | 1.0679e-06 | 0.10007 | 0.04626 | 0.0020076 | 0.051804 | 0 | 0 | 0 | 0.00069188 |  | 8.3119e-08 | 0 | 8.3119e-08 | 4.156e-08 | 0 | 4.156e-08 | 1.0687e-07 | 0 | 1.0687e-07 | [16 empty] | 7.3.1.3 Ignition probability mapping showing the probability of ignition along the electric lines and equipmentWLDFRAggregatedAggregated | WLDFR | HFTD - Distribution - Tier 3 - 3QU CoRE ¦ 4QU LoRE | Non-Red Flag Warning - Destructive Fires | Aggregated | Aggregated | 2028 | 1.0571e-06 | 0 | 208.0009 | 0.00021988 | 2028 | Mitigation | 0.08575 | 30 | 0 | esc | 0.0012005 | 1.269e-09 | 0.00060025 | 6.3452e-10 | 0.0015435 | 1.6316e-09
[79 empty] | WLDFR | HFTD - Distribution - Tier 3 - 3QU CoRE ¦ 3QU LoRE | Red Flag Warning - Small Fires | 2050 | 0 | 4.153e-07 | 1.0679e-06 | 0.10007 | 0.04626 | 0.0020076 | 0.051804 | 0 | 0 | 0 | 0.00069188 |  | 0 | 0 | 0 | 4.156e-08 | 0 | 4.156e-08 | 1.0687e-07 | 0 | 1.0687e-07 | [16 empty] | 7.3.1.3 Ignition probability mapping showing the probability of ignition along the electric lines and equipmentWLDFRAggregatedAggregated | WLDFR | HFTD - Distribution - Tier 3 - 3QU CoRE ¦ 4QU LoRE | Non-Red Flag Warning - Destructive Fires | Aggregated | Aggregated | 2029 | 1.0571e-06 | 0 | 208.0009 | 0.00021988 | 2029 | Mitigation | 0.08575 | 30 | 0 | esc | 0.0012005 | 1.269e-09 | 0.00060025 | 6.3452e-10 | 0.0015435 | 1.6316e-09
[79 empty] | WLDFR | HFTD - Distribution - Tier 3 - 3QU CoRE ¦ 3QU LoRE | Red Flag Warning - Small Fires | 2051 | 0 | 0 | 1.0679e-06 | 0.10007 | 0.04626 | 0.0020076 | 0.051804 | 0 | 0 | 0 | 0.00069188 |  | 0 | 0 | 0 | 0 | 0 | 0 | 1.0687e-07 | 0 | 1.0687e-07 | [16 empty] | 7.3.1.3 Ignition probability mapping showing the probability of ignition along the electric lines and equipmentWLDFRAggregatedAggregated | WLDFR | HFTD - Distribution - Tier 3 - 3QU CoRE ¦ 4QU LoRE | Non-Red Flag Warning - Destructive Fires | Aggregated | Aggregated | 2030 | 1.0571e-06 | 0 | 208.0009 | 0.00021988 | 2030 | Mitigation | 0.08575 | 30 | 0 | esc | 0.0012005 | 1.269e-09 | 0.00060025 | 6.3452e-10 | 0.0015435 | 1.6316e-09
[79 empty] | WLDFR | HFTD - Distribution - Tier 3 - 3QU CoRE ¦ 3QU LoRE | Seismic - Non-Red Flag Warning - Catastrophic Fires | 2020 | 1.2491e-13 | 0 | 0 | 21083.8428 | 409.2237 | 13469.0878 | 7205.5313 | 0 | 0 | 0 | 1.0405e-10 |  | 2.6336e-09 | 0 | 2.6336e-09 | 0 | 0 | 0 | 0 | 0 | 0 | [16 empty] | 7.3.1.3 Ignition probability mapping showing the probability of ignition along the electric lines and equipmentWLDFRAggregatedAggregated | WLDFR | HFTD - Distribution - Tier 3 - 3QU CoRE ¦ 4QU LoRE | Non-Red Flag Warning - Destructive Fires | Aggregated | Aggregated | 2031 | 1.0571e-06 | 0 | 208.0009 | 0.00021988 | 2031 | Mitigation | 0.08575 | 30 | 0 | esc | 0.0012005 | 1.269e-09 | 0.00060025 | 6.3452e-10 | 0.0015435 | 1.6316e-09
[79 empty] | WLDFR | HFTD - Distribution - Tier 3 - 3QU CoRE ¦ 3QU LoRE | Seismic - Non-Red Flag Warning - Catastrophic Fires | 2021 | 1.2491e-13 | 6.2456e-14 | 0 | 21083.8428 | 409.2237 | 13469.0878 | 7205.5313 | 0 | 0 | 0 | 1.0405e-10 |  | 2.6336e-09 | 0 | 2.6336e-09 | 1.3168e-09 | 0 | 1.3168e-09 | 0 | 0 | 0 | [16 empty] | 7.3.1.3 Ignition probability mapping showing the probability of ignition along the electric lines and equipmentWLDFRAggregatedAggregated | WLDFR | HFTD - Distribution - Tier 3 - 3QU CoRE ¦ 4QU LoRE | Non-Red Flag Warning - Destructive Fires | Aggregated | Aggregated | 2032 | 1.0571e-06 | 0 | 208.0009 | 0.00021988 | 2032 | Mitigation | 0.08575 | 30 | 0 | esc | 0.0012005 | 1.269e-09 | 0.00060025 | 6.3452e-10 | 0.0015435 | 1.6316e-09
[79 empty] | WLDFR | HFTD - Distribution - Tier 3 - 3QU CoRE ¦ 3QU LoRE | Seismic - Non-Red Flag Warning - Catastrophic Fires | 2022 | 1.2491e-13 | 6.2456e-14 | 1.606e-13 | 21083.8428 | 409.2237 | 13469.0878 | 7205.5313 | 0 | 0 | 0 | 1.0405e-10 |  | 2.6336e-09 | 0 | 2.6336e-09 | 1.3168e-09 | 0 | 1.3168e-09 | 3.3861e-09 | 0 | 3.3861e-09 | [16 empty] | 7.3.1.3 Ignition probability mapping showing the probability of ignition along the electric lines and equipmentWLDFRAggregatedAggregated | WLDFR | HFTD - Distribution - Tier 3 - 3QU CoRE ¦ 4QU LoRE | Non-Red Flag Warning - Destructive Fires | Aggregated | Aggregated | 2033 | 1.0571e-06 | 0 | 208.0009 | 0.00021988 | 2033 | Mitigation | 0.08575 | 30 | 0 | esc | 0.0012005 | 1.269e-09 | 0.00060025 | 6.3452e-10 | 0.0015435 | 1.6316e-09
[79 empty] | WLDFR | HFTD - Distribution - Tier 3 - 3QU CoRE ¦ 3QU LoRE | Seismic - Non-Red Flag Warning - Catastrophic Fires | 2023 | 1.2491e-13 | 6.2456e-14 | 1.606e-13 | 21835.9781 | 428.6023 | 13939.561 | 7467.8148 | 0 | 0 | 0 | 1.0405e-10 |  | 2.7276e-09 | 0 | 2.7276e-09 | 1.3638e-09 | 0 | 1.3638e-09 | 3.5069e-09 | 0 | 3.5069e-09 | [16 empty] | 7.3.1.3 Ignition probability mapping showing the probability of ignition along the electric lines and equipmentWLDFRAggregatedAggregated | WLDFR | HFTD - Distribution - Tier 3 - 3QU CoRE ¦ 4QU LoRE | Non-Red Flag Warning - Destructive Fires | Aggregated | Aggregated | 2034 | 1.0571e-06 | 0 | 208.0009 | 0.00021988 | 2034 | Mitigation | 0.08575 | 30 | 0 | esc | 0.0012005 | 1.269e-09 | 0.00060025 | 6.3452e-10 | 0.0015435 | 1.6316e-09
[79 empty] | WLDFR | HFTD - Distribution - Tier 3 - 3QU CoRE ¦ 3QU LoRE | Seismic - Non-Red Flag Warning - Catastrophic Fires | 2024 | 1.2491e-13 | 6.2456e-14 | 1.606e-13 | 21835.9781 | 428.6023 | 13939.561 | 7467.8148 | 0 | 0 | 0 | 1.0405e-10 |  | 2.7276e-09 | 0 | 2.7276e-09 | 1.3638e-09 | 0 | 1.3638e-09 | 3.5069e-09 | 0 | 3.5069e-09 | [16 empty] | 7.3.1.3 Ignition probability mapping showing the probability of ignition along the electric lines and equipmentWLDFRAggregatedAggregated | WLDFR | HFTD - Distribution - Tier 3 - 3QU CoRE ¦ 4QU LoRE | Non-Red Flag Warning - Destructive Fires | Aggregated | Aggregated | 2035 | 1.0571e-06 | 0 | 208.0009 | 0.00021988 | 2035 | Mitigation | 0.08575 | 30 | 0 | esc | 0.0012005 | 1.269e-09 | 0.00060025 | 6.3452e-10 | 0.0015435 | 1.6316e-09
[79 empty] | WLDFR | HFTD - Distribution - Tier 3 - 3QU CoRE ¦ 3QU LoRE | Seismic - Non-Red Flag Warning - Catastrophic Fires | 2025 | 1.2491e-13 | 6.2456e-14 | 1.606e-13 | 21835.9781 | 428.6023 | 13939.561 | 7467.8148 | 0 | 0 | 0 | 1.0405e-10 |  | 2.7276e-09 | 0 | 2.7276e-09 | 1.3638e-09 | 0 | 1.3638e-09 | 3.5069e-09 | 0 | 3.5069e-09 | [16 empty] | 7.3.1.3 Ignition probability mapping showing the probability of ignition along the electric lines and equipmentWLDFRAggregatedAggregated | WLDFR | HFTD - Distribution - Tier 3 - 3QU CoRE ¦ 4QU LoRE | Non-Red Flag Warning - Destructive Fires | Aggregated | Aggregated | 2036 | 1.0571e-06 | 0 | 208.0009 | 0.00021988 | 2036 | Mitigation | 0.08575 | 30 | 0 | esc | 0.0012005 | 1.269e-09 | 0.00060025 | 6.3452e-10 | 0.0015435 | 1.6316e-09
[79 empty] | WLDFR | HFTD - Distribution - Tier 3 - 3QU CoRE ¦ 3QU LoRE | Seismic - Non-Red Flag Warning - Catastrophic Fires | 2026 | 1.2491e-13 | 6.2456e-14 | 1.606e-13 | 21835.9781 | 428.6023 | 13939.561 | 7467.8148 | 0 | 0 | 0 | 1.0405e-10 |  | 2.7276e-09 | 0 | 2.7276e-09 | 1.3638e-09 | 0 | 1.3638e-09 | 3.5069e-09 | 0 | 3.5069e-09 | [16 empty] | 7.3.1.3 Ignition probability mapping showing the probability of ignition along the electric lines and equipmentWLDFRAggregatedAggregated | WLDFR | HFTD - Distribution - Tier 3 - 3QU CoRE ¦ 4QU LoRE | Non-Red Flag Warning - Destructive Fires | Aggregated | Aggregated | 2037 | 1.0571e-06 | 0 | 208.0009 | 0.00021988 | 2037 | Mitigation | 0.08575 | 30 | 0 | esc | 0.0012005 | 1.269e-09 | 0.00060025 | 6.3452e-10 | 0.0015435 | 1.6316e-09
[79 empty] | WLDFR | HFTD - Distribution - Tier 3 - 3QU CoRE ¦ 3QU LoRE | Seismic - Non-Red Flag Warning - Catastrophic Fires | 2027 | 1.2491e-13 | 6.2456e-14 | 1.606e-13 | 21835.9781 | 428.6023 | 13939.561 | 7467.8148 | 0 | 0 | 0 | 1.0405e-10 |  | 2.7276e-09 | 0 | 2.7276e-09 | 1.3638e-09 | 0 | 1.3638e-09 | 3.5069e-09 | 0 | 3.5069e-09 | [16 empty] | 7.3.1.3 Ignition probability mapping showing the probability of ignition along the electric lines and equipmentWLDFRAggregatedAggregated | WLDFR | HFTD - Distribution - Tier 3 - 3QU CoRE ¦ 4QU LoRE | Non-Red Flag Warning - Destructive Fires | Aggregated | Aggregated | 2038 | 1.0571e-06 | 0 | 208.0009 | 0.00021988 | 2038 | Mitigation | 0.08575 | 30 | 0 | esc | 0.0012005 | 1.269e-09 | 0.00060025 | 6.3452e-10 | 0.0015435 | 1.6316e-09
[79 empty] | WLDFR | HFTD - Distribution - Tier 3 - 3QU CoRE ¦ 3QU LoRE | Seismic - Non-Red Flag Warning - Catastrophic Fires | 2028 | 1.2491e-13 | 6.2456e-14 | 1.606e-13 | 22783.187 | 453.261 | 14531.3357 | 7798.5904 | 0 | 0 | 0 | 1.0405e-10 |  | 2.8459e-09 | 0 | 2.8459e-09 | 1.423e-09 | 0 | 1.423e-09 | 3.659e-09 | 0 | 3.659e-09 | [16 empty] | 7.3.1.3 Ignition probability mapping showing the probability of ignition along the electric lines and equipmentWLDFRAggregatedAggregated | WLDFR | HFTD - Distribution - Tier 3 - 3QU CoRE ¦ 4QU LoRE | Non-Red Flag Warning - Destructive Fires | Aggregated | Aggregated | 2039 | 1.0571e-06 | 0 | 208.0009 | 0.00021988 | 2039 | Mitigation | 0.08575 | 30 | 0 | esc | 0.0012005 | 1.269e-09 | 0.00060025 | 6.3452e-10 | 0.0015435 | 1.6316e-09
[79 empty] | WLDFR | HFTD - Distribution - Tier 3 - 3QU CoRE ¦ 3QU LoRE | Seismic - Non-Red Flag Warning - Catastrophic Fires | 2029 | 1.2491e-13 | 6.2456e-14 | 1.606e-13 | 22783.187 | 453.261 | 14531.3357 | 7798.5904 | 0 | 0 | 0 | 1.0405e-10 |  | 2.8459e-09 | 0 | 2.8459e-09 | 1.423e-09 | 0 | 1.423e-09 | 3.659e-09 | 0 | 3.659e-09 | [16 empty] | 7.3.1.3 Ignition probability mapping showing the probability of ignition along the electric lines and equipmentWLDFRAggregatedAggregated | WLDFR | HFTD - Distribution - Tier 3 - 3QU CoRE ¦ 4QU LoRE | Non-Red Flag Warning - Destructive Fires | Aggregated | Aggregated | 2040 | 1.0571e-06 | 0 | 208.0009 | 0.00021988 | 2040 | Mitigation | 0.08575 | 30 | 0 | esc | 0.0012005 | 1.269e-09 | 0.00060025 | 6.3452e-10 | 0.0015435 | 1.6316e-09
[79 empty] | WLDFR | HFTD - Distribution - Tier 3 - 3QU CoRE ¦ 3QU LoRE | Seismic - Non-Red Flag Warning - Catastrophic Fires | 2030 | 1.2491e-13 | 6.2456e-14 | 1.606e-13 | 22783.187 | 453.261 | 14531.3357 | 7798.5904 | 0 | 0 | 0 | 1.0405e-10 |  | 2.8459e-09 | 0 | 2.8459e-09 | 1.423e-09 | 0 | 1.423e-09 | 3.659e-09 | 0 | 3.659e-09 | [16 empty] | 7.3.1.3 Ignition probability mapping showing the probability of ignition along the electric lines and equipmentWLDFRAggregatedAggregated | WLDFR | HFTD - Distribution - Tier 3 - 3QU CoRE ¦ 4QU LoRE | Non-Red Flag Warning - Destructive Fires | Aggregated | Aggregated | 2041 | 1.0571e-06 | 0 | 208.0009 | 0.00021988 | 2041 | Mitigation | 0.08575 | 30 | 0 | esc | 0.0012005 | 1.269e-09 | 0.00060025 | 6.3452e-10 | 0.0015435 | 1.6316e-09
[79 empty] | WLDFR | HFTD - Distribution - Tier 3 - 3QU CoRE ¦ 3QU LoRE | Seismic - Non-Red Flag Warning - Catastrophic Fires | 2031 | 1.2491e-13 | 6.2456e-14 | 1.606e-13 | 22783.187 | 453.261 | 14531.3357 | 7798.5904 | 0 | 0 | 0 | 1.0405e-10 |  | 2.8459e-09 | 0 | 2.8459e-09 | 1.423e-09 | 0 | 1.423e-09 | 3.659e-09 | 0 | 3.659e-09 | [16 empty] | 7.3.1.3 Ignition probability mapping showing the probability of ignition along the electric lines and equipmentWLDFRAggregatedAggregated | WLDFR | HFTD - Distribution - Tier 3 - 3QU CoRE ¦ 4QU LoRE | Non-Red Flag Warning - Destructive Fires | Aggregated | Aggregated | 2042 | 1.0571e-06 | 0 | 208.0009 | 0.00021988 | 2042 | Mitigation | 0.08575 | 30 | 0 | esc | 0.0012005 | 1.269e-09 | 0.00060025 | 6.3452e-10 | 0.0015435 | 1.6316e-09
[79 empty] | WLDFR | HFTD - Distribution - Tier 3 - 3QU CoRE ¦ 3QU LoRE | Seismic - Non-Red Flag Warning - Catastrophic Fires | 2032 | 1.2491e-13 | 6.2456e-14 | 1.606e-13 | 22783.187 | 453.261 | 14531.3357 | 7798.5904 | 0 | 0 | 0 | 1.0405e-10 |  | 2.8459e-09 | 0 | 2.8459e-09 | 1.423e-09 | 0 | 1.423e-09 | 3.659e-09 | 0 | 3.659e-09 | [16 empty] | 7.3.1.3 Ignition probability mapping showing the probability of ignition along the electric lines and equipmentWLDFRAggregatedAggregated | WLDFR | HFTD - Distribution - Tier 3 - 3QU CoRE ¦ 4QU LoRE | Non-Red Flag Warning - Destructive Fires | Aggregated | Aggregated | 2043 | 1.0571e-06 | 0 | 208.0009 | 0.00021988 | 2043 | Mitigation | 0.08575 | 30 | 0 | esc | 0.0012005 | 1.269e-09 | 0.00060025 | 6.3452e-10 | 0.0015435 | 1.6316e-09
[79 empty] | WLDFR | HFTD - Distribution - Tier 3 - 3QU CoRE ¦ 3QU LoRE | Seismic - Non-Red Flag Warning - Catastrophic Fires | 2033 | 1.2491e-13 | 6.2456e-14 | 1.606e-13 | 23835.2641 | 480.9649 | 15187.7294 | 8166.5698 | 0 | 0 | 0 | 1.0405e-10 |  | 2.9773e-09 | 0 | 2.9773e-09 | 1.4887e-09 | 0 | 1.4887e-09 | 3.828e-09 | 0 | 3.828e-09 | [16 empty] | 7.3.1.3 Ignition probability mapping showing the probability of ignition along the electric lines and equipmentWLDFRAggregatedAggregated | WLDFR | HFTD - Distribution - Tier 3 - 3QU CoRE ¦ 4QU LoRE | Non-Red Flag Warning - Destructive Fires | Aggregated | Aggregated | 2044 | 1.0571e-06 | 0 | 208.0009 | 0.00021988 | 2044 | Mitigation | 0.08575 | 30 | 0 | esc | 0.0012005 | 1.269e-09 | 0.00060025 | 6.3452e-10 | 0.0015435 | 1.6316e-09
[79 empty] | WLDFR | HFTD - Distribution - Tier 3 - 3QU CoRE ¦ 3QU LoRE | Seismic - Non-Red Flag Warning - Catastrophic Fires | 2034 | 1.2491e-13 | 6.2456e-14 | 1.606e-13 | 23835.2641 | 480.9649 | 15187.7294 | 8166.5698 | 0 | 0 | 0 | 1.0405e-10 |  | 2.9773e-09 | 0 | 2.9773e-09 | 1.4887e-09 | 0 | 1.4887e-09 | 3.828e-09 | 0 | 3.828e-09 | [16 empty] | 7.3.1.3 Ignition probability mapping showing the probability of ignition along the electric lines and equipmentWLDFRAggregatedAggregated | WLDFR | HFTD - Distribution - Tier 3 - 3QU CoRE ¦ 4QU LoRE | Non-Red Flag Warning - Destructive Fires | Aggregated | Aggregated | 2045 | 1.0571e-06 | 0 | 208.0009 | 0.00021988 | 2045 | Mitigation | 0.08575 | 30 | 0 | esc | 0.0012005 | 1.269e-09 | 0.00060025 | 6.3452e-10 | 0.0015435 | 1.6316e-09
[79 empty] | WLDFR | HFTD - Distribution - Tier 3 - 3QU CoRE ¦ 3QU LoRE | Seismic - Non-Red Flag Warning - Catastrophic Fires | 2035 | 1.2491e-13 | 6.2456e-14 | 1.606e-13 | 23835.2641 | 480.9649 | 15187.7294 | 8166.5698 | 0 | 0 | 0 | 1.0405e-10 |  | 2.9773e-09 | 0 | 2.9773e-09 | 1.4887e-09 | 0 | 1.4887e-09 | 3.828e-09 | 0 | 3.828e-09 | [16 empty] | 7.3.1.3 Ignition probability mapping showing the probability of ignition along the electric lines and equipmentWLDFRAggregatedAggregated | WLDFR | HFTD - Distribution - Tier 3 - 3QU CoRE ¦ 4QU LoRE | Non-Red Flag Warning - Destructive Fires | Aggregated | Aggregated | 2046 | 1.0571e-06 | 0 | 208.0009 | 0.00021988 | 2046 | Mitigation | 0.08575 | 30 | 0 | esc | 0.0012005 | 1.269e-09 | 0.00060025 | 6.3452e-10 | 0.0015435 | 1.6316e-09
[79 empty] | WLDFR | HFTD - Distribution - Tier 3 - 3QU CoRE ¦ 3QU LoRE | Seismic - Non-Red Flag Warning - Catastrophic Fires | 2036 | 1.2491e-13 | 6.2456e-14 | 1.606e-13 | 23835.2641 | 480.9649 | 15187.7294 | 8166.5698 | 0 | 0 | 0 | 1.0405e-10 |  | 2.9773e-09 | 0 | 2.9773e-09 | 1.4887e-09 | 0 | 1.4887e-09 | 3.828e-09 | 0 | 3.828e-09 | [16 empty] | 7.3.1.3 Ignition probability mapping showing the probability of ignition along the electric lines and equipmentWLDFRAggregatedAggregated | WLDFR | HFTD - Distribution - Tier 3 - 3QU CoRE ¦ 4QU LoRE | Non-Red Flag Warning - Destructive Fires | Aggregated | Aggregated | 2047 | 1.0571e-06 | 0 | 208.0009 | 0.00021988 | 2047 | Mitigation | 0.08575 | 30 | 0 | esc | 0.0012005 | 1.269e-09 | 0.00060025 | 6.3452e-10 | 0.0015435 | 1.6316e-09
[79 empty] | WLDFR | HFTD - Distribution - Tier 3 - 3QU CoRE ¦ 3QU LoRE | Seismic - Non-Red Flag Warning - Catastrophic Fires | 2037 | 1.2491e-13 | 6.2456e-14 | 1.606e-13 | 23835.2641 | 480.9649 | 15187.7294 | 8166.5698 | 0 | 0 | 0 | 1.0405e-10 |  | 2.9773e-09 | 0 | 2.9773e-09 | 1.4887e-09 | 0 | 1.4887e-09 | 3.828e-09 | 0 | 3.828e-09 | [16 empty] | 7.3.1.3 Ignition probability mapping showing the probability of ignition along the electric lines and equipmentWLDFRAggregatedAggregated | WLDFR | HFTD - Distribution - Tier 3 - 3QU CoRE ¦ 4QU LoRE | Non-Red Flag Warning - Destructive Fires | Aggregated | Aggregated | 2048 | 1.0571e-06 | 0 | 208.0009 | 0.00021988 | 2048 | Mitigation | 0.08575 | 30 | 0 | esc | 0.0012005 | 1.269e-09 | 0.00060025 | 6.3452e-10 | 0.0015435 | 1.6316e-09
[79 empty] | WLDFR | HFTD - Distribution - Tier 3 - 3QU CoRE ¦ 3QU LoRE | Seismic - Non-Red Flag Warning - Catastrophic Fires | 2038 | 1.2491e-13 | 6.2456e-14 | 1.606e-13 | 24976.6418 | 511.3745 | 15898.8237 | 8566.4437 | 0 | 0 | 0 | 1.0405e-10 |  | 3.1199e-09 | 0 | 3.1199e-09 | 1.5599e-09 | 0 | 1.5599e-09 | 4.0113e-09 | 0 | 4.0113e-09 | [16 empty] | 7.3.1.3 Ignition probability mapping showing the probability of ignition along the electric lines and equipmentWLDFRAggregatedAggregated | WLDFR | HFTD - Distribution - Tier 3 - 3QU CoRE ¦ 4QU LoRE | Non-Red Flag Warning - Destructive Fires | Aggregated | Aggregated | 2049 | 1.0571e-06 | 0 | 208.0009 | 0.00021988 | 2049 | Mitigation | 0.08575 | 30 | 0 | esc | 0.0012005 | 1.269e-09 | 0.00060025 | 6.3452e-10 | 0.0015435 | 1.6316e-09
[79 empty] | WLDFR | HFTD - Distribution - Tier 3 - 3QU CoRE ¦ 3QU LoRE | Seismic - Non-Red Flag Warning - Catastrophic Fires | 2039 | 1.2491e-13 | 6.2456e-14 | 1.606e-13 | 24976.6418 | 511.3745 | 15898.8237 | 8566.4437 | 0 | 0 | 0 | 1.0405e-10 |  | 3.1199e-09 | 0 | 3.1199e-09 | 1.5599e-09 | 0 | 1.5599e-09 | 4.0113e-09 | 0 | 4.0113e-09 | [16 empty] | 7.3.1.3 Ignition probability mapping showing the probability of ignition along the electric lines and equipmentWLDFRAggregatedAggregated | WLDFR | HFTD - Distribution - Tier 3 - 3QU CoRE ¦ 4QU LoRE | Non-Red Flag Warning - Destructive Fires | Aggregated | Aggregated | 2050 | 1.0571e-06 | 0 | 208.0009 | 0.00021988 | 2050 | Mitigation | 0.08575 | 30 | 0 | esc | 0 | 0 | 0.00060025 | 6.3452e-10 | 0.0015435 | 1.6316e-09
[79 empty] | WLDFR | HFTD - Distribution - Tier 3 - 3QU CoRE ¦ 3QU LoRE | Seismic - Non-Red Flag Warning - Catastrophic Fires | 2040 | 1.2491e-13 | 6.2456e-14 | 1.606e-13 | 24976.6418 | 511.3745 | 15898.8237 | 8566.4437 | 0 | 0 | 0 | 1.0405e-10 |  | 3.1199e-09 | 0 | 3.1199e-09 | 1.5599e-09 | 0 | 1.5599e-09 | 4.0113e-09 | 0 | 4.0113e-09 | [16 empty] | 7.3.1.3 Ignition probability mapping showing the probability of ignition along the electric lines and equipmentWLDFRAggregatedAggregated | WLDFR | HFTD - Distribution - Tier 3 - 3QU CoRE ¦ 4QU LoRE | Non-Red Flag Warning - Destructive Fires | Aggregated | Aggregated | 2051 | 1.0571e-06 | 0 | 208.0009 | 0.00021988 | 2051 | Mitigation | 0.08575 | 30 | 0 | esc | 0 | 0 | 0 | 0 | 0.0015435 | 1.6316e-09
[79 empty] | WLDFR | HFTD - Distribution - Tier 3 - 3QU CoRE ¦ 3QU LoRE | Seismic - Non-Red Flag Warning - Catastrophic Fires | 2041 | 1.2491e-13 | 6.2456e-14 | 1.606e-13 | 24976.6418 | 511.3745 | 15898.8237 | 8566.4437 | 0 | 0 | 0 | 1.0405e-10 |  | 3.1199e-09 | 0 | 3.1199e-09 | 1.5599e-09 | 0 | 1.5599e-09 | 4.0113e-09 | 0 | 4.0113e-09 | [16 empty] | 7.3.1.3 Ignition probability mapping showing the probability of ignition along the electric lines and equipmentWLDFRAggregatedAggregated | WLDFR | HFTD - Distribution - Tier 3 - 3QU CoRE ¦ 4QU LoRE | Non-Red Flag Warning - Large Fires | Aggregated | Aggregated | 2021 | 1.2014e-05 | 0 | 208.0009 | 0.0024989 | 2021 | Mitigation | 0.08575 | 30 | 0 | esc | 0.0012005 | 1.4423e-08 | 0.00060025 | 7.2114e-09 | 0 | 0
[79 empty] | WLDFR | HFTD - Distribution - Tier 3 - 3QU CoRE ¦ 3QU LoRE | Seismic - Non-Red Flag Warning - Catastrophic Fires | 2042 | 1.2491e-13 | 6.2456e-14 | 1.606e-13 | 24976.6418 | 511.3745 | 15898.8237 | 8566.4437 | 0 | 0 | 0 | 1.0405e-10 |  | 3.1199e-09 | 0 | 3.1199e-09 | 1.5599e-09 | 0 | 1.5599e-09 | 4.0113e-09 | 0 | 4.0113e-09 | [16 empty] | 7.3.1.3 Ignition probability mapping showing the probability of ignition along the electric lines and equipmentWLDFRAggregatedAggregated | WLDFR | HFTD - Distribution - Tier 3 - 3QU CoRE ¦ 4QU LoRE | Non-Red Flag Warning - Large Fires | Aggregated | Aggregated | 2022 | 1.2014e-05 | 0 | 208.0009 | 0.0024989 | 2022 | Mitigation | 0.08575 | 30 | 0 | esc | 0.0012005 | 1.4423e-08 | 0.00060025 | 7.2114e-09 | 0.0015435 | 1.8544e-08
[79 empty] | WLDFR | HFTD - Distribution - Tier 3 - 3QU CoRE ¦ 3QU LoRE | Seismic - Non-Red Flag Warning - Catastrophic Fires | 2043 | 1.2491e-13 | 6.2456e-14 | 1.606e-13 | 26191.7278 | 544.1291 | 16654.7414 | 8992.8573 | 0 | 0 | 0 | 1.0405e-10 |  | 3.2717e-09 | 0 | 3.2717e-09 | 1.6358e-09 | 0 | 1.6358e-09 | 4.2064e-09 | 0 | 4.2064e-09 | [16 empty] | 7.3.1.3 Ignition probability mapping showing the probability of ignition along the electric lines and equipmentWLDFRAggregatedAggregated | WLDFR | HFTD - Distribution - Tier 3 - 3QU CoRE ¦ 4QU LoRE | Non-Red Flag Warning - Large Fires | Aggregated | Aggregated | 2023 | 1.2014e-05 | 0 | 208.0009 | 0.0024989 | 2023 | Mitigation | 0.08575 | 30 | 0 | esc | 0.0012005 | 1.4423e-08 | 0.00060025 | 7.2114e-09 | 0.0015435 | 1.8544e-08
[79 empty] | WLDFR | HFTD - Distribution - Tier 3 - 3QU CoRE ¦ 3QU LoRE | Seismic - Non-Red Flag Warning - Catastrophic Fires | 2044 | 1.2491e-13 | 6.2456e-14 | 1.606e-13 | 26191.7278 | 544.1291 | 16654.7414 | 8992.8573 | 0 | 0 | 0 | 1.0405e-10 |  | 3.2717e-09 | 0 | 3.2717e-09 | 1.6358e-09 | 0 | 1.6358e-09 | 4.2064e-09 | 0 | 4.2064e-09 | [16 empty] | 7.3.1.3 Ignition probability mapping showing the probability of ignition along the electric lines and equipmentWLDFRAggregatedAggregated | WLDFR | HFTD - Distribution - Tier 3 - 3QU CoRE ¦ 4QU LoRE | Non-Red Flag Warning - Large Fires | Aggregated | Aggregated | 2024 | 1.2014e-05 | 0 | 208.0009 | 0.0024989 | 2024 | Mitigation | 0.08575 | 30 | 0 | esc | 0.0012005 | 1.4423e-08 | 0.00060025 | 7.2114e-09 | 0.0015435 | 1.8544e-08
[79 empty] | WLDFR | HFTD - Distribution - Tier 3 - 3QU CoRE ¦ 3QU LoRE | Seismic - Non-Red Flag Warning - Catastrophic Fires | 2045 | 1.2491e-13 | 6.2456e-14 | 1.606e-13 | 26191.7278 | 544.1291 | 16654.7414 | 8992.8573 | 0 | 0 | 0 | 1.0405e-10 |  | 3.2717e-09 | 0 | 3.2717e-09 | 1.6358e-09 | 0 | 1.6358e-09 | 4.2064e-09 | 0 | 4.2064e-09 | [16 empty] | 7.3.1.3 Ignition probability mapping showing the probability of ignition along the electric lines and equipmentWLDFRAggregatedAggregated | WLDFR | HFTD - Distribution - Tier 3 - 3QU CoRE ¦ 4QU LoRE | Non-Red Flag Warning - Large Fires | Aggregated | Aggregated | 2025 | 1.2014e-05 | 0 | 208.0009 | 0.0024989 | 2025 | Mitigation | 0.08575 | 30 | 0 | esc | 0.0012005 | 1.4423e-08 | 0.00060025 | 7.2114e-09 | 0.0015435 | 1.8544e-08
[79 empty] | WLDFR | HFTD - Distribution - Tier 3 - 3QU CoRE ¦ 3QU LoRE | Seismic - Non-Red Flag Warning - Catastrophic Fires | 2046 | 1.2491e-13 | 6.2456e-14 | 1.606e-13 | 26191.7278 | 544.1291 | 16654.7414 | 8992.8573 | 0 | 0 | 0 | 1.0405e-10 |  | 3.2717e-09 | 0 | 3.2717e-09 | 1.6358e-09 | 0 | 1.6358e-09 | 4.2064e-09 | 0 | 4.2064e-09 | [16 empty] | 7.3.1.3 Ignition probability mapping showing the probability of ignition along the electric lines and equipmentWLDFRAggregatedAggregated | WLDFR | HFTD - Distribution - Tier 3 - 3QU CoRE ¦ 4QU LoRE | Non-Red Flag Warning - Large Fires | Aggregated | Aggregated | 2026 | 1.2014e-05 | 0 | 208.0009 | 0.0024989 | 2026 | Mitigation | 0.08575 | 30 | 0 | esc | 0.0012005 | 1.4423e-08 | 0.00060025 | 7.2114e-09 | 0.0015435 | 1.8544e-08
[79 empty] | WLDFR | HFTD - Distribution - Tier 3 - 3QU CoRE ¦ 3QU LoRE | Seismic - Non-Red Flag Warning - Catastrophic Fires | 2047 | 1.2491e-13 | 6.2456e-14 | 1.606e-13 | 26191.7278 | 544.1291 | 16654.7414 | 8992.8573 | 0 | 0 | 0 | 1.0405e-10 |  | 3.2717e-09 | 0 | 3.2717e-09 | 1.6358e-09 | 0 | 1.6358e-09 | 4.2064e-09 | 0 | 4.2064e-09 | [16 empty] | 7.3.1.3 Ignition probability mapping showing the probability of ignition along the electric lines and equipmentWLDFRAggregatedAggregated | WLDFR | HFTD - Distribution - Tier 3 - 3QU CoRE ¦ 4QU LoRE | Non-Red Flag Warning - Large Fires | Aggregated | Aggregated | 2027 | 1.2014e-05 | 0 | 208.0009 | 0.0024989 | 2027 | Mitigation | 0.08575 | 30 | 0 | esc | 0.0012005 | 1.4423e-08 | 0.00060025 | 7.2114e-09 | 0.0015435 | 1.8544e-08
[79 empty] | WLDFR | HFTD - Distribution - Tier 3 - 3QU CoRE ¦ 3QU LoRE | Seismic - Non-Red Flag Warning - Catastrophic Fires | 2048 | 1.2491e-13 | 6.2456e-14 | 1.606e-13 | 27464.7227 | 578.8407 | 17445.538 | 9440.3441 | 0 | 0 | 0 | 1.0405e-10 |  | 3.4307e-09 | 0 | 3.4307e-09 | 1.7153e-09 | 0 | 1.7153e-09 | 4.4109e-09 | 0 | 4.4109e-09 | [16 empty] | 7.3.1.3 Ignition probability mapping showing the probability of ignition along the electric lines and equipmentWLDFRAggregatedAggregated | WLDFR | HFTD - Distribution - Tier 3 - 3QU CoRE ¦ 4QU LoRE | Non-Red Flag Warning - Large Fires | Aggregated | Aggregated | 2028 | 1.2014e-05 | 0 | 208.0009 | 0.0024989 | 2028 | Mitigation | 0.08575 | 30 | 0 | esc | 0.0012005 | 1.4423e-08 | 0.00060025 | 7.2114e-09 | 0.0015435 | 1.8544e-08
[79 empty] | WLDFR | HFTD - Distribution - Tier 3 - 3QU CoRE ¦ 3QU LoRE | Seismic - Non-Red Flag Warning - Catastrophic Fires | 2049 | 1.2491e-13 | 6.2456e-14 | 1.606e-13 | 27464.7227 | 578.8407 | 17445.538 | 9440.3441 | 0 | 0 | 0 | 1.0405e-10 |  | 3.4307e-09 | 0 | 3.4307e-09 | 1.7153e-09 | 0 | 1.7153e-09 | 4.4109e-09 | 0 | 4.4109e-09 | [16 empty] | 7.3.1.3 Ignition probability mapping showing the probability of ignition along the electric lines and equipmentWLDFRAggregatedAggregated | WLDFR | HFTD - Distribution - Tier 3 - 3QU CoRE ¦ 4QU LoRE | Non-Red Flag Warning - Large Fires | Aggregated | Aggregated | 2029 | 1.2014e-05 | 0 | 208.0009 | 0.0024989 | 2029 | Mitigation | 0.08575 | 30 | 0 | esc | 0.0012005 | 1.4423e-08 | 0.00060025 | 7.2114e-09 | 0.0015435 | 1.8544e-08
[79 empty] | WLDFR | HFTD - Distribution - Tier 3 - 3QU CoRE ¦ 3QU LoRE | Seismic - Non-Red Flag Warning - Catastrophic Fires | 2050 | 0 | 6.2456e-14 | 1.606e-13 | 27464.7227 | 578.8407 | 17445.538 | 9440.3441 | 0 | 0 | 0 | 1.0405e-10 |  | 0 | 0 | 0 | 1.7153e-09 | 0 | 1.7153e-09 | 4.4109e-09 | 0 | 4.4109e-09 | [16 empty] | 7.3.1.3 Ignition probability mapping showing the probability of ignition along the electric lines and equipmentWLDFRAggregatedAggregated | WLDFR | HFTD - Distribution - Tier 3 - 3QU CoRE ¦ 4QU LoRE | Non-Red Flag Warning - Large Fires | Aggregated | Aggregated | 2030 | 1.2014e-05 | 0 | 208.0009 | 0.0024989 | 2030 | Mitigation | 0.08575 | 30 | 0 | esc | 0.0012005 | 1.4423e-08 | 0.00060025 | 7.2114e-09 | 0.0015435 | 1.8544e-08
[79 empty] | WLDFR | HFTD - Distribution - Tier 3 - 3QU CoRE ¦ 3QU LoRE | Seismic - Non-Red Flag Warning - Catastrophic Fires | 2051 | 0 | 0 | 1.606e-13 | 27464.7227 | 578.8407 | 17445.538 | 9440.3441 | 0 | 0 | 0 | 1.0405e-10 |  | 0 | 0 | 0 | 0 | 0 | 0 | 4.4109e-09 | 0 | 4.4109e-09 | [16 empty] | 7.3.1.3 Ignition probability mapping showing the probability of ignition along the electric lines and equipmentWLDFRAggregatedAggregated | WLDFR | HFTD - Distribution - Tier 3 - 3QU CoRE ¦ 4QU LoRE | Non-Red Flag Warning - Large Fires | Aggregated | Aggregated | 2031 | 1.2014e-05 | 0 | 208.0009 | 0.0024989 | 2031 | Mitigation | 0.08575 | 30 | 0 | esc | 0.0012005 | 1.4423e-08 | 0.00060025 | 7.2114e-09 | 0.0015435 | 1.8544e-08
[79 empty] | WLDFR | HFTD - Distribution - Tier 3 - 3QU CoRE ¦ 3QU LoRE | Seismic - Red Flag Warning - Catastrophic Fires | 2020 | 5.3873e-12 | 0 | 0 | 21083.8428 | 409.2237 | 13469.0878 | 7205.5313 | 0 | 0 | 0 | 4.4876e-09 |  | 1.1359e-07 | 0 | 1.1359e-07 | 0 | 0 | 0 | 0 | 0 | 0 | [16 empty] | 7.3.1.3 Ignition probability mapping showing the probability of ignition along the electric lines and equipmentWLDFRAggregatedAggregated | WLDFR | HFTD - Distribution - Tier 3 - 3QU CoRE ¦ 4QU LoRE | Non-Red Flag Warning - Large Fires | Aggregated | Aggregated | 2032 | 1.2014e-05 | 0 | 208.0009 | 0.0024989 | 2032 | Mitigation | 0.08575 | 30 | 0 | esc | 0.0012005 | 1.4423e-08 | 0.00060025 | 7.2114e-09 | 0.0015435 | 1.8544e-08
[79 empty] | WLDFR | HFTD - Distribution - Tier 3 - 3QU CoRE ¦ 3QU LoRE | Seismic - Red Flag Warning - Catastrophic Fires | 2021 | 5.3873e-12 | 2.6937e-12 | 0 | 21083.8428 | 409.2237 | 13469.0878 | 7205.5313 | 0 | 0 | 0 | 4.4876e-09 |  | 1.1359e-07 | 0 | 1.1359e-07 | 5.6793e-08 | 0 | 5.6793e-08 | 0 | 0 | 0 | [16 empty] | 7.3.1.3 Ignition probability mapping showing the probability of ignition along the electric lines and equipmentWLDFRAggregatedAggregated | WLDFR | HFTD - Distribution - Tier 3 - 3QU CoRE ¦ 4QU LoRE | Non-Red Flag Warning - Large Fires | Aggregated | Aggregated | 2033 | 1.2014e-05 | 0 | 208.0009 | 0.0024989 | 2033 | Mitigation | 0.08575 | 30 | 0 | esc | 0.0012005 | 1.4423e-08 | 0.00060025 | 7.2114e-09 | 0.0015435 | 1.8544e-08
[79 empty] | WLDFR | HFTD - Distribution - Tier 3 - 3QU CoRE ¦ 3QU LoRE | Seismic - Red Flag Warning - Catastrophic Fires | 2022 | 5.3873e-12 | 2.6937e-12 | 6.9266e-12 | 21083.8428 | 409.2237 | 13469.0878 | 7205.5313 | 0 | 0 | 0 | 4.4876e-09 |  | 1.1359e-07 | 0 | 1.1359e-07 | 5.6793e-08 | 0 | 5.6793e-08 | 1.4604e-07 | 0 | 1.4604e-07 | [16 empty] | 7.3.1.3 Ignition probability mapping showing the probability of ignition along the electric lines and equipmentWLDFRAggregatedAggregated | WLDFR | HFTD - Distribution - Tier 3 - 3QU CoRE ¦ 4QU LoRE | Non-Red Flag Warning - Large Fires | Aggregated | Aggregated | 2034 | 1.2014e-05 | 0 | 208.0009 | 0.0024989 | 2034 | Mitigation | 0.08575 | 30 | 0 | esc | 0.0012005 | 1.4423e-08 | 0.00060025 | 7.2114e-09 | 0.0015435 | 1.8544e-08
[79 empty] | WLDFR | HFTD - Distribution - Tier 3 - 3QU CoRE ¦ 3QU LoRE | Seismic - Red Flag Warning - Catastrophic Fires | 2023 | 5.3873e-12 | 2.6937e-12 | 6.9266e-12 | 21835.9781 | 428.6023 | 13939.561 | 7467.8148 | 0 | 0 | 0 | 4.4876e-09 |  | 1.1764e-07 | 0 | 1.1764e-07 | 5.8819e-08 | 0 | 5.8819e-08 | 1.5125e-07 | 0 | 1.5125e-07 | [16 empty] | 7.3.1.3 Ignition probability mapping showing the probability of ignition along the electric lines and equipmentWLDFRAggregatedAggregated | WLDFR | HFTD - Distribution - Tier 3 - 3QU CoRE ¦ 4QU LoRE | Non-Red Flag Warning - Large Fires | Aggregated | Aggregated | 2035 | 1.2014e-05 | 0 | 208.0009 | 0.0024989 | 2035 | Mitigation | 0.08575 | 30 | 0 | esc | 0.0012005 | 1.4423e-08 | 0.00060025 | 7.2114e-09 | 0.0015435 | 1.8544e-08
[79 empty] | WLDFR | HFTD - Distribution - Tier 3 - 3QU CoRE ¦ 3QU LoRE | Seismic - Red Flag Warning - Catastrophic Fires | 2024 | 5.3873e-12 | 2.6937e-12 | 6.9266e-12 | 21835.9781 | 428.6023 | 13939.561 | 7467.8148 | 0 | 0 | 0 | 4.4876e-09 |  | 1.1764e-07 | 0 | 1.1764e-07 | 5.8819e-08 | 0 | 5.8819e-08 | 1.5125e-07 | 0 | 1.5125e-07 | [16 empty] | 7.3.1.3 Ignition probability mapping showing the probability of ignition along the electric lines and equipmentWLDFRAggregatedAggregated | WLDFR | HFTD - Distribution - Tier 3 - 3QU CoRE ¦ 4QU LoRE | Non-Red Flag Warning - Large Fires | Aggregated | Aggregated | 2036 | 1.2014e-05 | 0 | 208.0009 | 0.0024989 | 2036 | Mitigation | 0.08575 | 30 | 0 | esc | 0.0012005 | 1.4423e-08 | 0.00060025 | 7.2114e-09 | 0.0015435 | 1.8544e-08
[79 empty] | WLDFR | HFTD - Distribution - Tier 3 - 3QU CoRE ¦ 3QU LoRE | Seismic - Red Flag Warning - Catastrophic Fires | 2025 | 5.3873e-12 | 2.6937e-12 | 6.9266e-12 | 21835.9781 | 428.6023 | 13939.561 | 7467.8148 | 0 | 0 | 0 | 4.4876e-09 |  | 1.1764e-07 | 0 | 1.1764e-07 | 5.8819e-08 | 0 | 5.8819e-08 | 1.5125e-07 | 0 | 1.5125e-07 | [16 empty] | 7.3.1.3 Ignition probability mapping showing the probability of ignition along the electric lines and equipmentWLDFRAggregatedAggregated | WLDFR | HFTD - Distribution - Tier 3 - 3QU CoRE ¦ 4QU LoRE | Non-Red Flag Warning - Large Fires | Aggregated | Aggregated | 2037 | 1.2014e-05 | 0 | 208.0009 | 0.0024989 | 2037 | Mitigation | 0.08575 | 30 | 0 | esc | 0.0012005 | 1.4423e-08 | 0.00060025 | 7.2114e-09 | 0.0015435 | 1.8544e-08
[79 empty] | WLDFR | HFTD - Distribution - Tier 3 - 3QU CoRE ¦ 3QU LoRE | Seismic - Red Flag Warning - Catastrophic Fires | 2026 | 5.3873e-12 | 2.6937e-12 | 6.9266e-12 | 21835.9781 | 428.6023 | 13939.561 | 7467.8148 | 0 | 0 | 0 | 4.4876e-09 |  | 1.1764e-07 | 0 | 1.1764e-07 | 5.8819e-08 | 0 | 5.8819e-08 | 1.5125e-07 | 0 | 1.5125e-07 | [16 empty] | 7.3.1.3 Ignition probability mapping showing the probability of ignition along the electric lines and equipmentWLDFRAggregatedAggregated | WLDFR | HFTD - Distribution - Tier 3 - 3QU CoRE ¦ 4QU LoRE | Non-Red Flag Warning - Large Fires | Aggregated | Aggregated | 2038 | 1.2014e-05 | 0 | 208.0009 | 0.0024989 | 2038 | Mitigation | 0.08575 | 30 | 0 | esc | 0.0012005 | 1.4423e-08 | 0.00060025 | 7.2114e-09 | 0.0015435 | 1.8544e-08
[79 empty] | WLDFR | HFTD - Distribution - Tier 3 - 3QU CoRE ¦ 3QU LoRE | Seismic - Red Flag Warning - Catastrophic Fires | 2027 | 5.3873e-12 | 2.6937e-12 | 6.9266e-12 | 21835.9781 | 428.6023 | 13939.561 | 7467.8148 | 0 | 0 | 0 | 4.4876e-09 |  | 1.1764e-07 | 0 | 1.1764e-07 | 5.8819e-08 | 0 | 5.8819e-08 | 1.5125e-07 | 0 | 1.5125e-07 | [16 empty] | 7.3.1.3 Ignition probability mapping showing the probability of ignition along the electric lines and equipmentWLDFRAggregatedAggregated | WLDFR | HFTD - Distribution - Tier 3 - 3QU CoRE ¦ 4QU LoRE | Non-Red Flag Warning - Large Fires | Aggregated | Aggregated | 2039 | 1.2014e-05 | 0 | 208.0009 | 0.0024989 | 2039 | Mitigation | 0.08575 | 30 | 0 | esc | 0.0012005 | 1.4423e-08 | 0.00060025 | 7.2114e-09 | 0.0015435 | 1.8544e-08
[79 empty] | WLDFR | HFTD - Distribution - Tier 3 - 3QU CoRE ¦ 3QU LoRE | Seismic - Red Flag Warning - Catastrophic Fires | 2028 | 5.3873e-12 | 2.6937e-12 | 6.9266e-12 | 22783.187 | 453.261 | 14531.3357 | 7798.5904 | 0 | 0 | 0 | 4.4876e-09 |  | 1.2274e-07 | 0 | 1.2274e-07 | 6.137e-08 | 0 | 6.137e-08 | 1.5781e-07 | 0 | 1.5781e-07 | [16 empty] | 7.3.1.3 Ignition probability mapping showing the probability of ignition along the electric lines and equipmentWLDFRAggregatedAggregated | WLDFR | HFTD - Distribution - Tier 3 - 3QU CoRE ¦ 4QU LoRE | Non-Red Flag Warning - Large Fires | Aggregated | Aggregated | 2040 | 1.2014e-05 | 0 | 208.0009 | 0.0024989 | 2040 | Mitigation | 0.08575 | 30 | 0 | esc | 0.0012005 | 1.4423e-08 | 0.00060025 | 7.2114e-09 | 0.0015435 | 1.8544e-08
[79 empty] | WLDFR | HFTD - Distribution - Tier 3 - 3QU CoRE ¦ 3QU LoRE | Seismic - Red Flag Warning - Catastrophic Fires | 2029 | 5.3873e-12 | 2.6937e-12 | 6.9266e-12 | 22783.187 | 453.261 | 14531.3357 | 7798.5904 | 0 | 0 | 0 | 4.4876e-09 |  | 1.2274e-07 | 0 | 1.2274e-07 | 6.137e-08 | 0 | 6.137e-08 | 1.5781e-07 | 0 | 1.5781e-07 | [16 empty] | 7.3.1.3 Ignition probability mapping showing the probability of ignition along the electric lines and equipmentWLDFRAggregatedAggregated | WLDFR | HFTD - Distribution - Tier 3 - 3QU CoRE ¦ 4QU LoRE | Non-Red Flag Warning - Large Fires | Aggregated | Aggregated | 2041 | 1.2014e-05 | 0 | 208.0009 | 0.0024989 | 2041 | Mitigation | 0.08575 | 30 | 0 | esc | 0.0012005 | 1.4423e-08 | 0.00060025 | 7.2114e-09 | 0.0015435 | 1.8544e-08
[79 empty] | WLDFR | HFTD - Distribution - Tier 3 - 3QU CoRE ¦ 3QU LoRE | Seismic - Red Flag Warning - Catastrophic Fires | 2030 | 5.3873e-12 | 2.6937e-12 | 6.9266e-12 | 22783.187 | 453.261 | 14531.3357 | 7798.5904 | 0 | 0 | 0 | 4.4876e-09 |  | 1.2274e-07 | 0 | 1.2274e-07 | 6.137e-08 | 0 | 6.137e-08 | 1.5781e-07 | 0 | 1.5781e-07 | [16 empty] | 7.3.1.3 Ignition probability mapping showing the probability of ignition along the electric lines and equipmentWLDFRAggregatedAggregated | WLDFR | HFTD - Distribution - Tier 3 - 3QU CoRE ¦ 4QU LoRE | Non-Red Flag Warning - Large Fires | Aggregated | Aggregated | 2042 | 1.2014e-05 | 0 | 208.0009 | 0.0024989 | 2042 | Mitigation | 0.08575 | 30 | 0 | esc | 0.0012005 | 1.4423e-08 | 0.00060025 | 7.2114e-09 | 0.0015435 | 1.8544e-08
[79 empty] | WLDFR | HFTD - Distribution - Tier 3 - 3QU CoRE ¦ 3QU LoRE | Seismic - Red Flag Warning - Catastrophic Fires | 2031 | 5.3873e-12 | 2.6937e-12 | 6.9266e-12 | 22783.187 | 453.261 | 14531.3357 | 7798.5904 | 0 | 0 | 0 | 4.4876e-09 |  | 1.2274e-07 | 0 | 1.2274e-07 | 6.137e-08 | 0 | 6.137e-08 | 1.5781e-07 | 0 | 1.5781e-07 | [16 empty] | 7.3.1.3 Ignition probability mapping showing the probability of ignition along the electric lines and equipmentWLDFRAggregatedAggregated | WLDFR | HFTD - Distribution - Tier 3 - 3QU CoRE ¦ 4QU LoRE | Non-Red Flag Warning - Large Fires | Aggregated | Aggregated | 2043 | 1.2014e-05 | 0 | 208.0009 | 0.0024989 | 2043 | Mitigation | 0.08575 | 30 | 0 | esc | 0.0012005 | 1.4423e-08 | 0.00060025 | 7.2114e-09 | 0.0015435 | 1.8544e-08
[79 empty] | WLDFR | HFTD - Distribution - Tier 3 - 3QU CoRE ¦ 3QU LoRE | Seismic - Red Flag Warning - Catastrophic Fires | 2032 | 5.3873e-12 | 2.6937e-12 | 6.9266e-12 | 22783.187 | 453.261 | 14531.3357 | 7798.5904 | 0 | 0 | 0 | 4.4876e-09 |  | 1.2274e-07 | 0 | 1.2274e-07 | 6.137e-08 | 0 | 6.137e-08 | 1.5781e-07 | 0 | 1.5781e-07 | [16 empty] | 7.3.1.3 Ignition probability mapping showing the probability of ignition along the electric lines and equipmentWLDFRAggregatedAggregated | WLDFR | HFTD - Distribution - Tier 3 - 3QU CoRE ¦ 4QU LoRE | Non-Red Flag Warning - Large Fires | Aggregated | Aggregated | 2044 | 1.2014e-05 | 0 | 208.0009 | 0.0024989 | 2044 | Mitigation | 0.08575 | 30 | 0 | esc | 0.0012005 | 1.4423e-08 | 0.00060025 | 7.2114e-09 | 0.0015435 | 1.8544e-08
[79 empty] | WLDFR | HFTD - Distribution - Tier 3 - 3QU CoRE ¦ 3QU LoRE | Seismic - Red Flag Warning - Catastrophic Fires | 2033 | 5.3873e-12 | 2.6937e-12 | 6.9266e-12 | 23835.2641 | 480.9649 | 15187.7294 | 8166.5698 | 0 | 0 | 0 | 4.4876e-09 |  | 1.2841e-07 | 0 | 1.2841e-07 | 6.4204e-08 | 0 | 6.4204e-08 | 1.651e-07 | 0 | 1.651e-07 | [16 empty] | 7.3.1.3 Ignition probability mapping showing the probability of ignition along the electric lines and equipmentWLDFRAggregatedAggregated | WLDFR | HFTD - Distribution - Tier 3 - 3QU CoRE ¦ 4QU LoRE | Non-Red Flag Warning - Large Fires | Aggregated | Aggregated | 2045 | 1.2014e-05 | 0 | 208.0009 | 0.0024989 | 2045 | Mitigation | 0.08575 | 30 | 0 | esc | 0.0012005 | 1.4423e-08 | 0.00060025 | 7.2114e-09 | 0.0015435 | 1.8544e-08
[79 empty] | WLDFR | HFTD - Distribution - Tier 3 - 3QU CoRE ¦ 3QU LoRE | Seismic - Red Flag Warning - Catastrophic Fires | 2034 | 5.3873e-12 | 2.6937e-12 | 6.9266e-12 | 23835.2641 | 480.9649 | 15187.7294 | 8166.5698 | 0 | 0 | 0 | 4.4876e-09 |  | 1.2841e-07 | 0 | 1.2841e-07 | 6.4204e-08 | 0 | 6.4204e-08 | 1.651e-07 | 0 | 1.651e-07 | [16 empty] | 7.3.1.3 Ignition probability mapping showing the probability of ignition along the electric lines and equipmentWLDFRAggregatedAggregated | WLDFR | HFTD - Distribution - Tier 3 - 3QU CoRE ¦ 4QU LoRE | Non-Red Flag Warning - Large Fires | Aggregated | Aggregated | 2046 | 1.2014e-05 | 0 | 208.0009 | 0.0024989 | 2046 | Mitigation | 0.08575 | 30 | 0 | esc | 0.0012005 | 1.4423e-08 | 0.00060025 | 7.2114e-09 | 0.0015435 | 1.8544e-08
[79 empty] | WLDFR | HFTD - Distribution - Tier 3 - 3QU CoRE ¦ 3QU LoRE | Seismic - Red Flag Warning - Catastrophic Fires | 2035 | 5.3873e-12 | 2.6937e-12 | 6.9266e-12 | 23835.2641 | 480.9649 | 15187.7294 | 8166.5698 | 0 | 0 | 0 | 4.4876e-09 |  | 1.2841e-07 | 0 | 1.2841e-07 | 6.4204e-08 | 0 | 6.4204e-08 | 1.651e-07 | 0 | 1.651e-07 | [16 empty] | 7.3.1.3 Ignition probability mapping showing the probability of ignition along the electric lines and equipmentWLDFRAggregatedAggregated | WLDFR | HFTD - Distribution - Tier 3 - 3QU CoRE ¦ 4QU LoRE | Non-Red Flag Warning - Large Fires | Aggregated | Aggregated | 2047 | 1.2014e-05 | 0 | 208.0009 | 0.0024989 | 2047 | Mitigation | 0.08575 | 30 | 0 | esc | 0.0012005 | 1.4423e-08 | 0.00060025 | 7.2114e-09 | 0.0015435 | 1.8544e-08
[79 empty] | WLDFR | HFTD - Distribution - Tier 3 - 3QU CoRE ¦ 3QU LoRE | Seismic - Red Flag Warning - Catastrophic Fires | 2036 | 5.3873e-12 | 2.6937e-12 | 6.9266e-12 | 23835.2641 | 480.9649 | 15187.7294 | 8166.5698 | 0 | 0 | 0 | 4.4876e-09 |  | 1.2841e-07 | 0 | 1.2841e-07 | 6.4204e-08 | 0 | 6.4204e-08 | 1.651e-07 | 0 | 1.651e-07 | [16 empty] | 7.3.1.3 Ignition probability mapping showing the probability of ignition along the electric lines and equipmentWLDFRAggregatedAggregated | WLDFR | HFTD - Distribution - Tier 3 - 3QU CoRE ¦ 4QU LoRE | Non-Red Flag Warning - Large Fires | Aggregated | Aggregated | 2048 | 1.2014e-05 | 0 | 208.0009 | 0.0024989 | 2048 | Mitigation | 0.08575 | 30 | 0 | esc | 0.0012005 | 1.4423e-08 | 0.00060025 | 7.2114e-09 | 0.0015435 | 1.8544e-08
[79 empty] | WLDFR | HFTD - Distribution - Tier 3 - 3QU CoRE ¦ 3QU LoRE | Seismic - Red Flag Warning - Catastrophic Fires | 2037 | 5.3873e-12 | 2.6937e-12 | 6.9266e-12 | 23835.2641 | 480.9649 | 15187.7294 | 8166.5698 | 0 | 0 | 0 | 4.4876e-09 |  | 1.2841e-07 | 0 | 1.2841e-07 | 6.4204e-08 | 0 | 6.4204e-08 | 1.651e-07 | 0 | 1.651e-07 | [16 empty] | 7.3.1.3 Ignition probability mapping showing the probability of ignition along the electric lines and equipmentWLDFRAggregatedAggregated | WLDFR | HFTD - Distribution - Tier 3 - 3QU CoRE ¦ 4QU LoRE | Non-Red Flag Warning - Large Fires | Aggregated | Aggregated | 2049 | 1.2014e-05 | 0 | 208.0009 | 0.0024989 | 2049 | Mitigation | 0.08575 | 30 | 0 | esc | 0.0012005 | 1.4423e-08 | 0.00060025 | 7.2114e-09 | 0.0015435 | 1.8544e-08
[79 empty] | WLDFR | HFTD - Distribution - Tier 3 - 3QU CoRE ¦ 3QU LoRE | Seismic - Red Flag Warning - Catastrophic Fires | 2038 | 5.3873e-12 | 2.6937e-12 | 6.9266e-12 | 24976.6418 | 511.3745 | 15898.8237 | 8566.4437 | 0 | 0 | 0 | 4.4876e-09 |  | 1.3456e-07 | 0 | 1.3456e-07 | 6.7279e-08 | 0 | 6.7279e-08 | 1.73e-07 | 0 | 1.73e-07 | [16 empty] | 7.3.1.3 Ignition probability mapping showing the probability of ignition along the electric lines and equipmentWLDFRAggregatedAggregated | WLDFR | HFTD - Distribution - Tier 3 - 3QU CoRE ¦ 4QU LoRE | Non-Red Flag Warning - Large Fires | Aggregated | Aggregated | 2050 | 1.2014e-05 | 0 | 208.0009 | 0.0024989 | 2050 | Mitigation | 0.08575 | 30 | 0 | esc | 0 | 0 | 0.00060025 | 7.2114e-09 | 0.0015435 | 1.8544e-08
[79 empty] | WLDFR | HFTD - Distribution - Tier 3 - 3QU CoRE ¦ 3QU LoRE | Seismic - Red Flag Warning - Catastrophic Fires | 2039 | 5.3873e-12 | 2.6937e-12 | 6.9266e-12 | 24976.6418 | 511.3745 | 15898.8237 | 8566.4437 | 0 | 0 | 0 | 4.4876e-09 |  | 1.3456e-07 | 0 | 1.3456e-07 | 6.7279e-08 | 0 | 6.7279e-08 | 1.73e-07 | 0 | 1.73e-07 | [16 empty] | 7.3.1.3 Ignition probability mapping showing the probability of ignition along the electric lines and equipmentWLDFRAggregatedAggregated | WLDFR | HFTD - Distribution - Tier 3 - 3QU CoRE ¦ 4QU LoRE | Non-Red Flag Warning - Large Fires | Aggregated | Aggregated | 2051 | 1.2014e-05 | 0 | 208.0009 | 0.0024989 | 2051 | Mitigation | 0.08575 | 30 | 0 | esc | 0 | 0 | 0 | 0 | 0.0015435 | 1.8544e-08
[79 empty] | WLDFR | HFTD - Distribution - Tier 3 - 3QU CoRE ¦ 3QU LoRE | Seismic - Red Flag Warning - Catastrophic Fires | 2040 | 5.3873e-12 | 2.6937e-12 | 6.9266e-12 | 24976.6418 | 511.3745 | 15898.8237 | 8566.4437 | 0 | 0 | 0 | 4.4876e-09 |  | 1.3456e-07 | 0 | 1.3456e-07 | 6.7279e-08 | 0 | 6.7279e-08 | 1.73e-07 | 0 | 1.73e-07 | [16 empty] | 7.3.1.3 Ignition probability mapping showing the probability of ignition along the electric lines and equipmentWLDFRAggregatedAggregated | WLDFR | HFTD - Distribution - Tier 3 - 3QU CoRE ¦ 4QU LoRE | Non-Red Flag Warning - Small Fires | Aggregated | Aggregated | 2021 | 0.0034251 | 0 | 208.0009 | 0.71242 | 2021 | Mitigation | 0.08575 | 30 | 0 | esc | 0.0012005 | 4.1118e-06 | 0.00060025 | 2.0559e-06 | 0 | 0
[79 empty] | WLDFR | HFTD - Distribution - Tier 3 - 3QU CoRE ¦ 3QU LoRE | Seismic - Red Flag Warning - Catastrophic Fires | 2041 | 5.3873e-12 | 2.6937e-12 | 6.9266e-12 | 24976.6418 | 511.3745 | 15898.8237 | 8566.4437 | 0 | 0 | 0 | 4.4876e-09 |  | 1.3456e-07 | 0 | 1.3456e-07 | 6.7279e-08 | 0 | 6.7279e-08 | 1.73e-07 | 0 | 1.73e-07 | [16 empty] | 7.3.1.3 Ignition probability mapping showing the probability of ignition along the electric lines and equipmentWLDFRAggregatedAggregated | WLDFR | HFTD - Distribution - Tier 3 - 3QU CoRE ¦ 4QU LoRE | Non-Red Flag Warning - Small Fires | Aggregated | Aggregated | 2022 | 0.0034251 | 0 | 208.0009 | 0.71242 | 2022 | Mitigation | 0.08575 | 30 | 0 | esc | 0.0012005 | 4.1118e-06 | 0.00060025 | 2.0559e-06 | 0.0015435 | 5.2866e-06
[79 empty] | WLDFR | HFTD - Distribution - Tier 3 - 3QU CoRE ¦ 3QU LoRE | Seismic - Red Flag Warning - Catastrophic Fires | 2042 | 5.3873e-12 | 2.6937e-12 | 6.9266e-12 | 24976.6418 | 511.3745 | 15898.8237 | 8566.4437 | 0 | 0 | 0 | 4.4876e-09 |  | 1.3456e-07 | 0 | 1.3456e-07 | 6.7279e-08 | 0 | 6.7279e-08 | 1.73e-07 | 0 | 1.73e-07 | [16 empty] | 7.3.1.3 Ignition probability mapping showing the probability of ignition along the electric lines and equipmentWLDFRAggregatedAggregated | WLDFR | HFTD - Distribution - Tier 3 - 3QU CoRE ¦ 4QU LoRE | Non-Red Flag Warning - Small Fires | Aggregated | Aggregated | 2023 | 0.0034251 | 0 | 208.0009 | 0.71242 | 2023 | Mitigation | 0.08575 | 30 | 0 | esc | 0.0012005 | 4.1118e-06 | 0.00060025 | 2.0559e-06 | 0.0015435 | 5.2866e-06
[79 empty] | WLDFR | HFTD - Distribution - Tier 3 - 3QU CoRE ¦ 3QU LoRE | Seismic - Red Flag Warning - Catastrophic Fires | 2043 | 5.3873e-12 | 2.6937e-12 | 6.9266e-12 | 26191.7278 | 544.1291 | 16654.7414 | 8992.8573 | 0 | 0 | 0 | 4.4876e-09 |  | 1.411e-07 | 0 | 1.411e-07 | 7.0552e-08 | 0 | 7.0552e-08 | 1.8142e-07 | 0 | 1.8142e-07 | [16 empty] | 7.3.1.3 Ignition probability mapping showing the probability of ignition along the electric lines and equipmentWLDFRAggregatedAggregated | WLDFR | HFTD - Distribution - Tier 3 - 3QU CoRE ¦ 4QU LoRE | Non-Red Flag Warning - Small Fires | Aggregated | Aggregated | 2024 | 0.0034251 | 0 | 208.0009 | 0.71242 | 2024 | Mitigation | 0.08575 | 30 | 0 | esc | 0.0012005 | 4.1118e-06 | 0.00060025 | 2.0559e-06 | 0.0015435 | 5.2866e-06
[79 empty] | WLDFR | HFTD - Distribution - Tier 3 - 3QU CoRE ¦ 3QU LoRE | Seismic - Red Flag Warning - Catastrophic Fires | 2044 | 5.3873e-12 | 2.6937e-12 | 6.9266e-12 | 26191.7278 | 544.1291 | 16654.7414 | 8992.8573 | 0 | 0 | 0 | 4.4876e-09 |  | 1.411e-07 | 0 | 1.411e-07 | 7.0552e-08 | 0 | 7.0552e-08 | 1.8142e-07 | 0 | 1.8142e-07 | [16 empty] | 7.3.1.3 Ignition probability mapping showing the probability of ignition along the electric lines and equipmentWLDFRAggregatedAggregated | WLDFR | HFTD - Distribution - Tier 3 - 3QU CoRE ¦ 4QU LoRE | Non-Red Flag Warning - Small Fires | Aggregated | Aggregated | 2025 | 0.0034251 | 0 | 208.0009 | 0.71242 | 2025 | Mitigation | 0.08575 | 30 | 0 | esc | 0.0012005 | 4.1118e-06 | 0.00060025 | 2.0559e-06 | 0.0015435 | 5.2866e-06
[79 empty] | WLDFR | HFTD - Distribution - Tier 3 - 3QU CoRE ¦ 3QU LoRE | Seismic - Red Flag Warning - Catastrophic Fires | 2045 | 5.3873e-12 | 2.6937e-12 | 6.9266e-12 | 26191.7278 | 544.1291 | 16654.7414 | 8992.8573 | 0 | 0 | 0 | 4.4876e-09 |  | 1.411e-07 | 0 | 1.411e-07 | 7.0552e-08 | 0 | 7.0552e-08 | 1.8142e-07 | 0 | 1.8142e-07 | [16 empty] | 7.3.1.3 Ignition probability mapping showing the probability of ignition along the electric lines and equipmentWLDFRAggregatedAggregated | WLDFR | HFTD - Distribution - Tier 3 - 3QU CoRE ¦ 4QU LoRE | Non-Red Flag Warning - Small Fires | Aggregated | Aggregated | 2026 | 0.0034251 | 0 | 208.0009 | 0.71242 | 2026 | Mitigation | 0.08575 | 30 | 0 | esc | 0.0012005 | 4.1118e-06 | 0.00060025 | 2.0559e-06 | 0.0015435 | 5.2866e-06
[79 empty] | WLDFR | HFTD - Distribution - Tier 3 - 3QU CoRE ¦ 3QU LoRE | Seismic - Red Flag Warning - Catastrophic Fires | 2046 | 5.3873e-12 | 2.6937e-12 | 6.9266e-12 | 26191.7278 | 544.1291 | 16654.7414 | 8992.8573 | 0 | 0 | 0 | 4.4876e-09 |  | 1.411e-07 | 0 | 1.411e-07 | 7.0552e-08 | 0 | 7.0552e-08 | 1.8142e-07 | 0 | 1.8142e-07 | [16 empty] | 7.3.1.3 Ignition probability mapping showing the probability of ignition along the electric lines and equipmentWLDFRAggregatedAggregated | WLDFR | HFTD - Distribution - Tier 3 - 3QU CoRE ¦ 4QU LoRE | Non-Red Flag Warning - Small Fires | Aggregated | Aggregated | 2027 | 0.0034251 | 0 | 208.0009 | 0.71242 | 2027 | Mitigation | 0.08575 | 30 | 0 | esc | 0.0012005 | 4.1118e-06 | 0.00060025 | 2.0559e-06 | 0.0015435 | 5.2866e-06
[79 empty] | WLDFR | HFTD - Distribution - Tier 3 - 3QU CoRE ¦ 3QU LoRE | Seismic - Red Flag Warning - Catastrophic Fires | 2047 | 5.3873e-12 | 2.6937e-12 | 6.9266e-12 | 26191.7278 | 544.1291 | 16654.7414 | 8992.8573 | 0 | 0 | 0 | 4.4876e-09 |  | 1.411e-07 | 0 | 1.411e-07 | 7.0552e-08 | 0 | 7.0552e-08 | 1.8142e-07 | 0 | 1.8142e-07 | [16 empty] | 7.3.1.3 Ignition probability mapping showing the probability of ignition along the electric lines and equipmentWLDFRAggregatedAggregated | WLDFR | HFTD - Distribution - Tier 3 - 3QU CoRE ¦ 4QU LoRE | Non-Red Flag Warning - Small Fires | Aggregated | Aggregated | 2028 | 0.0034251 | 0 | 208.0009 | 0.71242 | 2028 | Mitigation | 0.08575 | 30 | 0 | esc | 0.0012005 | 4.1118e-06 | 0.00060025 | 2.0559e-06 | 0.0015435 | 5.2866e-06
[79 empty] | WLDFR | HFTD - Distribution - Tier 3 - 3QU CoRE ¦ 3QU LoRE | Seismic - Red Flag Warning - Catastrophic Fires | 2048 | 5.3873e-12 | 2.6937e-12 | 6.9266e-12 | 27464.7227 | 578.8407 | 17445.538 | 9440.3441 | 0 | 0 | 0 | 4.4876e-09 |  | 1.4796e-07 | 0 | 1.4796e-07 | 7.3981e-08 | 0 | 7.3981e-08 | 1.9024e-07 | 0 | 1.9024e-07 | [16 empty] | 7.3.1.3 Ignition probability mapping showing the probability of ignition along the electric lines and equipmentWLDFRAggregatedAggregated | WLDFR | HFTD - Distribution - Tier 3 - 3QU CoRE ¦ 4QU LoRE | Non-Red Flag Warning - Small Fires | Aggregated | Aggregated | 2029 | 0.0034251 | 0 | 208.0009 | 0.71242 | 2029 | Mitigation | 0.08575 | 30 | 0 | esc | 0.0012005 | 4.1118e-06 | 0.00060025 | 2.0559e-06 | 0.0015435 | 5.2866e-06
[79 empty] | WLDFR | HFTD - Distribution - Tier 3 - 3QU CoRE ¦ 3QU LoRE | Seismic - Red Flag Warning - Catastrophic Fires | 2049 | 5.3873e-12 | 2.6937e-12 | 6.9266e-12 | 27464.7227 | 578.8407 | 17445.538 | 9440.3441 | 0 | 0 | 0 | 4.4876e-09 |  | 1.4796e-07 | 0 | 1.4796e-07 | 7.3981e-08 | 0 | 7.3981e-08 | 1.9024e-07 | 0 | 1.9024e-07 | [16 empty] | 7.3.1.3 Ignition probability mapping showing the probability of ignition along the electric lines and equipmentWLDFRAggregatedAggregated | WLDFR | HFTD - Distribution - Tier 3 - 3QU CoRE ¦ 4QU LoRE | Non-Red Flag Warning - Small Fires | Aggregated | Aggregated | 2030 | 0.0034251 | 0 | 208.0009 | 0.71242 | 2030 | Mitigation | 0.08575 | 30 | 0 | esc | 0.0012005 | 4.1118e-06 | 0.00060025 | 2.0559e-06 | 0.0015435 | 5.2866e-06
[79 empty] | WLDFR | HFTD - Distribution - Tier 3 - 3QU CoRE ¦ 3QU LoRE | Seismic - Red Flag Warning - Catastrophic Fires | 2050 | 0 | 2.6937e-12 | 6.9266e-12 | 27464.7227 | 578.8407 | 17445.538 | 9440.3441 | 0 | 0 | 0 | 4.4876e-09 |  | 0 | 0 | 0 | 7.3981e-08 | 0 | 7.3981e-08 | 1.9024e-07 | 0 | 1.9024e-07 | [16 empty] | 7.3.1.3 Ignition probability mapping showing the probability of ignition along the electric lines and equipmentWLDFRAggregatedAggregated | WLDFR | HFTD - Distribution - Tier 3 - 3QU CoRE ¦ 4QU LoRE | Non-Red Flag Warning - Small Fires | Aggregated | Aggregated | 2031 | 0.0034251 | 0 | 208.0009 | 0.71242 | 2031 | Mitigation | 0.08575 | 30 | 0 | esc | 0.0012005 | 4.1118e-06 | 0.00060025 | 2.0559e-06 | 0.0015435 | 5.2866e-06
[79 empty] | WLDFR | HFTD - Distribution - Tier 3 - 3QU CoRE ¦ 3QU LoRE | Seismic - Red Flag Warning - Catastrophic Fires | 2051 | 0 | 0 | 6.9266e-12 | 27464.7227 | 578.8407 | 17445.538 | 9440.3441 | 0 | 0 | 0 | 4.4876e-09 |  | 0 | 0 | 0 | 0 | 0 | 0 | 1.9024e-07 | 0 | 1.9024e-07 | [16 empty] | 7.3.1.3 Ignition probability mapping showing the probability of ignition along the electric lines and equipmentWLDFRAggregatedAggregated | WLDFR | HFTD - Distribution - Tier 3 - 3QU CoRE ¦ 4QU LoRE | Non-Red Flag Warning - Small Fires | Aggregated | Aggregated | 2032 | 0.0034251 | 0 | 208.0009 | 0.71242 | 2032 | Mitigation | 0.08575 | 30 | 0 | esc | 0.0012005 | 4.1118e-06 | 0.00060025 | 2.0559e-06 | 0.0015435 | 5.2866e-06
[79 empty] | WLDFR | HFTD - Distribution - Tier 3 - 3QU CoRE ¦ 4QU LoRE | Non-Red Flag Warning - Catastrophic Fires | 2020 | 1.0423e-09 | 0 | 0 | 14146.1306 | 222.2294 | 8585.7228 | 5338.1784 | 0 | 0 | 0 | 8.6819e-07 |  | 1.4744e-05 | 0 | 1.4744e-05 | 0 | 0 | 0 | 0 | 0 | 0 | [16 empty] | 7.3.1.3 Ignition probability mapping showing the probability of ignition along the electric lines and equipmentWLDFRAggregatedAggregated | WLDFR | HFTD - Distribution - Tier 3 - 3QU CoRE ¦ 4QU LoRE | Non-Red Flag Warning - Small Fires | Aggregated | Aggregated | 2033 | 0.0034251 | 0 | 208.0009 | 0.71242 | 2033 | Mitigation | 0.08575 | 30 | 0 | esc | 0.0012005 | 4.1118e-06 | 0.00060025 | 2.0559e-06 | 0.0015435 | 5.2866e-06
[79 empty] | WLDFR | HFTD - Distribution - Tier 3 - 3QU CoRE ¦ 4QU LoRE | Non-Red Flag Warning - Catastrophic Fires | 2021 | 1.0423e-09 | 5.2113e-10 | 0 | 14146.1306 | 222.2294 | 8585.7228 | 5338.1784 | 0 | 0 | 0 | 8.6819e-07 |  | 1.4744e-05 | 0 | 1.4744e-05 | 7.372e-06 | 0 | 7.372e-06 | 0 | 0 | 0 | [16 empty] | 7.3.1.3 Ignition probability mapping showing the probability of ignition along the electric lines and equipmentWLDFRAggregatedAggregated | WLDFR | HFTD - Distribution - Tier 3 - 3QU CoRE ¦ 4QU LoRE | Non-Red Flag Warning - Small Fires | Aggregated | Aggregated | 2034 | 0.0034251 | 0 | 208.0009 | 0.71242 | 2034 | Mitigation | 0.08575 | 30 | 0 | esc | 0.0012005 | 4.1118e-06 | 0.00060025 | 2.0559e-06 | 0.0015435 | 5.2866e-06
[79 empty] | WLDFR | HFTD - Distribution - Tier 3 - 3QU CoRE ¦ 4QU LoRE | Non-Red Flag Warning - Catastrophic Fires | 2022 | 1.0423e-09 | 5.2113e-10 | 1.34e-09 | 14146.1306 | 222.2294 | 8585.7228 | 5338.1784 | 0 | 0 | 0 | 8.6819e-07 |  | 1.4744e-05 | 0 | 1.4744e-05 | 7.372e-06 | 0 | 7.372e-06 | 1.8956e-05 | 0 | 1.8956e-05 | [16 empty] | 7.3.1.3 Ignition probability mapping showing the probability of ignition along the electric lines and equipmentWLDFRAggregatedAggregated | WLDFR | HFTD - Distribution - Tier 3 - 3QU CoRE ¦ 4QU LoRE | Non-Red Flag Warning - Small Fires | Aggregated | Aggregated | 2035 | 0.0034251 | 0 | 208.0009 | 0.71242 | 2035 | Mitigation | 0.08575 | 30 | 0 | esc | 0.0012005 | 4.1118e-06 | 0.00060025 | 2.0559e-06 | 0.0015435 | 5.2866e-06
[79 empty] | WLDFR | HFTD - Distribution - Tier 3 - 3QU CoRE ¦ 4QU LoRE | Non-Red Flag Warning - Catastrophic Fires | 2023 | 1.0423e-09 | 5.2113e-10 | 1.34e-09 | 14664.6376 | 233.2301 | 8896.516 | 5534.8915 | 0 | 0 | 0 | 8.6819e-07 |  | 1.5284e-05 | 0 | 1.5284e-05 | 7.6422e-06 | 0 | 7.6422e-06 | 1.9651e-05 | 0 | 1.9651e-05 | [16 empty] | 7.3.1.3 Ignition probability mapping showing the probability of ignition along the electric lines and equipmentWLDFRAggregatedAggregated | WLDFR | HFTD - Distribution - Tier 3 - 3QU CoRE ¦ 4QU LoRE | Non-Red Flag Warning - Small Fires | Aggregated | Aggregated | 2036 | 0.0034251 | 0 | 208.0009 | 0.71242 | 2036 | Mitigation | 0.08575 | 30 | 0 | esc | 0.0012005 | 4.1118e-06 | 0.00060025 | 2.0559e-06 | 0.0015435 | 5.2866e-06
[79 empty] | WLDFR | HFTD - Distribution - Tier 3 - 3QU CoRE ¦ 4QU LoRE | Non-Red Flag Warning - Catastrophic Fires | 2024 | 1.0423e-09 | 5.2113e-10 | 1.34e-09 | 14664.6376 | 233.2301 | 8896.516 | 5534.8915 | 0 | 0 | 0 | 8.6819e-07 |  | 1.5284e-05 | 0 | 1.5284e-05 | 7.6422e-06 | 0 | 7.6422e-06 | 1.9651e-05 | 0 | 1.9651e-05 | [16 empty] | 7.3.1.3 Ignition probability mapping showing the probability of ignition along the electric lines and equipmentWLDFRAggregatedAggregated | WLDFR | HFTD - Distribution - Tier 3 - 3QU CoRE ¦ 4QU LoRE | Non-Red Flag Warning - Small Fires | Aggregated | Aggregated | 2037 | 0.0034251 | 0 | 208.0009 | 0.71242 | 2037 | Mitigation | 0.08575 | 30 | 0 | esc | 0.0012005 | 4.1118e-06 | 0.00060025 | 2.0559e-06 | 0.0015435 | 5.2866e-06
[79 empty] | WLDFR | HFTD - Distribution - Tier 3 - 3QU CoRE ¦ 4QU LoRE | Non-Red Flag Warning - Catastrophic Fires | 2025 | 1.0423e-09 | 5.2113e-10 | 1.34e-09 | 14664.6376 | 233.2301 | 8896.516 | 5534.8915 | 0 | 0 | 0 | 8.6819e-07 |  | 1.5284e-05 | 0 | 1.5284e-05 | 7.6422e-06 | 0 | 7.6422e-06 | 1.9651e-05 | 0 | 1.9651e-05 | [16 empty] | 7.3.1.3 Ignition probability mapping showing the probability of ignition along the electric lines and equipmentWLDFRAggregatedAggregated | WLDFR | HFTD - Distribution - Tier 3 - 3QU CoRE ¦ 4QU LoRE | Non-Red Flag Warning - Small Fires | Aggregated | Aggregated | 2038 | 0.0034251 | 0 | 208.0009 | 0.71242 | 2038 | Mitigation | 0.08575 | 30 | 0 | esc | 0.0012005 | 4.1118e-06 | 0.00060025 | 2.0559e-06 | 0.0015435 | 5.2866e-06
[79 empty] | WLDFR | HFTD - Distribution - Tier 3 - 3QU CoRE ¦ 4QU LoRE | Non-Red Flag Warning - Catastrophic Fires | 2026 | 1.0423e-09 | 5.2113e-10 | 1.34e-09 | 14664.6376 | 233.2301 | 8896.516 | 5534.8915 | 0 | 0 | 0 | 8.6819e-07 |  | 1.5284e-05 | 0 | 1.5284e-05 | 7.6422e-06 | 0 | 7.6422e-06 | 1.9651e-05 | 0 | 1.9651e-05 | [16 empty] | 7.3.1.3 Ignition probability mapping showing the probability of ignition along the electric lines and equipmentWLDFRAggregatedAggregated | WLDFR | HFTD - Distribution - Tier 3 - 3QU CoRE ¦ 4QU LoRE | Non-Red Flag Warning - Small Fires | Aggregated | Aggregated | 2039 | 0.0034251 | 0 | 208.0009 | 0.71242 | 2039 | Mitigation | 0.08575 | 30 | 0 | esc | 0.0012005 | 4.1118e-06 | 0.00060025 | 2.0559e-06 | 0.0015435 | 5.2866e-06
[79 empty] | WLDFR | HFTD - Distribution - Tier 3 - 3QU CoRE ¦ 4QU LoRE | Non-Red Flag Warning - Catastrophic Fires | 2027 | 1.0423e-09 | 5.2113e-10 | 1.34e-09 | 14664.6376 | 233.2301 | 8896.516 | 5534.8915 | 0 | 0 | 0 | 8.6819e-07 |  | 1.5284e-05 | 0 | 1.5284e-05 | 7.6422e-06 | 0 | 7.6422e-06 | 1.9651e-05 | 0 | 1.9651e-05 | [16 empty] | 7.3.1.3 Ignition probability mapping showing the probability of ignition along the electric lines and equipmentWLDFRAggregatedAggregated | WLDFR | HFTD - Distribution - Tier 3 - 3QU CoRE ¦ 4QU LoRE | Non-Red Flag Warning - Small Fires | Aggregated | Aggregated | 2040 | 0.0034251 | 0 | 208.0009 | 0.71242 | 2040 | Mitigation | 0.08575 | 30 | 0 | esc | 0.0012005 | 4.1118e-06 | 0.00060025 | 2.0559e-06 | 0.0015435 | 5.2866e-06
[79 empty] | WLDFR | HFTD - Distribution - Tier 3 - 3QU CoRE ¦ 4QU LoRE | Non-Red Flag Warning - Catastrophic Fires | 2028 | 1.0423e-09 | 5.2113e-10 | 1.34e-09 | 15317.9909 | 247.273 | 9287.6491 | 5783.0689 | 0 | 0 | 0 | 8.6819e-07 |  | 1.5965e-05 | 0 | 1.5965e-05 | 7.9827e-06 | 0 | 7.9827e-06 | 2.0527e-05 | 0 | 2.0527e-05 | [16 empty] | 7.3.1.3 Ignition probability mapping showing the probability of ignition along the electric lines and equipmentWLDFRAggregatedAggregated | WLDFR | HFTD - Distribution - Tier 3 - 3QU CoRE ¦ 4QU LoRE | Non-Red Flag Warning - Small Fires | Aggregated | Aggregated | 2041 | 0.0034251 | 0 | 208.0009 | 0.71242 | 2041 | Mitigation | 0.08575 | 30 | 0 | esc | 0.0012005 | 4.1118e-06 | 0.00060025 | 2.0559e-06 | 0.0015435 | 5.2866e-06
[79 empty] | WLDFR | HFTD - Distribution - Tier 3 - 3QU CoRE ¦ 4QU LoRE | Non-Red Flag Warning - Catastrophic Fires | 2029 | 1.0423e-09 | 5.2113e-10 | 1.34e-09 | 15317.9909 | 247.273 | 9287.6491 | 5783.0689 | 0 | 0 | 0 | 8.6819e-07 |  | 1.5965e-05 | 0 | 1.5965e-05 | 7.9827e-06 | 0 | 7.9827e-06 | 2.0527e-05 | 0 | 2.0527e-05 | [16 empty] | 7.3.1.3 Ignition probability mapping showing the probability of ignition along the electric lines and equipmentWLDFRAggregatedAggregated | WLDFR | HFTD - Distribution - Tier 3 - 3QU CoRE ¦ 4QU LoRE | Non-Red Flag Warning - Small Fires | Aggregated | Aggregated | 2042 | 0.0034251 | 0 | 208.0009 | 0.71242 | 2042 | Mitigation | 0.08575 | 30 | 0 | esc | 0.0012005 | 4.1118e-06 | 0.00060025 | 2.0559e-06 | 0.0015435 | 5.2866e-06
[79 empty] | WLDFR | HFTD - Distribution - Tier 3 - 3QU CoRE ¦ 4QU LoRE | Non-Red Flag Warning - Catastrophic Fires | 2030 | 1.0423e-09 | 5.2113e-10 | 1.34e-09 | 15317.9909 | 247.273 | 9287.6491 | 5783.0689 | 0 | 0 | 0 | 8.6819e-07 |  | 1.5965e-05 | 0 | 1.5965e-05 | 7.9827e-06 | 0 | 7.9827e-06 | 2.0527e-05 | 0 | 2.0527e-05 | [16 empty] | 7.3.1.3 Ignition probability mapping showing the probability of ignition along the electric lines and equipmentWLDFRAggregatedAggregated | WLDFR | HFTD - Distribution - Tier 3 - 3QU CoRE ¦ 4QU LoRE | Non-Red Flag Warning - Small Fires | Aggregated | Aggregated | 2043 | 0.0034251 | 0 | 208.0009 | 0.71242 | 2043 | Mitigation | 0.08575 | 30 | 0 | esc | 0.0012005 | 4.1118e-06 | 0.00060025 | 2.0559e-06 | 0.0015435 | 5.2866e-06
[79 empty] | WLDFR | HFTD - Distribution - Tier 3 - 3QU CoRE ¦ 4QU LoRE | Non-Red Flag Warning - Catastrophic Fires | 2031 | 1.0423e-09 | 5.2113e-10 | 1.34e-09 | 15317.9909 | 247.273 | 9287.6491 | 5783.0689 | 0 | 0 | 0 | 8.6819e-07 |  | 1.5965e-05 | 0 | 1.5965e-05 | 7.9827e-06 | 0 | 7.9827e-06 | 2.0527e-05 | 0 | 2.0527e-05 | [16 empty] | 7.3.1.3 Ignition probability mapping showing the probability of ignition along the electric lines and equipmentWLDFRAggregatedAggregated | WLDFR | HFTD - Distribution - Tier 3 - 3QU CoRE ¦ 4QU LoRE | Non-Red Flag Warning - Small Fires | Aggregated | Aggregated | 2044 | 0.0034251 | 0 | 208.0009 | 0.71242 | 2044 | Mitigation | 0.08575 | 30 | 0 | esc | 0.0012005 | 4.1118e-06 | 0.00060025 | 2.0559e-06 | 0.0015435 | 5.2866e-06
[79 empty] | WLDFR | HFTD - Distribution - Tier 3 - 3QU CoRE ¦ 4QU LoRE | Non-Red Flag Warning - Catastrophic Fires | 2032 | 1.0423e-09 | 5.2113e-10 | 1.34e-09 | 15317.9909 | 247.273 | 9287.6491 | 5783.0689 | 0 | 0 | 0 | 8.6819e-07 |  | 1.5965e-05 | 0 | 1.5965e-05 | 7.9827e-06 | 0 | 7.9827e-06 | 2.0527e-05 | 0 | 2.0527e-05 | [16 empty] | 7.3.1.3 Ignition probability mapping showing the probability of ignition along the electric lines and equipmentWLDFRAggregatedAggregated | WLDFR | HFTD - Distribution - Tier 3 - 3QU CoRE ¦ 4QU LoRE | Non-Red Flag Warning - Small Fires | Aggregated | Aggregated | 2045 | 0.0034251 | 0 | 208.0009 | 0.71242 | 2045 | Mitigation | 0.08575 | 30 | 0 | esc | 0.0012005 | 4.1118e-06 | 0.00060025 | 2.0559e-06 | 0.0015435 | 5.2866e-06
[79 empty] | WLDFR | HFTD - Distribution - Tier 3 - 3QU CoRE ¦ 4QU LoRE | Non-Red Flag Warning - Catastrophic Fires | 2033 | 1.0423e-09 | 5.2113e-10 | 1.34e-09 | 16044.1264 | 263.1074 | 9721.74 | 6059.2791 | 0 | 0 | 0 | 8.6819e-07 |  | 1.6722e-05 | 0 | 1.6722e-05 | 8.3611e-06 | 0 | 8.3611e-06 | 2.15e-05 | 0 | 2.15e-05 | [16 empty] | 7.3.1.3 Ignition probability mapping showing the probability of ignition along the electric lines and equipmentWLDFRAggregatedAggregated | WLDFR | HFTD - Distribution - Tier 3 - 3QU CoRE ¦ 4QU LoRE | Non-Red Flag Warning - Small Fires | Aggregated | Aggregated | 2046 | 0.0034251 | 0 | 208.0009 | 0.71242 | 2046 | Mitigation | 0.08575 | 30 | 0 | esc | 0.0012005 | 4.1118e-06 | 0.00060025 | 2.0559e-06 | 0.0015435 | 5.2866e-06
[79 empty] | WLDFR | HFTD - Distribution - Tier 3 - 3QU CoRE ¦ 4QU LoRE | Non-Red Flag Warning - Catastrophic Fires | 2034 | 1.0423e-09 | 5.2113e-10 | 1.34e-09 | 16044.1264 | 263.1074 | 9721.74 | 6059.2791 | 0 | 0 | 0 | 8.6819e-07 |  | 1.6722e-05 | 0 | 1.6722e-05 | 8.3611e-06 | 0 | 8.3611e-06 | 2.15e-05 | 0 | 2.15e-05 | [16 empty] | 7.3.1.3 Ignition probability mapping showing the probability of ignition along the electric lines and equipmentWLDFRAggregatedAggregated | WLDFR | HFTD - Distribution - Tier 3 - 3QU CoRE ¦ 4QU LoRE | Non-Red Flag Warning - Small Fires | Aggregated | Aggregated | 2047 | 0.0034251 | 0 | 208.0009 | 0.71242 | 2047 | Mitigation | 0.08575 | 30 | 0 | esc | 0.0012005 | 4.1118e-06 | 0.00060025 | 2.0559e-06 | 0.0015435 | 5.2866e-06
[79 empty] | WLDFR | HFTD - Distribution - Tier 3 - 3QU CoRE ¦ 4QU LoRE | Non-Red Flag Warning - Catastrophic Fires | 2035 | 1.0423e-09 | 5.2113e-10 | 1.34e-09 | 16044.1264 | 263.1074 | 9721.74 | 6059.2791 | 0 | 0 | 0 | 8.6819e-07 |  | 1.6722e-05 | 0 | 1.6722e-05 | 8.3611e-06 | 0 | 8.3611e-06 | 2.15e-05 | 0 | 2.15e-05 | [16 empty] | 7.3.1.3 Ignition probability mapping showing the probability of ignition along the electric lines and equipmentWLDFRAggregatedAggregated | WLDFR | HFTD - Distribution - Tier 3 - 3QU CoRE ¦ 4QU LoRE | Non-Red Flag Warning - Small Fires | Aggregated | Aggregated | 2048 | 0.0034251 | 0 | 208.0009 | 0.71242 | 2048 | Mitigation | 0.08575 | 30 | 0 | esc | 0.0012005 | 4.1118e-06 | 0.00060025 | 2.0559e-06 | 0.0015435 | 5.2866e-06
[79 empty] | WLDFR | HFTD - Distribution - Tier 3 - 3QU CoRE ¦ 4QU LoRE | Non-Red Flag Warning - Catastrophic Fires | 2036 | 1.0423e-09 | 5.2113e-10 | 1.34e-09 | 16044.1264 | 263.1074 | 9721.74 | 6059.2791 | 0 | 0 | 0 | 8.6819e-07 |  | 1.6722e-05 | 0 | 1.6722e-05 | 8.3611e-06 | 0 | 8.3611e-06 | 2.15e-05 | 0 | 2.15e-05 | [16 empty] | 7.3.1.3 Ignition probability mapping showing the probability of ignition along the electric lines and equipmentWLDFRAggregatedAggregated | WLDFR | HFTD - Distribution - Tier 3 - 3QU CoRE ¦ 4QU LoRE | Non-Red Flag Warning - Small Fires | Aggregated | Aggregated | 2049 | 0.0034251 | 0 | 208.0009 | 0.71242 | 2049 | Mitigation | 0.08575 | 30 | 0 | esc | 0.0012005 | 4.1118e-06 | 0.00060025 | 2.0559e-06 | 0.0015435 | 5.2866e-06
[79 empty] | WLDFR | HFTD - Distribution - Tier 3 - 3QU CoRE ¦ 4QU LoRE | Non-Red Flag Warning - Catastrophic Fires | 2037 | 1.0423e-09 | 5.2113e-10 | 1.34e-09 | 16044.1264 | 263.1074 | 9721.74 | 6059.2791 | 0 | 0 | 0 | 8.6819e-07 |  | 1.6722e-05 | 0 | 1.6722e-05 | 8.3611e-06 | 0 | 8.3611e-06 | 2.15e-05 | 0 | 2.15e-05 | [16 empty] | 7.3.1.3 Ignition probability mapping showing the probability of ignition along the electric lines and equipmentWLDFRAggregatedAggregated | WLDFR | HFTD - Distribution - Tier 3 - 3QU CoRE ¦ 4QU LoRE | Non-Red Flag Warning - Small Fires | Aggregated | Aggregated | 2050 | 0.0034251 | 0 | 208.0009 | 0.71242 | 2050 | Mitigation | 0.08575 | 30 | 0 | esc | 0 | 0 | 0.00060025 | 2.0559e-06 | 0.0015435 | 5.2866e-06
[79 empty] | WLDFR | HFTD - Distribution - Tier 3 - 3QU CoRE ¦ 4QU LoRE | Non-Red Flag Warning - Catastrophic Fires | 2038 | 1.0423e-09 | 5.2113e-10 | 1.34e-09 | 16832.3912 | 280.5544 | 10192.2718 | 6359.5651 | 0 | 0 | 0 | 8.6819e-07 |  | 1.7544e-05 | 0 | 1.7544e-05 | 8.7719e-06 | 0 | 8.7719e-06 | 2.2556e-05 | 0 | 2.2556e-05 | [16 empty] | 7.3.1.3 Ignition probability mapping showing the probability of ignition along the electric lines and equipmentWLDFRAggregatedAggregated | WLDFR | HFTD - Distribution - Tier 3 - 3QU CoRE ¦ 4QU LoRE | Non-Red Flag Warning - Small Fires | Aggregated | Aggregated | 2051 | 0.0034251 | 0 | 208.0009 | 0.71242 | 2051 | Mitigation | 0.08575 | 30 | 0 | esc | 0 | 0 | 0 | 0 | 0.0015435 | 5.2866e-06
[79 empty] | WLDFR | HFTD - Distribution - Tier 3 - 3QU CoRE ¦ 4QU LoRE | Non-Red Flag Warning - Catastrophic Fires | 2039 | 1.0423e-09 | 5.2113e-10 | 1.34e-09 | 16832.3912 | 280.5544 | 10192.2718 | 6359.5651 | 0 | 0 | 0 | 8.6819e-07 |  | 1.7544e-05 | 0 | 1.7544e-05 | 8.7719e-06 | 0 | 8.7719e-06 | 2.2556e-05 | 0 | 2.2556e-05 | [16 empty] | 7.3.1.3 Ignition probability mapping showing the probability of ignition along the electric lines and equipmentWLDFRAggregatedAggregated | WLDFR | HFTD - Distribution - Tier 3 - 3QU CoRE ¦ 4QU LoRE | Red Flag Warning - Catastrophic Fires | Aggregated | Aggregated | 2021 | 2.3415e-05 | 0 | 208.0009 | 0.0048704 | 2021 | Mitigation | 0.08575 | 30 | 0 | esc | 0.0012005 | 2.811e-08 | 0.00060025 | 1.4055e-08 | 0 | 0
[79 empty] | WLDFR | HFTD - Distribution - Tier 3 - 3QU CoRE ¦ 4QU LoRE | Non-Red Flag Warning - Catastrophic Fires | 2040 | 1.0423e-09 | 5.2113e-10 | 1.34e-09 | 16832.3912 | 280.5544 | 10192.2718 | 6359.5651 | 0 | 0 | 0 | 8.6819e-07 |  | 1.7544e-05 | 0 | 1.7544e-05 | 8.7719e-06 | 0 | 8.7719e-06 | 2.2556e-05 | 0 | 2.2556e-05 | [16 empty] | 7.3.1.3 Ignition probability mapping showing the probability of ignition along the electric lines and equipmentWLDFRAggregatedAggregated | WLDFR | HFTD - Distribution - Tier 3 - 3QU CoRE ¦ 4QU LoRE | Red Flag Warning - Catastrophic Fires | Aggregated | Aggregated | 2022 | 2.3415e-05 | 0 | 208.0009 | 0.0048704 | 2022 | Mitigation | 0.08575 | 30 | 0 | esc | 0.0012005 | 2.811e-08 | 0.00060025 | 1.4055e-08 | 0.0015435 | 3.6141e-08
[79 empty] | WLDFR | HFTD - Distribution - Tier 3 - 3QU CoRE ¦ 4QU LoRE | Non-Red Flag Warning - Catastrophic Fires | 2041 | 1.0423e-09 | 5.2113e-10 | 1.34e-09 | 16832.3912 | 280.5544 | 10192.2718 | 6359.5651 | 0 | 0 | 0 | 8.6819e-07 |  | 1.7544e-05 | 0 | 1.7544e-05 | 8.7719e-06 | 0 | 8.7719e-06 | 2.2556e-05 | 0 | 2.2556e-05 | [16 empty] | 7.3.1.3 Ignition probability mapping showing the probability of ignition along the electric lines and equipmentWLDFRAggregatedAggregated | WLDFR | HFTD - Distribution - Tier 3 - 3QU CoRE ¦ 4QU LoRE | Red Flag Warning - Catastrophic Fires | Aggregated | Aggregated | 2023 | 2.3415e-05 | 0 | 208.0009 | 0.0048704 | 2023 | Mitigation | 0.08575 | 30 | 0 | esc | 0.0012005 | 2.811e-08 | 0.00060025 | 1.4055e-08 | 0.0015435 | 3.6141e-08
[79 empty] | WLDFR | HFTD - Distribution - Tier 3 - 3QU CoRE ¦ 4QU LoRE | Non-Red Flag Warning - Catastrophic Fires | 2042 | 1.0423e-09 | 5.2113e-10 | 1.34e-09 | 16832.3912 | 280.5544 | 10192.2718 | 6359.5651 | 0 | 0 | 0 | 8.6819e-07 |  | 1.7544e-05 | 0 | 1.7544e-05 | 8.7719e-06 | 0 | 8.7719e-06 | 2.2556e-05 | 0 | 2.2556e-05 | [16 empty] | 7.3.1.3 Ignition probability mapping showing the probability of ignition along the electric lines and equipmentWLDFRAggregatedAggregated | WLDFR | HFTD - Distribution - Tier 3 - 3QU CoRE ¦ 4QU LoRE | Red Flag Warning - Catastrophic Fires | Aggregated | Aggregated | 2024 | 2.3415e-05 | 0 | 208.0009 | 0.0048704 | 2024 | Mitigation | 0.08575 | 30 | 0 | esc | 0.0012005 | 2.811e-08 | 0.00060025 | 1.4055e-08 | 0.0015435 | 3.6141e-08
[79 empty] | WLDFR | HFTD - Distribution - Tier 3 - 3QU CoRE ¦ 4QU LoRE | Non-Red Flag Warning - Catastrophic Fires | 2043 | 1.0423e-09 | 5.2113e-10 | 1.34e-09 | 17672.0852 | 299.42 | 10692.7362 | 6679.929 | 0 | 0 | 0 | 8.6819e-07 |  | 1.8419e-05 | 0 | 1.8419e-05 | 9.2094e-06 | 0 | 9.2094e-06 | 2.3681e-05 | 0 | 2.3681e-05 | [16 empty] | 7.3.1.3 Ignition probability mapping showing the probability of ignition along the electric lines and equipmentWLDFRAggregatedAggregated | WLDFR | HFTD - Distribution - Tier 3 - 3QU CoRE ¦ 4QU LoRE | Red Flag Warning - Catastrophic Fires | Aggregated | Aggregated | 2025 | 2.3415e-05 | 0 | 208.0009 | 0.0048704 | 2025 | Mitigation | 0.08575 | 30 | 0 | esc | 0.0012005 | 2.811e-08 | 0.00060025 | 1.4055e-08 | 0.0015435 | 3.6141e-08
[79 empty] | WLDFR | HFTD - Distribution - Tier 3 - 3QU CoRE ¦ 4QU LoRE | Non-Red Flag Warning - Catastrophic Fires | 2044 | 1.0423e-09 | 5.2113e-10 | 1.34e-09 | 17672.0852 | 299.42 | 10692.7362 | 6679.929 | 0 | 0 | 0 | 8.6819e-07 |  | 1.8419e-05 | 0 | 1.8419e-05 | 9.2094e-06 | 0 | 9.2094e-06 | 2.3681e-05 | 0 | 2.3681e-05 | [16 empty] | 7.3.1.3 Ignition probability mapping showing the probability of ignition along the electric lines and equipmentWLDFRAggregatedAggregated | WLDFR | HFTD - Distribution - Tier 3 - 3QU CoRE ¦ 4QU LoRE | Red Flag Warning - Catastrophic Fires | Aggregated | Aggregated | 2026 | 2.3415e-05 | 0 | 208.0009 | 0.0048704 | 2026 | Mitigation | 0.08575 | 30 | 0 | esc | 0.0012005 | 2.811e-08 | 0.00060025 | 1.4055e-08 | 0.0015435 | 3.6141e-08
[79 empty] | WLDFR | HFTD - Distribution - Tier 3 - 3QU CoRE ¦ 4QU LoRE | Non-Red Flag Warning - Catastrophic Fires | 2045 | 1.0423e-09 | 5.2113e-10 | 1.34e-09 | 17672.0852 | 299.42 | 10692.7362 | 6679.929 | 0 | 0 | 0 | 8.6819e-07 |  | 1.8419e-05 | 0 | 1.8419e-05 | 9.2094e-06 | 0 | 9.2094e-06 | 2.3681e-05 | 0 | 2.3681e-05 | [16 empty] | 7.3.1.3 Ignition probability mapping showing the probability of ignition along the electric lines and equipmentWLDFRAggregatedAggregated | WLDFR | HFTD - Distribution - Tier 3 - 3QU CoRE ¦ 4QU LoRE | Red Flag Warning - Catastrophic Fires | Aggregated | Aggregated | 2027 | 2.3415e-05 | 0 | 208.0009 | 0.0048704 | 2027 | Mitigation | 0.08575 | 30 | 0 | esc | 0.0012005 | 2.811e-08 | 0.00060025 | 1.4055e-08 | 0.0015435 | 3.6141e-08
[79 empty] | WLDFR | HFTD - Distribution - Tier 3 - 3QU CoRE ¦ 4QU LoRE | Non-Red Flag Warning - Catastrophic Fires | 2046 | 1.0423e-09 | 5.2113e-10 | 1.34e-09 | 17672.0852 | 299.42 | 10692.7362 | 6679.929 | 0 | 0 | 0 | 8.6819e-07 |  | 1.8419e-05 | 0 | 1.8419e-05 | 9.2094e-06 | 0 | 9.2094e-06 | 2.3681e-05 | 0 | 2.3681e-05 | [16 empty] | 7.3.1.3 Ignition probability mapping showing the probability of ignition along the electric lines and equipmentWLDFRAggregatedAggregated | WLDFR | HFTD - Distribution - Tier 3 - 3QU CoRE ¦ 4QU LoRE | Red Flag Warning - Catastrophic Fires | Aggregated | Aggregated | 2028 | 2.3415e-05 | 0 | 208.0009 | 0.0048704 | 2028 | Mitigation | 0.08575 | 30 | 0 | esc | 0.0012005 | 2.811e-08 | 0.00060025 | 1.4055e-08 | 0.0015435 | 3.6141e-08
[79 empty] | WLDFR | HFTD - Distribution - Tier 3 - 3QU CoRE ¦ 4QU LoRE | Non-Red Flag Warning - Catastrophic Fires | 2047 | 1.0423e-09 | 5.2113e-10 | 1.34e-09 | 17672.0852 | 299.42 | 10692.7362 | 6679.929 | 0 | 0 | 0 | 8.6819e-07 |  | 1.8419e-05 | 0 | 1.8419e-05 | 9.2094e-06 | 0 | 9.2094e-06 | 2.3681e-05 | 0 | 2.3681e-05 | [16 empty] | 7.3.1.3 Ignition probability mapping showing the probability of ignition along the electric lines and equipmentWLDFRAggregatedAggregated | WLDFR | HFTD - Distribution - Tier 3 - 3QU CoRE ¦ 4QU LoRE | Red Flag Warning - Catastrophic Fires | Aggregated | Aggregated | 2029 | 2.3415e-05 | 0 | 208.0009 | 0.0048704 | 2029 | Mitigation | 0.08575 | 30 | 0 | esc | 0.0012005 | 2.811e-08 | 0.00060025 | 1.4055e-08 | 0.0015435 | 3.6141e-08
[79 empty] | WLDFR | HFTD - Distribution - Tier 3 - 3QU CoRE ¦ 4QU LoRE | Non-Red Flag Warning - Catastrophic Fires | 2048 | 1.0423e-09 | 5.2113e-10 | 1.34e-09 | 18552.3348 | 319.4911 | 11216.5626 | 7016.281 | 0 | 0 | 0 | 8.6819e-07 |  | 1.9336e-05 | 0 | 1.9336e-05 | 9.6682e-06 | 0 | 9.6682e-06 | 2.4861e-05 | 0 | 2.4861e-05 | [16 empty] | 7.3.1.3 Ignition probability mapping showing the probability of ignition along the electric lines and equipmentWLDFRAggregatedAggregated | WLDFR | HFTD - Distribution - Tier 3 - 3QU CoRE ¦ 4QU LoRE | Red Flag Warning - Catastrophic Fires | Aggregated | Aggregated | 2030 | 2.3415e-05 | 0 | 208.0009 | 0.0048704 | 2030 | Mitigation | 0.08575 | 30 | 0 | esc | 0.0012005 | 2.811e-08 | 0.00060025 | 1.4055e-08 | 0.0015435 | 3.6141e-08
[79 empty] | WLDFR | HFTD - Distribution - Tier 3 - 3QU CoRE ¦ 4QU LoRE | Non-Red Flag Warning - Catastrophic Fires | 2049 | 1.0423e-09 | 5.2113e-10 | 1.34e-09 | 18552.3348 | 319.4911 | 11216.5626 | 7016.281 | 0 | 0 | 0 | 8.6819e-07 |  | 1.9336e-05 | 0 | 1.9336e-05 | 9.6682e-06 | 0 | 9.6682e-06 | 2.4861e-05 | 0 | 2.4861e-05 | [16 empty] | 7.3.1.3 Ignition probability mapping showing the probability of ignition along the electric lines and equipmentWLDFRAggregatedAggregated | WLDFR | HFTD - Distribution - Tier 3 - 3QU CoRE ¦ 4QU LoRE | Red Flag Warning - Catastrophic Fires | Aggregated | Aggregated | 2031 | 2.3415e-05 | 0 | 208.0009 | 0.0048704 | 2031 | Mitigation | 0.08575 | 30 | 0 | esc | 0.0012005 | 2.811e-08 | 0.00060025 | 1.4055e-08 | 0.0015435 | 3.6141e-08
[79 empty] | WLDFR | HFTD - Distribution - Tier 3 - 3QU CoRE ¦ 4QU LoRE | Non-Red Flag Warning - Catastrophic Fires | 2050 | 0 | 5.2113e-10 | 1.34e-09 | 18552.3348 | 319.4911 | 11216.5626 | 7016.281 | 0 | 0 | 0 | 8.6819e-07 |  | 0 | 0 | 0 | 9.6682e-06 | 0 | 9.6682e-06 | 2.4861e-05 | 0 | 2.4861e-05 | [16 empty] | 7.3.1.3 Ignition probability mapping showing the probability of ignition along the electric lines and equipmentWLDFRAggregatedAggregated | WLDFR | HFTD - Distribution - Tier 3 - 3QU CoRE ¦ 4QU LoRE | Red Flag Warning - Catastrophic Fires | Aggregated | Aggregated | 2032 | 2.3415e-05 | 0 | 208.0009 | 0.0048704 | 2032 | Mitigation | 0.08575 | 30 | 0 | esc | 0.0012005 | 2.811e-08 | 0.00060025 | 1.4055e-08 | 0.0015435 | 3.6141e-08
[79 empty] | WLDFR | HFTD - Distribution - Tier 3 - 3QU CoRE ¦ 4QU LoRE | Non-Red Flag Warning - Catastrophic Fires | 2051 | 0 | 0 | 1.34e-09 | 18552.3348 | 319.4911 | 11216.5626 | 7016.281 | 0 | 0 | 0 | 8.6819e-07 |  | 0 | 0 | 0 | 0 | 0 | 0 | 2.4861e-05 | 0 | 2.4861e-05 | [16 empty] | 7.3.1.3 Ignition probability mapping showing the probability of ignition along the electric lines and equipmentWLDFRAggregatedAggregated | WLDFR | HFTD - Distribution - Tier 3 - 3QU CoRE ¦ 4QU LoRE | Red Flag Warning - Catastrophic Fires | Aggregated | Aggregated | 2033 | 2.3415e-05 | 0 | 208.0009 | 0.0048704 | 2033 | Mitigation | 0.08575 | 30 | 0 | esc | 0.0012005 | 2.811e-08 | 0.00060025 | 1.4055e-08 | 0.0015435 | 3.6141e-08
[79 empty] | WLDFR | HFTD - Distribution - Tier 3 - 3QU CoRE ¦ 4QU LoRE | Non-Red Flag Warning - Destructive Fires | 2020 | 1.269e-09 | 0 | 0 | 8807.9522 | 222.2294 | 8585.7228 | 0 | 0 | 0 | 0 | 1.0571e-06 |  | 1.1178e-05 | 0 | 1.1178e-05 | 0 | 0 | 0 | 0 | 0 | 0 | [16 empty] | 7.3.1.3 Ignition probability mapping showing the probability of ignition along the electric lines and equipmentWLDFRAggregatedAggregated | WLDFR | HFTD - Distribution - Tier 3 - 3QU CoRE ¦ 4QU LoRE | Red Flag Warning - Catastrophic Fires | Aggregated | Aggregated | 2034 | 2.3415e-05 | 0 | 208.0009 | 0.0048704 | 2034 | Mitigation | 0.08575 | 30 | 0 | esc | 0.0012005 | 2.811e-08 | 0.00060025 | 1.4055e-08 | 0.0015435 | 3.6141e-08
[79 empty] | WLDFR | HFTD - Distribution - Tier 3 - 3QU CoRE ¦ 4QU LoRE | Non-Red Flag Warning - Destructive Fires | 2021 | 1.269e-09 | 6.3452e-10 | 0 | 8807.9522 | 222.2294 | 8585.7228 | 0 | 0 | 0 | 0 | 1.0571e-06 |  | 1.1178e-05 | 0 | 1.1178e-05 | 5.5888e-06 | 0 | 5.5888e-06 | 0 | 0 | 0 | [16 empty] | 7.3.1.3 Ignition probability mapping showing the probability of ignition along the electric lines and equipmentWLDFRAggregatedAggregated | WLDFR | HFTD - Distribution - Tier 3 - 3QU CoRE ¦ 4QU LoRE | Red Flag Warning - Catastrophic Fires | Aggregated | Aggregated | 2035 | 2.3415e-05 | 0 | 208.0009 | 0.0048704 | 2035 | Mitigation | 0.08575 | 30 | 0 | esc | 0.0012005 | 2.811e-08 | 0.00060025 | 1.4055e-08 | 0.0015435 | 3.6141e-08
[79 empty] | WLDFR | HFTD - Distribution - Tier 3 - 3QU CoRE ¦ 4QU LoRE | Non-Red Flag Warning - Destructive Fires | 2022 | 1.269e-09 | 6.3452e-10 | 1.6316e-09 | 8807.9522 | 222.2294 | 8585.7228 | 0 | 0 | 0 | 0 | 1.0571e-06 |  | 1.1178e-05 | 0 | 1.1178e-05 | 5.5888e-06 | 0 | 5.5888e-06 | 1.4371e-05 | 0 | 1.4371e-05 | [16 empty] | 7.3.1.3 Ignition probability mapping showing the probability of ignition along the electric lines and equipmentWLDFRAggregatedAggregated | WLDFR | HFTD - Distribution - Tier 3 - 3QU CoRE ¦ 4QU LoRE | Red Flag Warning - Catastrophic Fires | Aggregated | Aggregated | 2036 | 2.3415e-05 | 0 | 208.0009 | 0.0048704 | 2036 | Mitigation | 0.08575 | 30 | 0 | esc | 0.0012005 | 2.811e-08 | 0.00060025 | 1.4055e-08 | 0.0015435 | 3.6141e-08
[79 empty] | WLDFR | HFTD - Distribution - Tier 3 - 3QU CoRE ¦ 4QU LoRE | Non-Red Flag Warning - Destructive Fires | 2023 | 1.269e-09 | 6.3452e-10 | 1.6316e-09 | 9129.7461 | 233.2301 | 8896.516 | 0 | 0 | 0 | 0 | 1.0571e-06 |  | 1.1586e-05 | 0 | 1.1586e-05 | 5.793e-06 | 0 | 5.793e-06 | 1.4896e-05 | 0 | 1.4896e-05 | [16 empty] | 7.3.1.3 Ignition probability mapping showing the probability of ignition along the electric lines and equipmentWLDFRAggregatedAggregated | WLDFR | HFTD - Distribution - Tier 3 - 3QU CoRE ¦ 4QU LoRE | Red Flag Warning - Catastrophic Fires | Aggregated | Aggregated | 2037 | 2.3415e-05 | 0 | 208.0009 | 0.0048704 | 2037 | Mitigation | 0.08575 | 30 | 0 | esc | 0.0012005 | 2.811e-08 | 0.00060025 | 1.4055e-08 | 0.0015435 | 3.6141e-08
[79 empty] | WLDFR | HFTD - Distribution - Tier 3 - 3QU CoRE ¦ 4QU LoRE | Non-Red Flag Warning - Destructive Fires | 2024 | 1.269e-09 | 6.3452e-10 | 1.6316e-09 | 9129.7461 | 233.2301 | 8896.516 | 0 | 0 | 0 | 0 | 1.0571e-06 |  | 1.1586e-05 | 0 | 1.1586e-05 | 5.793e-06 | 0 | 5.793e-06 | 1.4896e-05 | 0 | 1.4896e-05 | [16 empty] | 7.3.1.3 Ignition probability mapping showing the probability of ignition along the electric lines and equipmentWLDFRAggregatedAggregated | WLDFR | HFTD - Distribution - Tier 3 - 3QU CoRE ¦ 4QU LoRE | Red Flag Warning - Catastrophic Fires | Aggregated | Aggregated | 2038 | 2.3415e-05 | 0 | 208.0009 | 0.0048704 | 2038 | Mitigation | 0.08575 | 30 | 0 | esc | 0.0012005 | 2.811e-08 | 0.00060025 | 1.4055e-08 | 0.0015435 | 3.6141e-08
[79 empty] | WLDFR | HFTD - Distribution - Tier 3 - 3QU CoRE ¦ 4QU LoRE | Non-Red Flag Warning - Destructive Fires | 2025 | 1.269e-09 | 6.3452e-10 | 1.6316e-09 | 9129.7461 | 233.2301 | 8896.516 | 0 | 0 | 0 | 0 | 1.0571e-06 |  | 1.1586e-05 | 0 | 1.1586e-05 | 5.793e-06 | 0 | 5.793e-06 | 1.4896e-05 | 0 | 1.4896e-05 | [16 empty] | 7.3.1.3 Ignition probability mapping showing the probability of ignition along the electric lines and equipmentWLDFRAggregatedAggregated | WLDFR | HFTD - Distribution - Tier 3 - 3QU CoRE ¦ 4QU LoRE | Red Flag Warning - Catastrophic Fires | Aggregated | Aggregated | 2039 | 2.3415e-05 | 0 | 208.0009 | 0.0048704 | 2039 | Mitigation | 0.08575 | 30 | 0 | esc | 0.0012005 | 2.811e-08 | 0.00060025 | 1.4055e-08 | 0.0015435 | 3.6141e-08
[79 empty] | WLDFR | HFTD - Distribution - Tier 3 - 3QU CoRE ¦ 4QU LoRE | Non-Red Flag Warning - Destructive Fires | 2026 | 1.269e-09 | 6.3452e-10 | 1.6316e-09 | 9129.7461 | 233.2301 | 8896.516 | 0 | 0 | 0 | 0 | 1.0571e-06 |  | 1.1586e-05 | 0 | 1.1586e-05 | 5.793e-06 | 0 | 5.793e-06 | 1.4896e-05 | 0 | 1.4896e-05 | [16 empty] | 7.3.1.3 Ignition probability mapping showing the probability of ignition along the electric lines and equipmentWLDFRAggregatedAggregated | WLDFR | HFTD - Distribution - Tier 3 - 3QU CoRE ¦ 4QU LoRE | Red Flag Warning - Catastrophic Fires | Aggregated | Aggregated | 2040 | 2.3415e-05 | 0 | 208.0009 | 0.0048704 | 2040 | Mitigation | 0.08575 | 30 | 0 | esc | 0.0012005 | 2.811e-08 | 0.00060025 | 1.4055e-08 | 0.0015435 | 3.6141e-08
[79 empty] | WLDFR | HFTD - Distribution - Tier 3 - 3QU CoRE ¦ 4QU LoRE | Non-Red Flag Warning - Destructive Fires | 2027 | 1.269e-09 | 6.3452e-10 | 1.6316e-09 | 9129.7461 | 233.2301 | 8896.516 | 0 | 0 | 0 | 0 | 1.0571e-06 |  | 1.1586e-05 | 0 | 1.1586e-05 | 5.793e-06 | 0 | 5.793e-06 | 1.4896e-05 | 0 | 1.4896e-05 | [16 empty] | 7.3.1.3 Ignition probability mapping showing the probability of ignition along the electric lines and equipmentWLDFRAggregatedAggregated | WLDFR | HFTD - Distribution - Tier 3 - 3QU CoRE ¦ 4QU LoRE | Red Flag Warning - Catastrophic Fires | Aggregated | Aggregated | 2041 | 2.3415e-05 | 0 | 208.0009 | 0.0048704 | 2041 | Mitigation | 0.08575 | 30 | 0 | esc | 0.0012005 | 2.811e-08 | 0.00060025 | 1.4055e-08 | 0.0015435 | 3.6141e-08
[79 empty] | WLDFR | HFTD - Distribution - Tier 3 - 3QU CoRE ¦ 4QU LoRE | Non-Red Flag Warning - Destructive Fires | 2028 | 1.269e-09 | 6.3452e-10 | 1.6316e-09 | 9534.9221 | 247.273 | 9287.6491 | 0 | 0 | 0 | 0 | 1.0571e-06 |  | 1.21e-05 | 0 | 1.21e-05 | 6.0501e-06 | 0 | 6.0501e-06 | 1.5557e-05 | 0 | 1.5557e-05 | [16 empty] | 7.3.1.3 Ignition probability mapping showing the probability of ignition along the electric lines and equipmentWLDFRAggregatedAggregated | WLDFR | HFTD - Distribution - Tier 3 - 3QU CoRE ¦ 4QU LoRE | Red Flag Warning - Catastrophic Fires | Aggregated | Aggregated | 2042 | 2.3415e-05 | 0 | 208.0009 | 0.0048704 | 2042 | Mitigation | 0.08575 | 30 | 0 | esc | 0.0012005 | 2.811e-08 | 0.00060025 | 1.4055e-08 | 0.0015435 | 3.6141e-08
[79 empty] | WLDFR | HFTD - Distribution - Tier 3 - 3QU CoRE ¦ 4QU LoRE | Non-Red Flag Warning - Destructive Fires | 2029 | 1.269e-09 | 6.3452e-10 | 1.6316e-09 | 9534.9221 | 247.273 | 9287.6491 | 0 | 0 | 0 | 0 | 1.0571e-06 |  | 1.21e-05 | 0 | 1.21e-05 | 6.0501e-06 | 0 | 6.0501e-06 | 1.5557e-05 | 0 | 1.5557e-05 | [16 empty] | 7.3.1.3 Ignition probability mapping showing the probability of ignition along the electric lines and equipmentWLDFRAggregatedAggregated | WLDFR | HFTD - Distribution - Tier 3 - 3QU CoRE ¦ 4QU LoRE | Red Flag Warning - Catastrophic Fires | Aggregated | Aggregated | 2043 | 2.3415e-05 | 0 | 208.0009 | 0.0048704 | 2043 | Mitigation | 0.08575 | 30 | 0 | esc | 0.0012005 | 2.811e-08 | 0.00060025 | 1.4055e-08 | 0.0015435 | 3.6141e-08
[79 empty] | WLDFR | HFTD - Distribution - Tier 3 - 3QU CoRE ¦ 4QU LoRE | Non-Red Flag Warning - Destructive Fires | 2030 | 1.269e-09 | 6.3452e-10 | 1.6316e-09 | 9534.9221 | 247.273 | 9287.6491 | 0 | 0 | 0 | 0 | 1.0571e-06 |  | 1.21e-05 | 0 | 1.21e-05 | 6.0501e-06 | 0 | 6.0501e-06 | 1.5557e-05 | 0 | 1.5557e-05 | [16 empty] | 7.3.1.3 Ignition probability mapping showing the probability of ignition along the electric lines and equipmentWLDFRAggregatedAggregated | WLDFR | HFTD - Distribution - Tier 3 - 3QU CoRE ¦ 4QU LoRE | Red Flag Warning - Catastrophic Fires | Aggregated | Aggregated | 2044 | 2.3415e-05 | 0 | 208.0009 | 0.0048704 | 2044 | Mitigation | 0.08575 | 30 | 0 | esc | 0.0012005 | 2.811e-08 | 0.00060025 | 1.4055e-08 | 0.0015435 | 3.6141e-08
[79 empty] | WLDFR | HFTD - Distribution - Tier 3 - 3QU CoRE ¦ 4QU LoRE | Non-Red Flag Warning - Destructive Fires | 2031 | 1.269e-09 | 6.3452e-10 | 1.6316e-09 | 9534.9221 | 247.273 | 9287.6491 | 0 | 0 | 0 | 0 | 1.0571e-06 |  | 1.21e-05 | 0 | 1.21e-05 | 6.0501e-06 | 0 | 6.0501e-06 | 1.5557e-05 | 0 | 1.5557e-05 | [16 empty] | 7.3.1.3 Ignition probability mapping showing the probability of ignition along the electric lines and equipmentWLDFRAggregatedAggregated | WLDFR | HFTD - Distribution - Tier 3 - 3QU CoRE ¦ 4QU LoRE | Red Flag Warning - Catastrophic Fires | Aggregated | Aggregated | 2045 | 2.3415e-05 | 0 | 208.0009 | 0.0048704 | 2045 | Mitigation | 0.08575 | 30 | 0 | esc | 0.0012005 | 2.811e-08 | 0.00060025 | 1.4055e-08 | 0.0015435 | 3.6141e-08
[79 empty] | WLDFR | HFTD - Distribution - Tier 3 - 3QU CoRE ¦ 4QU LoRE | Non-Red Flag Warning - Destructive Fires | 2032 | 1.269e-09 | 6.3452e-10 | 1.6316e-09 | 9534.9221 | 247.273 | 9287.6491 | 0 | 0 | 0 | 0 | 1.0571e-06 |  | 1.21e-05 | 0 | 1.21e-05 | 6.0501e-06 | 0 | 6.0501e-06 | 1.5557e-05 | 0 | 1.5557e-05 | [16 empty] | 7.3.1.3 Ignition probability mapping showing the probability of ignition along the electric lines and equipmentWLDFRAggregatedAggregated | WLDFR | HFTD - Distribution - Tier 3 - 3QU CoRE ¦ 4QU LoRE | Red Flag Warning - Catastrophic Fires | Aggregated | Aggregated | 2046 | 2.3415e-05 | 0 | 208.0009 | 0.0048704 | 2046 | Mitigation | 0.08575 | 30 | 0 | esc | 0.0012005 | 2.811e-08 | 0.00060025 | 1.4055e-08 | 0.0015435 | 3.6141e-08
[79 empty] | WLDFR | HFTD - Distribution - Tier 3 - 3QU CoRE ¦ 4QU LoRE | Non-Red Flag Warning - Destructive Fires | 2033 | 1.269e-09 | 6.3452e-10 | 1.6316e-09 | 9984.8474 | 263.1074 | 9721.74 | 0 | 0 | 0 | 0 | 1.0571e-06 |  | 1.2671e-05 | 0 | 1.2671e-05 | 6.3356e-06 | 0 | 6.3356e-06 | 1.6291e-05 | 0 | 1.6291e-05 | [16 empty] | 7.3.1.3 Ignition probability mapping showing the probability of ignition along the electric lines and equipmentWLDFRAggregatedAggregated | WLDFR | HFTD - Distribution - Tier 3 - 3QU CoRE ¦ 4QU LoRE | Red Flag Warning - Catastrophic Fires | Aggregated | Aggregated | 2047 | 2.3415e-05 | 0 | 208.0009 | 0.0048704 | 2047 | Mitigation | 0.08575 | 30 | 0 | esc | 0.0012005 | 2.811e-08 | 0.00060025 | 1.4055e-08 | 0.0015435 | 3.6141e-08
[79 empty] | WLDFR | HFTD - Distribution - Tier 3 - 3QU CoRE ¦ 4QU LoRE | Non-Red Flag Warning - Destructive Fires | 2034 | 1.269e-09 | 6.3452e-10 | 1.6316e-09 | 9984.8474 | 263.1074 | 9721.74 | 0 | 0 | 0 | 0 | 1.0571e-06 |  | 1.2671e-05 | 0 | 1.2671e-05 | 6.3356e-06 | 0 | 6.3356e-06 | 1.6291e-05 | 0 | 1.6291e-05 | [16 empty] | 7.3.1.3 Ignition probability mapping showing the probability of ignition along the electric lines and equipmentWLDFRAggregatedAggregated | WLDFR | HFTD - Distribution - Tier 3 - 3QU CoRE ¦ 4QU LoRE | Red Flag Warning - Catastrophic Fires | Aggregated | Aggregated | 2048 | 2.3415e-05 | 0 | 208.0009 | 0.0048704 | 2048 | Mitigation | 0.08575 | 30 | 0 | esc | 0.0012005 | 2.811e-08 | 0.00060025 | 1.4055e-08 | 0.0015435 | 3.6141e-08
[79 empty] | WLDFR | HFTD - Distribution - Tier 3 - 3QU CoRE ¦ 4QU LoRE | Non-Red Flag Warning - Destructive Fires | 2035 | 1.269e-09 | 6.3452e-10 | 1.6316e-09 | 9984.8474 | 263.1074 | 9721.74 | 0 | 0 | 0 | 0 | 1.0571e-06 |  | 1.2671e-05 | 0 | 1.2671e-05 | 6.3356e-06 | 0 | 6.3356e-06 | 1.6291e-05 | 0 | 1.6291e-05 | [16 empty] | 7.3.1.3 Ignition probability mapping showing the probability of ignition along the electric lines and equipmentWLDFRAggregatedAggregated | WLDFR | HFTD - Distribution - Tier 3 - 3QU CoRE ¦ 4QU LoRE | Red Flag Warning - Catastrophic Fires | Aggregated | Aggregated | 2049 | 2.3415e-05 | 0 | 208.0009 | 0.0048704 | 2049 | Mitigation | 0.08575 | 30 | 0 | esc | 0.0012005 | 2.811e-08 | 0.00060025 | 1.4055e-08 | 0.0015435 | 3.6141e-08
[79 empty] | WLDFR | HFTD - Distribution - Tier 3 - 3QU CoRE ¦ 4QU LoRE | Non-Red Flag Warning - Destructive Fires | 2036 | 1.269e-09 | 6.3452e-10 | 1.6316e-09 | 9984.8474 | 263.1074 | 9721.74 | 0 | 0 | 0 | 0 | 1.0571e-06 |  | 1.2671e-05 | 0 | 1.2671e-05 | 6.3356e-06 | 0 | 6.3356e-06 | 1.6291e-05 | 0 | 1.6291e-05 | [16 empty] | 7.3.1.3 Ignition probability mapping showing the probability of ignition along the electric lines and equipmentWLDFRAggregatedAggregated | WLDFR | HFTD - Distribution - Tier 3 - 3QU CoRE ¦ 4QU LoRE | Red Flag Warning - Catastrophic Fires | Aggregated | Aggregated | 2050 | 2.3415e-05 | 0 | 208.0009 | 0.0048704 | 2050 | Mitigation | 0.08575 | 30 | 0 | esc | 0 | 0 | 0.00060025 | 1.4055e-08 | 0.0015435 | 3.6141e-08
[79 empty] | WLDFR | HFTD - Distribution - Tier 3 - 3QU CoRE ¦ 4QU LoRE | Non-Red Flag Warning - Destructive Fires | 2037 | 1.269e-09 | 6.3452e-10 | 1.6316e-09 | 9984.8474 | 263.1074 | 9721.74 | 0 | 0 | 0 | 0 | 1.0571e-06 |  | 1.2671e-05 | 0 | 1.2671e-05 | 6.3356e-06 | 0 | 6.3356e-06 | 1.6291e-05 | 0 | 1.6291e-05 | [16 empty] | 7.3.1.3 Ignition probability mapping showing the probability of ignition along the electric lines and equipmentWLDFRAggregatedAggregated | WLDFR | HFTD - Distribution - Tier 3 - 3QU CoRE ¦ 4QU LoRE | Red Flag Warning - Catastrophic Fires | Aggregated | Aggregated | 2051 | 2.3415e-05 | 0 | 208.0009 | 0.0048704 | 2051 | Mitigation | 0.08575 | 30 | 0 | esc | 0 | 0 | 0 | 0 | 0.0015435 | 3.6141e-08
[79 empty] | WLDFR | HFTD - Distribution - Tier 3 - 3QU CoRE ¦ 4QU LoRE | Non-Red Flag Warning - Destructive Fires | 2038 | 1.269e-09 | 6.3452e-10 | 1.6316e-09 | 10472.8261 | 280.5544 | 10192.2718 | 0 | 0 | 0 | 0 | 1.0571e-06 |  | 1.329e-05 | 0 | 1.329e-05 | 6.6452e-06 | 0 | 6.6452e-06 | 1.7088e-05 | 0 | 1.7088e-05 | [16 empty] | 7.3.1.3 Ignition probability mapping showing the probability of ignition along the electric lines and equipmentWLDFRAggregatedAggregated | WLDFR | HFTD - Distribution - Tier 3 - 3QU CoRE ¦ 4QU LoRE | Red Flag Warning - Destructive Fires | Aggregated | Aggregated | 2021 | 3.4913e-06 | 0 | 208.0009 | 0.0007262 | 2021 | Mitigation | 0.08575 | 30 | 0 | esc | 0.0012005 | 4.1914e-09 | 0.00060025 | 2.0957e-09 | 0 | 0
[79 empty] | WLDFR | HFTD - Distribution - Tier 3 - 3QU CoRE ¦ 4QU LoRE | Non-Red Flag Warning - Destructive Fires | 2039 | 1.269e-09 | 6.3452e-10 | 1.6316e-09 | 10472.8261 | 280.5544 | 10192.2718 | 0 | 0 | 0 | 0 | 1.0571e-06 |  | 1.329e-05 | 0 | 1.329e-05 | 6.6452e-06 | 0 | 6.6452e-06 | 1.7088e-05 | 0 | 1.7088e-05 | [16 empty] | 7.3.1.3 Ignition probability mapping showing the probability of ignition along the electric lines and equipmentWLDFRAggregatedAggregated | WLDFR | HFTD - Distribution - Tier 3 - 3QU CoRE ¦ 4QU LoRE | Red Flag Warning - Destructive Fires | Aggregated | Aggregated | 2022 | 3.4913e-06 | 0 | 208.0009 | 0.0007262 | 2022 | Mitigation | 0.08575 | 30 | 0 | esc | 0.0012005 | 4.1914e-09 | 0.00060025 | 2.0957e-09 | 0.0015435 | 5.3889e-09
[79 empty] | WLDFR | HFTD - Distribution - Tier 3 - 3QU CoRE ¦ 4QU LoRE | Non-Red Flag Warning - Destructive Fires | 2040 | 1.269e-09 | 6.3452e-10 | 1.6316e-09 | 10472.8261 | 280.5544 | 10192.2718 | 0 | 0 | 0 | 0 | 1.0571e-06 |  | 1.329e-05 | 0 | 1.329e-05 | 6.6452e-06 | 0 | 6.6452e-06 | 1.7088e-05 | 0 | 1.7088e-05 | [16 empty] | 7.3.1.3 Ignition probability mapping showing the probability of ignition along the electric lines and equipmentWLDFRAggregatedAggregated | WLDFR | HFTD - Distribution - Tier 3 - 3QU CoRE ¦ 4QU LoRE | Red Flag Warning - Destructive Fires | Aggregated | Aggregated | 2023 | 3.4913e-06 | 0 | 208.0009 | 0.0007262 | 2023 | Mitigation | 0.08575 | 30 | 0 | esc | 0.0012005 | 4.1914e-09 | 0.00060025 | 2.0957e-09 | 0.0015435 | 5.3889e-09
[79 empty] | WLDFR | HFTD - Distribution - Tier 3 - 3QU CoRE ¦ 4QU LoRE | Non-Red Flag Warning - Destructive Fires | 2041 | 1.269e-09 | 6.3452e-10 | 1.6316e-09 | 10472.8261 | 280.5544 | 10192.2718 | 0 | 0 | 0 | 0 | 1.0571e-06 |  | 1.329e-05 | 0 | 1.329e-05 | 6.6452e-06 | 0 | 6.6452e-06 | 1.7088e-05 | 0 | 1.7088e-05 | [16 empty] | 7.3.1.3 Ignition probability mapping showing the probability of ignition along the electric lines and equipmentWLDFRAggregatedAggregated | WLDFR | HFTD - Distribution - Tier 3 - 3QU CoRE ¦ 4QU LoRE | Red Flag Warning - Destructive Fires | Aggregated | Aggregated | 2024 | 3.4913e-06 | 0 | 208.0009 | 0.0007262 | 2024 | Mitigation | 0.08575 | 30 | 0 | esc | 0.0012005 | 4.1914e-09 | 0.00060025 | 2.0957e-09 | 0.0015435 | 5.3889e-09
[79 empty] | WLDFR | HFTD - Distribution - Tier 3 - 3QU CoRE ¦ 4QU LoRE | Non-Red Flag Warning - Destructive Fires | 2042 | 1.269e-09 | 6.3452e-10 | 1.6316e-09 | 10472.8261 | 280.5544 | 10192.2718 | 0 | 0 | 0 | 0 | 1.0571e-06 |  | 1.329e-05 | 0 | 1.329e-05 | 6.6452e-06 | 0 | 6.6452e-06 | 1.7088e-05 | 0 | 1.7088e-05 | [16 empty] | 7.3.1.3 Ignition probability mapping showing the probability of ignition along the electric lines and equipmentWLDFRAggregatedAggregated | WLDFR | HFTD - Distribution - Tier 3 - 3QU CoRE ¦ 4QU LoRE | Red Flag Warning - Destructive Fires | Aggregated | Aggregated | 2025 | 3.4913e-06 | 0 | 208.0009 | 0.0007262 | 2025 | Mitigation | 0.08575 | 30 | 0 | esc | 0.0012005 | 4.1914e-09 | 0.00060025 | 2.0957e-09 | 0.0015435 | 5.3889e-09
[79 empty] | WLDFR | HFTD - Distribution - Tier 3 - 3QU CoRE ¦ 4QU LoRE | Non-Red Flag Warning - Destructive Fires | 2043 | 1.269e-09 | 6.3452e-10 | 1.6316e-09 | 10992.1562 | 299.42 | 10692.7362 | 0 | 0 | 0 | 0 | 1.0571e-06 |  | 1.3949e-05 | 0 | 1.3949e-05 | 6.9747e-06 | 0 | 6.9747e-06 | 1.7935e-05 | 0 | 1.7935e-05 | [16 empty] | 7.3.1.3 Ignition probability mapping showing the probability of ignition along the electric lines and equipmentWLDFRAggregatedAggregated | WLDFR | HFTD - Distribution - Tier 3 - 3QU CoRE ¦ 4QU LoRE | Red Flag Warning - Destructive Fires | Aggregated | Aggregated | 2026 | 3.4913e-06 | 0 | 208.0009 | 0.0007262 | 2026 | Mitigation | 0.08575 | 30 | 0 | esc | 0.0012005 | 4.1914e-09 | 0.00060025 | 2.0957e-09 | 0.0015435 | 5.3889e-09
[79 empty] | WLDFR | HFTD - Distribution - Tier 3 - 3QU CoRE ¦ 4QU LoRE | Non-Red Flag Warning - Destructive Fires | 2044 | 1.269e-09 | 6.3452e-10 | 1.6316e-09 | 10992.1562 | 299.42 | 10692.7362 | 0 | 0 | 0 | 0 | 1.0571e-06 |  | 1.3949e-05 | 0 | 1.3949e-05 | 6.9747e-06 | 0 | 6.9747e-06 | 1.7935e-05 | 0 | 1.7935e-05 | [16 empty] | 7.3.1.3 Ignition probability mapping showing the probability of ignition along the electric lines and equipmentWLDFRAggregatedAggregated | WLDFR | HFTD - Distribution - Tier 3 - 3QU CoRE ¦ 4QU LoRE | Red Flag Warning - Destructive Fires | Aggregated | Aggregated | 2027 | 3.4913e-06 | 0 | 208.0009 | 0.0007262 | 2027 | Mitigation | 0.08575 | 30 | 0 | esc | 0.0012005 | 4.1914e-09 | 0.00060025 | 2.0957e-09 | 0.0015435 | 5.3889e-09
[79 empty] | WLDFR | HFTD - Distribution - Tier 3 - 3QU CoRE ¦ 4QU LoRE | Non-Red Flag Warning - Destructive Fires | 2045 | 1.269e-09 | 6.3452e-10 | 1.6316e-09 | 10992.1562 | 299.42 | 10692.7362 | 0 | 0 | 0 | 0 | 1.0571e-06 |  | 1.3949e-05 | 0 | 1.3949e-05 | 6.9747e-06 | 0 | 6.9747e-06 | 1.7935e-05 | 0 | 1.7935e-05 | [16 empty] | 7.3.1.3 Ignition probability mapping showing the probability of ignition along the electric lines and equipmentWLDFRAggregatedAggregated | WLDFR | HFTD - Distribution - Tier 3 - 3QU CoRE ¦ 4QU LoRE | Red Flag Warning - Destructive Fires | Aggregated | Aggregated | 2028 | 3.4913e-06 | 0 | 208.0009 | 0.0007262 | 2028 | Mitigation | 0.08575 | 30 | 0 | esc | 0.0012005 | 4.1914e-09 | 0.00060025 | 2.0957e-09 | 0.0015435 | 5.3889e-09
[79 empty] | WLDFR | HFTD - Distribution - Tier 3 - 3QU CoRE ¦ 4QU LoRE | Non-Red Flag Warning - Destructive Fires | 2046 | 1.269e-09 | 6.3452e-10 | 1.6316e-09 | 10992.1562 | 299.42 | 10692.7362 | 0 | 0 | 0 | 0 | 1.0571e-06 |  | 1.3949e-05 | 0 | 1.3949e-05 | 6.9747e-06 | 0 | 6.9747e-06 | 1.7935e-05 | 0 | 1.7935e-05 | [16 empty] | 7.3.1.3 Ignition probability mapping showing the probability of ignition along the electric lines and equipmentWLDFRAggregatedAggregated | WLDFR | HFTD - Distribution - Tier 3 - 3QU CoRE ¦ 4QU LoRE | Red Flag Warning - Destructive Fires | Aggregated | Aggregated | 2029 | 3.4913e-06 | 0 | 208.0009 | 0.0007262 | 2029 | Mitigation | 0.08575 | 30 | 0 | esc | 0.0012005 | 4.1914e-09 | 0.00060025 | 2.0957e-09 | 0.0015435 | 5.3889e-09
[79 empty] | WLDFR | HFTD - Distribution - Tier 3 - 3QU CoRE ¦ 4QU LoRE | Non-Red Flag Warning - Destructive Fires | 2047 | 1.269e-09 | 6.3452e-10 | 1.6316e-09 | 10992.1562 | 299.42 | 10692.7362 | 0 | 0 | 0 | 0 | 1.0571e-06 |  | 1.3949e-05 | 0 | 1.3949e-05 | 6.9747e-06 | 0 | 6.9747e-06 | 1.7935e-05 | 0 | 1.7935e-05 | [16 empty] | 7.3.1.3 Ignition probability mapping showing the probability of ignition along the electric lines and equipmentWLDFRAggregatedAggregated | WLDFR | HFTD - Distribution - Tier 3 - 3QU CoRE ¦ 4QU LoRE | Red Flag Warning - Destructive Fires | Aggregated | Aggregated | 2030 | 3.4913e-06 | 0 | 208.0009 | 0.0007262 | 2030 | Mitigation | 0.08575 | 30 | 0 | esc | 0.0012005 | 4.1914e-09 | 0.00060025 | 2.0957e-09 | 0.0015435 | 5.3889e-09
[79 empty] | WLDFR | HFTD - Distribution - Tier 3 - 3QU CoRE ¦ 4QU LoRE | Non-Red Flag Warning - Destructive Fires | 2048 | 1.269e-09 | 6.3452e-10 | 1.6316e-09 | 11536.0538 | 319.4911 | 11216.5626 | 0 | 0 | 0 | 0 | 1.0571e-06 |  | 1.464e-05 | 0 | 1.464e-05 | 7.3198e-06 | 0 | 7.3198e-06 | 1.8822e-05 | 0 | 1.8822e-05 | [16 empty] | 7.3.1.3 Ignition probability mapping showing the probability of ignition along the electric lines and equipmentWLDFRAggregatedAggregated | WLDFR | HFTD - Distribution - Tier 3 - 3QU CoRE ¦ 4QU LoRE | Red Flag Warning - Destructive Fires | Aggregated | Aggregated | 2031 | 3.4913e-06 | 0 | 208.0009 | 0.0007262 | 2031 | Mitigation | 0.08575 | 30 | 0 | esc | 0.0012005 | 4.1914e-09 | 0.00060025 | 2.0957e-09 | 0.0015435 | 5.3889e-09
[79 empty] | WLDFR | HFTD - Distribution - Tier 3 - 3QU CoRE ¦ 4QU LoRE | Non-Red Flag Warning - Destructive Fires | 2049 | 1.269e-09 | 6.3452e-10 | 1.6316e-09 | 11536.0538 | 319.4911 | 11216.5626 | 0 | 0 | 0 | 0 | 1.0571e-06 |  | 1.464e-05 | 0 | 1.464e-05 | 7.3198e-06 | 0 | 7.3198e-06 | 1.8822e-05 | 0 | 1.8822e-05 | [16 empty] | 7.3.1.3 Ignition probability mapping showing the probability of ignition along the electric lines and equipmentWLDFRAggregatedAggregated | WLDFR | HFTD - Distribution - Tier 3 - 3QU CoRE ¦ 4QU LoRE | Red Flag Warning - Destructive Fires | Aggregated | Aggregated | 2032 | 3.4913e-06 | 0 | 208.0009 | 0.0007262 | 2032 | Mitigation | 0.08575 | 30 | 0 | esc | 0.0012005 | 4.1914e-09 | 0.00060025 | 2.0957e-09 | 0.0015435 | 5.3889e-09
[79 empty] | WLDFR | HFTD - Distribution - Tier 3 - 3QU CoRE ¦ 4QU LoRE | Non-Red Flag Warning - Destructive Fires | 2050 | 0 | 6.3452e-10 | 1.6316e-09 | 11536.0538 | 319.4911 | 11216.5626 | 0 | 0 | 0 | 0 | 1.0571e-06 |  | 0 | 0 | 0 | 7.3198e-06 | 0 | 7.3198e-06 | 1.8822e-05 | 0 | 1.8822e-05 | [16 empty] | 7.3.1.3 Ignition probability mapping showing the probability of ignition along the electric lines and equipmentWLDFRAggregatedAggregated | WLDFR | HFTD - Distribution - Tier 3 - 3QU CoRE ¦ 4QU LoRE | Red Flag Warning - Destructive Fires | Aggregated | Aggregated | 2033 | 3.4913e-06 | 0 | 208.0009 | 0.0007262 | 2033 | Mitigation | 0.08575 | 30 | 0 | esc | 0.0012005 | 4.1914e-09 | 0.00060025 | 2.0957e-09 | 0.0015435 | 5.3889e-09
[79 empty] | WLDFR | HFTD - Distribution - Tier 3 - 3QU CoRE ¦ 4QU LoRE | Non-Red Flag Warning - Destructive Fires | 2051 | 0 | 0 | 1.6316e-09 | 11536.0538 | 319.4911 | 11216.5626 | 0 | 0 | 0 | 0 | 1.0571e-06 |  | 0 | 0 | 0 | 0 | 0 | 0 | 1.8822e-05 | 0 | 1.8822e-05 | [16 empty] | 7.3.1.3 Ignition probability mapping showing the probability of ignition along the electric lines and equipmentWLDFRAggregatedAggregated | WLDFR | HFTD - Distribution - Tier 3 - 3QU CoRE ¦ 4QU LoRE | Red Flag Warning - Destructive Fires | Aggregated | Aggregated | 2034 | 3.4913e-06 | 0 | 208.0009 | 0.0007262 | 2034 | Mitigation | 0.08575 | 30 | 0 | esc | 0.0012005 | 4.1914e-09 | 0.00060025 | 2.0957e-09 | 0.0015435 | 5.3889e-09
[79 empty] | WLDFR | HFTD - Distribution - Tier 3 - 3QU CoRE ¦ 4QU LoRE | Non-Red Flag Warning - Large Fires | 2020 | 1.4423e-08 | 0 | 0 | 5.2406 | 0.69642 | 2.942 | 1.6022 | 0 | 0 | 0 | 1.2014e-05 |  | 7.5584e-08 | 0 | 7.5584e-08 | 0 | 0 | 0 | 0 | 0 | 0 | [16 empty] | 7.3.1.3 Ignition probability mapping showing the probability of ignition along the electric lines and equipmentWLDFRAggregatedAggregated | WLDFR | HFTD - Distribution - Tier 3 - 3QU CoRE ¦ 4QU LoRE | Red Flag Warning - Destructive Fires | Aggregated | Aggregated | 2035 | 3.4913e-06 | 0 | 208.0009 | 0.0007262 | 2035 | Mitigation | 0.08575 | 30 | 0 | esc | 0.0012005 | 4.1914e-09 | 0.00060025 | 2.0957e-09 | 0.0015435 | 5.3889e-09
[79 empty] | WLDFR | HFTD - Distribution - Tier 3 - 3QU CoRE ¦ 4QU LoRE | Non-Red Flag Warning - Large Fires | 2021 | 1.4423e-08 | 7.2114e-09 | 0 | 5.2406 | 0.69642 | 2.942 | 1.6022 | 0 | 0 | 0 | 1.2014e-05 |  | 7.5584e-08 | 0 | 7.5584e-08 | 3.7792e-08 | 0 | 3.7792e-08 | 0 | 0 | 0 | [16 empty] | 7.3.1.3 Ignition probability mapping showing the probability of ignition along the electric lines and equipmentWLDFRAggregatedAggregated | WLDFR | HFTD - Distribution - Tier 3 - 3QU CoRE ¦ 4QU LoRE | Red Flag Warning - Destructive Fires | Aggregated | Aggregated | 2036 | 3.4913e-06 | 0 | 208.0009 | 0.0007262 | 2036 | Mitigation | 0.08575 | 30 | 0 | esc | 0.0012005 | 4.1914e-09 | 0.00060025 | 2.0957e-09 | 0.0015435 | 5.3889e-09
[79 empty] | WLDFR | HFTD - Distribution - Tier 3 - 3QU CoRE ¦ 4QU LoRE | Non-Red Flag Warning - Large Fires | 2022 | 1.4423e-08 | 7.2114e-09 | 1.8544e-08 | 5.2406 | 0.69642 | 2.942 | 1.6022 | 0 | 0 | 0 | 1.2014e-05 |  | 7.5584e-08 | 0 | 7.5584e-08 | 3.7792e-08 | 0 | 3.7792e-08 | 9.7179e-08 | 0 | 9.7179e-08 | [16 empty] | 7.3.1.3 Ignition probability mapping showing the probability of ignition along the electric lines and equipmentWLDFRAggregatedAggregated | WLDFR | HFTD - Distribution - Tier 3 - 3QU CoRE ¦ 4QU LoRE | Red Flag Warning - Destructive Fires | Aggregated | Aggregated | 2037 | 3.4913e-06 | 0 | 208.0009 | 0.0007262 | 2037 | Mitigation | 0.08575 | 30 | 0 | esc | 0.0012005 | 4.1914e-09 | 0.00060025 | 2.0957e-09 | 0.0015435 | 5.3889e-09
[79 empty] | WLDFR | HFTD - Distribution - Tier 3 - 3QU CoRE ¦ 4QU LoRE | Non-Red Flag Warning - Large Fires | 2023 | 1.4423e-08 | 7.2114e-09 | 1.8544e-08 | 5.475 | 0.71896 | 3.0715 | 1.6846 | 0 | 0 | 0 | 1.2014e-05 |  | 7.8966e-08 | 0 | 7.8966e-08 | 3.9483e-08 | 0 | 3.9483e-08 | 1.0153e-07 | 0 | 1.0153e-07 | [16 empty] | 7.3.1.3 Ignition probability mapping showing the probability of ignition along the electric lines and equipmentWLDFRAggregatedAggregated | WLDFR | HFTD - Distribution - Tier 3 - 3QU CoRE ¦ 4QU LoRE | Red Flag Warning - Destructive Fires | Aggregated | Aggregated | 2038 | 3.4913e-06 | 0 | 208.0009 | 0.0007262 | 2038 | Mitigation | 0.08575 | 30 | 0 | esc | 0.0012005 | 4.1914e-09 | 0.00060025 | 2.0957e-09 | 0.0015435 | 5.3889e-09
[79 empty] | WLDFR | HFTD - Distribution - Tier 3 - 3QU CoRE ¦ 4QU LoRE | Non-Red Flag Warning - Large Fires | 2024 | 1.4423e-08 | 7.2114e-09 | 1.8544e-08 | 5.475 | 0.71896 | 3.0715 | 1.6846 | 0 | 0 | 0 | 1.2014e-05 |  | 7.8966e-08 | 0 | 7.8966e-08 | 3.9483e-08 | 0 | 3.9483e-08 | 1.0153e-07 | 0 | 1.0153e-07 | [16 empty] | 7.3.1.3 Ignition probability mapping showing the probability of ignition along the electric lines and equipmentWLDFRAggregatedAggregated | WLDFR | HFTD - Distribution - Tier 3 - 3QU CoRE ¦ 4QU LoRE | Red Flag Warning - Destructive Fires | Aggregated | Aggregated | 2039 | 3.4913e-06 | 0 | 208.0009 | 0.0007262 | 2039 | Mitigation | 0.08575 | 30 | 0 | esc | 0.0012005 | 4.1914e-09 | 0.00060025 | 2.0957e-09 | 0.0015435 | 5.3889e-09
[79 empty] | WLDFR | HFTD - Distribution - Tier 3 - 3QU CoRE ¦ 4QU LoRE | Non-Red Flag Warning - Large Fires | 2025 | 1.4423e-08 | 7.2114e-09 | 1.8544e-08 | 5.475 | 0.71896 | 3.0715 | 1.6846 | 0 | 0 | 0 | 1.2014e-05 |  | 7.8966e-08 | 0 | 7.8966e-08 | 3.9483e-08 | 0 | 3.9483e-08 | 1.0153e-07 | 0 | 1.0153e-07 | [16 empty] | 7.3.1.3 Ignition probability mapping showing the probability of ignition along the electric lines and equipmentWLDFRAggregatedAggregated | WLDFR | HFTD - Distribution - Tier 3 - 3QU CoRE ¦ 4QU LoRE | Red Flag Warning - Destructive Fires | Aggregated | Aggregated | 2040 | 3.4913e-06 | 0 | 208.0009 | 0.0007262 | 2040 | Mitigation | 0.08575 | 30 | 0 | esc | 0.0012005 | 4.1914e-09 | 0.00060025 | 2.0957e-09 | 0.0015435 | 5.3889e-09
[79 empty] | WLDFR | HFTD - Distribution - Tier 3 - 3QU CoRE ¦ 4QU LoRE | Non-Red Flag Warning - Large Fires | 2026 | 1.4423e-08 | 7.2114e-09 | 1.8544e-08 | 5.475 | 0.71896 | 3.0715 | 1.6846 | 0 | 0 | 0 | 1.2014e-05 |  | 7.8966e-08 | 0 | 7.8966e-08 | 3.9483e-08 | 0 | 3.9483e-08 | 1.0153e-07 | 0 | 1.0153e-07 | [16 empty] | 7.3.1.3 Ignition probability mapping showing the probability of ignition along the electric lines and equipmentWLDFRAggregatedAggregated | WLDFR | HFTD - Distribution - Tier 3 - 3QU CoRE ¦ 4QU LoRE | Red Flag Warning - Destructive Fires | Aggregated | Aggregated | 2041 | 3.4913e-06 | 0 | 208.0009 | 0.0007262 | 2041 | Mitigation | 0.08575 | 30 | 0 | esc | 0.0012005 | 4.1914e-09 | 0.00060025 | 2.0957e-09 | 0.0015435 | 5.3889e-09
[79 empty] | WLDFR | HFTD - Distribution - Tier 3 - 3QU CoRE ¦ 4QU LoRE | Non-Red Flag Warning - Large Fires | 2027 | 1.4423e-08 | 7.2114e-09 | 1.8544e-08 | 5.475 | 0.71896 | 3.0715 | 1.6846 | 0 | 0 | 0 | 1.2014e-05 |  | 7.8966e-08 | 0 | 7.8966e-08 | 3.9483e-08 | 0 | 3.9483e-08 | 1.0153e-07 | 0 | 1.0153e-07 | [16 empty] | 7.3.1.3 Ignition probability mapping showing the probability of ignition along the electric lines and equipmentWLDFRAggregatedAggregated | WLDFR | HFTD - Distribution - Tier 3 - 3QU CoRE ¦ 4QU LoRE | Red Flag Warning - Destructive Fires | Aggregated | Aggregated | 2042 | 3.4913e-06 | 0 | 208.0009 | 0.0007262 | 2042 | Mitigation | 0.08575 | 30 | 0 | esc | 0.0012005 | 4.1914e-09 | 0.00060025 | 2.0957e-09 | 0.0015435 | 5.3889e-09
[79 empty] | WLDFR | HFTD - Distribution - Tier 3 - 3QU CoRE ¦ 4QU LoRE | Non-Red Flag Warning - Large Fires | 2028 | 1.4423e-08 | 7.2114e-09 | 1.8544e-08 | 5.777 | 0.74734 | 3.238 | 1.7917 | 0 | 0 | 0 | 1.2014e-05 |  | 8.3321e-08 | 0 | 8.3321e-08 | 4.1661e-08 | 0 | 4.1661e-08 | 1.0713e-07 | 0 | 1.0713e-07 | [16 empty] | 7.3.1.3 Ignition probability mapping showing the probability of ignition along the electric lines and equipmentWLDFRAggregatedAggregated | WLDFR | HFTD - Distribution - Tier 3 - 3QU CoRE ¦ 4QU LoRE | Red Flag Warning - Destructive Fires | Aggregated | Aggregated | 2043 | 3.4913e-06 | 0 | 208.0009 | 0.0007262 | 2043 | Mitigation | 0.08575 | 30 | 0 | esc | 0.0012005 | 4.1914e-09 | 0.00060025 | 2.0957e-09 | 0.0015435 | 5.3889e-09
[79 empty] | WLDFR | HFTD - Distribution - Tier 3 - 3QU CoRE ¦ 4QU LoRE | Non-Red Flag Warning - Large Fires | 2029 | 1.4423e-08 | 7.2114e-09 | 1.8544e-08 | 5.777 | 0.74734 | 3.238 | 1.7917 | 0 | 0 | 0 | 1.2014e-05 |  | 8.3321e-08 | 0 | 8.3321e-08 | 4.1661e-08 | 0 | 4.1661e-08 | 1.0713e-07 | 0 | 1.0713e-07 | [16 empty] | 7.3.1.3 Ignition probability mapping showing the probability of ignition along the electric lines and equipmentWLDFRAggregatedAggregated | WLDFR | HFTD - Distribution - Tier 3 - 3QU CoRE ¦ 4QU LoRE | Red Flag Warning - Destructive Fires | Aggregated | Aggregated | 2044 | 3.4913e-06 | 0 | 208.0009 | 0.0007262 | 2044 | Mitigation | 0.08575 | 30 | 0 | esc | 0.0012005 | 4.1914e-09 | 0.00060025 | 2.0957e-09 | 0.0015435 | 5.3889e-09
[79 empty] | WLDFR | HFTD - Distribution - Tier 3 - 3QU CoRE ¦ 4QU LoRE | Non-Red Flag Warning - Large Fires | 2030 | 1.4423e-08 | 7.2114e-09 | 1.8544e-08 | 5.777 | 0.74734 | 3.238 | 1.7917 | 0 | 0 | 0 | 1.2014e-05 |  | 8.3321e-08 | 0 | 8.3321e-08 | 4.1661e-08 | 0 | 4.1661e-08 | 1.0713e-07 | 0 | 1.0713e-07 | [16 empty] | 7.3.1.3 Ignition probability mapping showing the probability of ignition along the electric lines and equipmentWLDFRAggregatedAggregated | WLDFR | HFTD - Distribution - Tier 3 - 3QU CoRE ¦ 4QU LoRE | Red Flag Warning - Destructive Fires | Aggregated | Aggregated | 2045 | 3.4913e-06 | 0 | 208.0009 | 0.0007262 | 2045 | Mitigation | 0.08575 | 30 | 0 | esc | 0.0012005 | 4.1914e-09 | 0.00060025 | 2.0957e-09 | 0.0015435 | 5.3889e-09
[79 empty] | WLDFR | HFTD - Distribution - Tier 3 - 3QU CoRE ¦ 4QU LoRE | Non-Red Flag Warning - Large Fires | 2031 | 1.4423e-08 | 7.2114e-09 | 1.8544e-08 | 5.777 | 0.74734 | 3.238 | 1.7917 | 0 | 0 | 0 | 1.2014e-05 |  | 8.3321e-08 | 0 | 8.3321e-08 | 4.1661e-08 | 0 | 4.1661e-08 | 1.0713e-07 | 0 | 1.0713e-07 | [16 empty] | 7.3.1.3 Ignition probability mapping showing the probability of ignition along the electric lines and equipmentWLDFRAggregatedAggregated | WLDFR | HFTD - Distribution - Tier 3 - 3QU CoRE ¦ 4QU LoRE | Red Flag Warning - Destructive Fires | Aggregated | Aggregated | 2046 | 3.4913e-06 | 0 | 208.0009 | 0.0007262 | 2046 | Mitigation | 0.08575 | 30 | 0 | esc | 0.0012005 | 4.1914e-09 | 0.00060025 | 2.0957e-09 | 0.0015435 | 5.3889e-09
[79 empty] | WLDFR | HFTD - Distribution - Tier 3 - 3QU CoRE ¦ 4QU LoRE | Non-Red Flag Warning - Large Fires | 2032 | 1.4423e-08 | 7.2114e-09 | 1.8544e-08 | 5.777 | 0.74734 | 3.238 | 1.7917 | 0 | 0 | 0 | 1.2014e-05 |  | 8.3321e-08 | 0 | 8.3321e-08 | 4.1661e-08 | 0 | 4.1661e-08 | 1.0713e-07 | 0 | 1.0713e-07 | [16 empty] | 7.3.1.3 Ignition probability mapping showing the probability of ignition along the electric lines and equipmentWLDFRAggregatedAggregated | WLDFR | HFTD - Distribution - Tier 3 - 3QU CoRE ¦ 4QU LoRE | Red Flag Warning - Destructive Fires | Aggregated | Aggregated | 2047 | 3.4913e-06 | 0 | 208.0009 | 0.0007262 | 2047 | Mitigation | 0.08575 | 30 | 0 | esc | 0.0012005 | 4.1914e-09 | 0.00060025 | 2.0957e-09 | 0.0015435 | 5.3889e-09
[79 empty] | WLDFR | HFTD - Distribution - Tier 3 - 3QU CoRE ¦ 4QU LoRE | Non-Red Flag Warning - Large Fires | 2033 | 1.4423e-08 | 7.2114e-09 | 1.8544e-08 | 6.1205 | 0.77885 | 3.4265 | 1.9151 | 0 | 0 | 0 | 1.2014e-05 |  | 8.8275e-08 | 0 | 8.8275e-08 | 4.4138e-08 | 0 | 4.4138e-08 | 1.135e-07 | 0 | 1.135e-07 | [16 empty] | 7.3.1.3 Ignition probability mapping showing the probability of ignition along the electric lines and equipmentWLDFRAggregatedAggregated | WLDFR | HFTD - Distribution - Tier 3 - 3QU CoRE ¦ 4QU LoRE | Red Flag Warning - Destructive Fires | Aggregated | Aggregated | 2048 | 3.4913e-06 | 0 | 208.0009 | 0.0007262 | 2048 | Mitigation | 0.08575 | 30 | 0 | esc | 0.0012005 | 4.1914e-09 | 0.00060025 | 2.0957e-09 | 0.0015435 | 5.3889e-09
[79 empty] | WLDFR | HFTD - Distribution - Tier 3 - 3QU CoRE ¦ 4QU LoRE | Non-Red Flag Warning - Large Fires | 2034 | 1.4423e-08 | 7.2114e-09 | 1.8544e-08 | 6.1205 | 0.77885 | 3.4265 | 1.9151 | 0 | 0 | 0 | 1.2014e-05 |  | 8.8275e-08 | 0 | 8.8275e-08 | 4.4138e-08 | 0 | 4.4138e-08 | 1.135e-07 | 0 | 1.135e-07 | [16 empty] | 7.3.1.3 Ignition probability mapping showing the probability of ignition along the electric lines and equipmentWLDFRAggregatedAggregated | WLDFR | HFTD - Distribution - Tier 3 - 3QU CoRE ¦ 4QU LoRE | Red Flag Warning - Destructive Fires | Aggregated | Aggregated | 2049 | 3.4913e-06 | 0 | 208.0009 | 0.0007262 | 2049 | Mitigation | 0.08575 | 30 | 0 | esc | 0.0012005 | 4.1914e-09 | 0.00060025 | 2.0957e-09 | 0.0015435 | 5.3889e-09
[79 empty] | WLDFR | HFTD - Distribution - Tier 3 - 3QU CoRE ¦ 4QU LoRE | Non-Red Flag Warning - Large Fires | 2035 | 1.4423e-08 | 7.2114e-09 | 1.8544e-08 | 6.1205 | 0.77885 | 3.4265 | 1.9151 | 0 | 0 | 0 | 1.2014e-05 |  | 8.8275e-08 | 0 | 8.8275e-08 | 4.4138e-08 | 0 | 4.4138e-08 | 1.135e-07 | 0 | 1.135e-07 | [16 empty] | 7.3.1.3 Ignition probability mapping showing the probability of ignition along the electric lines and equipmentWLDFRAggregatedAggregated | WLDFR | HFTD - Distribution - Tier 3 - 3QU CoRE ¦ 4QU LoRE | Red Flag Warning - Destructive Fires | Aggregated | Aggregated | 2050 | 3.4913e-06 | 0 | 208.0009 | 0.0007262 | 2050 | Mitigation | 0.08575 | 30 | 0 | esc | 0 | 0 | 0.00060025 | 2.0957e-09 | 0.0015435 | 5.3889e-09
[79 empty] | WLDFR | HFTD - Distribution - Tier 3 - 3QU CoRE ¦ 4QU LoRE | Non-Red Flag Warning - Large Fires | 2036 | 1.4423e-08 | 7.2114e-09 | 1.8544e-08 | 6.1205 | 0.77885 | 3.4265 | 1.9151 | 0 | 0 | 0 | 1.2014e-05 |  | 8.8275e-08 | 0 | 8.8275e-08 | 4.4138e-08 | 0 | 4.4138e-08 | 1.135e-07 | 0 | 1.135e-07 | [16 empty] | 7.3.1.3 Ignition probability mapping showing the probability of ignition along the electric lines and equipmentWLDFRAggregatedAggregated | WLDFR | HFTD - Distribution - Tier 3 - 3QU CoRE ¦ 4QU LoRE | Red Flag Warning - Destructive Fires | Aggregated | Aggregated | 2051 | 3.4913e-06 | 0 | 208.0009 | 0.0007262 | 2051 | Mitigation | 0.08575 | 30 | 0 | esc | 0 | 0 | 0 | 0 | 0.0015435 | 5.3889e-09
[79 empty] | WLDFR | HFTD - Distribution - Tier 3 - 3QU CoRE ¦ 4QU LoRE | Non-Red Flag Warning - Large Fires | 2037 | 1.4423e-08 | 7.2114e-09 | 1.8544e-08 | 6.1205 | 0.77885 | 3.4265 | 1.9151 | 0 | 0 | 0 | 1.2014e-05 |  | 8.8275e-08 | 0 | 8.8275e-08 | 4.4138e-08 | 0 | 4.4138e-08 | 1.135e-07 | 0 | 1.135e-07 | [16 empty] | 7.3.1.3 Ignition probability mapping showing the probability of ignition along the electric lines and equipmentWLDFRAggregatedAggregated | WLDFR | HFTD - Distribution - Tier 3 - 3QU CoRE ¦ 4QU LoRE | Red Flag Warning - Large Fires | Aggregated | Aggregated | 2021 | 2.5503e-05 | 0 | 208.0009 | 0.0053046 | 2021 | Mitigation | 0.08575 | 30 | 0 | esc | 0.0012005 | 3.0616e-08 | 0.00060025 | 1.5308e-08 | 0 | 0
[79 empty] | WLDFR | HFTD - Distribution - Tier 3 - 3QU CoRE ¦ 4QU LoRE | Non-Red Flag Warning - Large Fires | 2038 | 1.4423e-08 | 7.2114e-09 | 1.8544e-08 | 6.5028 | 0.81304 | 3.6355 | 2.0543 | 0 | 0 | 0 | 1.2014e-05 |  | 9.3789e-08 | 0 | 9.3789e-08 | 4.6895e-08 | 0 | 4.6895e-08 | 1.2059e-07 | 0 | 1.2059e-07 | [16 empty] | 7.3.1.3 Ignition probability mapping showing the probability of ignition along the electric lines and equipmentWLDFRAggregatedAggregated | WLDFR | HFTD - Distribution - Tier 3 - 3QU CoRE ¦ 4QU LoRE | Red Flag Warning - Large Fires | Aggregated | Aggregated | 2022 | 2.5503e-05 | 0 | 208.0009 | 0.0053046 | 2022 | Mitigation | 0.08575 | 30 | 0 | esc | 0.0012005 | 3.0616e-08 | 0.00060025 | 1.5308e-08 | 0.0015435 | 3.9364e-08
[79 empty] | WLDFR | HFTD - Distribution - Tier 3 - 3QU CoRE ¦ 4QU LoRE | Non-Red Flag Warning - Large Fires | 2039 | 1.4423e-08 | 7.2114e-09 | 1.8544e-08 | 6.5028 | 0.81304 | 3.6355 | 2.0543 | 0 | 0 | 0 | 1.2014e-05 |  | 9.3789e-08 | 0 | 9.3789e-08 | 4.6895e-08 | 0 | 4.6895e-08 | 1.2059e-07 | 0 | 1.2059e-07 | [16 empty] | 7.3.1.3 Ignition probability mapping showing the probability of ignition along the electric lines and equipmentWLDFRAggregatedAggregated | WLDFR | HFTD - Distribution - Tier 3 - 3QU CoRE ¦ 4QU LoRE | Red Flag Warning - Large Fires | Aggregated | Aggregated | 2023 | 2.5503e-05 | 0 | 208.0009 | 0.0053046 | 2023 | Mitigation | 0.08575 | 30 | 0 | esc | 0.0012005 | 3.0616e-08 | 0.00060025 | 1.5308e-08 | 0.0015435 | 3.9364e-08
[79 empty] | WLDFR | HFTD - Distribution - Tier 3 - 3QU CoRE ¦ 4QU LoRE | Non-Red Flag Warning - Large Fires | 2040 | 1.4423e-08 | 7.2114e-09 | 1.8544e-08 | 6.5028 | 0.81304 | 3.6355 | 2.0543 | 0 | 0 | 0 | 1.2014e-05 |  | 9.3789e-08 | 0 | 9.3789e-08 | 4.6895e-08 | 0 | 4.6895e-08 | 1.2059e-07 | 0 | 1.2059e-07 | [16 empty] | 7.3.1.3 Ignition probability mapping showing the probability of ignition along the electric lines and equipmentWLDFRAggregatedAggregated | WLDFR | HFTD - Distribution - Tier 3 - 3QU CoRE ¦ 4QU LoRE | Red Flag Warning - Large Fires | Aggregated | Aggregated | 2024 | 2.5503e-05 | 0 | 208.0009 | 0.0053046 | 2024 | Mitigation | 0.08575 | 30 | 0 | esc | 0.0012005 | 3.0616e-08 | 0.00060025 | 1.5308e-08 | 0.0015435 | 3.9364e-08
[79 empty] | WLDFR | HFTD - Distribution - Tier 3 - 3QU CoRE ¦ 4QU LoRE | Non-Red Flag Warning - Large Fires | 2041 | 1.4423e-08 | 7.2114e-09 | 1.8544e-08 | 6.5028 | 0.81304 | 3.6355 | 2.0543 | 0 | 0 | 0 | 1.2014e-05 |  | 9.3789e-08 | 0 | 9.3789e-08 | 4.6895e-08 | 0 | 4.6895e-08 | 1.2059e-07 | 0 | 1.2059e-07 | [16 empty] | 7.3.1.3 Ignition probability mapping showing the probability of ignition along the electric lines and equipmentWLDFRAggregatedAggregated | WLDFR | HFTD - Distribution - Tier 3 - 3QU CoRE ¦ 4QU LoRE | Red Flag Warning - Large Fires | Aggregated | Aggregated | 2025 | 2.5503e-05 | 0 | 208.0009 | 0.0053046 | 2025 | Mitigation | 0.08575 | 30 | 0 | esc | 0.0012005 | 3.0616e-08 | 0.00060025 | 1.5308e-08 | 0.0015435 | 3.9364e-08
[79 empty] | WLDFR | HFTD - Distribution - Tier 3 - 3QU CoRE ¦ 4QU LoRE | Non-Red Flag Warning - Large Fires | 2042 | 1.4423e-08 | 7.2114e-09 | 1.8544e-08 | 6.5028 | 0.81304 | 3.6355 | 2.0543 | 0 | 0 | 0 | 1.2014e-05 |  | 9.3789e-08 | 0 | 9.3789e-08 | 4.6895e-08 | 0 | 4.6895e-08 | 1.2059e-07 | 0 | 1.2059e-07 | [16 empty] | 7.3.1.3 Ignition probability mapping showing the probability of ignition along the electric lines and equipmentWLDFRAggregatedAggregated | WLDFR | HFTD - Distribution - Tier 3 - 3QU CoRE ¦ 4QU LoRE | Red Flag Warning - Large Fires | Aggregated | Aggregated | 2026 | 2.5503e-05 | 0 | 208.0009 | 0.0053046 | 2026 | Mitigation | 0.08575 | 30 | 0 | esc | 0.0012005 | 3.0616e-08 | 0.00060025 | 1.5308e-08 | 0.0015435 | 3.9364e-08
[79 empty] | WLDFR | HFTD - Distribution - Tier 3 - 3QU CoRE ¦ 4QU LoRE | Non-Red Flag Warning - Large Fires | 2043 | 1.4423e-08 | 7.2114e-09 | 1.8544e-08 | 6.9209 | 0.84944 | 3.8632 | 2.2083 | 0 | 0 | 0 | 1.2014e-05 |  | 9.982e-08 | 0 | 9.982e-08 | 4.991e-08 | 0 | 4.991e-08 | 1.2834e-07 | 0 | 1.2834e-07 | [16 empty] | 7.3.1.3 Ignition probability mapping showing the probability of ignition along the electric lines and equipmentWLDFRAggregatedAggregated | WLDFR | HFTD - Distribution - Tier 3 - 3QU CoRE ¦ 4QU LoRE | Red Flag Warning - Large Fires | Aggregated | Aggregated | 2027 | 2.5503e-05 | 0 | 208.0009 | 0.0053046 | 2027 | Mitigation | 0.08575 | 30 | 0 | esc | 0.0012005 | 3.0616e-08 | 0.00060025 | 1.5308e-08 | 0.0015435 | 3.9364e-08
[79 empty] | WLDFR | HFTD - Distribution - Tier 3 - 3QU CoRE ¦ 4QU LoRE | Non-Red Flag Warning - Large Fires | 2044 | 1.4423e-08 | 7.2114e-09 | 1.8544e-08 | 6.9209 | 0.84944 | 3.8632 | 2.2083 | 0 | 0 | 0 | 1.2014e-05 |  | 9.982e-08 | 0 | 9.982e-08 | 4.991e-08 | 0 | 4.991e-08 | 1.2834e-07 | 0 | 1.2834e-07 | [16 empty] | 7.3.1.3 Ignition probability mapping showing the probability of ignition along the electric lines and equipmentWLDFRAggregatedAggregated | WLDFR | HFTD - Distribution - Tier 3 - 3QU CoRE ¦ 4QU LoRE | Red Flag Warning - Large Fires | Aggregated | Aggregated | 2028 | 2.5503e-05 | 0 | 208.0009 | 0.0053046 | 2028 | Mitigation | 0.08575 | 30 | 0 | esc | 0.0012005 | 3.0616e-08 | 0.00060025 | 1.5308e-08 | 0.0015435 | 3.9364e-08
[79 empty] | WLDFR | HFTD - Distribution - Tier 3 - 3QU CoRE ¦ 4QU LoRE | Non-Red Flag Warning - Large Fires | 2045 | 1.4423e-08 | 7.2114e-09 | 1.8544e-08 | 6.9209 | 0.84944 | 3.8632 | 2.2083 | 0 | 0 | 0 | 1.2014e-05 |  | 9.982e-08 | 0 | 9.982e-08 | 4.991e-08 | 0 | 4.991e-08 | 1.2834e-07 | 0 | 1.2834e-07 | [16 empty] | 7.3.1.3 Ignition probability mapping showing the probability of ignition along the electric lines and equipmentWLDFRAggregatedAggregated | WLDFR | HFTD - Distribution - Tier 3 - 3QU CoRE ¦ 4QU LoRE | Red Flag Warning - Large Fires | Aggregated | Aggregated | 2029 | 2.5503e-05 | 0 | 208.0009 | 0.0053046 | 2029 | Mitigation | 0.08575 | 30 | 0 | esc | 0.0012005 | 3.0616e-08 | 0.00060025 | 1.5308e-08 | 0.0015435 | 3.9364e-08
[79 empty] | WLDFR | HFTD - Distribution - Tier 3 - 3QU CoRE ¦ 4QU LoRE | Non-Red Flag Warning - Large Fires | 2046 | 1.4423e-08 | 7.2114e-09 | 1.8544e-08 | 6.9209 | 0.84944 | 3.8632 | 2.2083 | 0 | 0 | 0 | 1.2014e-05 |  | 9.982e-08 | 0 | 9.982e-08 | 4.991e-08 | 0 | 4.991e-08 | 1.2834e-07 | 0 | 1.2834e-07 | [16 empty] | 7.3.1.3 Ignition probability mapping showing the probability of ignition along the electric lines and equipmentWLDFRAggregatedAggregated | WLDFR | HFTD - Distribution - Tier 3 - 3QU CoRE ¦ 4QU LoRE | Red Flag Warning - Large Fires | Aggregated | Aggregated | 2030 | 2.5503e-05 | 0 | 208.0009 | 0.0053046 | 2030 | Mitigation | 0.08575 | 30 | 0 | esc | 0.0012005 | 3.0616e-08 | 0.00060025 | 1.5308e-08 | 0.0015435 | 3.9364e-08
[79 empty] | WLDFR | HFTD - Distribution - Tier 3 - 3QU CoRE ¦ 4QU LoRE | Non-Red Flag Warning - Large Fires | 2047 | 1.4423e-08 | 7.2114e-09 | 1.8544e-08 | 6.9209 | 0.84944 | 3.8632 | 2.2083 | 0 | 0 | 0 | 1.2014e-05 |  | 9.982e-08 | 0 | 9.982e-08 | 4.991e-08 | 0 | 4.991e-08 | 1.2834e-07 | 0 | 1.2834e-07 | [16 empty] | 7.3.1.3 Ignition probability mapping showing the probability of ignition along the electric lines and equipmentWLDFRAggregatedAggregated | WLDFR | HFTD - Distribution - Tier 3 - 3QU CoRE ¦ 4QU LoRE | Red Flag Warning - Large Fires | Aggregated | Aggregated | 2031 | 2.5503e-05 | 0 | 208.0009 | 0.0053046 | 2031 | Mitigation | 0.08575 | 30 | 0 | esc | 0.0012005 | 3.0616e-08 | 0.00060025 | 1.5308e-08 | 0.0015435 | 3.9364e-08
[79 empty] | WLDFR | HFTD - Distribution - Tier 3 - 3QU CoRE ¦ 4QU LoRE | Non-Red Flag Warning - Large Fires | 2048 | 1.4423e-08 | 7.2114e-09 | 1.8544e-08 | 7.3713 | 0.88759 | 4.1075 | 2.3763 | 0 | 0 | 0 | 1.2014e-05 |  | 1.0632e-07 | 0 | 1.0632e-07 | 5.3158e-08 | 0 | 5.3158e-08 | 1.3669e-07 | 0 | 1.3669e-07 | [16 empty] | 7.3.1.3 Ignition probability mapping showing the probability of ignition along the electric lines and equipmentWLDFRAggregatedAggregated | WLDFR | HFTD - Distribution - Tier 3 - 3QU CoRE ¦ 4QU LoRE | Red Flag Warning - Large Fires | Aggregated | Aggregated | 2032 | 2.5503e-05 | 0 | 208.0009 | 0.0053046 | 2032 | Mitigation | 0.08575 | 30 | 0 | esc | 0.0012005 | 3.0616e-08 | 0.00060025 | 1.5308e-08 | 0.0015435 | 3.9364e-08
[79 empty] | WLDFR | HFTD - Distribution - Tier 3 - 3QU CoRE ¦ 4QU LoRE | Non-Red Flag Warning - Large Fires | 2049 | 1.4423e-08 | 7.2114e-09 | 1.8544e-08 | 7.3713 | 0.88759 | 4.1075 | 2.3763 | 0 | 0 | 0 | 1.2014e-05 |  | 1.0632e-07 | 0 | 1.0632e-07 | 5.3158e-08 | 0 | 5.3158e-08 | 1.3669e-07 | 0 | 1.3669e-07 | [16 empty] | 7.3.1.3 Ignition probability mapping showing the probability of ignition along the electric lines and equipmentWLDFRAggregatedAggregated | WLDFR | HFTD - Distribution - Tier 3 - 3QU CoRE ¦ 4QU LoRE | Red Flag Warning - Large Fires | Aggregated | Aggregated | 2033 | 2.5503e-05 | 0 | 208.0009 | 0.0053046 | 2033 | Mitigation | 0.08575 | 30 | 0 | esc | 0.0012005 | 3.0616e-08 | 0.00060025 | 1.5308e-08 | 0.0015435 | 3.9364e-08
[79 empty] | WLDFR | HFTD - Distribution - Tier 3 - 3QU CoRE ¦ 4QU LoRE | Non-Red Flag Warning - Large Fires | 2050 | 0 | 7.2114e-09 | 1.8544e-08 | 7.3713 | 0.88759 | 4.1075 | 2.3763 | 0 | 0 | 0 | 1.2014e-05 |  | 0 | 0 | 0 | 5.3158e-08 | 0 | 5.3158e-08 | 1.3669e-07 | 0 | 1.3669e-07 | [16 empty] | 7.3.1.3 Ignition probability mapping showing the probability of ignition along the electric lines and equipmentWLDFRAggregatedAggregated | WLDFR | HFTD - Distribution - Tier 3 - 3QU CoRE ¦ 4QU LoRE | Red Flag Warning - Large Fires | Aggregated | Aggregated | 2034 | 2.5503e-05 | 0 | 208.0009 | 0.0053046 | 2034 | Mitigation | 0.08575 | 30 | 0 | esc | 0.0012005 | 3.0616e-08 | 0.00060025 | 1.5308e-08 | 0.0015435 | 3.9364e-08
[79 empty] | WLDFR | HFTD - Distribution - Tier 3 - 3QU CoRE ¦ 4QU LoRE | Non-Red Flag Warning - Large Fires | 2051 | 0 | 0 | 1.8544e-08 | 7.3713 | 0.88759 | 4.1075 | 2.3763 | 0 | 0 | 0 | 1.2014e-05 |  | 0 | 0 | 0 | 0 | 0 | 0 | 1.3669e-07 | 0 | 1.3669e-07 | [16 empty] | 7.3.1.3 Ignition probability mapping showing the probability of ignition along the electric lines and equipmentWLDFRAggregatedAggregated | WLDFR | HFTD - Distribution - Tier 3 - 3QU CoRE ¦ 4QU LoRE | Red Flag Warning - Large Fires | Aggregated | Aggregated | 2035 | 2.5503e-05 | 0 | 208.0009 | 0.0053046 | 2035 | Mitigation | 0.08575 | 30 | 0 | esc | 0.0012005 | 3.0616e-08 | 0.00060025 | 1.5308e-08 | 0.0015435 | 3.9364e-08
[79 empty] | WLDFR | HFTD - Distribution - Tier 3 - 3QU CoRE ¦ 4QU LoRE | Non-Red Flag Warning - Small Fires | 2020 | 4.1118e-06 | 0 | 0 | 0.077901 | 0.036425 | 0.0015809 | 0.039895 | 0 | 0 | 0 | 0.0034251 |  | 3.2031e-07 | 0 | 3.2031e-07 | 0 | 0 | 0 | 0 | 0 | 0 | [16 empty] | 7.3.1.3 Ignition probability mapping showing the probability of ignition along the electric lines and equipmentWLDFRAggregatedAggregated | WLDFR | HFTD - Distribution - Tier 3 - 3QU CoRE ¦ 4QU LoRE | Red Flag Warning - Large Fires | Aggregated | Aggregated | 2036 | 2.5503e-05 | 0 | 208.0009 | 0.0053046 | 2036 | Mitigation | 0.08575 | 30 | 0 | esc | 0.0012005 | 3.0616e-08 | 0.00060025 | 1.5308e-08 | 0.0015435 | 3.9364e-08
[79 empty] | WLDFR | HFTD - Distribution - Tier 3 - 3QU CoRE ¦ 4QU LoRE | Non-Red Flag Warning - Small Fires | 2021 | 4.1118e-06 | 2.0559e-06 | 0 | 0.077901 | 0.036425 | 0.0015809 | 0.039895 | 0 | 0 | 0 | 0.0034251 |  | 3.2031e-07 | 0 | 3.2031e-07 | 1.6016e-07 | 0 | 1.6016e-07 | 0 | 0 | 0 | [16 empty] | 7.3.1.3 Ignition probability mapping showing the probability of ignition along the electric lines and equipmentWLDFRAggregatedAggregated | WLDFR | HFTD - Distribution - Tier 3 - 3QU CoRE ¦ 4QU LoRE | Red Flag Warning - Large Fires | Aggregated | Aggregated | 2037 | 2.5503e-05 | 0 | 208.0009 | 0.0053046 | 2037 | Mitigation | 0.08575 | 30 | 0 | esc | 0.0012005 | 3.0616e-08 | 0.00060025 | 1.5308e-08 | 0.0015435 | 3.9364e-08
[79 empty] | WLDFR | HFTD - Distribution - Tier 3 - 3QU CoRE ¦ 4QU LoRE | Non-Red Flag Warning - Small Fires | 2022 | 4.1118e-06 | 2.0559e-06 | 5.2866e-06 | 0.077901 | 0.036425 | 0.0015809 | 0.039895 | 0 | 0 | 0 | 0.0034251 |  | 3.2031e-07 | 0 | 3.2031e-07 | 1.6016e-07 | 0 | 1.6016e-07 | 4.1183e-07 | 0 | 4.1183e-07 | [16 empty] | 7.3.1.3 Ignition probability mapping showing the probability of ignition along the electric lines and equipmentWLDFRAggregatedAggregated | WLDFR | HFTD - Distribution - Tier 3 - 3QU CoRE ¦ 4QU LoRE | Red Flag Warning - Large Fires | Aggregated | Aggregated | 2038 | 2.5503e-05 | 0 | 208.0009 | 0.0053046 | 2038 | Mitigation | 0.08575 | 30 | 0 | esc | 0.0012005 | 3.0616e-08 | 0.00060025 | 1.5308e-08 | 0.0015435 | 3.9364e-08
[79 empty] | WLDFR | HFTD - Distribution - Tier 3 - 3QU CoRE ¦ 4QU LoRE | Non-Red Flag Warning - Small Fires | 2023 | 4.1118e-06 | 2.0559e-06 | 5.2866e-06 | 0.080408 | 0.03759 | 0.0016314 | 0.041187 | 0 | 0 | 0 | 0.0034251 |  | 3.3062e-07 | 0 | 3.3062e-07 | 1.6531e-07 | 0 | 1.6531e-07 | 4.2509e-07 | 0 | 4.2509e-07 | [16 empty] | 7.3.1.3 Ignition probability mapping showing the probability of ignition along the electric lines and equipmentWLDFRAggregatedAggregated | WLDFR | HFTD - Distribution - Tier 3 - 3QU CoRE ¦ 4QU LoRE | Red Flag Warning - Large Fires | Aggregated | Aggregated | 2039 | 2.5503e-05 | 0 | 208.0009 | 0.0053046 | 2039 | Mitigation | 0.08575 | 30 | 0 | esc | 0.0012005 | 3.0616e-08 | 0.00060025 | 1.5308e-08 | 0.0015435 | 3.9364e-08
[79 empty] | WLDFR | HFTD - Distribution - Tier 3 - 3QU CoRE ¦ 4QU LoRE | Non-Red Flag Warning - Small Fires | 2024 | 4.1118e-06 | 2.0559e-06 | 5.2866e-06 | 0.080408 | 0.03759 | 0.0016314 | 0.041187 | 0 | 0 | 0 | 0.0034251 |  | 3.3062e-07 | 0 | 3.3062e-07 | 1.6531e-07 | 0 | 1.6531e-07 | 4.2509e-07 | 0 | 4.2509e-07 | [16 empty] | 7.3.1.3 Ignition probability mapping showing the probability of ignition along the electric lines and equipmentWLDFRAggregatedAggregated | WLDFR | HFTD - Distribution - Tier 3 - 3QU CoRE ¦ 4QU LoRE | Red Flag Warning - Large Fires | Aggregated | Aggregated | 2040 | 2.5503e-05 | 0 | 208.0009 | 0.0053046 | 2040 | Mitigation | 0.08575 | 30 | 0 | esc | 0.0012005 | 3.0616e-08 | 0.00060025 | 1.5308e-08 | 0.0015435 | 3.9364e-08
[79 empty] | WLDFR | HFTD - Distribution - Tier 3 - 3QU CoRE ¦ 4QU LoRE | Non-Red Flag Warning - Small Fires | 2025 | 4.1118e-06 | 2.0559e-06 | 5.2866e-06 | 0.080408 | 0.03759 | 0.0016314 | 0.041187 | 0 | 0 | 0 | 0.0034251 |  | 3.3062e-07 | 0 | 3.3062e-07 | 1.6531e-07 | 0 | 1.6531e-07 | 4.2509e-07 | 0 | 4.2509e-07 | [16 empty] | 7.3.1.3 Ignition probability mapping showing the probability of ignition along the electric lines and equipmentWLDFRAggregatedAggregated | WLDFR | HFTD - Distribution - Tier 3 - 3QU CoRE ¦ 4QU LoRE | Red Flag Warning - Large Fires | Aggregated | Aggregated | 2041 | 2.5503e-05 | 0 | 208.0009 | 0.0053046 | 2041 | Mitigation | 0.08575 | 30 | 0 | esc | 0.0012005 | 3.0616e-08 | 0.00060025 | 1.5308e-08 | 0.0015435 | 3.9364e-08
[79 empty] | WLDFR | HFTD - Distribution - Tier 3 - 3QU CoRE ¦ 4QU LoRE | Non-Red Flag Warning - Small Fires | 2026 | 4.1118e-06 | 2.0559e-06 | 5.2866e-06 | 0.080408 | 0.03759 | 0.0016314 | 0.041187 | 0 | 0 | 0 | 0.0034251 |  | 3.3062e-07 | 0 | 3.3062e-07 | 1.6531e-07 | 0 | 1.6531e-07 | 4.2509e-07 | 0 | 4.2509e-07 | [16 empty] | 7.3.1.3 Ignition probability mapping showing the probability of ignition along the electric lines and equipmentWLDFRAggregatedAggregated | WLDFR | HFTD - Distribution - Tier 3 - 3QU CoRE ¦ 4QU LoRE | Red Flag Warning - Large Fires | Aggregated | Aggregated | 2042 | 2.5503e-05 | 0 | 208.0009 | 0.0053046 | 2042 | Mitigation | 0.08575 | 30 | 0 | esc | 0.0012005 | 3.0616e-08 | 0.00060025 | 1.5308e-08 | 0.0015435 | 3.9364e-08
[79 empty] | WLDFR | HFTD - Distribution - Tier 3 - 3QU CoRE ¦ 4QU LoRE | Non-Red Flag Warning - Small Fires | 2027 | 4.1118e-06 | 2.0559e-06 | 5.2866e-06 | 0.080408 | 0.03759 | 0.0016314 | 0.041187 | 0 | 0 | 0 | 0.0034251 |  | 3.3062e-07 | 0 | 3.3062e-07 | 1.6531e-07 | 0 | 1.6531e-07 | 4.2509e-07 | 0 | 4.2509e-07 | [16 empty] | 7.3.1.3 Ignition probability mapping showing the probability of ignition along the electric lines and equipmentWLDFRAggregatedAggregated | WLDFR | HFTD - Distribution - Tier 3 - 3QU CoRE ¦ 4QU LoRE | Red Flag Warning - Large Fires | Aggregated | Aggregated | 2043 | 2.5503e-05 | 0 | 208.0009 | 0.0053046 | 2043 | Mitigation | 0.08575 | 30 | 0 | esc | 0.0012005 | 3.0616e-08 | 0.00060025 | 1.5308e-08 | 0.0015435 | 3.9364e-08
[79 empty] | WLDFR | HFTD - Distribution - Tier 3 - 3QU CoRE ¦ 4QU LoRE | Non-Red Flag Warning - Small Fires | 2028 | 4.1118e-06 | 2.0559e-06 | 5.2866e-06 | 0.083606 | 0.039055 | 0.001695 | 0.042856 | 0 | 0 | 0 | 0.0034251 |  | 3.4377e-07 | 0 | 3.4377e-07 | 1.7189e-07 | 0 | 1.7189e-07 | 4.4199e-07 | 0 | 4.4199e-07 | [16 empty] | 7.3.1.3 Ignition probability mapping showing the probability of ignition along the electric lines and equipmentWLDFRAggregatedAggregated | WLDFR | HFTD - Distribution - Tier 3 - 3QU CoRE ¦ 4QU LoRE | Red Flag Warning - Large Fires | Aggregated | Aggregated | 2044 | 2.5503e-05 | 0 | 208.0009 | 0.0053046 | 2044 | Mitigation | 0.08575 | 30 | 0 | esc | 0.0012005 | 3.0616e-08 | 0.00060025 | 1.5308e-08 | 0.0015435 | 3.9364e-08
[79 empty] | WLDFR | HFTD - Distribution - Tier 3 - 3QU CoRE ¦ 4QU LoRE | Non-Red Flag Warning - Small Fires | 2029 | 4.1118e-06 | 2.0559e-06 | 5.2866e-06 | 0.083606 | 0.039055 | 0.001695 | 0.042856 | 0 | 0 | 0 | 0.0034251 |  | 3.4377e-07 | 0 | 3.4377e-07 | 1.7189e-07 | 0 | 1.7189e-07 | 4.4199e-07 | 0 | 4.4199e-07 | [16 empty] | 7.3.1.3 Ignition probability mapping showing the probability of ignition along the electric lines and equipmentWLDFRAggregatedAggregated | WLDFR | HFTD - Distribution - Tier 3 - 3QU CoRE ¦ 4QU LoRE | Red Flag Warning - Large Fires | Aggregated | Aggregated | 2045 | 2.5503e-05 | 0 | 208.0009 | 0.0053046 | 2045 | Mitigation | 0.08575 | 30 | 0 | esc | 0.0012005 | 3.0616e-08 | 0.00060025 | 1.5308e-08 | 0.0015435 | 3.9364e-08
[79 empty] | WLDFR | HFTD - Distribution - Tier 3 - 3QU CoRE ¦ 4QU LoRE | Non-Red Flag Warning - Small Fires | 2030 | 4.1118e-06 | 2.0559e-06 | 5.2866e-06 | 0.083606 | 0.039055 | 0.001695 | 0.042856 | 0 | 0 | 0 | 0.0034251 |  | 3.4377e-07 | 0 | 3.4377e-07 | 1.7189e-07 | 0 | 1.7189e-07 | 4.4199e-07 | 0 | 4.4199e-07 | [16 empty] | 7.3.1.3 Ignition probability mapping showing the probability of ignition along the electric lines and equipmentWLDFRAggregatedAggregated | WLDFR | HFTD - Distribution - Tier 3 - 3QU CoRE ¦ 4QU LoRE | Red Flag Warning - Large Fires | Aggregated | Aggregated | 2046 | 2.5503e-05 | 0 | 208.0009 | 0.0053046 | 2046 | Mitigation | 0.08575 | 30 | 0 | esc | 0.0012005 | 3.0616e-08 | 0.00060025 | 1.5308e-08 | 0.0015435 | 3.9364e-08
[79 empty] | WLDFR | HFTD - Distribution - Tier 3 - 3QU CoRE ¦ 4QU LoRE | Non-Red Flag Warning - Small Fires | 2031 | 4.1118e-06 | 2.0559e-06 | 5.2866e-06 | 0.083606 | 0.039055 | 0.001695 | 0.042856 | 0 | 0 | 0 | 0.0034251 |  | 3.4377e-07 | 0 | 3.4377e-07 | 1.7189e-07 | 0 | 1.7189e-07 | 4.4199e-07 | 0 | 4.4199e-07 | [16 empty] | 7.3.1.3 Ignition probability mapping showing the probability of ignition along the electric lines and equipmentWLDFRAggregatedAggregated | WLDFR | HFTD - Distribution - Tier 3 - 3QU CoRE ¦ 4QU LoRE | Red Flag Warning - Large Fires | Aggregated | Aggregated | 2047 | 2.5503e-05 | 0 | 208.0009 | 0.0053046 | 2047 | Mitigation | 0.08575 | 30 | 0 | esc | 0.0012005 | 3.0616e-08 | 0.00060025 | 1.5308e-08 | 0.0015435 | 3.9364e-08
[79 empty] | WLDFR | HFTD - Distribution - Tier 3 - 3QU CoRE ¦ 4QU LoRE | Non-Red Flag Warning - Small Fires | 2032 | 4.1118e-06 | 2.0559e-06 | 5.2866e-06 | 0.083606 | 0.039055 | 0.001695 | 0.042856 | 0 | 0 | 0 | 0.0034251 |  | 3.4377e-07 | 0 | 3.4377e-07 | 1.7189e-07 | 0 | 1.7189e-07 | 4.4199e-07 | 0 | 4.4199e-07 | [16 empty] | 7.3.1.3 Ignition probability mapping showing the probability of ignition along the electric lines and equipmentWLDFRAggregatedAggregated | WLDFR | HFTD - Distribution - Tier 3 - 3QU CoRE ¦ 4QU LoRE | Red Flag Warning - Large Fires | Aggregated | Aggregated | 2048 | 2.5503e-05 | 0 | 208.0009 | 0.0053046 | 2048 | Mitigation | 0.08575 | 30 | 0 | esc | 0.0012005 | 3.0616e-08 | 0.00060025 | 1.5308e-08 | 0.0015435 | 3.9364e-08
[79 empty] | WLDFR | HFTD - Distribution - Tier 3 - 3QU CoRE ¦ 4QU LoRE | Non-Red Flag Warning - Small Fires | 2033 | 4.1118e-06 | 2.0559e-06 | 5.2866e-06 | 0.087211 | 0.040679 | 0.0017655 | 0.044766 | 0 | 0 | 0 | 0.0034251 |  | 3.586e-07 | 0 | 3.586e-07 | 1.793e-07 | 0 | 1.793e-07 | 4.6105e-07 | 0 | 4.6105e-07 | [16 empty] | 7.3.1.3 Ignition probability mapping showing the probability of ignition along the electric lines and equipmentWLDFRAggregatedAggregated | WLDFR | HFTD - Distribution - Tier 3 - 3QU CoRE ¦ 4QU LoRE | Red Flag Warning - Large Fires | Aggregated | Aggregated | 2049 | 2.5503e-05 | 0 | 208.0009 | 0.0053046 | 2049 | Mitigation | 0.08575 | 30 | 0 | esc | 0.0012005 | 3.0616e-08 | 0.00060025 | 1.5308e-08 | 0.0015435 | 3.9364e-08
[79 empty] | WLDFR | HFTD - Distribution - Tier 3 - 3QU CoRE ¦ 4QU LoRE | Non-Red Flag Warning - Small Fires | 2034 | 4.1118e-06 | 2.0559e-06 | 5.2866e-06 | 0.087211 | 0.040679 | 0.0017655 | 0.044766 | 0 | 0 | 0 | 0.0034251 |  | 3.586e-07 | 0 | 3.586e-07 | 1.793e-07 | 0 | 1.793e-07 | 4.6105e-07 | 0 | 4.6105e-07 | [16 empty] | 7.3.1.3 Ignition probability mapping showing the probability of ignition along the electric lines and equipmentWLDFRAggregatedAggregated | WLDFR | HFTD - Distribution - Tier 3 - 3QU CoRE ¦ 4QU LoRE | Red Flag Warning - Large Fires | Aggregated | Aggregated | 2050 | 2.5503e-05 | 0 | 208.0009 | 0.0053046 | 2050 | Mitigation | 0.08575 | 30 | 0 | esc | 0 | 0 | 0.00060025 | 1.5308e-08 | 0.0015435 | 3.9364e-08
[79 empty] | WLDFR | HFTD - Distribution - Tier 3 - 3QU CoRE ¦ 4QU LoRE | Non-Red Flag Warning - Small Fires | 2035 | 4.1118e-06 | 2.0559e-06 | 5.2866e-06 | 0.087211 | 0.040679 | 0.0017655 | 0.044766 | 0 | 0 | 0 | 0.0034251 |  | 3.586e-07 | 0 | 3.586e-07 | 1.793e-07 | 0 | 1.793e-07 | 4.6105e-07 | 0 | 4.6105e-07 | [16 empty] | 7.3.1.3 Ignition probability mapping showing the probability of ignition along the electric lines and equipmentWLDFRAggregatedAggregated | WLDFR | HFTD - Distribution - Tier 3 - 3QU CoRE ¦ 4QU LoRE | Red Flag Warning - Large Fires | Aggregated | Aggregated | 2051 | 2.5503e-05 | 0 | 208.0009 | 0.0053046 | 2051 | Mitigation | 0.08575 | 30 | 0 | esc | 0 | 0 | 0 | 0 | 0.0015435 | 3.9364e-08
[79 empty] | WLDFR | HFTD - Distribution - Tier 3 - 3QU CoRE ¦ 4QU LoRE | Non-Red Flag Warning - Small Fires | 2036 | 4.1118e-06 | 2.0559e-06 | 5.2866e-06 | 0.087211 | 0.040679 | 0.0017655 | 0.044766 | 0 | 0 | 0 | 0.0034251 |  | 3.586e-07 | 0 | 3.586e-07 | 1.793e-07 | 0 | 1.793e-07 | 4.6105e-07 | 0 | 4.6105e-07 | [16 empty] | 7.3.1.3 Ignition probability mapping showing the probability of ignition along the electric lines and equipmentWLDFRAggregatedAggregated | WLDFR | HFTD - Distribution - Tier 3 - 3QU CoRE ¦ 4QU LoRE | Red Flag Warning - Small Fires | Aggregated | Aggregated | 2021 | 0.00051581 | 0 | 208.0009 | 0.10729 | 2021 | Mitigation | 0.08575 | 30 | 0 | esc | 0.0012005 | 6.1922e-07 | 0.00060025 | 3.0961e-07 | 0 | 0
[79 empty] | WLDFR | HFTD - Distribution - Tier 3 - 3QU CoRE ¦ 4QU LoRE | Non-Red Flag Warning - Small Fires | 2037 | 4.1118e-06 | 2.0559e-06 | 5.2866e-06 | 0.087211 | 0.040679 | 0.0017655 | 0.044766 | 0 | 0 | 0 | 0.0034251 |  | 3.586e-07 | 0 | 3.586e-07 | 1.793e-07 | 0 | 1.793e-07 | 4.6105e-07 | 0 | 4.6105e-07 | [16 empty] | 7.3.1.3 Ignition probability mapping showing the probability of ignition along the electric lines and equipmentWLDFRAggregatedAggregated | WLDFR | HFTD - Distribution - Tier 3 - 3QU CoRE ¦ 4QU LoRE | Red Flag Warning - Small Fires | Aggregated | Aggregated | 2022 | 0.00051581 | 0 | 208.0009 | 0.10729 | 2022 | Mitigation | 0.08575 | 30 | 0 | esc | 0.0012005 | 6.1922e-07 | 0.00060025 | 3.0961e-07 | 0.0015435 | 7.9615e-07
[79 empty] | WLDFR | HFTD - Distribution - Tier 3 - 3QU CoRE ¦ 4QU LoRE | Non-Red Flag Warning - Small Fires | 2038 | 4.1118e-06 | 2.0559e-06 | 5.2866e-06 | 0.091184 | 0.042438 | 0.0018418 | 0.046905 | 0 | 0 | 0 | 0.0034251 |  | 3.7493e-07 | 0 | 3.7493e-07 | 1.8747e-07 | 0 | 1.8747e-07 | 4.8206e-07 | 0 | 4.8206e-07 | [16 empty] | 7.3.1.3 Ignition probability mapping showing the probability of ignition along the electric lines and equipmentWLDFRAggregatedAggregated | WLDFR | HFTD - Distribution - Tier 3 - 3QU CoRE ¦ 4QU LoRE | Red Flag Warning - Small Fires | Aggregated | Aggregated | 2023 | 0.00051581 | 0 | 208.0009 | 0.10729 | 2023 | Mitigation | 0.08575 | 30 | 0 | esc | 0.0012005 | 6.1922e-07 | 0.00060025 | 3.0961e-07 | 0.0015435 | 7.9615e-07
[79 empty] | WLDFR | HFTD - Distribution - Tier 3 - 3QU CoRE ¦ 4QU LoRE | Non-Red Flag Warning - Small Fires | 2039 | 4.1118e-06 | 2.0559e-06 | 5.2866e-06 | 0.091184 | 0.042438 | 0.0018418 | 0.046905 | 0 | 0 | 0 | 0.0034251 |  | 3.7493e-07 | 0 | 3.7493e-07 | 1.8747e-07 | 0 | 1.8747e-07 | 4.8206e-07 | 0 | 4.8206e-07 | [16 empty] | 7.3.1.3 Ignition probability mapping showing the probability of ignition along the electric lines and equipmentWLDFRAggregatedAggregated | WLDFR | HFTD - Distribution - Tier 3 - 3QU CoRE ¦ 4QU LoRE | Red Flag Warning - Small Fires | Aggregated | Aggregated | 2024 | 0.00051581 | 0 | 208.0009 | 0.10729 | 2024 | Mitigation | 0.08575 | 30 | 0 | esc | 0.0012005 | 6.1922e-07 | 0.00060025 | 3.0961e-07 | 0.0015435 | 7.9615e-07
[79 empty] | WLDFR | HFTD - Distribution - Tier 3 - 3QU CoRE ¦ 4QU LoRE | Non-Red Flag Warning - Small Fires | 2040 | 4.1118e-06 | 2.0559e-06 | 5.2866e-06 | 0.091184 | 0.042438 | 0.0018418 | 0.046905 | 0 | 0 | 0 | 0.0034251 |  | 3.7493e-07 | 0 | 3.7493e-07 | 1.8747e-07 | 0 | 1.8747e-07 | 4.8206e-07 | 0 | 4.8206e-07 | [16 empty] | 7.3.1.3 Ignition probability mapping showing the probability of ignition along the electric lines and equipmentWLDFRAggregatedAggregated | WLDFR | HFTD - Distribution - Tier 3 - 3QU CoRE ¦ 4QU LoRE | Red Flag Warning - Small Fires | Aggregated | Aggregated | 2025 | 0.00051581 | 0 | 208.0009 | 0.10729 | 2025 | Mitigation | 0.08575 | 30 | 0 | esc | 0.0012005 | 6.1922e-07 | 0.00060025 | 3.0961e-07 | 0.0015435 | 7.9615e-07
[79 empty] | WLDFR | HFTD - Distribution - Tier 3 - 3QU CoRE ¦ 4QU LoRE | Non-Red Flag Warning - Small Fires | 2041 | 4.1118e-06 | 2.0559e-06 | 5.2866e-06 | 0.091184 | 0.042438 | 0.0018418 | 0.046905 | 0 | 0 | 0 | 0.0034251 |  | 3.7493e-07 | 0 | 3.7493e-07 | 1.8747e-07 | 0 | 1.8747e-07 | 4.8206e-07 | 0 | 4.8206e-07 | [16 empty] | 7.3.1.3 Ignition probability mapping showing the probability of ignition along the electric lines and equipmentWLDFRAggregatedAggregated | WLDFR | HFTD - Distribution - Tier 3 - 3QU CoRE ¦ 4QU LoRE | Red Flag Warning - Small Fires | Aggregated | Aggregated | 2026 | 0.00051581 | 0 | 208.0009 | 0.10729 | 2026 | Mitigation | 0.08575 | 30 | 0 | esc | 0.0012005 | 6.1922e-07 | 0.00060025 | 3.0961e-07 | 0.0015435 | 7.9615e-07
[79 empty] | WLDFR | HFTD - Distribution - Tier 3 - 3QU CoRE ¦ 4QU LoRE | Non-Red Flag Warning - Small Fires | 2042 | 4.1118e-06 | 2.0559e-06 | 5.2866e-06 | 0.091184 | 0.042438 | 0.0018418 | 0.046905 | 0 | 0 | 0 | 0.0034251 |  | 3.7493e-07 | 0 | 3.7493e-07 | 1.8747e-07 | 0 | 1.8747e-07 | 4.8206e-07 | 0 | 4.8206e-07 | [16 empty] | 7.3.1.3 Ignition probability mapping showing the probability of ignition along the electric lines and equipmentWLDFRAggregatedAggregated | WLDFR | HFTD - Distribution - Tier 3 - 3QU CoRE ¦ 4QU LoRE | Red Flag Warning - Small Fires | Aggregated | Aggregated | 2027 | 0.00051581 | 0 | 208.0009 | 0.10729 | 2027 | Mitigation | 0.08575 | 30 | 0 | esc | 0.0012005 | 6.1922e-07 | 0.00060025 | 3.0961e-07 | 0.0015435 | 7.9615e-07
[79 empty] | WLDFR | HFTD - Distribution - Tier 3 - 3QU CoRE ¦ 4QU LoRE | Non-Red Flag Warning - Small Fires | 2043 | 4.1118e-06 | 2.0559e-06 | 5.2866e-06 | 0.095486 | 0.044306 | 0.0019228 | 0.049257 | 0 | 0 | 0 | 0.0034251 |  | 3.9262e-07 | 0 | 3.9262e-07 | 1.9631e-07 | 0 | 1.9631e-07 | 5.048e-07 | 0 | 5.048e-07 | [16 empty] | 7.3.1.3 Ignition probability mapping showing the probability of ignition along the electric lines and equipmentWLDFRAggregatedAggregated | WLDFR | HFTD - Distribution - Tier 3 - 3QU CoRE ¦ 4QU LoRE | Red Flag Warning - Small Fires | Aggregated | Aggregated | 2028 | 0.00051581 | 0 | 208.0009 | 0.10729 | 2028 | Mitigation | 0.08575 | 30 | 0 | esc | 0.0012005 | 6.1922e-07 | 0.00060025 | 3.0961e-07 | 0.0015435 | 7.9615e-07
[79 empty] | WLDFR | HFTD - Distribution - Tier 3 - 3QU CoRE ¦ 4QU LoRE | Non-Red Flag Warning - Small Fires | 2044 | 4.1118e-06 | 2.0559e-06 | 5.2866e-06 | 0.095486 | 0.044306 | 0.0019228 | 0.049257 | 0 | 0 | 0 | 0.0034251 |  | 3.9262e-07 | 0 | 3.9262e-07 | 1.9631e-07 | 0 | 1.9631e-07 | 5.048e-07 | 0 | 5.048e-07 | [16 empty] | 7.3.1.3 Ignition probability mapping showing the probability of ignition along the electric lines and equipmentWLDFRAggregatedAggregated | WLDFR | HFTD - Distribution - Tier 3 - 3QU CoRE ¦ 4QU LoRE | Red Flag Warning - Small Fires | Aggregated | Aggregated | 2029 | 0.00051581 | 0 | 208.0009 | 0.10729 | 2029 | Mitigation | 0.08575 | 30 | 0 | esc | 0.0012005 | 6.1922e-07 | 0.00060025 | 3.0961e-07 | 0.0015435 | 7.9615e-07
[79 empty] | WLDFR | HFTD - Distribution - Tier 3 - 3QU CoRE ¦ 4QU LoRE | Non-Red Flag Warning - Small Fires | 2045 | 4.1118e-06 | 2.0559e-06 | 5.2866e-06 | 0.095486 | 0.044306 | 0.0019228 | 0.049257 | 0 | 0 | 0 | 0.0034251 |  | 3.9262e-07 | 0 | 3.9262e-07 | 1.9631e-07 | 0 | 1.9631e-07 | 5.048e-07 | 0 | 5.048e-07 | [16 empty] | 7.3.1.3 Ignition probability mapping showing the probability of ignition along the electric lines and equipmentWLDFRAggregatedAggregated | WLDFR | HFTD - Distribution - Tier 3 - 3QU CoRE ¦ 4QU LoRE | Red Flag Warning - Small Fires | Aggregated | Aggregated | 2030 | 0.00051581 | 0 | 208.0009 | 0.10729 | 2030 | Mitigation | 0.08575 | 30 | 0 | esc | 0.0012005 | 6.1922e-07 | 0.00060025 | 3.0961e-07 | 0.0015435 | 7.9615e-07
[79 empty] | WLDFR | HFTD - Distribution - Tier 3 - 3QU CoRE ¦ 4QU LoRE | Non-Red Flag Warning - Small Fires | 2046 | 4.1118e-06 | 2.0559e-06 | 5.2866e-06 | 0.095486 | 0.044306 | 0.0019228 | 0.049257 | 0 | 0 | 0 | 0.0034251 |  | 3.9262e-07 | 0 | 3.9262e-07 | 1.9631e-07 | 0 | 1.9631e-07 | 5.048e-07 | 0 | 5.048e-07 | [16 empty] | 7.3.1.3 Ignition probability mapping showing the probability of ignition along the electric lines and equipmentWLDFRAggregatedAggregated | WLDFR | HFTD - Distribution - Tier 3 - 3QU CoRE ¦ 4QU LoRE | Red Flag Warning - Small Fires | Aggregated | Aggregated | 2031 | 0.00051581 | 0 | 208.0009 | 0.10729 | 2031 | Mitigation | 0.08575 | 30 | 0 | esc | 0.0012005 | 6.1922e-07 | 0.00060025 | 3.0961e-07 | 0.0015435 | 7.9615e-07
[79 empty] | WLDFR | HFTD - Distribution - Tier 3 - 3QU CoRE ¦ 4QU LoRE | Non-Red Flag Warning - Small Fires | 2047 | 4.1118e-06 | 2.0559e-06 | 5.2866e-06 | 0.095486 | 0.044306 | 0.0019228 | 0.049257 | 0 | 0 | 0 | 0.0034251 |  | 3.9262e-07 | 0 | 3.9262e-07 | 1.9631e-07 | 0 | 1.9631e-07 | 5.048e-07 | 0 | 5.048e-07 | [16 empty] | 7.3.1.3 Ignition probability mapping showing the probability of ignition along the electric lines and equipmentWLDFRAggregatedAggregated | WLDFR | HFTD - Distribution - Tier 3 - 3QU CoRE ¦ 4QU LoRE | Red Flag Warning - Small Fires | Aggregated | Aggregated | 2032 | 0.00051581 | 0 | 208.0009 | 0.10729 | 2032 | Mitigation | 0.08575 | 30 | 0 | esc | 0.0012005 | 6.1922e-07 | 0.00060025 | 3.0961e-07 | 0.0015435 | 7.9615e-07
[79 empty] | WLDFR | HFTD - Distribution - Tier 3 - 3QU CoRE ¦ 4QU LoRE | Non-Red Flag Warning - Small Fires | 2048 | 4.1118e-06 | 2.0559e-06 | 5.2866e-06 | 0.10007 | 0.04626 | 0.0020076 | 0.051804 | 0 | 0 | 0 | 0.0034251 |  | 4.1148e-07 | 0 | 4.1148e-07 | 2.0574e-07 | 0 | 2.0574e-07 | 5.2904e-07 | 0 | 5.2904e-07 | [16 empty] | 7.3.1.3 Ignition probability mapping showing the probability of ignition along the electric lines and equipmentWLDFRAggregatedAggregated | WLDFR | HFTD - Distribution - Tier 3 - 3QU CoRE ¦ 4QU LoRE | Red Flag Warning - Small Fires | Aggregated | Aggregated | 2033 | 0.00051581 | 0 | 208.0009 | 0.10729 | 2033 | Mitigation | 0.08575 | 30 | 0 | esc | 0.0012005 | 6.1922e-07 | 0.00060025 | 3.0961e-07 | 0.0015435 | 7.9615e-07
[79 empty] | WLDFR | HFTD - Distribution - Tier 3 - 3QU CoRE ¦ 4QU LoRE | Non-Red Flag Warning - Small Fires | 2049 | 4.1118e-06 | 2.0559e-06 | 5.2866e-06 | 0.10007 | 0.04626 | 0.0020076 | 0.051804 | 0 | 0 | 0 | 0.0034251 |  | 4.1148e-07 | 0 | 4.1148e-07 | 2.0574e-07 | 0 | 2.0574e-07 | 5.2904e-07 | 0 | 5.2904e-07 | [16 empty] | 7.3.1.3 Ignition probability mapping showing the probability of ignition along the electric lines and equipmentWLDFRAggregatedAggregated | WLDFR | HFTD - Distribution - Tier 3 - 3QU CoRE ¦ 4QU LoRE | Red Flag Warning - Small Fires | Aggregated | Aggregated | 2034 | 0.00051581 | 0 | 208.0009 | 0.10729 | 2034 | Mitigation | 0.08575 | 30 | 0 | esc | 0.0012005 | 6.1922e-07 | 0.00060025 | 3.0961e-07 | 0.0015435 | 7.9615e-07
[79 empty] | WLDFR | HFTD - Distribution - Tier 3 - 3QU CoRE ¦ 4QU LoRE | Non-Red Flag Warning - Small Fires | 2050 | 0 | 2.0559e-06 | 5.2866e-06 | 0.10007 | 0.04626 | 0.0020076 | 0.051804 | 0 | 0 | 0 | 0.0034251 |  | 0 | 0 | 0 | 2.0574e-07 | 0 | 2.0574e-07 | 5.2904e-07 | 0 | 5.2904e-07 | [16 empty] | 7.3.1.3 Ignition probability mapping showing the probability of ignition along the electric lines and equipmentWLDFRAggregatedAggregated | WLDFR | HFTD - Distribution - Tier 3 - 3QU CoRE ¦ 4QU LoRE | Red Flag Warning - Small Fires | Aggregated | Aggregated | 2035 | 0.00051581 | 0 | 208.0009 | 0.10729 | 2035 | Mitigation | 0.08575 | 30 | 0 | esc | 0.0012005 | 6.1922e-07 | 0.00060025 | 3.0961e-07 | 0.0015435 | 7.9615e-07
[79 empty] | WLDFR | HFTD - Distribution - Tier 3 - 3QU CoRE ¦ 4QU LoRE | Non-Red Flag Warning - Small Fires | 2051 | 0 | 0 | 5.2866e-06 | 0.10007 | 0.04626 | 0.0020076 | 0.051804 | 0 | 0 | 0 | 0.0034251 |  | 0 | 0 | 0 | 0 | 0 | 0 | 5.2904e-07 | 0 | 5.2904e-07 | [16 empty] | 7.3.1.3 Ignition probability mapping showing the probability of ignition along the electric lines and equipmentWLDFRAggregatedAggregated | WLDFR | HFTD - Distribution - Tier 3 - 3QU CoRE ¦ 4QU LoRE | Red Flag Warning - Small Fires | Aggregated | Aggregated | 2036 | 0.00051581 | 0 | 208.0009 | 0.10729 | 2036 | Mitigation | 0.08575 | 30 | 0 | esc | 0.0012005 | 6.1922e-07 | 0.00060025 | 3.0961e-07 | 0.0015435 | 7.9615e-07
[79 empty] | WLDFR | HFTD - Distribution - Tier 3 - 3QU CoRE ¦ 4QU LoRE | Red Flag Warning - Catastrophic Fires | 2020 | 2.811e-08 | 0 | 0 | 14146.1306 | 222.2294 | 8585.7228 | 5338.1784 | 0 | 0 | 0 | 2.3415e-05 |  | 0.00039765 | 0 | 0.00039765 | 0 | 0 | 0 | 0 | 0 | 0 | [16 empty] | 7.3.1.3 Ignition probability mapping showing the probability of ignition along the electric lines and equipmentWLDFRAggregatedAggregated | WLDFR | HFTD - Distribution - Tier 3 - 3QU CoRE ¦ 4QU LoRE | Red Flag Warning - Small Fires | Aggregated | Aggregated | 2037 | 0.00051581 | 0 | 208.0009 | 0.10729 | 2037 | Mitigation | 0.08575 | 30 | 0 | esc | 0.0012005 | 6.1922e-07 | 0.00060025 | 3.0961e-07 | 0.0015435 | 7.9615e-07
[79 empty] | WLDFR | HFTD - Distribution - Tier 3 - 3QU CoRE ¦ 4QU LoRE | Red Flag Warning - Catastrophic Fires | 2021 | 2.811e-08 | 1.4055e-08 | 0 | 14146.1306 | 222.2294 | 8585.7228 | 5338.1784 | 0 | 0 | 0 | 2.3415e-05 |  | 0.00039765 | 0 | 0.00039765 | 0.00019882 | 0 | 0.00019882 | 0 | 0 | 0 | [16 empty] | 7.3.1.3 Ignition probability mapping showing the probability of ignition along the electric lines and equipmentWLDFRAggregatedAggregated | WLDFR | HFTD - Distribution - Tier 3 - 3QU CoRE ¦ 4QU LoRE | Red Flag Warning - Small Fires | Aggregated | Aggregated | 2038 | 0.00051581 | 0 | 208.0009 | 0.10729 | 2038 | Mitigation | 0.08575 | 30 | 0 | esc | 0.0012005 | 6.1922e-07 | 0.00060025 | 3.0961e-07 | 0.0015435 | 7.9615e-07
[79 empty] | WLDFR | HFTD - Distribution - Tier 3 - 3QU CoRE ¦ 4QU LoRE | Red Flag Warning - Catastrophic Fires | 2022 | 2.811e-08 | 1.4055e-08 | 3.6141e-08 | 14146.1306 | 222.2294 | 8585.7228 | 5338.1784 | 0 | 0 | 0 | 2.3415e-05 |  | 0.00039765 | 0 | 0.00039765 | 0.00019882 | 0 | 0.00019882 | 0.00051126 | 0 | 0.00051126 | [16 empty] | 7.3.1.3 Ignition probability mapping showing the probability of ignition along the electric lines and equipmentWLDFRAggregatedAggregated | WLDFR | HFTD - Distribution - Tier 3 - 3QU CoRE ¦ 4QU LoRE | Red Flag Warning - Small Fires | Aggregated | Aggregated | 2039 | 0.00051581 | 0 | 208.0009 | 0.10729 | 2039 | Mitigation | 0.08575 | 30 | 0 | esc | 0.0012005 | 6.1922e-07 | 0.00060025 | 3.0961e-07 | 0.0015435 | 7.9615e-07
[79 empty] | WLDFR | HFTD - Distribution - Tier 3 - 3QU CoRE ¦ 4QU LoRE | Red Flag Warning - Catastrophic Fires | 2023 | 2.811e-08 | 1.4055e-08 | 3.6141e-08 | 14664.6376 | 233.2301 | 8896.516 | 5534.8915 | 0 | 0 | 0 | 2.3415e-05 |  | 0.00041222 | 0 | 0.00041222 | 0.00020611 | 0 | 0.00020611 | 0.00053 | 0 | 0.00053 | [16 empty] | 7.3.1.3 Ignition probability mapping showing the probability of ignition along the electric lines and equipmentWLDFRAggregatedAggregated | WLDFR | HFTD - Distribution - Tier 3 - 3QU CoRE ¦ 4QU LoRE | Red Flag Warning - Small Fires | Aggregated | Aggregated | 2040 | 0.00051581 | 0 | 208.0009 | 0.10729 | 2040 | Mitigation | 0.08575 | 30 | 0 | esc | 0.0012005 | 6.1922e-07 | 0.00060025 | 3.0961e-07 | 0.0015435 | 7.9615e-07
[79 empty] | WLDFR | HFTD - Distribution - Tier 3 - 3QU CoRE ¦ 4QU LoRE | Red Flag Warning - Catastrophic Fires | 2024 | 2.811e-08 | 1.4055e-08 | 3.6141e-08 | 14664.6376 | 233.2301 | 8896.516 | 5534.8915 | 0 | 0 | 0 | 2.3415e-05 |  | 0.00041222 | 0 | 0.00041222 | 0.00020611 | 0 | 0.00020611 | 0.00053 | 0 | 0.00053 | [16 empty] | 7.3.1.3 Ignition probability mapping showing the probability of ignition along the electric lines and equipmentWLDFRAggregatedAggregated | WLDFR | HFTD - Distribution - Tier 3 - 3QU CoRE ¦ 4QU LoRE | Red Flag Warning - Small Fires | Aggregated | Aggregated | 2041 | 0.00051581 | 0 | 208.0009 | 0.10729 | 2041 | Mitigation | 0.08575 | 30 | 0 | esc | 0.0012005 | 6.1922e-07 | 0.00060025 | 3.0961e-07 | 0.0015435 | 7.9615e-07
[79 empty] | WLDFR | HFTD - Distribution - Tier 3 - 3QU CoRE ¦ 4QU LoRE | Red Flag Warning - Catastrophic Fires | 2025 | 2.811e-08 | 1.4055e-08 | 3.6141e-08 | 14664.6376 | 233.2301 | 8896.516 | 5534.8915 | 0 | 0 | 0 | 2.3415e-05 |  | 0.00041222 | 0 | 0.00041222 | 0.00020611 | 0 | 0.00020611 | 0.00053 | 0 | 0.00053 | [16 empty] | 7.3.1.3 Ignition probability mapping showing the probability of ignition along the electric lines and equipmentWLDFRAggregatedAggregated | WLDFR | HFTD - Distribution - Tier 3 - 3QU CoRE ¦ 4QU LoRE | Red Flag Warning - Small Fires | Aggregated | Aggregated | 2042 | 0.00051581 | 0 | 208.0009 | 0.10729 | 2042 | Mitigation | 0.08575 | 30 | 0 | esc | 0.0012005 | 6.1922e-07 | 0.00060025 | 3.0961e-07 | 0.0015435 | 7.9615e-07
[79 empty] | WLDFR | HFTD - Distribution - Tier 3 - 3QU CoRE ¦ 4QU LoRE | Red Flag Warning - Catastrophic Fires | 2026 | 2.811e-08 | 1.4055e-08 | 3.6141e-08 | 14664.6376 | 233.2301 | 8896.516 | 5534.8915 | 0 | 0 | 0 | 2.3415e-05 |  | 0.00041222 | 0 | 0.00041222 | 0.00020611 | 0 | 0.00020611 | 0.00053 | 0 | 0.00053 | [16 empty] | 7.3.1.3 Ignition probability mapping showing the probability of ignition along the electric lines and equipmentWLDFRAggregatedAggregated | WLDFR | HFTD - Distribution - Tier 3 - 3QU CoRE ¦ 4QU LoRE | Red Flag Warning - Small Fires | Aggregated | Aggregated | 2043 | 0.00051581 | 0 | 208.0009 | 0.10729 | 2043 | Mitigation | 0.08575 | 30 | 0 | esc | 0.0012005 | 6.1922e-07 | 0.00060025 | 3.0961e-07 | 0.0015435 | 7.9615e-07
[79 empty] | WLDFR | HFTD - Distribution - Tier 3 - 3QU CoRE ¦ 4QU LoRE | Red Flag Warning - Catastrophic Fires | 2027 | 2.811e-08 | 1.4055e-08 | 3.6141e-08 | 14664.6376 | 233.2301 | 8896.516 | 5534.8915 | 0 | 0 | 0 | 2.3415e-05 |  | 0.00041222 | 0 | 0.00041222 | 0.00020611 | 0 | 0.00020611 | 0.00053 | 0 | 0.00053 | [16 empty] | 7.3.1.3 Ignition probability mapping showing the probability of ignition along the electric lines and equipmentWLDFRAggregatedAggregated | WLDFR | HFTD - Distribution - Tier 3 - 3QU CoRE ¦ 4QU LoRE | Red Flag Warning - Small Fires | Aggregated | Aggregated | 2044 | 0.00051581 | 0 | 208.0009 | 0.10729 | 2044 | Mitigation | 0.08575 | 30 | 0 | esc | 0.0012005 | 6.1922e-07 | 0.00060025 | 3.0961e-07 | 0.0015435 | 7.9615e-07
[79 empty] | WLDFR | HFTD - Distribution - Tier 3 - 3QU CoRE ¦ 4QU LoRE | Red Flag Warning - Catastrophic Fires | 2028 | 2.811e-08 | 1.4055e-08 | 3.6141e-08 | 15317.9909 | 247.273 | 9287.6491 | 5783.0689 | 0 | 0 | 0 | 2.3415e-05 |  | 0.00043059 | 0 | 0.00043059 | 0.00021529 | 0 | 0.00021529 | 0.00055361 | 0 | 0.00055361 | [16 empty] | 7.3.1.3 Ignition probability mapping showing the probability of ignition along the electric lines and equipmentWLDFRAggregatedAggregated | WLDFR | HFTD - Distribution - Tier 3 - 3QU CoRE ¦ 4QU LoRE | Red Flag Warning - Small Fires | Aggregated | Aggregated | 2045 | 0.00051581 | 0 | 208.0009 | 0.10729 | 2045 | Mitigation | 0.08575 | 30 | 0 | esc | 0.0012005 | 6.1922e-07 | 0.00060025 | 3.0961e-07 | 0.0015435 | 7.9615e-07
[79 empty] | WLDFR | HFTD - Distribution - Tier 3 - 3QU CoRE ¦ 4QU LoRE | Red Flag Warning - Catastrophic Fires | 2029 | 2.811e-08 | 1.4055e-08 | 3.6141e-08 | 15317.9909 | 247.273 | 9287.6491 | 5783.0689 | 0 | 0 | 0 | 2.3415e-05 |  | 0.00043059 | 0 | 0.00043059 | 0.00021529 | 0 | 0.00021529 | 0.00055361 | 0 | 0.00055361 | [16 empty] | 7.3.1.3 Ignition probability mapping showing the probability of ignition along the electric lines and equipmentWLDFRAggregatedAggregated | WLDFR | HFTD - Distribution - Tier 3 - 3QU CoRE ¦ 4QU LoRE | Red Flag Warning - Small Fires | Aggregated | Aggregated | 2046 | 0.00051581 | 0 | 208.0009 | 0.10729 | 2046 | Mitigation | 0.08575 | 30 | 0 | esc | 0.0012005 | 6.1922e-07 | 0.00060025 | 3.0961e-07 | 0.0015435 | 7.9615e-07
[79 empty] | WLDFR | HFTD - Distribution - Tier 3 - 3QU CoRE ¦ 4QU LoRE | Red Flag Warning - Catastrophic Fires | 2030 | 2.811e-08 | 1.4055e-08 | 3.6141e-08 | 15317.9909 | 247.273 | 9287.6491 | 5783.0689 | 0 | 0 | 0 | 2.3415e-05 |  | 0.00043059 | 0 | 0.00043059 | 0.00021529 | 0 | 0.00021529 | 0.00055361 | 0 | 0.00055361 | [16 empty] | 7.3.1.3 Ignition probability mapping showing the probability of ignition along the electric lines and equipmentWLDFRAggregatedAggregated | WLDFR | HFTD - Distribution - Tier 3 - 3QU CoRE ¦ 4QU LoRE | Red Flag Warning - Small Fires | Aggregated | Aggregated | 2047 | 0.00051581 | 0 | 208.0009 | 0.10729 | 2047 | Mitigation | 0.08575 | 30 | 0 | esc | 0.0012005 | 6.1922e-07 | 0.00060025 | 3.0961e-07 | 0.0015435 | 7.9615e-07
[79 empty] | WLDFR | HFTD - Distribution - Tier 3 - 3QU CoRE ¦ 4QU LoRE | Red Flag Warning - Catastrophic Fires | 2031 | 2.811e-08 | 1.4055e-08 | 3.6141e-08 | 15317.9909 | 247.273 | 9287.6491 | 5783.0689 | 0 | 0 | 0 | 2.3415e-05 |  | 0.00043059 | 0 | 0.00043059 | 0.00021529 | 0 | 0.00021529 | 0.00055361 | 0 | 0.00055361 | [16 empty] | 7.3.1.3 Ignition probability mapping showing the probability of ignition along the electric lines and equipmentWLDFRAggregatedAggregated | WLDFR | HFTD - Distribution - Tier 3 - 3QU CoRE ¦ 4QU LoRE | Red Flag Warning - Small Fires | Aggregated | Aggregated | 2048 | 0.00051581 | 0 | 208.0009 | 0.10729 | 2048 | Mitigation | 0.08575 | 30 | 0 | esc | 0.0012005 | 6.1922e-07 | 0.00060025 | 3.0961e-07 | 0.0015435 | 7.9615e-07
[79 empty] | WLDFR | HFTD - Distribution - Tier 3 - 3QU CoRE ¦ 4QU LoRE | Red Flag Warning - Catastrophic Fires | 2032 | 2.811e-08 | 1.4055e-08 | 3.6141e-08 | 15317.9909 | 247.273 | 9287.6491 | 5783.0689 | 0 | 0 | 0 | 2.3415e-05 |  | 0.00043059 | 0 | 0.00043059 | 0.00021529 | 0 | 0.00021529 | 0.00055361 | 0 | 0.00055361 | [16 empty] | 7.3.1.3 Ignition probability mapping showing the probability of ignition along the electric lines and equipmentWLDFRAggregatedAggregated | WLDFR | HFTD - Distribution - Tier 3 - 3QU CoRE ¦ 4QU LoRE | Red Flag Warning - Small Fires | Aggregated | Aggregated | 2049 | 0.00051581 | 0 | 208.0009 | 0.10729 | 2049 | Mitigation | 0.08575 | 30 | 0 | esc | 0.0012005 | 6.1922e-07 | 0.00060025 | 3.0961e-07 | 0.0015435 | 7.9615e-07
[79 empty] | WLDFR | HFTD - Distribution - Tier 3 - 3QU CoRE ¦ 4QU LoRE | Red Flag Warning - Catastrophic Fires | 2033 | 2.811e-08 | 1.4055e-08 | 3.6141e-08 | 16044.1264 | 263.1074 | 9721.74 | 6059.2791 | 0 | 0 | 0 | 2.3415e-05 |  | 0.000451 | 0 | 0.000451 | 0.0002255 | 0 | 0.0002255 | 0.00057986 | 0 | 0.00057986 | [16 empty] | 7.3.1.3 Ignition probability mapping showing the probability of ignition along the electric lines and equipmentWLDFRAggregatedAggregated | WLDFR | HFTD - Distribution - Tier 3 - 3QU CoRE ¦ 4QU LoRE | Red Flag Warning - Small Fires | Aggregated | Aggregated | 2050 | 0.00051581 | 0 | 208.0009 | 0.10729 | 2050 | Mitigation | 0.08575 | 30 | 0 | esc | 0 | 0 | 0.00060025 | 3.0961e-07 | 0.0015435 | 7.9615e-07
[79 empty] | WLDFR | HFTD - Distribution - Tier 3 - 3QU CoRE ¦ 4QU LoRE | Red Flag Warning - Catastrophic Fires | 2034 | 2.811e-08 | 1.4055e-08 | 3.6141e-08 | 16044.1264 | 263.1074 | 9721.74 | 6059.2791 | 0 | 0 | 0 | 2.3415e-05 |  | 0.000451 | 0 | 0.000451 | 0.0002255 | 0 | 0.0002255 | 0.00057986 | 0 | 0.00057986 | [16 empty] | 7.3.1.3 Ignition probability mapping showing the probability of ignition along the electric lines and equipmentWLDFRAggregatedAggregated | WLDFR | HFTD - Distribution - Tier 3 - 3QU CoRE ¦ 4QU LoRE | Red Flag Warning - Small Fires | Aggregated | Aggregated | 2051 | 0.00051581 | 0 | 208.0009 | 0.10729 | 2051 | Mitigation | 0.08575 | 30 | 0 | esc | 0 | 0 | 0 | 0 | 0.0015435 | 7.9615e-07
[79 empty] | WLDFR | HFTD - Distribution - Tier 3 - 3QU CoRE ¦ 4QU LoRE | Red Flag Warning - Catastrophic Fires | 2035 | 2.811e-08 | 1.4055e-08 | 3.6141e-08 | 16044.1264 | 263.1074 | 9721.74 | 6059.2791 | 0 | 0 | 0 | 2.3415e-05 |  | 0.000451 | 0 | 0.000451 | 0.0002255 | 0 | 0.0002255 | 0.00057986 | 0 | 0.00057986 | [16 empty] | 7.3.1.3 Ignition probability mapping showing the probability of ignition along the electric lines and equipmentWLDFRAggregatedAggregated | WLDFR | HFTD - Distribution - Tier 3 - 3QU CoRE ¦ 4QU LoRE | Seismic - Non-Red Flag Warning - Catastrophic Fires | Aggregated | Aggregated | 2021 | 1.9898e-10 | 0 | 208.0009 | 4.1387e-08 | 2021 | Mitigation | 0.08575 | 30 | 0 | esc | 0.0012005 | 2.3887e-13 | 0.00060025 | 1.1944e-13 | 0 | 0
[79 empty] | WLDFR | HFTD - Distribution - Tier 3 - 3QU CoRE ¦ 4QU LoRE | Red Flag Warning - Catastrophic Fires | 2036 | 2.811e-08 | 1.4055e-08 | 3.6141e-08 | 16044.1264 | 263.1074 | 9721.74 | 6059.2791 | 0 | 0 | 0 | 2.3415e-05 |  | 0.000451 | 0 | 0.000451 | 0.0002255 | 0 | 0.0002255 | 0.00057986 | 0 | 0.00057986 | [16 empty] | 7.3.1.3 Ignition probability mapping showing the probability of ignition along the electric lines and equipmentWLDFRAggregatedAggregated | WLDFR | HFTD - Distribution - Tier 3 - 3QU CoRE ¦ 4QU LoRE | Seismic - Non-Red Flag Warning - Catastrophic Fires | Aggregated | Aggregated | 2022 | 1.9898e-10 | 0 | 208.0009 | 4.1387e-08 | 2022 | Mitigation | 0.08575 | 30 | 0 | esc | 0.0012005 | 2.3887e-13 | 0.00060025 | 1.1944e-13 | 0.0015435 | 3.0712e-13
[79 empty] | WLDFR | HFTD - Distribution - Tier 3 - 3QU CoRE ¦ 4QU LoRE | Red Flag Warning - Catastrophic Fires | 2037 | 2.811e-08 | 1.4055e-08 | 3.6141e-08 | 16044.1264 | 263.1074 | 9721.74 | 6059.2791 | 0 | 0 | 0 | 2.3415e-05 |  | 0.000451 | 0 | 0.000451 | 0.0002255 | 0 | 0.0002255 | 0.00057986 | 0 | 0.00057986 | [16 empty] | 7.3.1.3 Ignition probability mapping showing the probability of ignition along the electric lines and equipmentWLDFRAggregatedAggregated | WLDFR | HFTD - Distribution - Tier 3 - 3QU CoRE ¦ 4QU LoRE | Seismic - Non-Red Flag Warning - Catastrophic Fires | Aggregated | Aggregated | 2023 | 1.9898e-10 | 0 | 208.0009 | 4.1387e-08 | 2023 | Mitigation | 0.08575 | 30 | 0 | esc | 0.0012005 | 2.3887e-13 | 0.00060025 | 1.1944e-13 | 0.0015435 | 3.0712e-13
[79 empty] | WLDFR | HFTD - Distribution - Tier 3 - 3QU CoRE ¦ 4QU LoRE | Red Flag Warning - Catastrophic Fires | 2038 | 2.811e-08 | 1.4055e-08 | 3.6141e-08 | 16832.3912 | 280.5544 | 10192.2718 | 6359.5651 | 0 | 0 | 0 | 2.3415e-05 |  | 0.00047316 | 0 | 0.00047316 | 0.00023658 | 0 | 0.00023658 | 0.00060835 | 0 | 0.00060835 | [16 empty] | 7.3.1.3 Ignition probability mapping showing the probability of ignition along the electric lines and equipmentWLDFRAggregatedAggregated | WLDFR | HFTD - Distribution - Tier 3 - 3QU CoRE ¦ 4QU LoRE | Seismic - Non-Red Flag Warning - Catastrophic Fires | Aggregated | Aggregated | 2024 | 1.9898e-10 | 0 | 208.0009 | 4.1387e-08 | 2024 | Mitigation | 0.08575 | 30 | 0 | esc | 0.0012005 | 2.3887e-13 | 0.00060025 | 1.1944e-13 | 0.0015435 | 3.0712e-13
[79 empty] | WLDFR | HFTD - Distribution - Tier 3 - 3QU CoRE ¦ 4QU LoRE | Red Flag Warning - Catastrophic Fires | 2039 | 2.811e-08 | 1.4055e-08 | 3.6141e-08 | 16832.3912 | 280.5544 | 10192.2718 | 6359.5651 | 0 | 0 | 0 | 2.3415e-05 |  | 0.00047316 | 0 | 0.00047316 | 0.00023658 | 0 | 0.00023658 | 0.00060835 | 0 | 0.00060835 | [16 empty] | 7.3.1.3 Ignition probability mapping showing the probability of ignition along the electric lines and equipmentWLDFRAggregatedAggregated | WLDFR | HFTD - Distribution - Tier 3 - 3QU CoRE ¦ 4QU LoRE | Seismic - Non-Red Flag Warning - Catastrophic Fires | Aggregated | Aggregated | 2025 | 1.9898e-10 | 0 | 208.0009 | 4.1387e-08 | 2025 | Mitigation | 0.08575 | 30 | 0 | esc | 0.0012005 | 2.3887e-13 | 0.00060025 | 1.1944e-13 | 0.0015435 | 3.0712e-13
[79 empty] | WLDFR | HFTD - Distribution - Tier 3 - 3QU CoRE ¦ 4QU LoRE | Red Flag Warning - Catastrophic Fires | 2040 | 2.811e-08 | 1.4055e-08 | 3.6141e-08 | 16832.3912 | 280.5544 | 10192.2718 | 6359.5651 | 0 | 0 | 0 | 2.3415e-05 |  | 0.00047316 | 0 | 0.00047316 | 0.00023658 | 0 | 0.00023658 | 0.00060835 | 0 | 0.00060835 | [16 empty] | 7.3.1.3 Ignition probability mapping showing the probability of ignition along the electric lines and equipmentWLDFRAggregatedAggregated | WLDFR | HFTD - Distribution - Tier 3 - 3QU CoRE ¦ 4QU LoRE | Seismic - Non-Red Flag Warning - Catastrophic Fires | Aggregated | Aggregated | 2026 | 1.9898e-10 | 0 | 208.0009 | 4.1387e-08 | 2026 | Mitigation | 0.08575 | 30 | 0 | esc | 0.0012005 | 2.3887e-13 | 0.00060025 | 1.1944e-13 | 0.0015435 | 3.0712e-13
[79 empty] | WLDFR | HFTD - Distribution - Tier 3 - 3QU CoRE ¦ 4QU LoRE | Red Flag Warning - Catastrophic Fires | 2041 | 2.811e-08 | 1.4055e-08 | 3.6141e-08 | 16832.3912 | 280.5544 | 10192.2718 | 6359.5651 | 0 | 0 | 0 | 2.3415e-05 |  | 0.00047316 | 0 | 0.00047316 | 0.00023658 | 0 | 0.00023658 | 0.00060835 | 0 | 0.00060835 | [16 empty] | 7.3.1.3 Ignition probability mapping showing the probability of ignition along the electric lines and equipmentWLDFRAggregatedAggregated | WLDFR | HFTD - Distribution - Tier 3 - 3QU CoRE ¦ 4QU LoRE | Seismic - Non-Red Flag Warning - Catastrophic Fires | Aggregated | Aggregated | 2027 | 1.9898e-10 | 0 | 208.0009 | 4.1387e-08 | 2027 | Mitigation | 0.08575 | 30 | 0 | esc | 0.0012005 | 2.3887e-13 | 0.00060025 | 1.1944e-13 | 0.0015435 | 3.0712e-13
[79 empty] | WLDFR | HFTD - Distribution - Tier 3 - 3QU CoRE ¦ 4QU LoRE | Red Flag Warning - Catastrophic Fires | 2042 | 2.811e-08 | 1.4055e-08 | 3.6141e-08 | 16832.3912 | 280.5544 | 10192.2718 | 6359.5651 | 0 | 0 | 0 | 2.3415e-05 |  | 0.00047316 | 0 | 0.00047316 | 0.00023658 | 0 | 0.00023658 | 0.00060835 | 0 | 0.00060835 | [16 empty] | 7.3.1.3 Ignition probability mapping showing the probability of ignition along the electric lines and equipmentWLDFRAggregatedAggregated | WLDFR | HFTD - Distribution - Tier 3 - 3QU CoRE ¦ 4QU LoRE | Seismic - Non-Red Flag Warning - Catastrophic Fires | Aggregated | Aggregated | 2028 | 1.9898e-10 | 0 | 208.0009 | 4.1387e-08 | 2028 | Mitigation | 0.08575 | 30 | 0 | esc | 0.0012005 | 2.3887e-13 | 0.00060025 | 1.1944e-13 | 0.0015435 | 3.0712e-13
[79 empty] | WLDFR | HFTD - Distribution - Tier 3 - 3QU CoRE ¦ 4QU LoRE | Red Flag Warning - Catastrophic Fires | 2043 | 2.811e-08 | 1.4055e-08 | 3.6141e-08 | 17672.0852 | 299.42 | 10692.7362 | 6679.929 | 0 | 0 | 0 | 2.3415e-05 |  | 0.00049676 | 0 | 0.00049676 | 0.00024838 | 0 | 0.00024838 | 0.00063869 | 0 | 0.00063869 | [16 empty] | 7.3.1.3 Ignition probability mapping showing the probability of ignition along the electric lines and equipmentWLDFRAggregatedAggregated | WLDFR | HFTD - Distribution - Tier 3 - 3QU CoRE ¦ 4QU LoRE | Seismic - Non-Red Flag Warning - Catastrophic Fires | Aggregated | Aggregated | 2029 | 1.9898e-10 | 0 | 208.0009 | 4.1387e-08 | 2029 | Mitigation | 0.08575 | 30 | 0 | esc | 0.0012005 | 2.3887e-13 | 0.00060025 | 1.1944e-13 | 0.0015435 | 3.0712e-13
[79 empty] | WLDFR | HFTD - Distribution - Tier 3 - 3QU CoRE ¦ 4QU LoRE | Red Flag Warning - Catastrophic Fires | 2044 | 2.811e-08 | 1.4055e-08 | 3.6141e-08 | 17672.0852 | 299.42 | 10692.7362 | 6679.929 | 0 | 0 | 0 | 2.3415e-05 |  | 0.00049676 | 0 | 0.00049676 | 0.00024838 | 0 | 0.00024838 | 0.00063869 | 0 | 0.00063869 | [16 empty] | 7.3.1.3 Ignition probability mapping showing the probability of ignition along the electric lines and equipmentWLDFRAggregatedAggregated | WLDFR | HFTD - Distribution - Tier 3 - 3QU CoRE ¦ 4QU LoRE | Seismic - Non-Red Flag Warning - Catastrophic Fires | Aggregated | Aggregated | 2030 | 1.9898e-10 | 0 | 208.0009 | 4.1387e-08 | 2030 | Mitigation | 0.08575 | 30 | 0 | esc | 0.0012005 | 2.3887e-13 | 0.00060025 | 1.1944e-13 | 0.0015435 | 3.0712e-13
[79 empty] | WLDFR | HFTD - Distribution - Tier 3 - 3QU CoRE ¦ 4QU LoRE | Red Flag Warning - Catastrophic Fires | 2045 | 2.811e-08 | 1.4055e-08 | 3.6141e-08 | 17672.0852 | 299.42 | 10692.7362 | 6679.929 | 0 | 0 | 0 | 2.3415e-05 |  | 0.00049676 | 0 | 0.00049676 | 0.00024838 | 0 | 0.00024838 | 0.00063869 | 0 | 0.00063869 | [16 empty] | 7.3.1.3 Ignition probability mapping showing the probability of ignition along the electric lines and equipmentWLDFRAggregatedAggregated | WLDFR | HFTD - Distribution - Tier 3 - 3QU CoRE ¦ 4QU LoRE | Seismic - Non-Red Flag Warning - Catastrophic Fires | Aggregated | Aggregated | 2031 | 1.9898e-10 | 0 | 208.0009 | 4.1387e-08 | 2031 | Mitigation | 0.08575 | 30 | 0 | esc | 0.0012005 | 2.3887e-13 | 0.00060025 | 1.1944e-13 | 0.0015435 | 3.0712e-13
[79 empty] | WLDFR | HFTD - Distribution - Tier 3 - 3QU CoRE ¦ 4QU LoRE | Red Flag Warning - Catastrophic Fires | 2046 | 2.811e-08 | 1.4055e-08 | 3.6141e-08 | 17672.0852 | 299.42 | 10692.7362 | 6679.929 | 0 | 0 | 0 | 2.3415e-05 |  | 0.00049676 | 0 | 0.00049676 | 0.00024838 | 0 | 0.00024838 | 0.00063869 | 0 | 0.00063869 | [16 empty] | 7.3.1.3 Ignition probability mapping showing the probability of ignition along the electric lines and equipmentWLDFRAggregatedAggregated | WLDFR | HFTD - Distribution - Tier 3 - 3QU CoRE ¦ 4QU LoRE | Seismic - Non-Red Flag Warning - Catastrophic Fires | Aggregated | Aggregated | 2032 | 1.9898e-10 | 0 | 208.0009 | 4.1387e-08 | 2032 | Mitigation | 0.08575 | 30 | 0 | esc | 0.0012005 | 2.3887e-13 | 0.00060025 | 1.1944e-13 | 0.0015435 | 3.0712e-13
[79 empty] | WLDFR | HFTD - Distribution - Tier 3 - 3QU CoRE ¦ 4QU LoRE | Red Flag Warning - Catastrophic Fires | 2047 | 2.811e-08 | 1.4055e-08 | 3.6141e-08 | 17672.0852 | 299.42 | 10692.7362 | 6679.929 | 0 | 0 | 0 | 2.3415e-05 |  | 0.00049676 | 0 | 0.00049676 | 0.00024838 | 0 | 0.00024838 | 0.00063869 | 0 | 0.00063869 | [16 empty] | 7.3.1.3 Ignition probability mapping showing the probability of ignition along the electric lines and equipmentWLDFRAggregatedAggregated | WLDFR | HFTD - Distribution - Tier 3 - 3QU CoRE ¦ 4QU LoRE | Seismic - Non-Red Flag Warning - Catastrophic Fires | Aggregated | Aggregated | 2033 | 1.9898e-10 | 0 | 208.0009 | 4.1387e-08 | 2033 | Mitigation | 0.08575 | 30 | 0 | esc | 0.0012005 | 2.3887e-13 | 0.00060025 | 1.1944e-13 | 0.0015435 | 3.0712e-13
[79 empty] | WLDFR | HFTD - Distribution - Tier 3 - 3QU CoRE ¦ 4QU LoRE | Red Flag Warning - Catastrophic Fires | 2048 | 2.811e-08 | 1.4055e-08 | 3.6141e-08 | 18552.3348 | 319.4911 | 11216.5626 | 7016.281 | 0 | 0 | 0 | 2.3415e-05 |  | 0.00052151 | 0 | 0.00052151 | 0.00026075 | 0 | 0.00026075 | 0.00067051 | 0 | 0.00067051 | [16 empty] | 7.3.1.3 Ignition probability mapping showing the probability of ignition along the electric lines and equipmentWLDFRAggregatedAggregated | WLDFR | HFTD - Distribution - Tier 3 - 3QU CoRE ¦ 4QU LoRE | Seismic - Non-Red Flag Warning - Catastrophic Fires | Aggregated | Aggregated | 2034 | 1.9898e-10 | 0 | 208.0009 | 4.1387e-08 | 2034 | Mitigation | 0.08575 | 30 | 0 | esc | 0.0012005 | 2.3887e-13 | 0.00060025 | 1.1944e-13 | 0.0015435 | 3.0712e-13
[79 empty] | WLDFR | HFTD - Distribution - Tier 3 - 3QU CoRE ¦ 4QU LoRE | Red Flag Warning - Catastrophic Fires | 2049 | 2.811e-08 | 1.4055e-08 | 3.6141e-08 | 18552.3348 | 319.4911 | 11216.5626 | 7016.281 | 0 | 0 | 0 | 2.3415e-05 |  | 0.00052151 | 0 | 0.00052151 | 0.00026075 | 0 | 0.00026075 | 0.00067051 | 0 | 0.00067051 | [16 empty] | 7.3.1.3 Ignition probability mapping showing the probability of ignition along the electric lines and equipmentWLDFRAggregatedAggregated | WLDFR | HFTD - Distribution - Tier 3 - 3QU CoRE ¦ 4QU LoRE | Seismic - Non-Red Flag Warning - Catastrophic Fires | Aggregated | Aggregated | 2035 | 1.9898e-10 | 0 | 208.0009 | 4.1387e-08 | 2035 | Mitigation | 0.08575 | 30 | 0 | esc | 0.0012005 | 2.3887e-13 | 0.00060025 | 1.1944e-13 | 0.0015435 | 3.0712e-13
[79 empty] | WLDFR | HFTD - Distribution - Tier 3 - 3QU CoRE ¦ 4QU LoRE | Red Flag Warning - Catastrophic Fires | 2050 | 0 | 1.4055e-08 | 3.6141e-08 | 18552.3348 | 319.4911 | 11216.5626 | 7016.281 | 0 | 0 | 0 | 2.3415e-05 |  | 0 | 0 | 0 | 0.00026075 | 0 | 0.00026075 | 0.00067051 | 0 | 0.00067051 | [16 empty] | 7.3.1.3 Ignition probability mapping showing the probability of ignition along the electric lines and equipmentWLDFRAggregatedAggregated | WLDFR | HFTD - Distribution - Tier 3 - 3QU CoRE ¦ 4QU LoRE | Seismic - Non-Red Flag Warning - Catastrophic Fires | Aggregated | Aggregated | 2036 | 1.9898e-10 | 0 | 208.0009 | 4.1387e-08 | 2036 | Mitigation | 0.08575 | 30 | 0 | esc | 0.0012005 | 2.3887e-13 | 0.00060025 | 1.1944e-13 | 0.0015435 | 3.0712e-13
[79 empty] | WLDFR | HFTD - Distribution - Tier 3 - 3QU CoRE ¦ 4QU LoRE | Red Flag Warning - Catastrophic Fires | 2051 | 0 | 0 | 3.6141e-08 | 18552.3348 | 319.4911 | 11216.5626 | 7016.281 | 0 | 0 | 0 | 2.3415e-05 |  | 0 | 0 | 0 | 0 | 0 | 0 | 0.00067051 | 0 | 0.00067051 | [16 empty] | 7.3.1.3 Ignition probability mapping showing the probability of ignition along the electric lines and equipmentWLDFRAggregatedAggregated | WLDFR | HFTD - Distribution - Tier 3 - 3QU CoRE ¦ 4QU LoRE | Seismic - Non-Red Flag Warning - Catastrophic Fires | Aggregated | Aggregated | 2037 | 1.9898e-10 | 0 | 208.0009 | 4.1387e-08 | 2037 | Mitigation | 0.08575 | 30 | 0 | esc | 0.0012005 | 2.3887e-13 | 0.00060025 | 1.1944e-13 | 0.0015435 | 3.0712e-13
[79 empty] | WLDFR | HFTD - Distribution - Tier 3 - 3QU CoRE ¦ 4QU LoRE | Red Flag Warning - Destructive Fires | 2020 | 4.1914e-09 | 0 | 0 | 8807.9522 | 222.2294 | 8585.7228 | 0 | 0 | 0 | 0 | 3.4913e-06 |  | 3.6917e-05 | 0 | 3.6917e-05 | 0 | 0 | 0 | 0 | 0 | 0 | [16 empty] | 7.3.1.3 Ignition probability mapping showing the probability of ignition along the electric lines and equipmentWLDFRAggregatedAggregated | WLDFR | HFTD - Distribution - Tier 3 - 3QU CoRE ¦ 4QU LoRE | Seismic - Non-Red Flag Warning - Catastrophic Fires | Aggregated | Aggregated | 2038 | 1.9898e-10 | 0 | 208.0009 | 4.1387e-08 | 2038 | Mitigation | 0.08575 | 30 | 0 | esc | 0.0012005 | 2.3887e-13 | 0.00060025 | 1.1944e-13 | 0.0015435 | 3.0712e-13
[79 empty] | WLDFR | HFTD - Distribution - Tier 3 - 3QU CoRE ¦ 4QU LoRE | Red Flag Warning - Destructive Fires | 2021 | 4.1914e-09 | 2.0957e-09 | 0 | 8807.9522 | 222.2294 | 8585.7228 | 0 | 0 | 0 | 0 | 3.4913e-06 |  | 3.6917e-05 | 0 | 3.6917e-05 | 1.8459e-05 | 0 | 1.8459e-05 | 0 | 0 | 0 | [16 empty] | 7.3.1.3 Ignition probability mapping showing the probability of ignition along the electric lines and equipmentWLDFRAggregatedAggregated | WLDFR | HFTD - Distribution - Tier 3 - 3QU CoRE ¦ 4QU LoRE | Seismic - Non-Red Flag Warning - Catastrophic Fires | Aggregated | Aggregated | 2039 | 1.9898e-10 | 0 | 208.0009 | 4.1387e-08 | 2039 | Mitigation | 0.08575 | 30 | 0 | esc | 0.0012005 | 2.3887e-13 | 0.00060025 | 1.1944e-13 | 0.0015435 | 3.0712e-13
[79 empty] | WLDFR | HFTD - Distribution - Tier 3 - 3QU CoRE ¦ 4QU LoRE | Red Flag Warning - Destructive Fires | 2022 | 4.1914e-09 | 2.0957e-09 | 5.3889e-09 | 8807.9522 | 222.2294 | 8585.7228 | 0 | 0 | 0 | 0 | 3.4913e-06 |  | 3.6917e-05 | 0 | 3.6917e-05 | 1.8459e-05 | 0 | 1.8459e-05 | 4.7465e-05 | 0 | 4.7465e-05 | [16 empty] | 7.3.1.3 Ignition probability mapping showing the probability of ignition along the electric lines and equipmentWLDFRAggregatedAggregated | WLDFR | HFTD - Distribution - Tier 3 - 3QU CoRE ¦ 4QU LoRE | Seismic - Non-Red Flag Warning - Catastrophic Fires | Aggregated | Aggregated | 2040 | 1.9898e-10 | 0 | 208.0009 | 4.1387e-08 | 2040 | Mitigation | 0.08575 | 30 | 0 | esc | 0.0012005 | 2.3887e-13 | 0.00060025 | 1.1944e-13 | 0.0015435 | 3.0712e-13
[79 empty] | WLDFR | HFTD - Distribution - Tier 3 - 3QU CoRE ¦ 4QU LoRE | Red Flag Warning - Destructive Fires | 2023 | 4.1914e-09 | 2.0957e-09 | 5.3889e-09 | 9129.7461 | 233.2301 | 8896.516 | 0 | 0 | 0 | 0 | 3.4913e-06 |  | 3.8266e-05 | 0 | 3.8266e-05 | 1.9133e-05 | 0 | 1.9133e-05 | 4.9199e-05 | 0 | 4.9199e-05 | [16 empty] | 7.3.1.3 Ignition probability mapping showing the probability of ignition along the electric lines and equipmentWLDFRAggregatedAggregated | WLDFR | HFTD - Distribution - Tier 3 - 3QU CoRE ¦ 4QU LoRE | Seismic - Non-Red Flag Warning - Catastrophic Fires | Aggregated | Aggregated | 2041 | 1.9898e-10 | 0 | 208.0009 | 4.1387e-08 | 2041 | Mitigation | 0.08575 | 30 | 0 | esc | 0.0012005 | 2.3887e-13 | 0.00060025 | 1.1944e-13 | 0.0015435 | 3.0712e-13
[79 empty] | WLDFR | HFTD - Distribution - Tier 3 - 3QU CoRE ¦ 4QU LoRE | Red Flag Warning - Destructive Fires | 2024 | 4.1914e-09 | 2.0957e-09 | 5.3889e-09 | 9129.7461 | 233.2301 | 8896.516 | 0 | 0 | 0 | 0 | 3.4913e-06 |  | 3.8266e-05 | 0 | 3.8266e-05 | 1.9133e-05 | 0 | 1.9133e-05 | 4.9199e-05 | 0 | 4.9199e-05 | [16 empty] | 7.3.1.3 Ignition probability mapping showing the probability of ignition along the electric lines and equipmentWLDFRAggregatedAggregated | WLDFR | HFTD - Distribution - Tier 3 - 3QU CoRE ¦ 4QU LoRE | Seismic - Non-Red Flag Warning - Catastrophic Fires | Aggregated | Aggregated | 2042 | 1.9898e-10 | 0 | 208.0009 | 4.1387e-08 | 2042 | Mitigation | 0.08575 | 30 | 0 | esc | 0.0012005 | 2.3887e-13 | 0.00060025 | 1.1944e-13 | 0.0015435 | 3.0712e-13
[79 empty] | WLDFR | HFTD - Distribution - Tier 3 - 3QU CoRE ¦ 4QU LoRE | Red Flag Warning - Destructive Fires | 2025 | 4.1914e-09 | 2.0957e-09 | 5.3889e-09 | 9129.7461 | 233.2301 | 8896.516 | 0 | 0 | 0 | 0 | 3.4913e-06 |  | 3.8266e-05 | 0 | 3.8266e-05 | 1.9133e-05 | 0 | 1.9133e-05 | 4.9199e-05 | 0 | 4.9199e-05 | [16 empty] | 7.3.1.3 Ignition probability mapping showing the probability of ignition along the electric lines and equipmentWLDFRAggregatedAggregated | WLDFR | HFTD - Distribution - Tier 3 - 3QU CoRE ¦ 4QU LoRE | Seismic - Non-Red Flag Warning - Catastrophic Fires | Aggregated | Aggregated | 2043 | 1.9898e-10 | 0 | 208.0009 | 4.1387e-08 | 2043 | Mitigation | 0.08575 | 30 | 0 | esc | 0.0012005 | 2.3887e-13 | 0.00060025 | 1.1944e-13 | 0.0015435 | 3.0712e-13
[79 empty] | WLDFR | HFTD - Distribution - Tier 3 - 3QU CoRE ¦ 4QU LoRE | Red Flag Warning - Destructive Fires | 2026 | 4.1914e-09 | 2.0957e-09 | 5.3889e-09 | 9129.7461 | 233.2301 | 8896.516 | 0 | 0 | 0 | 0 | 3.4913e-06 |  | 3.8266e-05 | 0 | 3.8266e-05 | 1.9133e-05 | 0 | 1.9133e-05 | 4.9199e-05 | 0 | 4.9199e-05 | [16 empty] | 7.3.1.3 Ignition probability mapping showing the probability of ignition along the electric lines and equipmentWLDFRAggregatedAggregated | WLDFR | HFTD - Distribution - Tier 3 - 3QU CoRE ¦ 4QU LoRE | Seismic - Non-Red Flag Warning - Catastrophic Fires | Aggregated | Aggregated | 2044 | 1.9898e-10 | 0 | 208.0009 | 4.1387e-08 | 2044 | Mitigation | 0.08575 | 30 | 0 | esc | 0.0012005 | 2.3887e-13 | 0.00060025 | 1.1944e-13 | 0.0015435 | 3.0712e-13
[79 empty] | WLDFR | HFTD - Distribution - Tier 3 - 3QU CoRE ¦ 4QU LoRE | Red Flag Warning - Destructive Fires | 2027 | 4.1914e-09 | 2.0957e-09 | 5.3889e-09 | 9129.7461 | 233.2301 | 8896.516 | 0 | 0 | 0 | 0 | 3.4913e-06 |  | 3.8266e-05 | 0 | 3.8266e-05 | 1.9133e-05 | 0 | 1.9133e-05 | 4.9199e-05 | 0 | 4.9199e-05 | [16 empty] | 7.3.1.3 Ignition probability mapping showing the probability of ignition along the electric lines and equipmentWLDFRAggregatedAggregated | WLDFR | HFTD - Distribution - Tier 3 - 3QU CoRE ¦ 4QU LoRE | Seismic - Non-Red Flag Warning - Catastrophic Fires | Aggregated | Aggregated | 2045 | 1.9898e-10 | 0 | 208.0009 | 4.1387e-08 | 2045 | Mitigation | 0.08575 | 30 | 0 | esc | 0.0012005 | 2.3887e-13 | 0.00060025 | 1.1944e-13 | 0.0015435 | 3.0712e-13
[79 empty] | WLDFR | HFTD - Distribution - Tier 3 - 3QU CoRE ¦ 4QU LoRE | Red Flag Warning - Destructive Fires | 2028 | 4.1914e-09 | 2.0957e-09 | 5.3889e-09 | 9534.9221 | 247.273 | 9287.6491 | 0 | 0 | 0 | 0 | 3.4913e-06 |  | 3.9964e-05 | 0 | 3.9964e-05 | 1.9982e-05 | 0 | 1.9982e-05 | 5.1383e-05 | 0 | 5.1383e-05 | [16 empty] | 7.3.1.3 Ignition probability mapping showing the probability of ignition along the electric lines and equipmentWLDFRAggregatedAggregated | WLDFR | HFTD - Distribution - Tier 3 - 3QU CoRE ¦ 4QU LoRE | Seismic - Non-Red Flag Warning - Catastrophic Fires | Aggregated | Aggregated | 2046 | 1.9898e-10 | 0 | 208.0009 | 4.1387e-08 | 2046 | Mitigation | 0.08575 | 30 | 0 | esc | 0.0012005 | 2.3887e-13 | 0.00060025 | 1.1944e-13 | 0.0015435 | 3.0712e-13
[79 empty] | WLDFR | HFTD - Distribution - Tier 3 - 3QU CoRE ¦ 4QU LoRE | Red Flag Warning - Destructive Fires | 2029 | 4.1914e-09 | 2.0957e-09 | 5.3889e-09 | 9534.9221 | 247.273 | 9287.6491 | 0 | 0 | 0 | 0 | 3.4913e-06 |  | 3.9964e-05 | 0 | 3.9964e-05 | 1.9982e-05 | 0 | 1.9982e-05 | 5.1383e-05 | 0 | 5.1383e-05 | [16 empty] | 7.3.1.3 Ignition probability mapping showing the probability of ignition along the electric lines and equipmentWLDFRAggregatedAggregated | WLDFR | HFTD - Distribution - Tier 3 - 3QU CoRE ¦ 4QU LoRE | Seismic - Non-Red Flag Warning - Catastrophic Fires | Aggregated | Aggregated | 2047 | 1.9898e-10 | 0 | 208.0009 | 4.1387e-08 | 2047 | Mitigation | 0.08575 | 30 | 0 | esc | 0.0012005 | 2.3887e-13 | 0.00060025 | 1.1944e-13 | 0.0015435 | 3.0712e-13
[79 empty] | WLDFR | HFTD - Distribution - Tier 3 - 3QU CoRE ¦ 4QU LoRE | Red Flag Warning - Destructive Fires | 2030 | 4.1914e-09 | 2.0957e-09 | 5.3889e-09 | 9534.9221 | 247.273 | 9287.6491 | 0 | 0 | 0 | 0 | 3.4913e-06 |  | 3.9964e-05 | 0 | 3.9964e-05 | 1.9982e-05 | 0 | 1.9982e-05 | 5.1383e-05 | 0 | 5.1383e-05 | [16 empty] | 7.3.1.3 Ignition probability mapping showing the probability of ignition along the electric lines and equipmentWLDFRAggregatedAggregated | WLDFR | HFTD - Distribution - Tier 3 - 3QU CoRE ¦ 4QU LoRE | Seismic - Non-Red Flag Warning - Catastrophic Fires | Aggregated | Aggregated | 2048 | 1.9898e-10 | 0 | 208.0009 | 4.1387e-08 | 2048 | Mitigation | 0.08575 | 30 | 0 | esc | 0.0012005 | 2.3887e-13 | 0.00060025 | 1.1944e-13 | 0.0015435 | 3.0712e-13
[79 empty] | WLDFR | HFTD - Distribution - Tier 3 - 3QU CoRE ¦ 4QU LoRE | Red Flag Warning - Destructive Fires | 2031 | 4.1914e-09 | 2.0957e-09 | 5.3889e-09 | 9534.9221 | 247.273 | 9287.6491 | 0 | 0 | 0 | 0 | 3.4913e-06 |  | 3.9964e-05 | 0 | 3.9964e-05 | 1.9982e-05 | 0 | 1.9982e-05 | 5.1383e-05 | 0 | 5.1383e-05 | [16 empty] | 7.3.1.3 Ignition probability mapping showing the probability of ignition along the electric lines and equipmentWLDFRAggregatedAggregated | WLDFR | HFTD - Distribution - Tier 3 - 3QU CoRE ¦ 4QU LoRE | Seismic - Non-Red Flag Warning - Catastrophic Fires | Aggregated | Aggregated | 2049 | 1.9898e-10 | 0 | 208.0009 | 4.1387e-08 | 2049 | Mitigation | 0.08575 | 30 | 0 | esc | 0.0012005 | 2.3887e-13 | 0.00060025 | 1.1944e-13 | 0.0015435 | 3.0712e-13
[79 empty] | WLDFR | HFTD - Distribution - Tier 3 - 3QU CoRE ¦ 4QU LoRE | Red Flag Warning - Destructive Fires | 2032 | 4.1914e-09 | 2.0957e-09 | 5.3889e-09 | 9534.9221 | 247.273 | 9287.6491 | 0 | 0 | 0 | 0 | 3.4913e-06 |  | 3.9964e-05 | 0 | 3.9964e-05 | 1.9982e-05 | 0 | 1.9982e-05 | 5.1383e-05 | 0 | 5.1383e-05 | [16 empty] | 7.3.1.3 Ignition probability mapping showing the probability of ignition along the electric lines and equipmentWLDFRAggregatedAggregated | WLDFR | HFTD - Distribution - Tier 3 - 3QU CoRE ¦ 4QU LoRE | Seismic - Non-Red Flag Warning - Catastrophic Fires | Aggregated | Aggregated | 2050 | 1.9898e-10 | 0 | 208.0009 | 4.1387e-08 | 2050 | Mitigation | 0.08575 | 30 | 0 | esc | 0 | 0 | 0.00060025 | 1.1944e-13 | 0.0015435 | 3.0712e-13
[79 empty] | WLDFR | HFTD - Distribution - Tier 3 - 3QU CoRE ¦ 4QU LoRE | Red Flag Warning - Destructive Fires | 2033 | 4.1914e-09 | 2.0957e-09 | 5.3889e-09 | 9984.8474 | 263.1074 | 9721.74 | 0 | 0 | 0 | 0 | 3.4913e-06 |  | 4.185e-05 | 0 | 4.185e-05 | 2.0925e-05 | 0 | 2.0925e-05 | 5.3807e-05 | 0 | 5.3807e-05 | [16 empty] | 7.3.1.3 Ignition probability mapping showing the probability of ignition along the electric lines and equipmentWLDFRAggregatedAggregated | WLDFR | HFTD - Distribution - Tier 3 - 3QU CoRE ¦ 4QU LoRE | Seismic - Non-Red Flag Warning - Catastrophic Fires | Aggregated | Aggregated | 2051 | 1.9898e-10 | 0 | 208.0009 | 4.1387e-08 | 2051 | Mitigation | 0.08575 | 30 | 0 | esc | 0 | 0 | 0 | 0 | 0.0015435 | 3.0712e-13
[79 empty] | WLDFR | HFTD - Distribution - Tier 3 - 3QU CoRE ¦ 4QU LoRE | Red Flag Warning - Destructive Fires | 2034 | 4.1914e-09 | 2.0957e-09 | 5.3889e-09 | 9984.8474 | 263.1074 | 9721.74 | 0 | 0 | 0 | 0 | 3.4913e-06 |  | 4.185e-05 | 0 | 4.185e-05 | 2.0925e-05 | 0 | 2.0925e-05 | 5.3807e-05 | 0 | 5.3807e-05 | [16 empty] | 7.3.1.3 Ignition probability mapping showing the probability of ignition along the electric lines and equipmentWLDFRAggregatedAggregated | WLDFR | HFTD - Distribution - Tier 3 - 3QU CoRE ¦ 4QU LoRE | Seismic - Red Flag Warning - Catastrophic Fires | Aggregated | Aggregated | 2021 | 8.5816e-09 | 0 | 208.0009 | 1.785e-06 | 2021 | Mitigation | 0.08575 | 30 | 0 | esc | 0.0012005 | 1.0302e-11 | 0.00060025 | 5.1511e-12 | 0 | 0
[79 empty] | WLDFR | HFTD - Distribution - Tier 3 - 3QU CoRE ¦ 4QU LoRE | Red Flag Warning - Destructive Fires | 2035 | 4.1914e-09 | 2.0957e-09 | 5.3889e-09 | 9984.8474 | 263.1074 | 9721.74 | 0 | 0 | 0 | 0 | 3.4913e-06 |  | 4.185e-05 | 0 | 4.185e-05 | 2.0925e-05 | 0 | 2.0925e-05 | 5.3807e-05 | 0 | 5.3807e-05 | [16 empty] | 7.3.1.3 Ignition probability mapping showing the probability of ignition along the electric lines and equipmentWLDFRAggregatedAggregated | WLDFR | HFTD - Distribution - Tier 3 - 3QU CoRE ¦ 4QU LoRE | Seismic - Red Flag Warning - Catastrophic Fires | Aggregated | Aggregated | 2022 | 8.5816e-09 | 0 | 208.0009 | 1.785e-06 | 2022 | Mitigation | 0.08575 | 30 | 0 | esc | 0.0012005 | 1.0302e-11 | 0.00060025 | 5.1511e-12 | 0.0015435 | 1.3246e-11
[79 empty] | WLDFR | HFTD - Distribution - Tier 3 - 3QU CoRE ¦ 4QU LoRE | Red Flag Warning - Destructive Fires | 2036 | 4.1914e-09 | 2.0957e-09 | 5.3889e-09 | 9984.8474 | 263.1074 | 9721.74 | 0 | 0 | 0 | 0 | 3.4913e-06 |  | 4.185e-05 | 0 | 4.185e-05 | 2.0925e-05 | 0 | 2.0925e-05 | 5.3807e-05 | 0 | 5.3807e-05 | [16 empty] | 7.3.1.3 Ignition probability mapping showing the probability of ignition along the electric lines and equipmentWLDFRAggregatedAggregated | WLDFR | HFTD - Distribution - Tier 3 - 3QU CoRE ¦ 4QU LoRE | Seismic - Red Flag Warning - Catastrophic Fires | Aggregated | Aggregated | 2023 | 8.5816e-09 | 0 | 208.0009 | 1.785e-06 | 2023 | Mitigation | 0.08575 | 30 | 0 | esc | 0.0012005 | 1.0302e-11 | 0.00060025 | 5.1511e-12 | 0.0015435 | 1.3246e-11
[79 empty] | WLDFR | HFTD - Distribution - Tier 3 - 3QU CoRE ¦ 4QU LoRE | Red Flag Warning - Destructive Fires | 2037 | 4.1914e-09 | 2.0957e-09 | 5.3889e-09 | 9984.8474 | 263.1074 | 9721.74 | 0 | 0 | 0 | 0 | 3.4913e-06 |  | 4.185e-05 | 0 | 4.185e-05 | 2.0925e-05 | 0 | 2.0925e-05 | 5.3807e-05 | 0 | 5.3807e-05 | [16 empty] | 7.3.1.3 Ignition probability mapping showing the probability of ignition along the electric lines and equipmentWLDFRAggregatedAggregated | WLDFR | HFTD - Distribution - Tier 3 - 3QU CoRE ¦ 4QU LoRE | Seismic - Red Flag Warning - Catastrophic Fires | Aggregated | Aggregated | 2024 | 8.5816e-09 | 0 | 208.0009 | 1.785e-06 | 2024 | Mitigation | 0.08575 | 30 | 0 | esc | 0.0012005 | 1.0302e-11 | 0.00060025 | 5.1511e-12 | 0.0015435 | 1.3246e-11
[79 empty] | WLDFR | HFTD - Distribution - Tier 3 - 3QU CoRE ¦ 4QU LoRE | Red Flag Warning - Destructive Fires | 2038 | 4.1914e-09 | 2.0957e-09 | 5.3889e-09 | 10472.8261 | 280.5544 | 10192.2718 | 0 | 0 | 0 | 0 | 3.4913e-06 |  | 4.3895e-05 | 0 | 4.3895e-05 | 2.1948e-05 | 0 | 2.1948e-05 | 5.6437e-05 | 0 | 5.6437e-05 | [16 empty] | 7.3.1.3 Ignition probability mapping showing the probability of ignition along the electric lines and equipmentWLDFRAggregatedAggregated | WLDFR | HFTD - Distribution - Tier 3 - 3QU CoRE ¦ 4QU LoRE | Seismic - Red Flag Warning - Catastrophic Fires | Aggregated | Aggregated | 2025 | 8.5816e-09 | 0 | 208.0009 | 1.785e-06 | 2025 | Mitigation | 0.08575 | 30 | 0 | esc | 0.0012005 | 1.0302e-11 | 0.00060025 | 5.1511e-12 | 0.0015435 | 1.3246e-11
[79 empty] | WLDFR | HFTD - Distribution - Tier 3 - 3QU CoRE ¦ 4QU LoRE | Red Flag Warning - Destructive Fires | 2039 | 4.1914e-09 | 2.0957e-09 | 5.3889e-09 | 10472.8261 | 280.5544 | 10192.2718 | 0 | 0 | 0 | 0 | 3.4913e-06 |  | 4.3895e-05 | 0 | 4.3895e-05 | 2.1948e-05 | 0 | 2.1948e-05 | 5.6437e-05 | 0 | 5.6437e-05 | [16 empty] | 7.3.1.3 Ignition probability mapping showing the probability of ignition along the electric lines and equipmentWLDFRAggregatedAggregated | WLDFR | HFTD - Distribution - Tier 3 - 3QU CoRE ¦ 4QU LoRE | Seismic - Red Flag Warning - Catastrophic Fires | Aggregated | Aggregated | 2026 | 8.5816e-09 | 0 | 208.0009 | 1.785e-06 | 2026 | Mitigation | 0.08575 | 30 | 0 | esc | 0.0012005 | 1.0302e-11 | 0.00060025 | 5.1511e-12 | 0.0015435 | 1.3246e-11
[79 empty] | WLDFR | HFTD - Distribution - Tier 3 - 3QU CoRE ¦ 4QU LoRE | Red Flag Warning - Destructive Fires | 2040 | 4.1914e-09 | 2.0957e-09 | 5.3889e-09 | 10472.8261 | 280.5544 | 10192.2718 | 0 | 0 | 0 | 0 | 3.4913e-06 |  | 4.3895e-05 | 0 | 4.3895e-05 | 2.1948e-05 | 0 | 2.1948e-05 | 5.6437e-05 | 0 | 5.6437e-05 | [16 empty] | 7.3.1.3 Ignition probability mapping showing the probability of ignition along the electric lines and equipmentWLDFRAggregatedAggregated | WLDFR | HFTD - Distribution - Tier 3 - 3QU CoRE ¦ 4QU LoRE | Seismic - Red Flag Warning - Catastrophic Fires | Aggregated | Aggregated | 2027 | 8.5816e-09 | 0 | 208.0009 | 1.785e-06 | 2027 | Mitigation | 0.08575 | 30 | 0 | esc | 0.0012005 | 1.0302e-11 | 0.00060025 | 5.1511e-12 | 0.0015435 | 1.3246e-11
[79 empty] | WLDFR | HFTD - Distribution - Tier 3 - 3QU CoRE ¦ 4QU LoRE | Red Flag Warning - Destructive Fires | 2041 | 4.1914e-09 | 2.0957e-09 | 5.3889e-09 | 10472.8261 | 280.5544 | 10192.2718 | 0 | 0 | 0 | 0 | 3.4913e-06 |  | 4.3895e-05 | 0 | 4.3895e-05 | 2.1948e-05 | 0 | 2.1948e-05 | 5.6437e-05 | 0 | 5.6437e-05 | [16 empty] | 7.3.1.3 Ignition probability mapping showing the probability of ignition along the electric lines and equipmentWLDFRAggregatedAggregated | WLDFR | HFTD - Distribution - Tier 3 - 3QU CoRE ¦ 4QU LoRE | Seismic - Red Flag Warning - Catastrophic Fires | Aggregated | Aggregated | 2028 | 8.5816e-09 | 0 | 208.0009 | 1.785e-06 | 2028 | Mitigation | 0.08575 | 30 | 0 | esc | 0.0012005 | 1.0302e-11 | 0.00060025 | 5.1511e-12 | 0.0015435 | 1.3246e-11
[79 empty] | WLDFR | HFTD - Distribution - Tier 3 - 3QU CoRE ¦ 4QU LoRE | Red Flag Warning - Destructive Fires | 2042 | 4.1914e-09 | 2.0957e-09 | 5.3889e-09 | 10472.8261 | 280.5544 | 10192.2718 | 0 | 0 | 0 | 0 | 3.4913e-06 |  | 4.3895e-05 | 0 | 4.3895e-05 | 2.1948e-05 | 0 | 2.1948e-05 | 5.6437e-05 | 0 | 5.6437e-05 | [16 empty] | 7.3.1.3 Ignition probability mapping showing the probability of ignition along the electric lines and equipmentWLDFRAggregatedAggregated | WLDFR | HFTD - Distribution - Tier 3 - 3QU CoRE ¦ 4QU LoRE | Seismic - Red Flag Warning - Catastrophic Fires | Aggregated | Aggregated | 2029 | 8.5816e-09 | 0 | 208.0009 | 1.785e-06 | 2029 | Mitigation | 0.08575 | 30 | 0 | esc | 0.0012005 | 1.0302e-11 | 0.00060025 | 5.1511e-12 | 0.0015435 | 1.3246e-11
[79 empty] | WLDFR | HFTD - Distribution - Tier 3 - 3QU CoRE ¦ 4QU LoRE | Red Flag Warning - Destructive Fires | 2043 | 4.1914e-09 | 2.0957e-09 | 5.3889e-09 | 10992.1562 | 299.42 | 10692.7362 | 0 | 0 | 0 | 0 | 3.4913e-06 |  | 4.6072e-05 | 0 | 4.6072e-05 | 2.3036e-05 | 0 | 2.3036e-05 | 5.9236e-05 | 0 | 5.9236e-05 | [16 empty] | 7.3.1.3 Ignition probability mapping showing the probability of ignition along the electric lines and equipmentWLDFRAggregatedAggregated | WLDFR | HFTD - Distribution - Tier 3 - 3QU CoRE ¦ 4QU LoRE | Seismic - Red Flag Warning - Catastrophic Fires | Aggregated | Aggregated | 2030 | 8.5816e-09 | 0 | 208.0009 | 1.785e-06 | 2030 | Mitigation | 0.08575 | 30 | 0 | esc | 0.0012005 | 1.0302e-11 | 0.00060025 | 5.1511e-12 | 0.0015435 | 1.3246e-11
[79 empty] | WLDFR | HFTD - Distribution - Tier 3 - 3QU CoRE ¦ 4QU LoRE | Red Flag Warning - Destructive Fires | 2044 | 4.1914e-09 | 2.0957e-09 | 5.3889e-09 | 10992.1562 | 299.42 | 10692.7362 | 0 | 0 | 0 | 0 | 3.4913e-06 |  | 4.6072e-05 | 0 | 4.6072e-05 | 2.3036e-05 | 0 | 2.3036e-05 | 5.9236e-05 | 0 | 5.9236e-05 | [16 empty] | 7.3.1.3 Ignition probability mapping showing the probability of ignition along the electric lines and equipmentWLDFRAggregatedAggregated | WLDFR | HFTD - Distribution - Tier 3 - 3QU CoRE ¦ 4QU LoRE | Seismic - Red Flag Warning - Catastrophic Fires | Aggregated | Aggregated | 2031 | 8.5816e-09 | 0 | 208.0009 | 1.785e-06 | 2031 | Mitigation | 0.08575 | 30 | 0 | esc | 0.0012005 | 1.0302e-11 | 0.00060025 | 5.1511e-12 | 0.0015435 | 1.3246e-11
[79 empty] | WLDFR | HFTD - Distribution - Tier 3 - 3QU CoRE ¦ 4QU LoRE | Red Flag Warning - Destructive Fires | 2045 | 4.1914e-09 | 2.0957e-09 | 5.3889e-09 | 10992.1562 | 299.42 | 10692.7362 | 0 | 0 | 0 | 0 | 3.4913e-06 |  | 4.6072e-05 | 0 | 4.6072e-05 | 2.3036e-05 | 0 | 2.3036e-05 | 5.9236e-05 | 0 | 5.9236e-05 | [16 empty] | 7.3.1.3 Ignition probability mapping showing the probability of ignition along the electric lines and equipmentWLDFRAggregatedAggregated | WLDFR | HFTD - Distribution - Tier 3 - 3QU CoRE ¦ 4QU LoRE | Seismic - Red Flag Warning - Catastrophic Fires | Aggregated | Aggregated | 2032 | 8.5816e-09 | 0 | 208.0009 | 1.785e-06 | 2032 | Mitigation | 0.08575 | 30 | 0 | esc | 0.0012005 | 1.0302e-11 | 0.00060025 | 5.1511e-12 | 0.0015435 | 1.3246e-11
[79 empty] | WLDFR | HFTD - Distribution - Tier 3 - 3QU CoRE ¦ 4QU LoRE | Red Flag Warning - Destructive Fires | 2046 | 4.1914e-09 | 2.0957e-09 | 5.3889e-09 | 10992.1562 | 299.42 | 10692.7362 | 0 | 0 | 0 | 0 | 3.4913e-06 |  | 4.6072e-05 | 0 | 4.6072e-05 | 2.3036e-05 | 0 | 2.3036e-05 | 5.9236e-05 | 0 | 5.9236e-05 | [16 empty] | 7.3.1.3 Ignition probability mapping showing the probability of ignition along the electric lines and equipmentWLDFRAggregatedAggregated | WLDFR | HFTD - Distribution - Tier 3 - 3QU CoRE ¦ 4QU LoRE | Seismic - Red Flag Warning - Catastrophic Fires | Aggregated | Aggregated | 2033 | 8.5816e-09 | 0 | 208.0009 | 1.785e-06 | 2033 | Mitigation | 0.08575 | 30 | 0 | esc | 0.0012005 | 1.0302e-11 | 0.00060025 | 5.1511e-12 | 0.0015435 | 1.3246e-11
[79 empty] | WLDFR | HFTD - Distribution - Tier 3 - 3QU CoRE ¦ 4QU LoRE | Red Flag Warning - Destructive Fires | 2047 | 4.1914e-09 | 2.0957e-09 | 5.3889e-09 | 10992.1562 | 299.42 | 10692.7362 | 0 | 0 | 0 | 0 | 3.4913e-06 |  | 4.6072e-05 | 0 | 4.6072e-05 | 2.3036e-05 | 0 | 2.3036e-05 | 5.9236e-05 | 0 | 5.9236e-05 | [16 empty] | 7.3.1.3 Ignition probability mapping showing the probability of ignition along the electric lines and equipmentWLDFRAggregatedAggregated | WLDFR | HFTD - Distribution - Tier 3 - 3QU CoRE ¦ 4QU LoRE | Seismic - Red Flag Warning - Catastrophic Fires | Aggregated | Aggregated | 2034 | 8.5816e-09 | 0 | 208.0009 | 1.785e-06 | 2034 | Mitigation | 0.08575 | 30 | 0 | esc | 0.0012005 | 1.0302e-11 | 0.00060025 | 5.1511e-12 | 0.0015435 | 1.3246e-11
[79 empty] | WLDFR | HFTD - Distribution - Tier 3 - 3QU CoRE ¦ 4QU LoRE | Red Flag Warning - Destructive Fires | 2048 | 4.1914e-09 | 2.0957e-09 | 5.3889e-09 | 11536.0538 | 319.4911 | 11216.5626 | 0 | 0 | 0 | 0 | 3.4913e-06 |  | 4.8352e-05 | 0 | 4.8352e-05 | 2.4176e-05 | 0 | 2.4176e-05 | 6.2167e-05 | 0 | 6.2167e-05 | [16 empty] | 7.3.1.3 Ignition probability mapping showing the probability of ignition along the electric lines and equipmentWLDFRAggregatedAggregated | WLDFR | HFTD - Distribution - Tier 3 - 3QU CoRE ¦ 4QU LoRE | Seismic - Red Flag Warning - Catastrophic Fires | Aggregated | Aggregated | 2035 | 8.5816e-09 | 0 | 208.0009 | 1.785e-06 | 2035 | Mitigation | 0.08575 | 30 | 0 | esc | 0.0012005 | 1.0302e-11 | 0.00060025 | 5.1511e-12 | 0.0015435 | 1.3246e-11
[79 empty] | WLDFR | HFTD - Distribution - Tier 3 - 3QU CoRE ¦ 4QU LoRE | Red Flag Warning - Destructive Fires | 2049 | 4.1914e-09 | 2.0957e-09 | 5.3889e-09 | 11536.0538 | 319.4911 | 11216.5626 | 0 | 0 | 0 | 0 | 3.4913e-06 |  | 4.8352e-05 | 0 | 4.8352e-05 | 2.4176e-05 | 0 | 2.4176e-05 | 6.2167e-05 | 0 | 6.2167e-05 | [16 empty] | 7.3.1.3 Ignition probability mapping showing the probability of ignition along the electric lines and equipmentWLDFRAggregatedAggregated | WLDFR | HFTD - Distribution - Tier 3 - 3QU CoRE ¦ 4QU LoRE | Seismic - Red Flag Warning - Catastrophic Fires | Aggregated | Aggregated | 2036 | 8.5816e-09 | 0 | 208.0009 | 1.785e-06 | 2036 | Mitigation | 0.08575 | 30 | 0 | esc | 0.0012005 | 1.0302e-11 | 0.00060025 | 5.1511e-12 | 0.0015435 | 1.3246e-11
[79 empty] | WLDFR | HFTD - Distribution - Tier 3 - 3QU CoRE ¦ 4QU LoRE | Red Flag Warning - Destructive Fires | 2050 | 0 | 2.0957e-09 | 5.3889e-09 | 11536.0538 | 319.4911 | 11216.5626 | 0 | 0 | 0 | 0 | 3.4913e-06 |  | 0 | 0 | 0 | 2.4176e-05 | 0 | 2.4176e-05 | 6.2167e-05 | 0 | 6.2167e-05 | [16 empty] | 7.3.1.3 Ignition probability mapping showing the probability of ignition along the electric lines and equipmentWLDFRAggregatedAggregated | WLDFR | HFTD - Distribution - Tier 3 - 3QU CoRE ¦ 4QU LoRE | Seismic - Red Flag Warning - Catastrophic Fires | Aggregated | Aggregated | 2037 | 8.5816e-09 | 0 | 208.0009 | 1.785e-06 | 2037 | Mitigation | 0.08575 | 30 | 0 | esc | 0.0012005 | 1.0302e-11 | 0.00060025 | 5.1511e-12 | 0.0015435 | 1.3246e-11
[79 empty] | WLDFR | HFTD - Distribution - Tier 3 - 3QU CoRE ¦ 4QU LoRE | Red Flag Warning - Destructive Fires | 2051 | 0 | 0 | 5.3889e-09 | 11536.0538 | 319.4911 | 11216.5626 | 0 | 0 | 0 | 0 | 3.4913e-06 |  | 0 | 0 | 0 | 0 | 0 | 0 | 6.2167e-05 | 0 | 6.2167e-05 | [16 empty] | 7.3.1.3 Ignition probability mapping showing the probability of ignition along the electric lines and equipmentWLDFRAggregatedAggregated | WLDFR | HFTD - Distribution - Tier 3 - 3QU CoRE ¦ 4QU LoRE | Seismic - Red Flag Warning - Catastrophic Fires | Aggregated | Aggregated | 2038 | 8.5816e-09 | 0 | 208.0009 | 1.785e-06 | 2038 | Mitigation | 0.08575 | 30 | 0 | esc | 0.0012005 | 1.0302e-11 | 0.00060025 | 5.1511e-12 | 0.0015435 | 1.3246e-11
[79 empty] | WLDFR | HFTD - Distribution - Tier 3 - 3QU CoRE ¦ 4QU LoRE | Red Flag Warning - Large Fires | 2020 | 3.0616e-08 | 0 | 0 | 5.2406 | 0.69642 | 2.942 | 1.6022 | 0 | 0 | 0 | 2.5503e-05 |  | 1.6045e-07 | 0 | 1.6045e-07 | 0 | 0 | 0 | 0 | 0 | 0 | [16 empty] | 7.3.1.3 Ignition probability mapping showing the probability of ignition along the electric lines and equipmentWLDFRAggregatedAggregated | WLDFR | HFTD - Distribution - Tier 3 - 3QU CoRE ¦ 4QU LoRE | Seismic - Red Flag Warning - Catastrophic Fires | Aggregated | Aggregated | 2039 | 8.5816e-09 | 0 | 208.0009 | 1.785e-06 | 2039 | Mitigation | 0.08575 | 30 | 0 | esc | 0.0012005 | 1.0302e-11 | 0.00060025 | 5.1511e-12 | 0.0015435 | 1.3246e-11
[79 empty] | WLDFR | HFTD - Distribution - Tier 3 - 3QU CoRE ¦ 4QU LoRE | Red Flag Warning - Large Fires | 2021 | 3.0616e-08 | 1.5308e-08 | 0 | 5.2406 | 0.69642 | 2.942 | 1.6022 | 0 | 0 | 0 | 2.5503e-05 |  | 1.6045e-07 | 0 | 1.6045e-07 | 8.0223e-08 | 0 | 8.0223e-08 | 0 | 0 | 0 | [16 empty] | 7.3.1.3 Ignition probability mapping showing the probability of ignition along the electric lines and equipmentWLDFRAggregatedAggregated | WLDFR | HFTD - Distribution - Tier 3 - 3QU CoRE ¦ 4QU LoRE | Seismic - Red Flag Warning - Catastrophic Fires | Aggregated | Aggregated | 2040 | 8.5816e-09 | 0 | 208.0009 | 1.785e-06 | 2040 | Mitigation | 0.08575 | 30 | 0 | esc | 0.0012005 | 1.0302e-11 | 0.00060025 | 5.1511e-12 | 0.0015435 | 1.3246e-11
[79 empty] | WLDFR | HFTD - Distribution - Tier 3 - 3QU CoRE ¦ 4QU LoRE | Red Flag Warning - Large Fires | 2022 | 3.0616e-08 | 1.5308e-08 | 3.9364e-08 | 5.2406 | 0.69642 | 2.942 | 1.6022 | 0 | 0 | 0 | 2.5503e-05 |  | 1.6045e-07 | 0 | 1.6045e-07 | 8.0223e-08 | 0 | 8.0223e-08 | 2.0629e-07 | 0 | 2.0629e-07 | [16 empty] | 7.3.1.3 Ignition probability mapping showing the probability of ignition along the electric lines and equipmentWLDFRAggregatedAggregated | WLDFR | HFTD - Distribution - Tier 3 - 3QU CoRE ¦ 4QU LoRE | Seismic - Red Flag Warning - Catastrophic Fires | Aggregated | Aggregated | 2041 | 8.5816e-09 | 0 | 208.0009 | 1.785e-06 | 2041 | Mitigation | 0.08575 | 30 | 0 | esc | 0.0012005 | 1.0302e-11 | 0.00060025 | 5.1511e-12 | 0.0015435 | 1.3246e-11
[79 empty] | WLDFR | HFTD - Distribution - Tier 3 - 3QU CoRE ¦ 4QU LoRE | Red Flag Warning - Large Fires | 2023 | 3.0616e-08 | 1.5308e-08 | 3.9364e-08 | 5.475 | 0.71896 | 3.0715 | 1.6846 | 0 | 0 | 0 | 2.5503e-05 |  | 1.6763e-07 | 0 | 1.6763e-07 | 8.3813e-08 | 0 | 8.3813e-08 | 2.1552e-07 | 0 | 2.1552e-07 | [16 empty] | 7.3.1.3 Ignition probability mapping showing the probability of ignition along the electric lines and equipmentWLDFRAggregatedAggregated | WLDFR | HFTD - Distribution - Tier 3 - 3QU CoRE ¦ 4QU LoRE | Seismic - Red Flag Warning - Catastrophic Fires | Aggregated | Aggregated | 2042 | 8.5816e-09 | 0 | 208.0009 | 1.785e-06 | 2042 | Mitigation | 0.08575 | 30 | 0 | esc | 0.0012005 | 1.0302e-11 | 0.00060025 | 5.1511e-12 | 0.0015435 | 1.3246e-11
[79 empty] | WLDFR | HFTD - Distribution - Tier 3 - 3QU CoRE ¦ 4QU LoRE | Red Flag Warning - Large Fires | 2024 | 3.0616e-08 | 1.5308e-08 | 3.9364e-08 | 5.475 | 0.71896 | 3.0715 | 1.6846 | 0 | 0 | 0 | 2.5503e-05 |  | 1.6763e-07 | 0 | 1.6763e-07 | 8.3813e-08 | 0 | 8.3813e-08 | 2.1552e-07 | 0 | 2.1552e-07 | [16 empty] | 7.3.1.3 Ignition probability mapping showing the probability of ignition along the electric lines and equipmentWLDFRAggregatedAggregated | WLDFR | HFTD - Distribution - Tier 3 - 3QU CoRE ¦ 4QU LoRE | Seismic - Red Flag Warning - Catastrophic Fires | Aggregated | Aggregated | 2043 | 8.5816e-09 | 0 | 208.0009 | 1.785e-06 | 2043 | Mitigation | 0.08575 | 30 | 0 | esc | 0.0012005 | 1.0302e-11 | 0.00060025 | 5.1511e-12 | 0.0015435 | 1.3246e-11
[79 empty] | WLDFR | HFTD - Distribution - Tier 3 - 3QU CoRE ¦ 4QU LoRE | Red Flag Warning - Large Fires | 2025 | 3.0616e-08 | 1.5308e-08 | 3.9364e-08 | 5.475 | 0.71896 | 3.0715 | 1.6846 | 0 | 0 | 0 | 2.5503e-05 |  | 1.6763e-07 | 0 | 1.6763e-07 | 8.3813e-08 | 0 | 8.3813e-08 | 2.1552e-07 | 0 | 2.1552e-07 | [16 empty] | 7.3.1.3 Ignition probability mapping showing the probability of ignition along the electric lines and equipmentWLDFRAggregatedAggregated | WLDFR | HFTD - Distribution - Tier 3 - 3QU CoRE ¦ 4QU LoRE | Seismic - Red Flag Warning - Catastrophic Fires | Aggregated | Aggregated | 2044 | 8.5816e-09 | 0 | 208.0009 | 1.785e-06 | 2044 | Mitigation | 0.08575 | 30 | 0 | esc | 0.0012005 | 1.0302e-11 | 0.00060025 | 5.1511e-12 | 0.0015435 | 1.3246e-11
[79 empty] | WLDFR | HFTD - Distribution - Tier 3 - 3QU CoRE ¦ 4QU LoRE | Red Flag Warning - Large Fires | 2026 | 3.0616e-08 | 1.5308e-08 | 3.9364e-08 | 5.475 | 0.71896 | 3.0715 | 1.6846 | 0 | 0 | 0 | 2.5503e-05 |  | 1.6763e-07 | 0 | 1.6763e-07 | 8.3813e-08 | 0 | 8.3813e-08 | 2.1552e-07 | 0 | 2.1552e-07 | [16 empty] | 7.3.1.3 Ignition probability mapping showing the probability of ignition along the electric lines and equipmentWLDFRAggregatedAggregated | WLDFR | HFTD - Distribution - Tier 3 - 3QU CoRE ¦ 4QU LoRE | Seismic - Red Flag Warning - Catastrophic Fires | Aggregated | Aggregated | 2045 | 8.5816e-09 | 0 | 208.0009 | 1.785e-06 | 2045 | Mitigation | 0.08575 | 30 | 0 | esc | 0.0012005 | 1.0302e-11 | 0.00060025 | 5.1511e-12 | 0.0015435 | 1.3246e-11
[79 empty] | WLDFR | HFTD - Distribution - Tier 3 - 3QU CoRE ¦ 4QU LoRE | Red Flag Warning - Large Fires | 2027 | 3.0616e-08 | 1.5308e-08 | 3.9364e-08 | 5.475 | 0.71896 | 3.0715 | 1.6846 | 0 | 0 | 0 | 2.5503e-05 |  | 1.6763e-07 | 0 | 1.6763e-07 | 8.3813e-08 | 0 | 8.3813e-08 | 2.1552e-07 | 0 | 2.1552e-07 | [16 empty] | 7.3.1.3 Ignition probability mapping showing the probability of ignition along the electric lines and equipmentWLDFRAggregatedAggregated | WLDFR | HFTD - Distribution - Tier 3 - 3QU CoRE ¦ 4QU LoRE | Seismic - Red Flag Warning - Catastrophic Fires | Aggregated | Aggregated | 2046 | 8.5816e-09 | 0 | 208.0009 | 1.785e-06 | 2046 | Mitigation | 0.08575 | 30 | 0 | esc | 0.0012005 | 1.0302e-11 | 0.00060025 | 5.1511e-12 | 0.0015435 | 1.3246e-11
[79 empty] | WLDFR | HFTD - Distribution - Tier 3 - 3QU CoRE ¦ 4QU LoRE | Red Flag Warning - Large Fires | 2028 | 3.0616e-08 | 1.5308e-08 | 3.9364e-08 | 5.777 | 0.74734 | 3.238 | 1.7917 | 0 | 0 | 0 | 2.5503e-05 |  | 1.7687e-07 | 0 | 1.7687e-07 | 8.8435e-08 | 0 | 8.8435e-08 | 2.2741e-07 | 0 | 2.2741e-07 | [16 empty] | 7.3.1.3 Ignition probability mapping showing the probability of ignition along the electric lines and equipmentWLDFRAggregatedAggregated | WLDFR | HFTD - Distribution - Tier 3 - 3QU CoRE ¦ 4QU LoRE | Seismic - Red Flag Warning - Catastrophic Fires | Aggregated | Aggregated | 2047 | 8.5816e-09 | 0 | 208.0009 | 1.785e-06 | 2047 | Mitigation | 0.08575 | 30 | 0 | esc | 0.0012005 | 1.0302e-11 | 0.00060025 | 5.1511e-12 | 0.0015435 | 1.3246e-11
[79 empty] | WLDFR | HFTD - Distribution - Tier 3 - 3QU CoRE ¦ 4QU LoRE | Red Flag Warning - Large Fires | 2029 | 3.0616e-08 | 1.5308e-08 | 3.9364e-08 | 5.777 | 0.74734 | 3.238 | 1.7917 | 0 | 0 | 0 | 2.5503e-05 |  | 1.7687e-07 | 0 | 1.7687e-07 | 8.8435e-08 | 0 | 8.8435e-08 | 2.2741e-07 | 0 | 2.2741e-07 | [16 empty] | 7.3.1.3 Ignition probability mapping showing the probability of ignition along the electric lines and equipmentWLDFRAggregatedAggregated | WLDFR | HFTD - Distribution - Tier 3 - 3QU CoRE ¦ 4QU LoRE | Seismic - Red Flag Warning - Catastrophic Fires | Aggregated | Aggregated | 2048 | 8.5816e-09 | 0 | 208.0009 | 1.785e-06 | 2048 | Mitigation | 0.08575 | 30 | 0 | esc | 0.0012005 | 1.0302e-11 | 0.00060025 | 5.1511e-12 | 0.0015435 | 1.3246e-11
[79 empty] | WLDFR | HFTD - Distribution - Tier 3 - 3QU CoRE ¦ 4QU LoRE | Red Flag Warning - Large Fires | 2030 | 3.0616e-08 | 1.5308e-08 | 3.9364e-08 | 5.777 | 0.74734 | 3.238 | 1.7917 | 0 | 0 | 0 | 2.5503e-05 |  | 1.7687e-07 | 0 | 1.7687e-07 | 8.8435e-08 | 0 | 8.8435e-08 | 2.2741e-07 | 0 | 2.2741e-07 | [16 empty] | 7.3.1.3 Ignition probability mapping showing the probability of ignition along the electric lines and equipmentWLDFRAggregatedAggregated | WLDFR | HFTD - Distribution - Tier 3 - 3QU CoRE ¦ 4QU LoRE | Seismic - Red Flag Warning - Catastrophic Fires | Aggregated | Aggregated | 2049 | 8.5816e-09 | 0 | 208.0009 | 1.785e-06 | 2049 | Mitigation | 0.08575 | 30 | 0 | esc | 0.0012005 | 1.0302e-11 | 0.00060025 | 5.1511e-12 | 0.0015435 | 1.3246e-11
[79 empty] | WLDFR | HFTD - Distribution - Tier 3 - 3QU CoRE ¦ 4QU LoRE | Red Flag Warning - Large Fires | 2031 | 3.0616e-08 | 1.5308e-08 | 3.9364e-08 | 5.777 | 0.74734 | 3.238 | 1.7917 | 0 | 0 | 0 | 2.5503e-05 |  | 1.7687e-07 | 0 | 1.7687e-07 | 8.8435e-08 | 0 | 8.8435e-08 | 2.2741e-07 | 0 | 2.2741e-07 | [16 empty] | 7.3.1.3 Ignition probability mapping showing the probability of ignition along the electric lines and equipmentWLDFRAggregatedAggregated | WLDFR | HFTD - Distribution - Tier 3 - 3QU CoRE ¦ 4QU LoRE | Seismic - Red Flag Warning - Catastrophic Fires | Aggregated | Aggregated | 2050 | 8.5816e-09 | 0 | 208.0009 | 1.785e-06 | 2050 | Mitigation | 0.08575 | 30 | 0 | esc | 0 | 0 | 0.00060025 | 5.1511e-12 | 0.0015435 | 1.3246e-11
[79 empty] | WLDFR | HFTD - Distribution - Tier 3 - 3QU CoRE ¦ 4QU LoRE | Red Flag Warning - Large Fires | 2032 | 3.0616e-08 | 1.5308e-08 | 3.9364e-08 | 5.777 | 0.74734 | 3.238 | 1.7917 | 0 | 0 | 0 | 2.5503e-05 |  | 1.7687e-07 | 0 | 1.7687e-07 | 8.8435e-08 | 0 | 8.8435e-08 | 2.2741e-07 | 0 | 2.2741e-07 | [16 empty] | 7.3.1.3 Ignition probability mapping showing the probability of ignition along the electric lines and equipmentWLDFRAggregatedAggregated | WLDFR | HFTD - Distribution - Tier 3 - 3QU CoRE ¦ 4QU LoRE | Seismic - Red Flag Warning - Catastrophic Fires | Aggregated | Aggregated | 2051 | 8.5816e-09 | 0 | 208.0009 | 1.785e-06 | 2051 | Mitigation | 0.08575 | 30 | 0 | esc | 0 | 0 | 0 | 0 | 0.0015435 | 1.3246e-11
[79 empty] | WLDFR | HFTD - Distribution - Tier 3 - 3QU CoRE ¦ 4QU LoRE | Red Flag Warning - Large Fires | 2033 | 3.0616e-08 | 1.5308e-08 | 3.9364e-08 | 6.1205 | 0.77885 | 3.4265 | 1.9151 | 0 | 0 | 0 | 2.5503e-05 |  | 1.8739e-07 | 0 | 1.8739e-07 | 9.3693e-08 | 0 | 9.3693e-08 | 2.4093e-07 | 0 | 2.4093e-07 | [16 empty] | 7.3.1.3 Ignition probability mapping showing the probability of ignition along the electric lines and equipmentWLDFRAggregatedAggregated | WLDFR | HFTD - Distribution - Tier 3 - 3QU CoRE ¦ 5QU LoRE | Non-Red Flag Warning - Catastrophic Fires | Aggregated | Aggregated | 2021 | 6.7726e-07 | 0 | 90.0882 | 6.1013e-05 | 2021 | Mitigation | 0.08575 | 30 | 0 | esc | 0.0012005 | 8.1305e-10 | 0.00060025 | 4.0652e-10 | 0 | 0
[79 empty] | WLDFR | HFTD - Distribution - Tier 3 - 3QU CoRE ¦ 4QU LoRE | Red Flag Warning - Large Fires | 2034 | 3.0616e-08 | 1.5308e-08 | 3.9364e-08 | 6.1205 | 0.77885 | 3.4265 | 1.9151 | 0 | 0 | 0 | 2.5503e-05 |  | 1.8739e-07 | 0 | 1.8739e-07 | 9.3693e-08 | 0 | 9.3693e-08 | 2.4093e-07 | 0 | 2.4093e-07 | [16 empty] | 7.3.1.3 Ignition probability mapping showing the probability of ignition along the electric lines and equipmentWLDFRAggregatedAggregated | WLDFR | HFTD - Distribution - Tier 3 - 3QU CoRE ¦ 5QU LoRE | Non-Red Flag Warning - Catastrophic Fires | Aggregated | Aggregated | 2022 | 6.7726e-07 | 0 | 90.0882 | 6.1013e-05 | 2022 | Mitigation | 0.08575 | 30 | 0 | esc | 0.0012005 | 8.1305e-10 | 0.00060025 | 4.0652e-10 | 0.0015435 | 1.0453e-09
[79 empty] | WLDFR | HFTD - Distribution - Tier 3 - 3QU CoRE ¦ 4QU LoRE | Red Flag Warning - Large Fires | 2035 | 3.0616e-08 | 1.5308e-08 | 3.9364e-08 | 6.1205 | 0.77885 | 3.4265 | 1.9151 | 0 | 0 | 0 | 2.5503e-05 |  | 1.8739e-07 | 0 | 1.8739e-07 | 9.3693e-08 | 0 | 9.3693e-08 | 2.4093e-07 | 0 | 2.4093e-07 | [16 empty] | 7.3.1.3 Ignition probability mapping showing the probability of ignition along the electric lines and equipmentWLDFRAggregatedAggregated | WLDFR | HFTD - Distribution - Tier 3 - 3QU CoRE ¦ 5QU LoRE | Non-Red Flag Warning - Catastrophic Fires | Aggregated | Aggregated | 2023 | 6.7726e-07 | 0 | 90.0882 | 6.1013e-05 | 2023 | Mitigation | 0.08575 | 30 | 0 | esc | 0.0012005 | 8.1305e-10 | 0.00060025 | 4.0652e-10 | 0.0015435 | 1.0453e-09
[79 empty] | WLDFR | HFTD - Distribution - Tier 3 - 3QU CoRE ¦ 4QU LoRE | Red Flag Warning - Large Fires | 2036 | 3.0616e-08 | 1.5308e-08 | 3.9364e-08 | 6.1205 | 0.77885 | 3.4265 | 1.9151 | 0 | 0 | 0 | 2.5503e-05 |  | 1.8739e-07 | 0 | 1.8739e-07 | 9.3693e-08 | 0 | 9.3693e-08 | 2.4093e-07 | 0 | 2.4093e-07 | [16 empty] | 7.3.1.3 Ignition probability mapping showing the probability of ignition along the electric lines and equipmentWLDFRAggregatedAggregated | WLDFR | HFTD - Distribution - Tier 3 - 3QU CoRE ¦ 5QU LoRE | Non-Red Flag Warning - Catastrophic Fires | Aggregated | Aggregated | 2024 | 6.7726e-07 | 0 | 90.0882 | 6.1013e-05 | 2024 | Mitigation | 0.08575 | 30 | 0 | esc | 0.0012005 | 8.1305e-10 | 0.00060025 | 4.0652e-10 | 0.0015435 | 1.0453e-09
[79 empty] | WLDFR | HFTD - Distribution - Tier 3 - 3QU CoRE ¦ 4QU LoRE | Red Flag Warning - Large Fires | 2037 | 3.0616e-08 | 1.5308e-08 | 3.9364e-08 | 6.1205 | 0.77885 | 3.4265 | 1.9151 | 0 | 0 | 0 | 2.5503e-05 |  | 1.8739e-07 | 0 | 1.8739e-07 | 9.3693e-08 | 0 | 9.3693e-08 | 2.4093e-07 | 0 | 2.4093e-07 | [16 empty] | 7.3.1.3 Ignition probability mapping showing the probability of ignition along the electric lines and equipmentWLDFRAggregatedAggregated | WLDFR | HFTD - Distribution - Tier 3 - 3QU CoRE ¦ 5QU LoRE | Non-Red Flag Warning - Catastrophic Fires | Aggregated | Aggregated | 2025 | 6.7726e-07 | 0 | 90.0882 | 6.1013e-05 | 2025 | Mitigation | 0.08575 | 30 | 0 | esc | 0.0012005 | 8.1305e-10 | 0.00060025 | 4.0652e-10 | 0.0015435 | 1.0453e-09
[79 empty] | WLDFR | HFTD - Distribution - Tier 3 - 3QU CoRE ¦ 4QU LoRE | Red Flag Warning - Large Fires | 2038 | 3.0616e-08 | 1.5308e-08 | 3.9364e-08 | 6.5028 | 0.81304 | 3.6355 | 2.0543 | 0 | 0 | 0 | 2.5503e-05 |  | 1.9909e-07 | 0 | 1.9909e-07 | 9.9546e-08 | 0 | 9.9546e-08 | 2.5598e-07 | 0 | 2.5598e-07 | [16 empty] | 7.3.1.3 Ignition probability mapping showing the probability of ignition along the electric lines and equipmentWLDFRAggregatedAggregated | WLDFR | HFTD - Distribution - Tier 3 - 3QU CoRE ¦ 5QU LoRE | Non-Red Flag Warning - Catastrophic Fires | Aggregated | Aggregated | 2026 | 6.7726e-07 | 0 | 90.0882 | 6.1013e-05 | 2026 | Mitigation | 0.08575 | 30 | 0 | esc | 0.0012005 | 8.1305e-10 | 0.00060025 | 4.0652e-10 | 0.0015435 | 1.0453e-09
[79 empty] | WLDFR | HFTD - Distribution - Tier 3 - 3QU CoRE ¦ 4QU LoRE | Red Flag Warning - Large Fires | 2039 | 3.0616e-08 | 1.5308e-08 | 3.9364e-08 | 6.5028 | 0.81304 | 3.6355 | 2.0543 | 0 | 0 | 0 | 2.5503e-05 |  | 1.9909e-07 | 0 | 1.9909e-07 | 9.9546e-08 | 0 | 9.9546e-08 | 2.5598e-07 | 0 | 2.5598e-07 | [16 empty] | 7.3.1.3 Ignition probability mapping showing the probability of ignition along the electric lines and equipmentWLDFRAggregatedAggregated | WLDFR | HFTD - Distribution - Tier 3 - 3QU CoRE ¦ 5QU LoRE | Non-Red Flag Warning - Catastrophic Fires | Aggregated | Aggregated | 2027 | 6.7726e-07 | 0 | 90.0882 | 6.1013e-05 | 2027 | Mitigation | 0.08575 | 30 | 0 | esc | 0.0012005 | 8.1305e-10 | 0.00060025 | 4.0652e-10 | 0.0015435 | 1.0453e-09
[79 empty] | WLDFR | HFTD - Distribution - Tier 3 - 3QU CoRE ¦ 4QU LoRE | Red Flag Warning - Large Fires | 2040 | 3.0616e-08 | 1.5308e-08 | 3.9364e-08 | 6.5028 | 0.81304 | 3.6355 | 2.0543 | 0 | 0 | 0 | 2.5503e-05 |  | 1.9909e-07 | 0 | 1.9909e-07 | 9.9546e-08 | 0 | 9.9546e-08 | 2.5598e-07 | 0 | 2.5598e-07 | [16 empty] | 7.3.1.3 Ignition probability mapping showing the probability of ignition along the electric lines and equipmentWLDFRAggregatedAggregated | WLDFR | HFTD - Distribution - Tier 3 - 3QU CoRE ¦ 5QU LoRE | Non-Red Flag Warning - Catastrophic Fires | Aggregated | Aggregated | 2028 | 6.7726e-07 | 0 | 90.0882 | 6.1013e-05 | 2028 | Mitigation | 0.08575 | 30 | 0 | esc | 0.0012005 | 8.1305e-10 | 0.00060025 | 4.0652e-10 | 0.0015435 | 1.0453e-09
[79 empty] | WLDFR | HFTD - Distribution - Tier 3 - 3QU CoRE ¦ 4QU LoRE | Red Flag Warning - Large Fires | 2041 | 3.0616e-08 | 1.5308e-08 | 3.9364e-08 | 6.5028 | 0.81304 | 3.6355 | 2.0543 | 0 | 0 | 0 | 2.5503e-05 |  | 1.9909e-07 | 0 | 1.9909e-07 | 9.9546e-08 | 0 | 9.9546e-08 | 2.5598e-07 | 0 | 2.5598e-07 | [16 empty] | 7.3.1.3 Ignition probability mapping showing the probability of ignition along the electric lines and equipmentWLDFRAggregatedAggregated | WLDFR | HFTD - Distribution - Tier 3 - 3QU CoRE ¦ 5QU LoRE | Non-Red Flag Warning - Catastrophic Fires | Aggregated | Aggregated | 2029 | 6.7726e-07 | 0 | 90.0882 | 6.1013e-05 | 2029 | Mitigation | 0.08575 | 30 | 0 | esc | 0.0012005 | 8.1305e-10 | 0.00060025 | 4.0652e-10 | 0.0015435 | 1.0453e-09
[79 empty] | WLDFR | HFTD - Distribution - Tier 3 - 3QU CoRE ¦ 4QU LoRE | Red Flag Warning - Large Fires | 2042 | 3.0616e-08 | 1.5308e-08 | 3.9364e-08 | 6.5028 | 0.81304 | 3.6355 | 2.0543 | 0 | 0 | 0 | 2.5503e-05 |  | 1.9909e-07 | 0 | 1.9909e-07 | 9.9546e-08 | 0 | 9.9546e-08 | 2.5598e-07 | 0 | 2.5598e-07 | [16 empty] | 7.3.1.3 Ignition probability mapping showing the probability of ignition along the electric lines and equipmentWLDFRAggregatedAggregated | WLDFR | HFTD - Distribution - Tier 3 - 3QU CoRE ¦ 5QU LoRE | Non-Red Flag Warning - Catastrophic Fires | Aggregated | Aggregated | 2030 | 6.7726e-07 | 0 | 90.0882 | 6.1013e-05 | 2030 | Mitigation | 0.08575 | 30 | 0 | esc | 0.0012005 | 8.1305e-10 | 0.00060025 | 4.0652e-10 | 0.0015435 | 1.0453e-09
[79 empty] | WLDFR | HFTD - Distribution - Tier 3 - 3QU CoRE ¦ 4QU LoRE | Red Flag Warning - Large Fires | 2043 | 3.0616e-08 | 1.5308e-08 | 3.9364e-08 | 6.9209 | 0.84944 | 3.8632 | 2.2083 | 0 | 0 | 0 | 2.5503e-05 |  | 2.1189e-07 | 0 | 2.1189e-07 | 1.0595e-07 | 0 | 1.0595e-07 | 2.7243e-07 | 0 | 2.7243e-07 | [16 empty] | 7.3.1.3 Ignition probability mapping showing the probability of ignition along the electric lines and equipmentWLDFRAggregatedAggregated | WLDFR | HFTD - Distribution - Tier 3 - 3QU CoRE ¦ 5QU LoRE | Non-Red Flag Warning - Catastrophic Fires | Aggregated | Aggregated | 2031 | 6.7726e-07 | 0 | 90.0882 | 6.1013e-05 | 2031 | Mitigation | 0.08575 | 30 | 0 | esc | 0.0012005 | 8.1305e-10 | 0.00060025 | 4.0652e-10 | 0.0015435 | 1.0453e-09
[79 empty] | WLDFR | HFTD - Distribution - Tier 3 - 3QU CoRE ¦ 4QU LoRE | Red Flag Warning - Large Fires | 2044 | 3.0616e-08 | 1.5308e-08 | 3.9364e-08 | 6.9209 | 0.84944 | 3.8632 | 2.2083 | 0 | 0 | 0 | 2.5503e-05 |  | 2.1189e-07 | 0 | 2.1189e-07 | 1.0595e-07 | 0 | 1.0595e-07 | 2.7243e-07 | 0 | 2.7243e-07 | [16 empty] | 7.3.1.3 Ignition probability mapping showing the probability of ignition along the electric lines and equipmentWLDFRAggregatedAggregated | WLDFR | HFTD - Distribution - Tier 3 - 3QU CoRE ¦ 5QU LoRE | Non-Red Flag Warning - Catastrophic Fires | Aggregated | Aggregated | 2032 | 6.7726e-07 | 0 | 90.0882 | 6.1013e-05 | 2032 | Mitigation | 0.08575 | 30 | 0 | esc | 0.0012005 | 8.1305e-10 | 0.00060025 | 4.0652e-10 | 0.0015435 | 1.0453e-09
[79 empty] | WLDFR | HFTD - Distribution - Tier 3 - 3QU CoRE ¦ 4QU LoRE | Red Flag Warning - Large Fires | 2045 | 3.0616e-08 | 1.5308e-08 | 3.9364e-08 | 6.9209 | 0.84944 | 3.8632 | 2.2083 | 0 | 0 | 0 | 2.5503e-05 |  | 2.1189e-07 | 0 | 2.1189e-07 | 1.0595e-07 | 0 | 1.0595e-07 | 2.7243e-07 | 0 | 2.7243e-07 | [16 empty] | 7.3.1.3 Ignition probability mapping showing the probability of ignition along the electric lines and equipmentWLDFRAggregatedAggregated | WLDFR | HFTD - Distribution - Tier 3 - 3QU CoRE ¦ 5QU LoRE | Non-Red Flag Warning - Catastrophic Fires | Aggregated | Aggregated | 2033 | 6.7726e-07 | 0 | 90.0882 | 6.1013e-05 | 2033 | Mitigation | 0.08575 | 30 | 0 | esc | 0.0012005 | 8.1305e-10 | 0.00060025 | 4.0652e-10 | 0.0015435 | 1.0453e-09
[79 empty] | WLDFR | HFTD - Distribution - Tier 3 - 3QU CoRE ¦ 4QU LoRE | Red Flag Warning - Large Fires | 2046 | 3.0616e-08 | 1.5308e-08 | 3.9364e-08 | 6.9209 | 0.84944 | 3.8632 | 2.2083 | 0 | 0 | 0 | 2.5503e-05 |  | 2.1189e-07 | 0 | 2.1189e-07 | 1.0595e-07 | 0 | 1.0595e-07 | 2.7243e-07 | 0 | 2.7243e-07 | [16 empty] | 7.3.1.3 Ignition probability mapping showing the probability of ignition along the electric lines and equipmentWLDFRAggregatedAggregated | WLDFR | HFTD - Distribution - Tier 3 - 3QU CoRE ¦ 5QU LoRE | Non-Red Flag Warning - Catastrophic Fires | Aggregated | Aggregated | 2034 | 6.7726e-07 | 0 | 90.0882 | 6.1013e-05 | 2034 | Mitigation | 0.08575 | 30 | 0 | esc | 0.0012005 | 8.1305e-10 | 0.00060025 | 4.0652e-10 | 0.0015435 | 1.0453e-09
[79 empty] | WLDFR | HFTD - Distribution - Tier 3 - 3QU CoRE ¦ 4QU LoRE | Red Flag Warning - Large Fires | 2047 | 3.0616e-08 | 1.5308e-08 | 3.9364e-08 | 6.9209 | 0.84944 | 3.8632 | 2.2083 | 0 | 0 | 0 | 2.5503e-05 |  | 2.1189e-07 | 0 | 2.1189e-07 | 1.0595e-07 | 0 | 1.0595e-07 | 2.7243e-07 | 0 | 2.7243e-07 | [16 empty] | 7.3.1.3 Ignition probability mapping showing the probability of ignition along the electric lines and equipmentWLDFRAggregatedAggregated | WLDFR | HFTD - Distribution - Tier 3 - 3QU CoRE ¦ 5QU LoRE | Non-Red Flag Warning - Catastrophic Fires | Aggregated | Aggregated | 2035 | 6.7726e-07 | 0 | 90.0882 | 6.1013e-05 | 2035 | Mitigation | 0.08575 | 30 | 0 | esc | 0.0012005 | 8.1305e-10 | 0.00060025 | 4.0652e-10 | 0.0015435 | 1.0453e-09
[79 empty] | WLDFR | HFTD - Distribution - Tier 3 - 3QU CoRE ¦ 4QU LoRE | Red Flag Warning - Large Fires | 2048 | 3.0616e-08 | 1.5308e-08 | 3.9364e-08 | 7.3713 | 0.88759 | 4.1075 | 2.3763 | 0 | 0 | 0 | 2.5503e-05 |  | 2.2568e-07 | 0 | 2.2568e-07 | 1.1284e-07 | 0 | 1.1284e-07 | 2.9016e-07 | 0 | 2.9016e-07 | [16 empty] | 7.3.1.3 Ignition probability mapping showing the probability of ignition along the electric lines and equipmentWLDFRAggregatedAggregated | WLDFR | HFTD - Distribution - Tier 3 - 3QU CoRE ¦ 5QU LoRE | Non-Red Flag Warning - Catastrophic Fires | Aggregated | Aggregated | 2036 | 6.7726e-07 | 0 | 90.0882 | 6.1013e-05 | 2036 | Mitigation | 0.08575 | 30 | 0 | esc | 0.0012005 | 8.1305e-10 | 0.00060025 | 4.0652e-10 | 0.0015435 | 1.0453e-09
[79 empty] | WLDFR | HFTD - Distribution - Tier 3 - 3QU CoRE ¦ 4QU LoRE | Red Flag Warning - Large Fires | 2049 | 3.0616e-08 | 1.5308e-08 | 3.9364e-08 | 7.3713 | 0.88759 | 4.1075 | 2.3763 | 0 | 0 | 0 | 2.5503e-05 |  | 2.2568e-07 | 0 | 2.2568e-07 | 1.1284e-07 | 0 | 1.1284e-07 | 2.9016e-07 | 0 | 2.9016e-07 | [16 empty] | 7.3.1.3 Ignition probability mapping showing the probability of ignition along the electric lines and equipmentWLDFRAggregatedAggregated | WLDFR | HFTD - Distribution - Tier 3 - 3QU CoRE ¦ 5QU LoRE | Non-Red Flag Warning - Catastrophic Fires | Aggregated | Aggregated | 2037 | 6.7726e-07 | 0 | 90.0882 | 6.1013e-05 | 2037 | Mitigation | 0.08575 | 30 | 0 | esc | 0.0012005 | 8.1305e-10 | 0.00060025 | 4.0652e-10 | 0.0015435 | 1.0453e-09
[79 empty] | WLDFR | HFTD - Distribution - Tier 3 - 3QU CoRE ¦ 4QU LoRE | Red Flag Warning - Large Fires | 2050 | 0 | 1.5308e-08 | 3.9364e-08 | 7.3713 | 0.88759 | 4.1075 | 2.3763 | 0 | 0 | 0 | 2.5503e-05 |  | 0 | 0 | 0 | 1.1284e-07 | 0 | 1.1284e-07 | 2.9016e-07 | 0 | 2.9016e-07 | [16 empty] | 7.3.1.3 Ignition probability mapping showing the probability of ignition along the electric lines and equipmentWLDFRAggregatedAggregated | WLDFR | HFTD - Distribution - Tier 3 - 3QU CoRE ¦ 5QU LoRE | Non-Red Flag Warning - Catastrophic Fires | Aggregated | Aggregated | 2038 | 6.7726e-07 | 0 | 90.0882 | 6.1013e-05 | 2038 | Mitigation | 0.08575 | 30 | 0 | esc | 0.0012005 | 8.1305e-10 | 0.00060025 | 4.0652e-10 | 0.0015435 | 1.0453e-09
[79 empty] | WLDFR | HFTD - Distribution - Tier 3 - 3QU CoRE ¦ 4QU LoRE | Red Flag Warning - Large Fires | 2051 | 0 | 0 | 3.9364e-08 | 7.3713 | 0.88759 | 4.1075 | 2.3763 | 0 | 0 | 0 | 2.5503e-05 |  | 0 | 0 | 0 | 0 | 0 | 0 | 2.9016e-07 | 0 | 2.9016e-07 | [16 empty] | 7.3.1.3 Ignition probability mapping showing the probability of ignition along the electric lines and equipmentWLDFRAggregatedAggregated | WLDFR | HFTD - Distribution - Tier 3 - 3QU CoRE ¦ 5QU LoRE | Non-Red Flag Warning - Catastrophic Fires | Aggregated | Aggregated | 2039 | 6.7726e-07 | 0 | 90.0882 | 6.1013e-05 | 2039 | Mitigation | 0.08575 | 30 | 0 | esc | 0.0012005 | 8.1305e-10 | 0.00060025 | 4.0652e-10 | 0.0015435 | 1.0453e-09
[79 empty] | WLDFR | HFTD - Distribution - Tier 3 - 3QU CoRE ¦ 4QU LoRE | Red Flag Warning - Small Fires | 2020 | 6.1922e-07 | 0 | 0 | 0.077901 | 0.036425 | 0.0015809 | 0.039895 | 0 | 0 | 0 | 0.00051581 |  | 4.8238e-08 | 0 | 4.8238e-08 | 0 | 0 | 0 | 0 | 0 | 0 | [16 empty] | 7.3.1.3 Ignition probability mapping showing the probability of ignition along the electric lines and equipmentWLDFRAggregatedAggregated | WLDFR | HFTD - Distribution - Tier 3 - 3QU CoRE ¦ 5QU LoRE | Non-Red Flag Warning - Catastrophic Fires | Aggregated | Aggregated | 2040 | 6.7726e-07 | 0 | 90.0882 | 6.1013e-05 | 2040 | Mitigation | 0.08575 | 30 | 0 | esc | 0.0012005 | 8.1305e-10 | 0.00060025 | 4.0652e-10 | 0.0015435 | 1.0453e-09
[79 empty] | WLDFR | HFTD - Distribution - Tier 3 - 3QU CoRE ¦ 4QU LoRE | Red Flag Warning - Small Fires | 2021 | 6.1922e-07 | 3.0961e-07 | 0 | 0.077901 | 0.036425 | 0.0015809 | 0.039895 | 0 | 0 | 0 | 0.00051581 |  | 4.8238e-08 | 0 | 4.8238e-08 | 2.4119e-08 | 0 | 2.4119e-08 | 0 | 0 | 0 | [16 empty] | 7.3.1.3 Ignition probability mapping showing the probability of ignition along the electric lines and equipmentWLDFRAggregatedAggregated | WLDFR | HFTD - Distribution - Tier 3 - 3QU CoRE ¦ 5QU LoRE | Non-Red Flag Warning - Catastrophic Fires | Aggregated | Aggregated | 2041 | 6.7726e-07 | 0 | 90.0882 | 6.1013e-05 | 2041 | Mitigation | 0.08575 | 30 | 0 | esc | 0.0012005 | 8.1305e-10 | 0.00060025 | 4.0652e-10 | 0.0015435 | 1.0453e-09
[79 empty] | WLDFR | HFTD - Distribution - Tier 3 - 3QU CoRE ¦ 4QU LoRE | Red Flag Warning - Small Fires | 2022 | 6.1922e-07 | 3.0961e-07 | 7.9615e-07 | 0.077901 | 0.036425 | 0.0015809 | 0.039895 | 0 | 0 | 0 | 0.00051581 |  | 4.8238e-08 | 0 | 4.8238e-08 | 2.4119e-08 | 0 | 2.4119e-08 | 6.202e-08 | 0 | 6.202e-08 | [16 empty] | 7.3.1.3 Ignition probability mapping showing the probability of ignition along the electric lines and equipmentWLDFRAggregatedAggregated | WLDFR | HFTD - Distribution - Tier 3 - 3QU CoRE ¦ 5QU LoRE | Non-Red Flag Warning - Catastrophic Fires | Aggregated | Aggregated | 2042 | 6.7726e-07 | 0 | 90.0882 | 6.1013e-05 | 2042 | Mitigation | 0.08575 | 30 | 0 | esc | 0.0012005 | 8.1305e-10 | 0.00060025 | 4.0652e-10 | 0.0015435 | 1.0453e-09
[79 empty] | WLDFR | HFTD - Distribution - Tier 3 - 3QU CoRE ¦ 4QU LoRE | Red Flag Warning - Small Fires | 2023 | 6.1922e-07 | 3.0961e-07 | 7.9615e-07 | 0.080408 | 0.03759 | 0.0016314 | 0.041187 | 0 | 0 | 0 | 0.00051581 |  | 4.9791e-08 | 0 | 4.9791e-08 | 2.4895e-08 | 0 | 2.4895e-08 | 6.4017e-08 | 0 | 6.4017e-08 | [16 empty] | 7.3.1.3 Ignition probability mapping showing the probability of ignition along the electric lines and equipmentWLDFRAggregatedAggregated | WLDFR | HFTD - Distribution - Tier 3 - 3QU CoRE ¦ 5QU LoRE | Non-Red Flag Warning - Catastrophic Fires | Aggregated | Aggregated | 2043 | 6.7726e-07 | 0 | 90.0882 | 6.1013e-05 | 2043 | Mitigation | 0.08575 | 30 | 0 | esc | 0.0012005 | 8.1305e-10 | 0.00060025 | 4.0652e-10 | 0.0015435 | 1.0453e-09
[79 empty] | WLDFR | HFTD - Distribution - Tier 3 - 3QU CoRE ¦ 4QU LoRE | Red Flag Warning - Small Fires | 2024 | 6.1922e-07 | 3.0961e-07 | 7.9615e-07 | 0.080408 | 0.03759 | 0.0016314 | 0.041187 | 0 | 0 | 0 | 0.00051581 |  | 4.9791e-08 | 0 | 4.9791e-08 | 2.4895e-08 | 0 | 2.4895e-08 | 6.4017e-08 | 0 | 6.4017e-08 | [16 empty] | 7.3.1.3 Ignition probability mapping showing the probability of ignition along the electric lines and equipmentWLDFRAggregatedAggregated | WLDFR | HFTD - Distribution - Tier 3 - 3QU CoRE ¦ 5QU LoRE | Non-Red Flag Warning - Catastrophic Fires | Aggregated | Aggregated | 2044 | 6.7726e-07 | 0 | 90.0882 | 6.1013e-05 | 2044 | Mitigation | 0.08575 | 30 | 0 | esc | 0.0012005 | 8.1305e-10 | 0.00060025 | 4.0652e-10 | 0.0015435 | 1.0453e-09
[79 empty] | WLDFR | HFTD - Distribution - Tier 3 - 3QU CoRE ¦ 4QU LoRE | Red Flag Warning - Small Fires | 2025 | 6.1922e-07 | 3.0961e-07 | 7.9615e-07 | 0.080408 | 0.03759 | 0.0016314 | 0.041187 | 0 | 0 | 0 | 0.00051581 |  | 4.9791e-08 | 0 | 4.9791e-08 | 2.4895e-08 | 0 | 2.4895e-08 | 6.4017e-08 | 0 | 6.4017e-08 | [16 empty] | 7.3.1.3 Ignition probability mapping showing the probability of ignition along the electric lines and equipmentWLDFRAggregatedAggregated | WLDFR | HFTD - Distribution - Tier 3 - 3QU CoRE ¦ 5QU LoRE | Non-Red Flag Warning - Catastrophic Fires | Aggregated | Aggregated | 2045 | 6.7726e-07 | 0 | 90.0882 | 6.1013e-05 | 2045 | Mitigation | 0.08575 | 30 | 0 | esc | 0.0012005 | 8.1305e-10 | 0.00060025 | 4.0652e-10 | 0.0015435 | 1.0453e-09
[79 empty] | WLDFR | HFTD - Distribution - Tier 3 - 3QU CoRE ¦ 4QU LoRE | Red Flag Warning - Small Fires | 2026 | 6.1922e-07 | 3.0961e-07 | 7.9615e-07 | 0.080408 | 0.03759 | 0.0016314 | 0.041187 | 0 | 0 | 0 | 0.00051581 |  | 4.9791e-08 | 0 | 4.9791e-08 | 2.4895e-08 | 0 | 2.4895e-08 | 6.4017e-08 | 0 | 6.4017e-08 | [16 empty] | 7.3.1.3 Ignition probability mapping showing the probability of ignition along the electric lines and equipmentWLDFRAggregatedAggregated | WLDFR | HFTD - Distribution - Tier 3 - 3QU CoRE ¦ 5QU LoRE | Non-Red Flag Warning - Catastrophic Fires | Aggregated | Aggregated | 2046 | 6.7726e-07 | 0 | 90.0882 | 6.1013e-05 | 2046 | Mitigation | 0.08575 | 30 | 0 | esc | 0.0012005 | 8.1305e-10 | 0.00060025 | 4.0652e-10 | 0.0015435 | 1.0453e-09
[79 empty] | WLDFR | HFTD - Distribution - Tier 3 - 3QU CoRE ¦ 4QU LoRE | Red Flag Warning - Small Fires | 2027 | 6.1922e-07 | 3.0961e-07 | 7.9615e-07 | 0.080408 | 0.03759 | 0.0016314 | 0.041187 | 0 | 0 | 0 | 0.00051581 |  | 4.9791e-08 | 0 | 4.9791e-08 | 2.4895e-08 | 0 | 2.4895e-08 | 6.4017e-08 | 0 | 6.4017e-08 | [16 empty] | 7.3.1.3 Ignition probability mapping showing the probability of ignition along the electric lines and equipmentWLDFRAggregatedAggregated | WLDFR | HFTD - Distribution - Tier 3 - 3QU CoRE ¦ 5QU LoRE | Non-Red Flag Warning - Catastrophic Fires | Aggregated | Aggregated | 2047 | 6.7726e-07 | 0 | 90.0882 | 6.1013e-05 | 2047 | Mitigation | 0.08575 | 30 | 0 | esc | 0.0012005 | 8.1305e-10 | 0.00060025 | 4.0652e-10 | 0.0015435 | 1.0453e-09
[79 empty] | WLDFR | HFTD - Distribution - Tier 3 - 3QU CoRE ¦ 4QU LoRE | Red Flag Warning - Small Fires | 2028 | 6.1922e-07 | 3.0961e-07 | 7.9615e-07 | 0.083606 | 0.039055 | 0.001695 | 0.042856 | 0 | 0 | 0 | 0.00051581 |  | 5.1771e-08 | 0 | 5.1771e-08 | 2.5886e-08 | 0 | 2.5886e-08 | 6.6563e-08 | 0 | 6.6563e-08 | [16 empty] | 7.3.1.3 Ignition probability mapping showing the probability of ignition along the electric lines and equipmentWLDFRAggregatedAggregated | WLDFR | HFTD - Distribution - Tier 3 - 3QU CoRE ¦ 5QU LoRE | Non-Red Flag Warning - Catastrophic Fires | Aggregated | Aggregated | 2048 | 6.7726e-07 | 0 | 90.0882 | 6.1013e-05 | 2048 | Mitigation | 0.08575 | 30 | 0 | esc | 0.0012005 | 8.1305e-10 | 0.00060025 | 4.0652e-10 | 0.0015435 | 1.0453e-09
[79 empty] | WLDFR | HFTD - Distribution - Tier 3 - 3QU CoRE ¦ 4QU LoRE | Red Flag Warning - Small Fires | 2029 | 6.1922e-07 | 3.0961e-07 | 7.9615e-07 | 0.083606 | 0.039055 | 0.001695 | 0.042856 | 0 | 0 | 0 | 0.00051581 |  | 5.1771e-08 | 0 | 5.1771e-08 | 2.5886e-08 | 0 | 2.5886e-08 | 6.6563e-08 | 0 | 6.6563e-08 | [16 empty] | 7.3.1.3 Ignition probability mapping showing the probability of ignition along the electric lines and equipmentWLDFRAggregatedAggregated | WLDFR | HFTD - Distribution - Tier 3 - 3QU CoRE ¦ 5QU LoRE | Non-Red Flag Warning - Catastrophic Fires | Aggregated | Aggregated | 2049 | 6.7726e-07 | 0 | 90.0882 | 6.1013e-05 | 2049 | Mitigation | 0.08575 | 30 | 0 | esc | 0.0012005 | 8.1305e-10 | 0.00060025 | 4.0652e-10 | 0.0015435 | 1.0453e-09
[79 empty] | WLDFR | HFTD - Distribution - Tier 3 - 3QU CoRE ¦ 4QU LoRE | Red Flag Warning - Small Fires | 2030 | 6.1922e-07 | 3.0961e-07 | 7.9615e-07 | 0.083606 | 0.039055 | 0.001695 | 0.042856 | 0 | 0 | 0 | 0.00051581 |  | 5.1771e-08 | 0 | 5.1771e-08 | 2.5886e-08 | 0 | 2.5886e-08 | 6.6563e-08 | 0 | 6.6563e-08 | [16 empty] | 7.3.1.3 Ignition probability mapping showing the probability of ignition along the electric lines and equipmentWLDFRAggregatedAggregated | WLDFR | HFTD - Distribution - Tier 3 - 3QU CoRE ¦ 5QU LoRE | Non-Red Flag Warning - Catastrophic Fires | Aggregated | Aggregated | 2050 | 6.7726e-07 | 0 | 90.0882 | 6.1013e-05 | 2050 | Mitigation | 0.08575 | 30 | 0 | esc | 0 | 0 | 0.00060025 | 4.0652e-10 | 0.0015435 | 1.0453e-09
[79 empty] | WLDFR | HFTD - Distribution - Tier 3 - 3QU CoRE ¦ 4QU LoRE | Red Flag Warning - Small Fires | 2031 | 6.1922e-07 | 3.0961e-07 | 7.9615e-07 | 0.083606 | 0.039055 | 0.001695 | 0.042856 | 0 | 0 | 0 | 0.00051581 |  | 5.1771e-08 | 0 | 5.1771e-08 | 2.5886e-08 | 0 | 2.5886e-08 | 6.6563e-08 | 0 | 6.6563e-08 | [16 empty] | 7.3.1.3 Ignition probability mapping showing the probability of ignition along the electric lines and equipmentWLDFRAggregatedAggregated | WLDFR | HFTD - Distribution - Tier 3 - 3QU CoRE ¦ 5QU LoRE | Non-Red Flag Warning - Catastrophic Fires | Aggregated | Aggregated | 2051 | 6.7726e-07 | 0 | 90.0882 | 6.1013e-05 | 2051 | Mitigation | 0.08575 | 30 | 0 | esc | 0 | 0 | 0 | 0 | 0.0015435 | 1.0453e-09
[79 empty] | WLDFR | HFTD - Distribution - Tier 3 - 3QU CoRE ¦ 4QU LoRE | Red Flag Warning - Small Fires | 2032 | 6.1922e-07 | 3.0961e-07 | 7.9615e-07 | 0.083606 | 0.039055 | 0.001695 | 0.042856 | 0 | 0 | 0 | 0.00051581 |  | 5.1771e-08 | 0 | 5.1771e-08 | 2.5886e-08 | 0 | 2.5886e-08 | 6.6563e-08 | 0 | 6.6563e-08 | [16 empty] | 7.3.1.3 Ignition probability mapping showing the probability of ignition along the electric lines and equipmentWLDFRAggregatedAggregated | WLDFR | HFTD - Distribution - Tier 3 - 3QU CoRE ¦ 5QU LoRE | Non-Red Flag Warning - Destructive Fires | Aggregated | Aggregated | 2021 | 7.9719e-07 | 0 | 90.0882 | 7.1817e-05 | 2021 | Mitigation | 0.08575 | 30 | 0 | esc | 0.0012005 | 9.5703e-10 | 0.00060025 | 4.7851e-10 | 0 | 0
[79 empty] | WLDFR | HFTD - Distribution - Tier 3 - 3QU CoRE ¦ 4QU LoRE | Red Flag Warning - Small Fires | 2033 | 6.1922e-07 | 3.0961e-07 | 7.9615e-07 | 0.087211 | 0.040679 | 0.0017655 | 0.044766 | 0 | 0 | 0 | 0.00051581 |  | 5.4003e-08 | 0 | 5.4003e-08 | 2.7002e-08 | 0 | 2.7002e-08 | 6.9433e-08 | 0 | 6.9433e-08 | [16 empty] | 7.3.1.3 Ignition probability mapping showing the probability of ignition along the electric lines and equipmentWLDFRAggregatedAggregated | WLDFR | HFTD - Distribution - Tier 3 - 3QU CoRE ¦ 5QU LoRE | Non-Red Flag Warning - Destructive Fires | Aggregated | Aggregated | 2022 | 7.9719e-07 | 0 | 90.0882 | 7.1817e-05 | 2022 | Mitigation | 0.08575 | 30 | 0 | esc | 0.0012005 | 9.5703e-10 | 0.00060025 | 4.7851e-10 | 0.0015435 | 1.2305e-09
[79 empty] | WLDFR | HFTD - Distribution - Tier 3 - 3QU CoRE ¦ 4QU LoRE | Red Flag Warning - Small Fires | 2034 | 6.1922e-07 | 3.0961e-07 | 7.9615e-07 | 0.087211 | 0.040679 | 0.0017655 | 0.044766 | 0 | 0 | 0 | 0.00051581 |  | 5.4003e-08 | 0 | 5.4003e-08 | 2.7002e-08 | 0 | 2.7002e-08 | 6.9433e-08 | 0 | 6.9433e-08 | [16 empty] | 7.3.1.3 Ignition probability mapping showing the probability of ignition along the electric lines and equipmentWLDFRAggregatedAggregated | WLDFR | HFTD - Distribution - Tier 3 - 3QU CoRE ¦ 5QU LoRE | Non-Red Flag Warning - Destructive Fires | Aggregated | Aggregated | 2023 | 7.9719e-07 | 0 | 90.0882 | 7.1817e-05 | 2023 | Mitigation | 0.08575 | 30 | 0 | esc | 0.0012005 | 9.5703e-10 | 0.00060025 | 4.7851e-10 | 0.0015435 | 1.2305e-09
[79 empty] | WLDFR | HFTD - Distribution - Tier 3 - 3QU CoRE ¦ 4QU LoRE | Red Flag Warning - Small Fires | 2035 | 6.1922e-07 | 3.0961e-07 | 7.9615e-07 | 0.087211 | 0.040679 | 0.0017655 | 0.044766 | 0 | 0 | 0 | 0.00051581 |  | 5.4003e-08 | 0 | 5.4003e-08 | 2.7002e-08 | 0 | 2.7002e-08 | 6.9433e-08 | 0 | 6.9433e-08 | [16 empty] | 7.3.1.3 Ignition probability mapping showing the probability of ignition along the electric lines and equipmentWLDFRAggregatedAggregated | WLDFR | HFTD - Distribution - Tier 3 - 3QU CoRE ¦ 5QU LoRE | Non-Red Flag Warning - Destructive Fires | Aggregated | Aggregated | 2024 | 7.9719e-07 | 0 | 90.0882 | 7.1817e-05 | 2024 | Mitigation | 0.08575 | 30 | 0 | esc | 0.0012005 | 9.5703e-10 | 0.00060025 | 4.7851e-10 | 0.0015435 | 1.2305e-09
[79 empty] | WLDFR | HFTD - Distribution - Tier 3 - 3QU CoRE ¦ 4QU LoRE | Red Flag Warning - Small Fires | 2036 | 6.1922e-07 | 3.0961e-07 | 7.9615e-07 | 0.087211 | 0.040679 | 0.0017655 | 0.044766 | 0 | 0 | 0 | 0.00051581 |  | 5.4003e-08 | 0 | 5.4003e-08 | 2.7002e-08 | 0 | 2.7002e-08 | 6.9433e-08 | 0 | 6.9433e-08 | [16 empty] | 7.3.1.3 Ignition probability mapping showing the probability of ignition along the electric lines and equipmentWLDFRAggregatedAggregated | WLDFR | HFTD - Distribution - Tier 3 - 3QU CoRE ¦ 5QU LoRE | Non-Red Flag Warning - Destructive Fires | Aggregated | Aggregated | 2025 | 7.9719e-07 | 0 | 90.0882 | 7.1817e-05 | 2025 | Mitigation | 0.08575 | 30 | 0 | esc | 0.0012005 | 9.5703e-10 | 0.00060025 | 4.7851e-10 | 0.0015435 | 1.2305e-09
[79 empty] | WLDFR | HFTD - Distribution - Tier 3 - 3QU CoRE ¦ 4QU LoRE | Red Flag Warning - Small Fires | 2037 | 6.1922e-07 | 3.0961e-07 | 7.9615e-07 | 0.087211 | 0.040679 | 0.0017655 | 0.044766 | 0 | 0 | 0 | 0.00051581 |  | 5.4003e-08 | 0 | 5.4003e-08 | 2.7002e-08 | 0 | 2.7002e-08 | 6.9433e-08 | 0 | 6.9433e-08 | [16 empty] | 7.3.1.3 Ignition probability mapping showing the probability of ignition along the electric lines and equipmentWLDFRAggregatedAggregated | WLDFR | HFTD - Distribution - Tier 3 - 3QU CoRE ¦ 5QU LoRE | Non-Red Flag Warning - Destructive Fires | Aggregated | Aggregated | 2026 | 7.9719e-07 | 0 | 90.0882 | 7.1817e-05 | 2026 | Mitigation | 0.08575 | 30 | 0 | esc | 0.0012005 | 9.5703e-10 | 0.00060025 | 4.7851e-10 | 0.0015435 | 1.2305e-09
[79 empty] | WLDFR | HFTD - Distribution - Tier 3 - 3QU CoRE ¦ 4QU LoRE | Red Flag Warning - Small Fires | 2038 | 6.1922e-07 | 3.0961e-07 | 7.9615e-07 | 0.091184 | 0.042438 | 0.0018418 | 0.046905 | 0 | 0 | 0 | 0.00051581 |  | 5.6463e-08 | 0 | 5.6463e-08 | 2.8232e-08 | 0 | 2.8232e-08 | 7.2596e-08 | 0 | 7.2596e-08 | [16 empty] | 7.3.1.3 Ignition probability mapping showing the probability of ignition along the electric lines and equipmentWLDFRAggregatedAggregated | WLDFR | HFTD - Distribution - Tier 3 - 3QU CoRE ¦ 5QU LoRE | Non-Red Flag Warning - Destructive Fires | Aggregated | Aggregated | 2027 | 7.9719e-07 | 0 | 90.0882 | 7.1817e-05 | 2027 | Mitigation | 0.08575 | 30 | 0 | esc | 0.0012005 | 9.5703e-10 | 0.00060025 | 4.7851e-10 | 0.0015435 | 1.2305e-09
[79 empty] | WLDFR | HFTD - Distribution - Tier 3 - 3QU CoRE ¦ 4QU LoRE | Red Flag Warning - Small Fires | 2039 | 6.1922e-07 | 3.0961e-07 | 7.9615e-07 | 0.091184 | 0.042438 | 0.0018418 | 0.046905 | 0 | 0 | 0 | 0.00051581 |  | 5.6463e-08 | 0 | 5.6463e-08 | 2.8232e-08 | 0 | 2.8232e-08 | 7.2596e-08 | 0 | 7.2596e-08 | [16 empty] | 7.3.1.3 Ignition probability mapping showing the probability of ignition along the electric lines and equipmentWLDFRAggregatedAggregated | WLDFR | HFTD - Distribution - Tier 3 - 3QU CoRE ¦ 5QU LoRE | Non-Red Flag Warning - Destructive Fires | Aggregated | Aggregated | 2028 | 7.9719e-07 | 0 | 90.0882 | 7.1817e-05 | 2028 | Mitigation | 0.08575 | 30 | 0 | esc | 0.0012005 | 9.5703e-10 | 0.00060025 | 4.7851e-10 | 0.0015435 | 1.2305e-09
[79 empty] | WLDFR | HFTD - Distribution - Tier 3 - 3QU CoRE ¦ 4QU LoRE | Red Flag Warning - Small Fires | 2040 | 6.1922e-07 | 3.0961e-07 | 7.9615e-07 | 0.091184 | 0.042438 | 0.0018418 | 0.046905 | 0 | 0 | 0 | 0.00051581 |  | 5.6463e-08 | 0 | 5.6463e-08 | 2.8232e-08 | 0 | 2.8232e-08 | 7.2596e-08 | 0 | 7.2596e-08 | [16 empty] | 7.3.1.3 Ignition probability mapping showing the probability of ignition along the electric lines and equipmentWLDFRAggregatedAggregated | WLDFR | HFTD - Distribution - Tier 3 - 3QU CoRE ¦ 5QU LoRE | Non-Red Flag Warning - Destructive Fires | Aggregated | Aggregated | 2029 | 7.9719e-07 | 0 | 90.0882 | 7.1817e-05 | 2029 | Mitigation | 0.08575 | 30 | 0 | esc | 0.0012005 | 9.5703e-10 | 0.00060025 | 4.7851e-10 | 0.0015435 | 1.2305e-09
[79 empty] | WLDFR | HFTD - Distribution - Tier 3 - 3QU CoRE ¦ 4QU LoRE | Red Flag Warning - Small Fires | 2041 | 6.1922e-07 | 3.0961e-07 | 7.9615e-07 | 0.091184 | 0.042438 | 0.0018418 | 0.046905 | 0 | 0 | 0 | 0.00051581 |  | 5.6463e-08 | 0 | 5.6463e-08 | 2.8232e-08 | 0 | 2.8232e-08 | 7.2596e-08 | 0 | 7.2596e-08 | [16 empty] | 7.3.1.3 Ignition probability mapping showing the probability of ignition along the electric lines and equipmentWLDFRAggregatedAggregated | WLDFR | HFTD - Distribution - Tier 3 - 3QU CoRE ¦ 5QU LoRE | Non-Red Flag Warning - Destructive Fires | Aggregated | Aggregated | 2030 | 7.9719e-07 | 0 | 90.0882 | 7.1817e-05 | 2030 | Mitigation | 0.08575 | 30 | 0 | esc | 0.0012005 | 9.5703e-10 | 0.00060025 | 4.7851e-10 | 0.0015435 | 1.2305e-09
[79 empty] | WLDFR | HFTD - Distribution - Tier 3 - 3QU CoRE ¦ 4QU LoRE | Red Flag Warning - Small Fires | 2042 | 6.1922e-07 | 3.0961e-07 | 7.9615e-07 | 0.091184 | 0.042438 | 0.0018418 | 0.046905 | 0 | 0 | 0 | 0.00051581 |  | 5.6463e-08 | 0 | 5.6463e-08 | 2.8232e-08 | 0 | 2.8232e-08 | 7.2596e-08 | 0 | 7.2596e-08 | [16 empty] | 7.3.1.3 Ignition probability mapping showing the probability of ignition along the electric lines and equipmentWLDFRAggregatedAggregated | WLDFR | HFTD - Distribution - Tier 3 - 3QU CoRE ¦ 5QU LoRE | Non-Red Flag Warning - Destructive Fires | Aggregated | Aggregated | 2031 | 7.9719e-07 | 0 | 90.0882 | 7.1817e-05 | 2031 | Mitigation | 0.08575 | 30 | 0 | esc | 0.0012005 | 9.5703e-10 | 0.00060025 | 4.7851e-10 | 0.0015435 | 1.2305e-09
[79 empty] | WLDFR | HFTD - Distribution - Tier 3 - 3QU CoRE ¦ 4QU LoRE | Red Flag Warning - Small Fires | 2043 | 6.1922e-07 | 3.0961e-07 | 7.9615e-07 | 0.095486 | 0.044306 | 0.0019228 | 0.049257 | 0 | 0 | 0 | 0.00051581 |  | 5.9127e-08 | 0 | 5.9127e-08 | 2.9564e-08 | 0 | 2.9564e-08 | 7.602e-08 | 0 | 7.602e-08 | [16 empty] | 7.3.1.3 Ignition probability mapping showing the probability of ignition along the electric lines and equipmentWLDFRAggregatedAggregated | WLDFR | HFTD - Distribution - Tier 3 - 3QU CoRE ¦ 5QU LoRE | Non-Red Flag Warning - Destructive Fires | Aggregated | Aggregated | 2032 | 7.9719e-07 | 0 | 90.0882 | 7.1817e-05 | 2032 | Mitigation | 0.08575 | 30 | 0 | esc | 0.0012005 | 9.5703e-10 | 0.00060025 | 4.7851e-10 | 0.0015435 | 1.2305e-09
[79 empty] | WLDFR | HFTD - Distribution - Tier 3 - 3QU CoRE ¦ 4QU LoRE | Red Flag Warning - Small Fires | 2044 | 6.1922e-07 | 3.0961e-07 | 7.9615e-07 | 0.095486 | 0.044306 | 0.0019228 | 0.049257 | 0 | 0 | 0 | 0.00051581 |  | 5.9127e-08 | 0 | 5.9127e-08 | 2.9564e-08 | 0 | 2.9564e-08 | 7.602e-08 | 0 | 7.602e-08 | [16 empty] | 7.3.1.3 Ignition probability mapping showing the probability of ignition along the electric lines and equipmentWLDFRAggregatedAggregated | WLDFR | HFTD - Distribution - Tier 3 - 3QU CoRE ¦ 5QU LoRE | Non-Red Flag Warning - Destructive Fires | Aggregated | Aggregated | 2033 | 7.9719e-07 | 0 | 90.0882 | 7.1817e-05 | 2033 | Mitigation | 0.08575 | 30 | 0 | esc | 0.0012005 | 9.5703e-10 | 0.00060025 | 4.7851e-10 | 0.0015435 | 1.2305e-09
[79 empty] | WLDFR | HFTD - Distribution - Tier 3 - 3QU CoRE ¦ 4QU LoRE | Red Flag Warning - Small Fires | 2045 | 6.1922e-07 | 3.0961e-07 | 7.9615e-07 | 0.095486 | 0.044306 | 0.0019228 | 0.049257 | 0 | 0 | 0 | 0.00051581 |  | 5.9127e-08 | 0 | 5.9127e-08 | 2.9564e-08 | 0 | 2.9564e-08 | 7.602e-08 | 0 | 7.602e-08 | [16 empty] | 7.3.1.3 Ignition probability mapping showing the probability of ignition along the electric lines and equipmentWLDFRAggregatedAggregated | WLDFR | HFTD - Distribution - Tier 3 - 3QU CoRE ¦ 5QU LoRE | Non-Red Flag Warning - Destructive Fires | Aggregated | Aggregated | 2034 | 7.9719e-07 | 0 | 90.0882 | 7.1817e-05 | 2034 | Mitigation | 0.08575 | 30 | 0 | esc | 0.0012005 | 9.5703e-10 | 0.00060025 | 4.7851e-10 | 0.0015435 | 1.2305e-09
[79 empty] | WLDFR | HFTD - Distribution - Tier 3 - 3QU CoRE ¦ 4QU LoRE | Red Flag Warning - Small Fires | 2046 | 6.1922e-07 | 3.0961e-07 | 7.9615e-07 | 0.095486 | 0.044306 | 0.0019228 | 0.049257 | 0 | 0 | 0 | 0.00051581 |  | 5.9127e-08 | 0 | 5.9127e-08 | 2.9564e-08 | 0 | 2.9564e-08 | 7.602e-08 | 0 | 7.602e-08 | [16 empty] | 7.3.1.3 Ignition probability mapping showing the probability of ignition along the electric lines and equipmentWLDFRAggregatedAggregated | WLDFR | HFTD - Distribution - Tier 3 - 3QU CoRE ¦ 5QU LoRE | Non-Red Flag Warning - Destructive Fires | Aggregated | Aggregated | 2035 | 7.9719e-07 | 0 | 90.0882 | 7.1817e-05 | 2035 | Mitigation | 0.08575 | 30 | 0 | esc | 0.0012005 | 9.5703e-10 | 0.00060025 | 4.7851e-10 | 0.0015435 | 1.2305e-09
[79 empty] | WLDFR | HFTD - Distribution - Tier 3 - 3QU CoRE ¦ 4QU LoRE | Red Flag Warning - Small Fires | 2047 | 6.1922e-07 | 3.0961e-07 | 7.9615e-07 | 0.095486 | 0.044306 | 0.0019228 | 0.049257 | 0 | 0 | 0 | 0.00051581 |  | 5.9127e-08 | 0 | 5.9127e-08 | 2.9564e-08 | 0 | 2.9564e-08 | 7.602e-08 | 0 | 7.602e-08 | [16 empty] | 7.3.1.3 Ignition probability mapping showing the probability of ignition along the electric lines and equipmentWLDFRAggregatedAggregated | WLDFR | HFTD - Distribution - Tier 3 - 3QU CoRE ¦ 5QU LoRE | Non-Red Flag Warning - Destructive Fires | Aggregated | Aggregated | 2036 | 7.9719e-07 | 0 | 90.0882 | 7.1817e-05 | 2036 | Mitigation | 0.08575 | 30 | 0 | esc | 0.0012005 | 9.5703e-10 | 0.00060025 | 4.7851e-10 | 0.0015435 | 1.2305e-09
[79 empty] | WLDFR | HFTD - Distribution - Tier 3 - 3QU CoRE ¦ 4QU LoRE | Red Flag Warning - Small Fires | 2048 | 6.1922e-07 | 3.0961e-07 | 7.9615e-07 | 0.10007 | 0.04626 | 0.0020076 | 0.051804 | 0 | 0 | 0 | 0.00051581 |  | 6.1967e-08 | 0 | 6.1967e-08 | 3.0983e-08 | 0 | 3.0983e-08 | 7.9672e-08 | 0 | 7.9672e-08 | [16 empty] | 7.3.1.3 Ignition probability mapping showing the probability of ignition along the electric lines and equipmentWLDFRAggregatedAggregated | WLDFR | HFTD - Distribution - Tier 3 - 3QU CoRE ¦ 5QU LoRE | Non-Red Flag Warning - Destructive Fires | Aggregated | Aggregated | 2037 | 7.9719e-07 | 0 | 90.0882 | 7.1817e-05 | 2037 | Mitigation | 0.08575 | 30 | 0 | esc | 0.0012005 | 9.5703e-10 | 0.00060025 | 4.7851e-10 | 0.0015435 | 1.2305e-09
[79 empty] | WLDFR | HFTD - Distribution - Tier 3 - 3QU CoRE ¦ 4QU LoRE | Red Flag Warning - Small Fires | 2049 | 6.1922e-07 | 3.0961e-07 | 7.9615e-07 | 0.10007 | 0.04626 | 0.0020076 | 0.051804 | 0 | 0 | 0 | 0.00051581 |  | 6.1967e-08 | 0 | 6.1967e-08 | 3.0983e-08 | 0 | 3.0983e-08 | 7.9672e-08 | 0 | 7.9672e-08 | [16 empty] | 7.3.1.3 Ignition probability mapping showing the probability of ignition along the electric lines and equipmentWLDFRAggregatedAggregated | WLDFR | HFTD - Distribution - Tier 3 - 3QU CoRE ¦ 5QU LoRE | Non-Red Flag Warning - Destructive Fires | Aggregated | Aggregated | 2038 | 7.9719e-07 | 0 | 90.0882 | 7.1817e-05 | 2038 | Mitigation | 0.08575 | 30 | 0 | esc | 0.0012005 | 9.5703e-10 | 0.00060025 | 4.7851e-10 | 0.0015435 | 1.2305e-09
[79 empty] | WLDFR | HFTD - Distribution - Tier 3 - 3QU CoRE ¦ 4QU LoRE | Red Flag Warning - Small Fires | 2050 | 0 | 3.0961e-07 | 7.9615e-07 | 0.10007 | 0.04626 | 0.0020076 | 0.051804 | 0 | 0 | 0 | 0.00051581 |  | 0 | 0 | 0 | 3.0983e-08 | 0 | 3.0983e-08 | 7.9672e-08 | 0 | 7.9672e-08 | [16 empty] | 7.3.1.3 Ignition probability mapping showing the probability of ignition along the electric lines and equipmentWLDFRAggregatedAggregated | WLDFR | HFTD - Distribution - Tier 3 - 3QU CoRE ¦ 5QU LoRE | Non-Red Flag Warning - Destructive Fires | Aggregated | Aggregated | 2039 | 7.9719e-07 | 0 | 90.0882 | 7.1817e-05 | 2039 | Mitigation | 0.08575 | 30 | 0 | esc | 0.0012005 | 9.5703e-10 | 0.00060025 | 4.7851e-10 | 0.0015435 | 1.2305e-09
[79 empty] | WLDFR | HFTD - Distribution - Tier 3 - 3QU CoRE ¦ 4QU LoRE | Red Flag Warning - Small Fires | 2051 | 0 | 0 | 7.9615e-07 | 0.10007 | 0.04626 | 0.0020076 | 0.051804 | 0 | 0 | 0 | 0.00051581 |  | 0 | 0 | 0 | 0 | 0 | 0 | 7.9672e-08 | 0 | 7.9672e-08 | [16 empty] | 7.3.1.3 Ignition probability mapping showing the probability of ignition along the electric lines and equipmentWLDFRAggregatedAggregated | WLDFR | HFTD - Distribution - Tier 3 - 3QU CoRE ¦ 5QU LoRE | Non-Red Flag Warning - Destructive Fires | Aggregated | Aggregated | 2040 | 7.9719e-07 | 0 | 90.0882 | 7.1817e-05 | 2040 | Mitigation | 0.08575 | 30 | 0 | esc | 0.0012005 | 9.5703e-10 | 0.00060025 | 4.7851e-10 | 0.0015435 | 1.2305e-09
[79 empty] | WLDFR | HFTD - Distribution - Tier 3 - 3QU CoRE ¦ 4QU LoRE | Seismic - Non-Red Flag Warning - Catastrophic Fires | 2020 | 2.3887e-13 | 0 | 0 | 21083.8428 | 409.2237 | 13469.0878 | 7205.5313 | 0 | 0 | 0 | 1.9898e-10 |  | 5.0363e-09 | 0 | 5.0363e-09 | 0 | 0 | 0 | 0 | 0 | 0 | [16 empty] | 7.3.1.3 Ignition probability mapping showing the probability of ignition along the electric lines and equipmentWLDFRAggregatedAggregated | WLDFR | HFTD - Distribution - Tier 3 - 3QU CoRE ¦ 5QU LoRE | Non-Red Flag Warning - Destructive Fires | Aggregated | Aggregated | 2041 | 7.9719e-07 | 0 | 90.0882 | 7.1817e-05 | 2041 | Mitigation | 0.08575 | 30 | 0 | esc | 0.0012005 | 9.5703e-10 | 0.00060025 | 4.7851e-10 | 0.0015435 | 1.2305e-09
[79 empty] | WLDFR | HFTD - Distribution - Tier 3 - 3QU CoRE ¦ 4QU LoRE | Seismic - Non-Red Flag Warning - Catastrophic Fires | 2021 | 2.3887e-13 | 1.1944e-13 | 0 | 21083.8428 | 409.2237 | 13469.0878 | 7205.5313 | 0 | 0 | 0 | 1.9898e-10 |  | 5.0363e-09 | 0 | 5.0363e-09 | 2.5182e-09 | 0 | 2.5182e-09 | 0 | 0 | 0 | [16 empty] | 7.3.1.3 Ignition probability mapping showing the probability of ignition along the electric lines and equipmentWLDFRAggregatedAggregated | WLDFR | HFTD - Distribution - Tier 3 - 3QU CoRE ¦ 5QU LoRE | Non-Red Flag Warning - Destructive Fires | Aggregated | Aggregated | 2042 | 7.9719e-07 | 0 | 90.0882 | 7.1817e-05 | 2042 | Mitigation | 0.08575 | 30 | 0 | esc | 0.0012005 | 9.5703e-10 | 0.00060025 | 4.7851e-10 | 0.0015435 | 1.2305e-09
[79 empty] | WLDFR | HFTD - Distribution - Tier 3 - 3QU CoRE ¦ 4QU LoRE | Seismic - Non-Red Flag Warning - Catastrophic Fires | 2022 | 2.3887e-13 | 1.1944e-13 | 3.0712e-13 | 21083.8428 | 409.2237 | 13469.0878 | 7205.5313 | 0 | 0 | 0 | 1.9898e-10 |  | 5.0363e-09 | 0 | 5.0363e-09 | 2.5182e-09 | 0 | 2.5182e-09 | 6.4753e-09 | 0 | 6.4753e-09 | [16 empty] | 7.3.1.3 Ignition probability mapping showing the probability of ignition along the electric lines and equipmentWLDFRAggregatedAggregated | WLDFR | HFTD - Distribution - Tier 3 - 3QU CoRE ¦ 5QU LoRE | Non-Red Flag Warning - Destructive Fires | Aggregated | Aggregated | 2043 | 7.9719e-07 | 0 | 90.0882 | 7.1817e-05 | 2043 | Mitigation | 0.08575 | 30 | 0 | esc | 0.0012005 | 9.5703e-10 | 0.00060025 | 4.7851e-10 | 0.0015435 | 1.2305e-09
[79 empty] | WLDFR | HFTD - Distribution - Tier 3 - 3QU CoRE ¦ 4QU LoRE | Seismic - Non-Red Flag Warning - Catastrophic Fires | 2023 | 2.3887e-13 | 1.1944e-13 | 3.0712e-13 | 21835.9781 | 428.6023 | 13939.561 | 7467.8148 | 0 | 0 | 0 | 1.9898e-10 |  | 5.216e-09 | 0 | 5.216e-09 | 2.608e-09 | 0 | 2.608e-09 | 6.7063e-09 | 0 | 6.7063e-09 | [16 empty] | 7.3.1.3 Ignition probability mapping showing the probability of ignition along the electric lines and equipmentWLDFRAggregatedAggregated | WLDFR | HFTD - Distribution - Tier 3 - 3QU CoRE ¦ 5QU LoRE | Non-Red Flag Warning - Destructive Fires | Aggregated | Aggregated | 2044 | 7.9719e-07 | 0 | 90.0882 | 7.1817e-05 | 2044 | Mitigation | 0.08575 | 30 | 0 | esc | 0.0012005 | 9.5703e-10 | 0.00060025 | 4.7851e-10 | 0.0015435 | 1.2305e-09
[79 empty] | WLDFR | HFTD - Distribution - Tier 3 - 3QU CoRE ¦ 4QU LoRE | Seismic - Non-Red Flag Warning - Catastrophic Fires | 2024 | 2.3887e-13 | 1.1944e-13 | 3.0712e-13 | 21835.9781 | 428.6023 | 13939.561 | 7467.8148 | 0 | 0 | 0 | 1.9898e-10 |  | 5.216e-09 | 0 | 5.216e-09 | 2.608e-09 | 0 | 2.608e-09 | 6.7063e-09 | 0 | 6.7063e-09 | [16 empty] | 7.3.1.3 Ignition probability mapping showing the probability of ignition along the electric lines and equipmentWLDFRAggregatedAggregated | WLDFR | HFTD - Distribution - Tier 3 - 3QU CoRE ¦ 5QU LoRE | Non-Red Flag Warning - Destructive Fires | Aggregated | Aggregated | 2045 | 7.9719e-07 | 0 | 90.0882 | 7.1817e-05 | 2045 | Mitigation | 0.08575 | 30 | 0 | esc | 0.0012005 | 9.5703e-10 | 0.00060025 | 4.7851e-10 | 0.0015435 | 1.2305e-09
[79 empty] | WLDFR | HFTD - Distribution - Tier 3 - 3QU CoRE ¦ 4QU LoRE | Seismic - Non-Red Flag Warning - Catastrophic Fires | 2025 | 2.3887e-13 | 1.1944e-13 | 3.0712e-13 | 21835.9781 | 428.6023 | 13939.561 | 7467.8148 | 0 | 0 | 0 | 1.9898e-10 |  | 5.216e-09 | 0 | 5.216e-09 | 2.608e-09 | 0 | 2.608e-09 | 6.7063e-09 | 0 | 6.7063e-09 | [16 empty] | 7.3.1.3 Ignition probability mapping showing the probability of ignition along the electric lines and equipmentWLDFRAggregatedAggregated | WLDFR | HFTD - Distribution - Tier 3 - 3QU CoRE ¦ 5QU LoRE | Non-Red Flag Warning - Destructive Fires | Aggregated | Aggregated | 2046 | 7.9719e-07 | 0 | 90.0882 | 7.1817e-05 | 2046 | Mitigation | 0.08575 | 30 | 0 | esc | 0.0012005 | 9.5703e-10 | 0.00060025 | 4.7851e-10 | 0.0015435 | 1.2305e-09
[79 empty] | WLDFR | HFTD - Distribution - Tier 3 - 3QU CoRE ¦ 4QU LoRE | Seismic - Non-Red Flag Warning - Catastrophic Fires | 2026 | 2.3887e-13 | 1.1944e-13 | 3.0712e-13 | 21835.9781 | 428.6023 | 13939.561 | 7467.8148 | 0 | 0 | 0 | 1.9898e-10 |  | 5.216e-09 | 0 | 5.216e-09 | 2.608e-09 | 0 | 2.608e-09 | 6.7063e-09 | 0 | 6.7063e-09 | [16 empty] | 7.3.1.3 Ignition probability mapping showing the probability of ignition along the electric lines and equipmentWLDFRAggregatedAggregated | WLDFR | HFTD - Distribution - Tier 3 - 3QU CoRE ¦ 5QU LoRE | Non-Red Flag Warning - Destructive Fires | Aggregated | Aggregated | 2047 | 7.9719e-07 | 0 | 90.0882 | 7.1817e-05 | 2047 | Mitigation | 0.08575 | 30 | 0 | esc | 0.0012005 | 9.5703e-10 | 0.00060025 | 4.7851e-10 | 0.0015435 | 1.2305e-09
[79 empty] | WLDFR | HFTD - Distribution - Tier 3 - 3QU CoRE ¦ 4QU LoRE | Seismic - Non-Red Flag Warning - Catastrophic Fires | 2027 | 2.3887e-13 | 1.1944e-13 | 3.0712e-13 | 21835.9781 | 428.6023 | 13939.561 | 7467.8148 | 0 | 0 | 0 | 1.9898e-10 |  | 5.216e-09 | 0 | 5.216e-09 | 2.608e-09 | 0 | 2.608e-09 | 6.7063e-09 | 0 | 6.7063e-09 | [16 empty] | 7.3.1.3 Ignition probability mapping showing the probability of ignition along the electric lines and equipmentWLDFRAggregatedAggregated | WLDFR | HFTD - Distribution - Tier 3 - 3QU CoRE ¦ 5QU LoRE | Non-Red Flag Warning - Destructive Fires | Aggregated | Aggregated | 2048 | 7.9719e-07 | 0 | 90.0882 | 7.1817e-05 | 2048 | Mitigation | 0.08575 | 30 | 0 | esc | 0.0012005 | 9.5703e-10 | 0.00060025 | 4.7851e-10 | 0.0015435 | 1.2305e-09
[79 empty] | WLDFR | HFTD - Distribution - Tier 3 - 3QU CoRE ¦ 4QU LoRE | Seismic - Non-Red Flag Warning - Catastrophic Fires | 2028 | 2.3887e-13 | 1.1944e-13 | 3.0712e-13 | 22783.187 | 453.261 | 14531.3357 | 7798.5904 | 0 | 0 | 0 | 1.9898e-10 |  | 5.4423e-09 | 0 | 5.4423e-09 | 2.7211e-09 | 0 | 2.7211e-09 | 6.9972e-09 | 0 | 6.9972e-09 | [16 empty] | 7.3.1.3 Ignition probability mapping showing the probability of ignition along the electric lines and equipmentWLDFRAggregatedAggregated | WLDFR | HFTD - Distribution - Tier 3 - 3QU CoRE ¦ 5QU LoRE | Non-Red Flag Warning - Destructive Fires | Aggregated | Aggregated | 2049 | 7.9719e-07 | 0 | 90.0882 | 7.1817e-05 | 2049 | Mitigation | 0.08575 | 30 | 0 | esc | 0.0012005 | 9.5703e-10 | 0.00060025 | 4.7851e-10 | 0.0015435 | 1.2305e-09
[79 empty] | WLDFR | HFTD - Distribution - Tier 3 - 3QU CoRE ¦ 4QU LoRE | Seismic - Non-Red Flag Warning - Catastrophic Fires | 2029 | 2.3887e-13 | 1.1944e-13 | 3.0712e-13 | 22783.187 | 453.261 | 14531.3357 | 7798.5904 | 0 | 0 | 0 | 1.9898e-10 |  | 5.4423e-09 | 0 | 5.4423e-09 | 2.7211e-09 | 0 | 2.7211e-09 | 6.9972e-09 | 0 | 6.9972e-09 | [16 empty] | 7.3.1.3 Ignition probability mapping showing the probability of ignition along the electric lines and equipmentWLDFRAggregatedAggregated | WLDFR | HFTD - Distribution - Tier 3 - 3QU CoRE ¦ 5QU LoRE | Non-Red Flag Warning - Destructive Fires | Aggregated | Aggregated | 2050 | 7.9719e-07 | 0 | 90.0882 | 7.1817e-05 | 2050 | Mitigation | 0.08575 | 30 | 0 | esc | 0 | 0 | 0.00060025 | 4.7851e-10 | 0.0015435 | 1.2305e-09
[79 empty] | WLDFR | HFTD - Distribution - Tier 3 - 3QU CoRE ¦ 4QU LoRE | Seismic - Non-Red Flag Warning - Catastrophic Fires | 2030 | 2.3887e-13 | 1.1944e-13 | 3.0712e-13 | 22783.187 | 453.261 | 14531.3357 | 7798.5904 | 0 | 0 | 0 | 1.9898e-10 |  | 5.4423e-09 | 0 | 5.4423e-09 | 2.7211e-09 | 0 | 2.7211e-09 | 6.9972e-09 | 0 | 6.9972e-09 | [16 empty] | 7.3.1.3 Ignition probability mapping showing the probability of ignition along the electric lines and equipmentWLDFRAggregatedAggregated | WLDFR | HFTD - Distribution - Tier 3 - 3QU CoRE ¦ 5QU LoRE | Non-Red Flag Warning - Destructive Fires | Aggregated | Aggregated | 2051 | 7.9719e-07 | 0 | 90.0882 | 7.1817e-05 | 2051 | Mitigation | 0.08575 | 30 | 0 | esc | 0 | 0 | 0 | 0 | 0.0015435 | 1.2305e-09
[79 empty] | WLDFR | HFTD - Distribution - Tier 3 - 3QU CoRE ¦ 4QU LoRE | Seismic - Non-Red Flag Warning - Catastrophic Fires | 2031 | 2.3887e-13 | 1.1944e-13 | 3.0712e-13 | 22783.187 | 453.261 | 14531.3357 | 7798.5904 | 0 | 0 | 0 | 1.9898e-10 |  | 5.4423e-09 | 0 | 5.4423e-09 | 2.7211e-09 | 0 | 2.7211e-09 | 6.9972e-09 | 0 | 6.9972e-09 | [16 empty] | 7.3.1.3 Ignition probability mapping showing the probability of ignition along the electric lines and equipmentWLDFRAggregatedAggregated | WLDFR | HFTD - Distribution - Tier 3 - 3QU CoRE ¦ 5QU LoRE | Non-Red Flag Warning - Large Fires | Aggregated | Aggregated | 2021 | 1.0474e-05 | 0 | 90.0882 | 0.0009436 | 2021 | Mitigation | 0.08575 | 30 | 0 | esc | 0.0012005 | 1.2574e-08 | 0.00060025 | 6.2872e-09 | 0 | 0
[79 empty] | WLDFR | HFTD - Distribution - Tier 3 - 3QU CoRE ¦ 4QU LoRE | Seismic - Non-Red Flag Warning - Catastrophic Fires | 2032 | 2.3887e-13 | 1.1944e-13 | 3.0712e-13 | 22783.187 | 453.261 | 14531.3357 | 7798.5904 | 0 | 0 | 0 | 1.9898e-10 |  | 5.4423e-09 | 0 | 5.4423e-09 | 2.7211e-09 | 0 | 2.7211e-09 | 6.9972e-09 | 0 | 6.9972e-09 | [16 empty] | 7.3.1.3 Ignition probability mapping showing the probability of ignition along the electric lines and equipmentWLDFRAggregatedAggregated | WLDFR | HFTD - Distribution - Tier 3 - 3QU CoRE ¦ 5QU LoRE | Non-Red Flag Warning - Large Fires | Aggregated | Aggregated | 2022 | 1.0474e-05 | 0 | 90.0882 | 0.0009436 | 2022 | Mitigation | 0.08575 | 30 | 0 | esc | 0.0012005 | 1.2574e-08 | 0.00060025 | 6.2872e-09 | 0.0015435 | 1.6167e-08
[79 empty] | WLDFR | HFTD - Distribution - Tier 3 - 3QU CoRE ¦ 4QU LoRE | Seismic - Non-Red Flag Warning - Catastrophic Fires | 2033 | 2.3887e-13 | 1.1944e-13 | 3.0712e-13 | 23835.2641 | 480.9649 | 15187.7294 | 8166.5698 | 0 | 0 | 0 | 1.9898e-10 |  | 5.6936e-09 | 0 | 5.6936e-09 | 2.8468e-09 | 0 | 2.8468e-09 | 7.3203e-09 | 0 | 7.3203e-09 | [16 empty] | 7.3.1.3 Ignition probability mapping showing the probability of ignition along the electric lines and equipmentWLDFRAggregatedAggregated | WLDFR | HFTD - Distribution - Tier 3 - 3QU CoRE ¦ 5QU LoRE | Non-Red Flag Warning - Large Fires | Aggregated | Aggregated | 2023 | 1.0474e-05 | 0 | 90.0882 | 0.0009436 | 2023 | Mitigation | 0.08575 | 30 | 0 | esc | 0.0012005 | 1.2574e-08 | 0.00060025 | 6.2872e-09 | 0.0015435 | 1.6167e-08
[79 empty] | WLDFR | HFTD - Distribution - Tier 3 - 3QU CoRE ¦ 4QU LoRE | Seismic - Non-Red Flag Warning - Catastrophic Fires | 2034 | 2.3887e-13 | 1.1944e-13 | 3.0712e-13 | 23835.2641 | 480.9649 | 15187.7294 | 8166.5698 | 0 | 0 | 0 | 1.9898e-10 |  | 5.6936e-09 | 0 | 5.6936e-09 | 2.8468e-09 | 0 | 2.8468e-09 | 7.3203e-09 | 0 | 7.3203e-09 | [16 empty] | 7.3.1.3 Ignition probability mapping showing the probability of ignition along the electric lines and equipmentWLDFRAggregatedAggregated | WLDFR | HFTD - Distribution - Tier 3 - 3QU CoRE ¦ 5QU LoRE | Non-Red Flag Warning - Large Fires | Aggregated | Aggregated | 2024 | 1.0474e-05 | 0 | 90.0882 | 0.0009436 | 2024 | Mitigation | 0.08575 | 30 | 0 | esc | 0.0012005 | 1.2574e-08 | 0.00060025 | 6.2872e-09 | 0.0015435 | 1.6167e-08
[79 empty] | WLDFR | HFTD - Distribution - Tier 3 - 3QU CoRE ¦ 4QU LoRE | Seismic - Non-Red Flag Warning - Catastrophic Fires | 2035 | 2.3887e-13 | 1.1944e-13 | 3.0712e-13 | 23835.2641 | 480.9649 | 15187.7294 | 8166.5698 | 0 | 0 | 0 | 1.9898e-10 |  | 5.6936e-09 | 0 | 5.6936e-09 | 2.8468e-09 | 0 | 2.8468e-09 | 7.3203e-09 | 0 | 7.3203e-09 | [16 empty] | 7.3.1.3 Ignition probability mapping showing the probability of ignition along the electric lines and equipmentWLDFRAggregatedAggregated | WLDFR | HFTD - Distribution - Tier 3 - 3QU CoRE ¦ 5QU LoRE | Non-Red Flag Warning - Large Fires | Aggregated | Aggregated | 2025 | 1.0474e-05 | 0 | 90.0882 | 0.0009436 | 2025 | Mitigation | 0.08575 | 30 | 0 | esc | 0.0012005 | 1.2574e-08 | 0.00060025 | 6.2872e-09 | 0.0015435 | 1.6167e-08
[79 empty] | WLDFR | HFTD - Distribution - Tier 3 - 3QU CoRE ¦ 4QU LoRE | Seismic - Non-Red Flag Warning - Catastrophic Fires | 2036 | 2.3887e-13 | 1.1944e-13 | 3.0712e-13 | 23835.2641 | 480.9649 | 15187.7294 | 8166.5698 | 0 | 0 | 0 | 1.9898e-10 |  | 5.6936e-09 | 0 | 5.6936e-09 | 2.8468e-09 | 0 | 2.8468e-09 | 7.3203e-09 | 0 | 7.3203e-09 | [16 empty] | 7.3.1.3 Ignition probability mapping showing the probability of ignition along the electric lines and equipmentWLDFRAggregatedAggregated | WLDFR | HFTD - Distribution - Tier 3 - 3QU CoRE ¦ 5QU LoRE | Non-Red Flag Warning - Large Fires | Aggregated | Aggregated | 2026 | 1.0474e-05 | 0 | 90.0882 | 0.0009436 | 2026 | Mitigation | 0.08575 | 30 | 0 | esc | 0.0012005 | 1.2574e-08 | 0.00060025 | 6.2872e-09 | 0.0015435 | 1.6167e-08
[79 empty] | WLDFR | HFTD - Distribution - Tier 3 - 3QU CoRE ¦ 4QU LoRE | Seismic - Non-Red Flag Warning - Catastrophic Fires | 2037 | 2.3887e-13 | 1.1944e-13 | 3.0712e-13 | 23835.2641 | 480.9649 | 15187.7294 | 8166.5698 | 0 | 0 | 0 | 1.9898e-10 |  | 5.6936e-09 | 0 | 5.6936e-09 | 2.8468e-09 | 0 | 2.8468e-09 | 7.3203e-09 | 0 | 7.3203e-09 | [16 empty] | 7.3.1.3 Ignition probability mapping showing the probability of ignition along the electric lines and equipmentWLDFRAggregatedAggregated | WLDFR | HFTD - Distribution - Tier 3 - 3QU CoRE ¦ 5QU LoRE | Non-Red Flag Warning - Large Fires | Aggregated | Aggregated | 2027 | 1.0474e-05 | 0 | 90.0882 | 0.0009436 | 2027 | Mitigation | 0.08575 | 30 | 0 | esc | 0.0012005 | 1.2574e-08 | 0.00060025 | 6.2872e-09 | 0.0015435 | 1.6167e-08
[79 empty] | WLDFR | HFTD - Distribution - Tier 3 - 3QU CoRE ¦ 4QU LoRE | Seismic - Non-Red Flag Warning - Catastrophic Fires | 2038 | 2.3887e-13 | 1.1944e-13 | 3.0712e-13 | 24976.6418 | 511.3745 | 15898.8237 | 8566.4437 | 0 | 0 | 0 | 1.9898e-10 |  | 5.9662e-09 | 0 | 5.9662e-09 | 2.9831e-09 | 0 | 2.9831e-09 | 7.6709e-09 | 0 | 7.6709e-09 | [16 empty] | 7.3.1.3 Ignition probability mapping showing the probability of ignition along the electric lines and equipmentWLDFRAggregatedAggregated | WLDFR | HFTD - Distribution - Tier 3 - 3QU CoRE ¦ 5QU LoRE | Non-Red Flag Warning - Large Fires | Aggregated | Aggregated | 2028 | 1.0474e-05 | 0 | 90.0882 | 0.0009436 | 2028 | Mitigation | 0.08575 | 30 | 0 | esc | 0.0012005 | 1.2574e-08 | 0.00060025 | 6.2872e-09 | 0.0015435 | 1.6167e-08
[79 empty] | WLDFR | HFTD - Distribution - Tier 3 - 3QU CoRE ¦ 4QU LoRE | Seismic - Non-Red Flag Warning - Catastrophic Fires | 2039 | 2.3887e-13 | 1.1944e-13 | 3.0712e-13 | 24976.6418 | 511.3745 | 15898.8237 | 8566.4437 | 0 | 0 | 0 | 1.9898e-10 |  | 5.9662e-09 | 0 | 5.9662e-09 | 2.9831e-09 | 0 | 2.9831e-09 | 7.6709e-09 | 0 | 7.6709e-09 | [16 empty] | 7.3.1.3 Ignition probability mapping showing the probability of ignition along the electric lines and equipmentWLDFRAggregatedAggregated | WLDFR | HFTD - Distribution - Tier 3 - 3QU CoRE ¦ 5QU LoRE | Non-Red Flag Warning - Large Fires | Aggregated | Aggregated | 2029 | 1.0474e-05 | 0 | 90.0882 | 0.0009436 | 2029 | Mitigation | 0.08575 | 30 | 0 | esc | 0.0012005 | 1.2574e-08 | 0.00060025 | 6.2872e-09 | 0.0015435 | 1.6167e-08
[79 empty] | WLDFR | HFTD - Distribution - Tier 3 - 3QU CoRE ¦ 4QU LoRE | Seismic - Non-Red Flag Warning - Catastrophic Fires | 2040 | 2.3887e-13 | 1.1944e-13 | 3.0712e-13 | 24976.6418 | 511.3745 | 15898.8237 | 8566.4437 | 0 | 0 | 0 | 1.9898e-10 |  | 5.9662e-09 | 0 | 5.9662e-09 | 2.9831e-09 | 0 | 2.9831e-09 | 7.6709e-09 | 0 | 7.6709e-09 | [16 empty] | 7.3.1.3 Ignition probability mapping showing the probability of ignition along the electric lines and equipmentWLDFRAggregatedAggregated | WLDFR | HFTD - Distribution - Tier 3 - 3QU CoRE ¦ 5QU LoRE | Non-Red Flag Warning - Large Fires | Aggregated | Aggregated | 2030 | 1.0474e-05 | 0 | 90.0882 | 0.0009436 | 2030 | Mitigation | 0.08575 | 30 | 0 | esc | 0.0012005 | 1.2574e-08 | 0.00060025 | 6.2872e-09 | 0.0015435 | 1.6167e-08
[79 empty] | WLDFR | HFTD - Distribution - Tier 3 - 3QU CoRE ¦ 4QU LoRE | Seismic - Non-Red Flag Warning - Catastrophic Fires | 2041 | 2.3887e-13 | 1.1944e-13 | 3.0712e-13 | 24976.6418 | 511.3745 | 15898.8237 | 8566.4437 | 0 | 0 | 0 | 1.9898e-10 |  | 5.9662e-09 | 0 | 5.9662e-09 | 2.9831e-09 | 0 | 2.9831e-09 | 7.6709e-09 | 0 | 7.6709e-09 | [16 empty] | 7.3.1.3 Ignition probability mapping showing the probability of ignition along the electric lines and equipmentWLDFRAggregatedAggregated | WLDFR | HFTD - Distribution - Tier 3 - 3QU CoRE ¦ 5QU LoRE | Non-Red Flag Warning - Large Fires | Aggregated | Aggregated | 2031 | 1.0474e-05 | 0 | 90.0882 | 0.0009436 | 2031 | Mitigation | 0.08575 | 30 | 0 | esc | 0.0012005 | 1.2574e-08 | 0.00060025 | 6.2872e-09 | 0.0015435 | 1.6167e-08
[79 empty] | WLDFR | HFTD - Distribution - Tier 3 - 3QU CoRE ¦ 4QU LoRE | Seismic - Non-Red Flag Warning - Catastrophic Fires | 2042 | 2.3887e-13 | 1.1944e-13 | 3.0712e-13 | 24976.6418 | 511.3745 | 15898.8237 | 8566.4437 | 0 | 0 | 0 | 1.9898e-10 |  | 5.9662e-09 | 0 | 5.9662e-09 | 2.9831e-09 | 0 | 2.9831e-09 | 7.6709e-09 | 0 | 7.6709e-09 | [16 empty] | 7.3.1.3 Ignition probability mapping showing the probability of ignition along the electric lines and equipmentWLDFRAggregatedAggregated | WLDFR | HFTD - Distribution - Tier 3 - 3QU CoRE ¦ 5QU LoRE | Non-Red Flag Warning - Large Fires | Aggregated | Aggregated | 2032 | 1.0474e-05 | 0 | 90.0882 | 0.0009436 | 2032 | Mitigation | 0.08575 | 30 | 0 | esc | 0.0012005 | 1.2574e-08 | 0.00060025 | 6.2872e-09 | 0.0015435 | 1.6167e-08
[79 empty] | WLDFR | HFTD - Distribution - Tier 3 - 3QU CoRE ¦ 4QU LoRE | Seismic - Non-Red Flag Warning - Catastrophic Fires | 2043 | 2.3887e-13 | 1.1944e-13 | 3.0712e-13 | 26191.7278 | 544.1291 | 16654.7414 | 8992.8573 | 0 | 0 | 0 | 1.9898e-10 |  | 6.2565e-09 | 0 | 6.2565e-09 | 3.1282e-09 | 0 | 3.1282e-09 | 8.044e-09 | 0 | 8.044e-09 | [16 empty] | 7.3.1.3 Ignition probability mapping showing the probability of ignition along the electric lines and equipmentWLDFRAggregatedAggregated | WLDFR | HFTD - Distribution - Tier 3 - 3QU CoRE ¦ 5QU LoRE | Non-Red Flag Warning - Large Fires | Aggregated | Aggregated | 2033 | 1.0474e-05 | 0 | 90.0882 | 0.0009436 | 2033 | Mitigation | 0.08575 | 30 | 0 | esc | 0.0012005 | 1.2574e-08 | 0.00060025 | 6.2872e-09 | 0.0015435 | 1.6167e-08
[79 empty] | WLDFR | HFTD - Distribution - Tier 3 - 3QU CoRE ¦ 4QU LoRE | Seismic - Non-Red Flag Warning - Catastrophic Fires | 2044 | 2.3887e-13 | 1.1944e-13 | 3.0712e-13 | 26191.7278 | 544.1291 | 16654.7414 | 8992.8573 | 0 | 0 | 0 | 1.9898e-10 |  | 6.2565e-09 | 0 | 6.2565e-09 | 3.1282e-09 | 0 | 3.1282e-09 | 8.044e-09 | 0 | 8.044e-09 | [16 empty] | 7.3.1.3 Ignition probability mapping showing the probability of ignition along the electric lines and equipmentWLDFRAggregatedAggregated | WLDFR | HFTD - Distribution - Tier 3 - 3QU CoRE ¦ 5QU LoRE | Non-Red Flag Warning - Large Fires | Aggregated | Aggregated | 2034 | 1.0474e-05 | 0 | 90.0882 | 0.0009436 | 2034 | Mitigation | 0.08575 | 30 | 0 | esc | 0.0012005 | 1.2574e-08 | 0.00060025 | 6.2872e-09 | 0.0015435 | 1.6167e-08
[79 empty] | WLDFR | HFTD - Distribution - Tier 3 - 3QU CoRE ¦ 4QU LoRE | Seismic - Non-Red Flag Warning - Catastrophic Fires | 2045 | 2.3887e-13 | 1.1944e-13 | 3.0712e-13 | 26191.7278 | 544.1291 | 16654.7414 | 8992.8573 | 0 | 0 | 0 | 1.9898e-10 |  | 6.2565e-09 | 0 | 6.2565e-09 | 3.1282e-09 | 0 | 3.1282e-09 | 8.044e-09 | 0 | 8.044e-09 | [16 empty] | 7.3.1.3 Ignition probability mapping showing the probability of ignition along the electric lines and equipmentWLDFRAggregatedAggregated | WLDFR | HFTD - Distribution - Tier 3 - 3QU CoRE ¦ 5QU LoRE | Non-Red Flag Warning - Large Fires | Aggregated | Aggregated | 2035 | 1.0474e-05 | 0 | 90.0882 | 0.0009436 | 2035 | Mitigation | 0.08575 | 30 | 0 | esc | 0.0012005 | 1.2574e-08 | 0.00060025 | 6.2872e-09 | 0.0015435 | 1.6167e-08
[79 empty] | WLDFR | HFTD - Distribution - Tier 3 - 3QU CoRE ¦ 4QU LoRE | Seismic - Non-Red Flag Warning - Catastrophic Fires | 2046 | 2.3887e-13 | 1.1944e-13 | 3.0712e-13 | 26191.7278 | 544.1291 | 16654.7414 | 8992.8573 | 0 | 0 | 0 | 1.9898e-10 |  | 6.2565e-09 | 0 | 6.2565e-09 | 3.1282e-09 | 0 | 3.1282e-09 | 8.044e-09 | 0 | 8.044e-09 | [16 empty] | 7.3.1.3 Ignition probability mapping showing the probability of ignition along the electric lines and equipmentWLDFRAggregatedAggregated | WLDFR | HFTD - Distribution - Tier 3 - 3QU CoRE ¦ 5QU LoRE | Non-Red Flag Warning - Large Fires | Aggregated | Aggregated | 2036 | 1.0474e-05 | 0 | 90.0882 | 0.0009436 | 2036 | Mitigation | 0.08575 | 30 | 0 | esc | 0.0012005 | 1.2574e-08 | 0.00060025 | 6.2872e-09 | 0.0015435 | 1.6167e-08
[79 empty] | WLDFR | HFTD - Distribution - Tier 3 - 3QU CoRE ¦ 4QU LoRE | Seismic - Non-Red Flag Warning - Catastrophic Fires | 2047 | 2.3887e-13 | 1.1944e-13 | 3.0712e-13 | 26191.7278 | 544.1291 | 16654.7414 | 8992.8573 | 0 | 0 | 0 | 1.9898e-10 |  | 6.2565e-09 | 0 | 6.2565e-09 | 3.1282e-09 | 0 | 3.1282e-09 | 8.044e-09 | 0 | 8.044e-09 | [16 empty] | 7.3.1.3 Ignition probability mapping showing the probability of ignition along the electric lines and equipmentWLDFRAggregatedAggregated | WLDFR | HFTD - Distribution - Tier 3 - 3QU CoRE ¦ 5QU LoRE | Non-Red Flag Warning - Large Fires | Aggregated | Aggregated | 2037 | 1.0474e-05 | 0 | 90.0882 | 0.0009436 | 2037 | Mitigation | 0.08575 | 30 | 0 | esc | 0.0012005 | 1.2574e-08 | 0.00060025 | 6.2872e-09 | 0.0015435 | 1.6167e-08
[79 empty] | WLDFR | HFTD - Distribution - Tier 3 - 3QU CoRE ¦ 4QU LoRE | Seismic - Non-Red Flag Warning - Catastrophic Fires | 2048 | 2.3887e-13 | 1.1944e-13 | 3.0712e-13 | 27464.7227 | 578.8407 | 17445.538 | 9440.3441 | 0 | 0 | 0 | 1.9898e-10 |  | 6.5606e-09 | 0 | 6.5606e-09 | 3.2803e-09 | 0 | 3.2803e-09 | 8.435e-09 | 0 | 8.435e-09 | [16 empty] | 7.3.1.3 Ignition probability mapping showing the probability of ignition along the electric lines and equipmentWLDFRAggregatedAggregated | WLDFR | HFTD - Distribution - Tier 3 - 3QU CoRE ¦ 5QU LoRE | Non-Red Flag Warning - Large Fires | Aggregated | Aggregated | 2038 | 1.0474e-05 | 0 | 90.0882 | 0.0009436 | 2038 | Mitigation | 0.08575 | 30 | 0 | esc | 0.0012005 | 1.2574e-08 | 0.00060025 | 6.2872e-09 | 0.0015435 | 1.6167e-08
[79 empty] | WLDFR | HFTD - Distribution - Tier 3 - 3QU CoRE ¦ 4QU LoRE | Seismic - Non-Red Flag Warning - Catastrophic Fires | 2049 | 2.3887e-13 | 1.1944e-13 | 3.0712e-13 | 27464.7227 | 578.8407 | 17445.538 | 9440.3441 | 0 | 0 | 0 | 1.9898e-10 |  | 6.5606e-09 | 0 | 6.5606e-09 | 3.2803e-09 | 0 | 3.2803e-09 | 8.435e-09 | 0 | 8.435e-09 | [16 empty] | 7.3.1.3 Ignition probability mapping showing the probability of ignition along the electric lines and equipmentWLDFRAggregatedAggregated | WLDFR | HFTD - Distribution - Tier 3 - 3QU CoRE ¦ 5QU LoRE | Non-Red Flag Warning - Large Fires | Aggregated | Aggregated | 2039 | 1.0474e-05 | 0 | 90.0882 | 0.0009436 | 2039 | Mitigation | 0.08575 | 30 | 0 | esc | 0.0012005 | 1.2574e-08 | 0.00060025 | 6.2872e-09 | 0.0015435 | 1.6167e-08
[79 empty] | WLDFR | HFTD - Distribution - Tier 3 - 3QU CoRE ¦ 4QU LoRE | Seismic - Non-Red Flag Warning - Catastrophic Fires | 2050 | 0 | 1.1944e-13 | 3.0712e-13 | 27464.7227 | 578.8407 | 17445.538 | 9440.3441 | 0 | 0 | 0 | 1.9898e-10 |  | 0 | 0 | 0 | 3.2803e-09 | 0 | 3.2803e-09 | 8.435e-09 | 0 | 8.435e-09 | [16 empty] | 7.3.1.3 Ignition probability mapping showing the probability of ignition along the electric lines and equipmentWLDFRAggregatedAggregated | WLDFR | HFTD - Distribution - Tier 3 - 3QU CoRE ¦ 5QU LoRE | Non-Red Flag Warning - Large Fires | Aggregated | Aggregated | 2040 | 1.0474e-05 | 0 | 90.0882 | 0.0009436 | 2040 | Mitigation | 0.08575 | 30 | 0 | esc | 0.0012005 | 1.2574e-08 | 0.00060025 | 6.2872e-09 | 0.0015435 | 1.6167e-08
[79 empty] | WLDFR | HFTD - Distribution - Tier 3 - 3QU CoRE ¦ 4QU LoRE | Seismic - Non-Red Flag Warning - Catastrophic Fires | 2051 | 0 | 0 | 3.0712e-13 | 27464.7227 | 578.8407 | 17445.538 | 9440.3441 | 0 | 0 | 0 | 1.9898e-10 |  | 0 | 0 | 0 | 0 | 0 | 0 | 8.435e-09 | 0 | 8.435e-09 | [16 empty] | 7.3.1.3 Ignition probability mapping showing the probability of ignition along the electric lines and equipmentWLDFRAggregatedAggregated | WLDFR | HFTD - Distribution - Tier 3 - 3QU CoRE ¦ 5QU LoRE | Non-Red Flag Warning - Large Fires | Aggregated | Aggregated | 2041 | 1.0474e-05 | 0 | 90.0882 | 0.0009436 | 2041 | Mitigation | 0.08575 | 30 | 0 | esc | 0.0012005 | 1.2574e-08 | 0.00060025 | 6.2872e-09 | 0.0015435 | 1.6167e-08
[79 empty] | WLDFR | HFTD - Distribution - Tier 3 - 3QU CoRE ¦ 4QU LoRE | Seismic - Red Flag Warning - Catastrophic Fires | 2020 | 1.0302e-11 | 0 | 0 | 21083.8428 | 409.2237 | 13469.0878 | 7205.5313 | 0 | 0 | 0 | 8.5816e-09 |  | 2.1721e-07 | 0 | 2.1721e-07 | 0 | 0 | 0 | 0 | 0 | 0 | [16 empty] | 7.3.1.3 Ignition probability mapping showing the probability of ignition along the electric lines and equipmentWLDFRAggregatedAggregated | WLDFR | HFTD - Distribution - Tier 3 - 3QU CoRE ¦ 5QU LoRE | Non-Red Flag Warning - Large Fires | Aggregated | Aggregated | 2042 | 1.0474e-05 | 0 | 90.0882 | 0.0009436 | 2042 | Mitigation | 0.08575 | 30 | 0 | esc | 0.0012005 | 1.2574e-08 | 0.00060025 | 6.2872e-09 | 0.0015435 | 1.6167e-08
[79 empty] | WLDFR | HFTD - Distribution - Tier 3 - 3QU CoRE ¦ 4QU LoRE | Seismic - Red Flag Warning - Catastrophic Fires | 2021 | 1.0302e-11 | 5.1511e-12 | 0 | 21083.8428 | 409.2237 | 13469.0878 | 7205.5313 | 0 | 0 | 0 | 8.5816e-09 |  | 2.1721e-07 | 0 | 2.1721e-07 | 1.0861e-07 | 0 | 1.0861e-07 | 0 | 0 | 0 | [16 empty] | 7.3.1.3 Ignition probability mapping showing the probability of ignition along the electric lines and equipmentWLDFRAggregatedAggregated | WLDFR | HFTD - Distribution - Tier 3 - 3QU CoRE ¦ 5QU LoRE | Non-Red Flag Warning - Large Fires | Aggregated | Aggregated | 2043 | 1.0474e-05 | 0 | 90.0882 | 0.0009436 | 2043 | Mitigation | 0.08575 | 30 | 0 | esc | 0.0012005 | 1.2574e-08 | 0.00060025 | 6.2872e-09 | 0.0015435 | 1.6167e-08
[79 empty] | WLDFR | HFTD - Distribution - Tier 3 - 3QU CoRE ¦ 4QU LoRE | Seismic - Red Flag Warning - Catastrophic Fires | 2022 | 1.0302e-11 | 5.1511e-12 | 1.3246e-11 | 21083.8428 | 409.2237 | 13469.0878 | 7205.5313 | 0 | 0 | 0 | 8.5816e-09 |  | 2.1721e-07 | 0 | 2.1721e-07 | 1.0861e-07 | 0 | 1.0861e-07 | 2.7927e-07 | 0 | 2.7927e-07 | [16 empty] | 7.3.1.3 Ignition probability mapping showing the probability of ignition along the electric lines and equipmentWLDFRAggregatedAggregated | WLDFR | HFTD - Distribution - Tier 3 - 3QU CoRE ¦ 5QU LoRE | Non-Red Flag Warning - Large Fires | Aggregated | Aggregated | 2044 | 1.0474e-05 | 0 | 90.0882 | 0.0009436 | 2044 | Mitigation | 0.08575 | 30 | 0 | esc | 0.0012005 | 1.2574e-08 | 0.00060025 | 6.2872e-09 | 0.0015435 | 1.6167e-08
[79 empty] | WLDFR | HFTD - Distribution - Tier 3 - 3QU CoRE ¦ 4QU LoRE | Seismic - Red Flag Warning - Catastrophic Fires | 2023 | 1.0302e-11 | 5.1511e-12 | 1.3246e-11 | 21835.9781 | 428.6023 | 13939.561 | 7467.8148 | 0 | 0 | 0 | 8.5816e-09 |  | 2.2496e-07 | 0 | 2.2496e-07 | 1.1248e-07 | 0 | 1.1248e-07 | 2.8923e-07 | 0 | 2.8923e-07 | [16 empty] | 7.3.1.3 Ignition probability mapping showing the probability of ignition along the electric lines and equipmentWLDFRAggregatedAggregated | WLDFR | HFTD - Distribution - Tier 3 - 3QU CoRE ¦ 5QU LoRE | Non-Red Flag Warning - Large Fires | Aggregated | Aggregated | 2045 | 1.0474e-05 | 0 | 90.0882 | 0.0009436 | 2045 | Mitigation | 0.08575 | 30 | 0 | esc | 0.0012005 | 1.2574e-08 | 0.00060025 | 6.2872e-09 | 0.0015435 | 1.6167e-08
[79 empty] | WLDFR | HFTD - Distribution - Tier 3 - 3QU CoRE ¦ 4QU LoRE | Seismic - Red Flag Warning - Catastrophic Fires | 2024 | 1.0302e-11 | 5.1511e-12 | 1.3246e-11 | 21835.9781 | 428.6023 | 13939.561 | 7467.8148 | 0 | 0 | 0 | 8.5816e-09 |  | 2.2496e-07 | 0 | 2.2496e-07 | 1.1248e-07 | 0 | 1.1248e-07 | 2.8923e-07 | 0 | 2.8923e-07 | [16 empty] | 7.3.1.3 Ignition probability mapping showing the probability of ignition along the electric lines and equipmentWLDFRAggregatedAggregated | WLDFR | HFTD - Distribution - Tier 3 - 3QU CoRE ¦ 5QU LoRE | Non-Red Flag Warning - Large Fires | Aggregated | Aggregated | 2046 | 1.0474e-05 | 0 | 90.0882 | 0.0009436 | 2046 | Mitigation | 0.08575 | 30 | 0 | esc | 0.0012005 | 1.2574e-08 | 0.00060025 | 6.2872e-09 | 0.0015435 | 1.6167e-08
[79 empty] | WLDFR | HFTD - Distribution - Tier 3 - 3QU CoRE ¦ 4QU LoRE | Seismic - Red Flag Warning - Catastrophic Fires | 2025 | 1.0302e-11 | 5.1511e-12 | 1.3246e-11 | 21835.9781 | 428.6023 | 13939.561 | 7467.8148 | 0 | 0 | 0 | 8.5816e-09 |  | 2.2496e-07 | 0 | 2.2496e-07 | 1.1248e-07 | 0 | 1.1248e-07 | 2.8923e-07 | 0 | 2.8923e-07 | [16 empty] | 7.3.1.3 Ignition probability mapping showing the probability of ignition along the electric lines and equipmentWLDFRAggregatedAggregated | WLDFR | HFTD - Distribution - Tier 3 - 3QU CoRE ¦ 5QU LoRE | Non-Red Flag Warning - Large Fires | Aggregated | Aggregated | 2047 | 1.0474e-05 | 0 | 90.0882 | 0.0009436 | 2047 | Mitigation | 0.08575 | 30 | 0 | esc | 0.0012005 | 1.2574e-08 | 0.00060025 | 6.2872e-09 | 0.0015435 | 1.6167e-08
[79 empty] | WLDFR | HFTD - Distribution - Tier 3 - 3QU CoRE ¦ 4QU LoRE | Seismic - Red Flag Warning - Catastrophic Fires | 2026 | 1.0302e-11 | 5.1511e-12 | 1.3246e-11 | 21835.9781 | 428.6023 | 13939.561 | 7467.8148 | 0 | 0 | 0 | 8.5816e-09 |  | 2.2496e-07 | 0 | 2.2496e-07 | 1.1248e-07 | 0 | 1.1248e-07 | 2.8923e-07 | 0 | 2.8923e-07 | [16 empty] | 7.3.1.3 Ignition probability mapping showing the probability of ignition along the electric lines and equipmentWLDFRAggregatedAggregated | WLDFR | HFTD - Distribution - Tier 3 - 3QU CoRE ¦ 5QU LoRE | Non-Red Flag Warning - Large Fires | Aggregated | Aggregated | 2048 | 1.0474e-05 | 0 | 90.0882 | 0.0009436 | 2048 | Mitigation | 0.08575 | 30 | 0 | esc | 0.0012005 | 1.2574e-08 | 0.00060025 | 6.2872e-09 | 0.0015435 | 1.6167e-08
[79 empty] | WLDFR | HFTD - Distribution - Tier 3 - 3QU CoRE ¦ 4QU LoRE | Seismic - Red Flag Warning - Catastrophic Fires | 2027 | 1.0302e-11 | 5.1511e-12 | 1.3246e-11 | 21835.9781 | 428.6023 | 13939.561 | 7467.8148 | 0 | 0 | 0 | 8.5816e-09 |  | 2.2496e-07 | 0 | 2.2496e-07 | 1.1248e-07 | 0 | 1.1248e-07 | 2.8923e-07 | 0 | 2.8923e-07 | [16 empty] | 7.3.1.3 Ignition probability mapping showing the probability of ignition along the electric lines and equipmentWLDFRAggregatedAggregated | WLDFR | HFTD - Distribution - Tier 3 - 3QU CoRE ¦ 5QU LoRE | Non-Red Flag Warning - Large Fires | Aggregated | Aggregated | 2049 | 1.0474e-05 | 0 | 90.0882 | 0.0009436 | 2049 | Mitigation | 0.08575 | 30 | 0 | esc | 0.0012005 | 1.2574e-08 | 0.00060025 | 6.2872e-09 | 0.0015435 | 1.6167e-08
[79 empty] | WLDFR | HFTD - Distribution - Tier 3 - 3QU CoRE ¦ 4QU LoRE | Seismic - Red Flag Warning - Catastrophic Fires | 2028 | 1.0302e-11 | 5.1511e-12 | 1.3246e-11 | 22783.187 | 453.261 | 14531.3357 | 7798.5904 | 0 | 0 | 0 | 8.5816e-09 |  | 2.3472e-07 | 0 | 2.3472e-07 | 1.1736e-07 | 0 | 1.1736e-07 | 3.0178e-07 | 0 | 3.0178e-07 | [16 empty] | 7.3.1.3 Ignition probability mapping showing the probability of ignition along the electric lines and equipmentWLDFRAggregatedAggregated | WLDFR | HFTD - Distribution - Tier 3 - 3QU CoRE ¦ 5QU LoRE | Non-Red Flag Warning - Large Fires | Aggregated | Aggregated | 2050 | 1.0474e-05 | 0 | 90.0882 | 0.0009436 | 2050 | Mitigation | 0.08575 | 30 | 0 | esc | 0 | 0 | 0.00060025 | 6.2872e-09 | 0.0015435 | 1.6167e-08
[79 empty] | WLDFR | HFTD - Distribution - Tier 3 - 3QU CoRE ¦ 4QU LoRE | Seismic - Red Flag Warning - Catastrophic Fires | 2029 | 1.0302e-11 | 5.1511e-12 | 1.3246e-11 | 22783.187 | 453.261 | 14531.3357 | 7798.5904 | 0 | 0 | 0 | 8.5816e-09 |  | 2.3472e-07 | 0 | 2.3472e-07 | 1.1736e-07 | 0 | 1.1736e-07 | 3.0178e-07 | 0 | 3.0178e-07 | [16 empty] | 7.3.1.3 Ignition probability mapping showing the probability of ignition along the electric lines and equipmentWLDFRAggregatedAggregated | WLDFR | HFTD - Distribution - Tier 3 - 3QU CoRE ¦ 5QU LoRE | Non-Red Flag Warning - Large Fires | Aggregated | Aggregated | 2051 | 1.0474e-05 | 0 | 90.0882 | 0.0009436 | 2051 | Mitigation | 0.08575 | 30 | 0 | esc | 0 | 0 | 0 | 0 | 0.0015435 | 1.6167e-08
[79 empty] | WLDFR | HFTD - Distribution - Tier 3 - 3QU CoRE ¦ 4QU LoRE | Seismic - Red Flag Warning - Catastrophic Fires | 2030 | 1.0302e-11 | 5.1511e-12 | 1.3246e-11 | 22783.187 | 453.261 | 14531.3357 | 7798.5904 | 0 | 0 | 0 | 8.5816e-09 |  | 2.3472e-07 | 0 | 2.3472e-07 | 1.1736e-07 | 0 | 1.1736e-07 | 3.0178e-07 | 0 | 3.0178e-07 | [16 empty] | 7.3.1.3 Ignition probability mapping showing the probability of ignition along the electric lines and equipmentWLDFRAggregatedAggregated | WLDFR | HFTD - Distribution - Tier 3 - 3QU CoRE ¦ 5QU LoRE | Non-Red Flag Warning - Small Fires | Aggregated | Aggregated | 2021 | 0.0025988 | 0 | 90.0882 | 0.23412 | 2021 | Mitigation | 0.08575 | 30 | 0 | esc | 0.0012005 | 3.1199e-06 | 0.00060025 | 1.5599e-06 | 0 | 0
[79 empty] | WLDFR | HFTD - Distribution - Tier 3 - 3QU CoRE ¦ 4QU LoRE | Seismic - Red Flag Warning - Catastrophic Fires | 2031 | 1.0302e-11 | 5.1511e-12 | 1.3246e-11 | 22783.187 | 453.261 | 14531.3357 | 7798.5904 | 0 | 0 | 0 | 8.5816e-09 |  | 2.3472e-07 | 0 | 2.3472e-07 | 1.1736e-07 | 0 | 1.1736e-07 | 3.0178e-07 | 0 | 3.0178e-07 | [16 empty] | 7.3.1.3 Ignition probability mapping showing the probability of ignition along the electric lines and equipmentWLDFRAggregatedAggregated | WLDFR | HFTD - Distribution - Tier 3 - 3QU CoRE ¦ 5QU LoRE | Non-Red Flag Warning - Small Fires | Aggregated | Aggregated | 2022 | 0.0025988 | 0 | 90.0882 | 0.23412 | 2022 | Mitigation | 0.08575 | 30 | 0 | esc | 0.0012005 | 3.1199e-06 | 0.00060025 | 1.5599e-06 | 0.0015435 | 4.0113e-06
[79 empty] | WLDFR | HFTD - Distribution - Tier 3 - 3QU CoRE ¦ 4QU LoRE | Seismic - Red Flag Warning - Catastrophic Fires | 2032 | 1.0302e-11 | 5.1511e-12 | 1.3246e-11 | 22783.187 | 453.261 | 14531.3357 | 7798.5904 | 0 | 0 | 0 | 8.5816e-09 |  | 2.3472e-07 | 0 | 2.3472e-07 | 1.1736e-07 | 0 | 1.1736e-07 | 3.0178e-07 | 0 | 3.0178e-07 | [16 empty] | 7.3.1.3 Ignition probability mapping showing the probability of ignition along the electric lines and equipmentWLDFRAggregatedAggregated | WLDFR | HFTD - Distribution - Tier 3 - 3QU CoRE ¦ 5QU LoRE | Non-Red Flag Warning - Small Fires | Aggregated | Aggregated | 2023 | 0.0025988 | 0 | 90.0882 | 0.23412 | 2023 | Mitigation | 0.08575 | 30 | 0 | esc | 0.0012005 | 3.1199e-06 | 0.00060025 | 1.5599e-06 | 0.0015435 | 4.0113e-06
[79 empty] | WLDFR | HFTD - Distribution - Tier 3 - 3QU CoRE ¦ 4QU LoRE | Seismic - Red Flag Warning - Catastrophic Fires | 2033 | 1.0302e-11 | 5.1511e-12 | 1.3246e-11 | 23835.2641 | 480.9649 | 15187.7294 | 8166.5698 | 0 | 0 | 0 | 8.5816e-09 |  | 2.4556e-07 | 0 | 2.4556e-07 | 1.2278e-07 | 0 | 1.2278e-07 | 3.1572e-07 | 0 | 3.1572e-07 | [16 empty] | 7.3.1.3 Ignition probability mapping showing the probability of ignition along the electric lines and equipmentWLDFRAggregatedAggregated | WLDFR | HFTD - Distribution - Tier 3 - 3QU CoRE ¦ 5QU LoRE | Non-Red Flag Warning - Small Fires | Aggregated | Aggregated | 2024 | 0.0025988 | 0 | 90.0882 | 0.23412 | 2024 | Mitigation | 0.08575 | 30 | 0 | esc | 0.0012005 | 3.1199e-06 | 0.00060025 | 1.5599e-06 | 0.0015435 | 4.0113e-06
[79 empty] | WLDFR | HFTD - Distribution - Tier 3 - 3QU CoRE ¦ 4QU LoRE | Seismic - Red Flag Warning - Catastrophic Fires | 2034 | 1.0302e-11 | 5.1511e-12 | 1.3246e-11 | 23835.2641 | 480.9649 | 15187.7294 | 8166.5698 | 0 | 0 | 0 | 8.5816e-09 |  | 2.4556e-07 | 0 | 2.4556e-07 | 1.2278e-07 | 0 | 1.2278e-07 | 3.1572e-07 | 0 | 3.1572e-07 | [16 empty] | 7.3.1.3 Ignition probability mapping showing the probability of ignition along the electric lines and equipmentWLDFRAggregatedAggregated | WLDFR | HFTD - Distribution - Tier 3 - 3QU CoRE ¦ 5QU LoRE | Non-Red Flag Warning - Small Fires | Aggregated | Aggregated | 2025 | 0.0025988 | 0 | 90.0882 | 0.23412 | 2025 | Mitigation | 0.08575 | 30 | 0 | esc | 0.0012005 | 3.1199e-06 | 0.00060025 | 1.5599e-06 | 0.0015435 | 4.0113e-06
[79 empty] | WLDFR | HFTD - Distribution - Tier 3 - 3QU CoRE ¦ 4QU LoRE | Seismic - Red Flag Warning - Catastrophic Fires | 2035 | 1.0302e-11 | 5.1511e-12 | 1.3246e-11 | 23835.2641 | 480.9649 | 15187.7294 | 8166.5698 | 0 | 0 | 0 | 8.5816e-09 |  | 2.4556e-07 | 0 | 2.4556e-07 | 1.2278e-07 | 0 | 1.2278e-07 | 3.1572e-07 | 0 | 3.1572e-07 | [16 empty] | 7.3.1.3 Ignition probability mapping showing the probability of ignition along the electric lines and equipmentWLDFRAggregatedAggregated | WLDFR | HFTD - Distribution - Tier 3 - 3QU CoRE ¦ 5QU LoRE | Non-Red Flag Warning - Small Fires | Aggregated | Aggregated | 2026 | 0.0025988 | 0 | 90.0882 | 0.23412 | 2026 | Mitigation | 0.08575 | 30 | 0 | esc | 0.0012005 | 3.1199e-06 | 0.00060025 | 1.5599e-06 | 0.0015435 | 4.0113e-06
[79 empty] | WLDFR | HFTD - Distribution - Tier 3 - 3QU CoRE ¦ 4QU LoRE | Seismic - Red Flag Warning - Catastrophic Fires | 2036 | 1.0302e-11 | 5.1511e-12 | 1.3246e-11 | 23835.2641 | 480.9649 | 15187.7294 | 8166.5698 | 0 | 0 | 0 | 8.5816e-09 |  | 2.4556e-07 | 0 | 2.4556e-07 | 1.2278e-07 | 0 | 1.2278e-07 | 3.1572e-07 | 0 | 3.1572e-07 | [16 empty] | 7.3.1.3 Ignition probability mapping showing the probability of ignition along the electric lines and equipmentWLDFRAggregatedAggregated | WLDFR | HFTD - Distribution - Tier 3 - 3QU CoRE ¦ 5QU LoRE | Non-Red Flag Warning - Small Fires | Aggregated | Aggregated | 2027 | 0.0025988 | 0 | 90.0882 | 0.23412 | 2027 | Mitigation | 0.08575 | 30 | 0 | esc | 0.0012005 | 3.1199e-06 | 0.00060025 | 1.5599e-06 | 0.0015435 | 4.0113e-06
[79 empty] | WLDFR | HFTD - Distribution - Tier 3 - 3QU CoRE ¦ 4QU LoRE | Seismic - Red Flag Warning - Catastrophic Fires | 2037 | 1.0302e-11 | 5.1511e-12 | 1.3246e-11 | 23835.2641 | 480.9649 | 15187.7294 | 8166.5698 | 0 | 0 | 0 | 8.5816e-09 |  | 2.4556e-07 | 0 | 2.4556e-07 | 1.2278e-07 | 0 | 1.2278e-07 | 3.1572e-07 | 0 | 3.1572e-07 | [16 empty] | 7.3.1.3 Ignition probability mapping showing the probability of ignition along the electric lines and equipmentWLDFRAggregatedAggregated | WLDFR | HFTD - Distribution - Tier 3 - 3QU CoRE ¦ 5QU LoRE | Non-Red Flag Warning - Small Fires | Aggregated | Aggregated | 2028 | 0.0025988 | 0 | 90.0882 | 0.23412 | 2028 | Mitigation | 0.08575 | 30 | 0 | esc | 0.0012005 | 3.1199e-06 | 0.00060025 | 1.5599e-06 | 0.0015435 | 4.0113e-06
[79 empty] | WLDFR | HFTD - Distribution - Tier 3 - 3QU CoRE ¦ 4QU LoRE | Seismic - Red Flag Warning - Catastrophic Fires | 2038 | 1.0302e-11 | 5.1511e-12 | 1.3246e-11 | 24976.6418 | 511.3745 | 15898.8237 | 8566.4437 | 0 | 0 | 0 | 8.5816e-09 |  | 2.5732e-07 | 0 | 2.5732e-07 | 1.2866e-07 | 0 | 1.2866e-07 | 3.3083e-07 | 0 | 3.3083e-07 | [16 empty] | 7.3.1.3 Ignition probability mapping showing the probability of ignition along the electric lines and equipmentWLDFRAggregatedAggregated | WLDFR | HFTD - Distribution - Tier 3 - 3QU CoRE ¦ 5QU LoRE | Non-Red Flag Warning - Small Fires | Aggregated | Aggregated | 2029 | 0.0025988 | 0 | 90.0882 | 0.23412 | 2029 | Mitigation | 0.08575 | 30 | 0 | esc | 0.0012005 | 3.1199e-06 | 0.00060025 | 1.5599e-06 | 0.0015435 | 4.0113e-06
[79 empty] | WLDFR | HFTD - Distribution - Tier 3 - 3QU CoRE ¦ 4QU LoRE | Seismic - Red Flag Warning - Catastrophic Fires | 2039 | 1.0302e-11 | 5.1511e-12 | 1.3246e-11 | 24976.6418 | 511.3745 | 15898.8237 | 8566.4437 | 0 | 0 | 0 | 8.5816e-09 |  | 2.5732e-07 | 0 | 2.5732e-07 | 1.2866e-07 | 0 | 1.2866e-07 | 3.3083e-07 | 0 | 3.3083e-07 | [16 empty] | 7.3.1.3 Ignition probability mapping showing the probability of ignition along the electric lines and equipmentWLDFRAggregatedAggregated | WLDFR | HFTD - Distribution - Tier 3 - 3QU CoRE ¦ 5QU LoRE | Non-Red Flag Warning - Small Fires | Aggregated | Aggregated | 2030 | 0.0025988 | 0 | 90.0882 | 0.23412 | 2030 | Mitigation | 0.08575 | 30 | 0 | esc | 0.0012005 | 3.1199e-06 | 0.00060025 | 1.5599e-06 | 0.0015435 | 4.0113e-06
[79 empty] | WLDFR | HFTD - Distribution - Tier 3 - 3QU CoRE ¦ 4QU LoRE | Seismic - Red Flag Warning - Catastrophic Fires | 2040 | 1.0302e-11 | 5.1511e-12 | 1.3246e-11 | 24976.6418 | 511.3745 | 15898.8237 | 8566.4437 | 0 | 0 | 0 | 8.5816e-09 |  | 2.5732e-07 | 0 | 2.5732e-07 | 1.2866e-07 | 0 | 1.2866e-07 | 3.3083e-07 | 0 | 3.3083e-07 | [16 empty] | 7.3.1.3 Ignition probability mapping showing the probability of ignition along the electric lines and equipmentWLDFRAggregatedAggregated | WLDFR | HFTD - Distribution - Tier 3 - 3QU CoRE ¦ 5QU LoRE | Non-Red Flag Warning - Small Fires | Aggregated | Aggregated | 2031 | 0.0025988 | 0 | 90.0882 | 0.23412 | 2031 | Mitigation | 0.08575 | 30 | 0 | esc | 0.0012005 | 3.1199e-06 | 0.00060025 | 1.5599e-06 | 0.0015435 | 4.0113e-06
[79 empty] | WLDFR | HFTD - Distribution - Tier 3 - 3QU CoRE ¦ 4QU LoRE | Seismic - Red Flag Warning - Catastrophic Fires | 2041 | 1.0302e-11 | 5.1511e-12 | 1.3246e-11 | 24976.6418 | 511.3745 | 15898.8237 | 8566.4437 | 0 | 0 | 0 | 8.5816e-09 |  | 2.5732e-07 | 0 | 2.5732e-07 | 1.2866e-07 | 0 | 1.2866e-07 | 3.3083e-07 | 0 | 3.3083e-07 | [16 empty] | 7.3.1.3 Ignition probability mapping showing the probability of ignition along the electric lines and equipmentWLDFRAggregatedAggregated | WLDFR | HFTD - Distribution - Tier 3 - 3QU CoRE ¦ 5QU LoRE | Non-Red Flag Warning - Small Fires | Aggregated | Aggregated | 2032 | 0.0025988 | 0 | 90.0882 | 0.23412 | 2032 | Mitigation | 0.08575 | 30 | 0 | esc | 0.0012005 | 3.1199e-06 | 0.00060025 | 1.5599e-06 | 0.0015435 | 4.0113e-06
[79 empty] | WLDFR | HFTD - Distribution - Tier 3 - 3QU CoRE ¦ 4QU LoRE | Seismic - Red Flag Warning - Catastrophic Fires | 2042 | 1.0302e-11 | 5.1511e-12 | 1.3246e-11 | 24976.6418 | 511.3745 | 15898.8237 | 8566.4437 | 0 | 0 | 0 | 8.5816e-09 |  | 2.5732e-07 | 0 | 2.5732e-07 | 1.2866e-07 | 0 | 1.2866e-07 | 3.3083e-07 | 0 | 3.3083e-07 | [16 empty] | 7.3.1.3 Ignition probability mapping showing the probability of ignition along the electric lines and equipmentWLDFRAggregatedAggregated | WLDFR | HFTD - Distribution - Tier 3 - 3QU CoRE ¦ 5QU LoRE | Non-Red Flag Warning - Small Fires | Aggregated | Aggregated | 2033 | 0.0025988 | 0 | 90.0882 | 0.23412 | 2033 | Mitigation | 0.08575 | 30 | 0 | esc | 0.0012005 | 3.1199e-06 | 0.00060025 | 1.5599e-06 | 0.0015435 | 4.0113e-06
[79 empty] | WLDFR | HFTD - Distribution - Tier 3 - 3QU CoRE ¦ 4QU LoRE | Seismic - Red Flag Warning - Catastrophic Fires | 2043 | 1.0302e-11 | 5.1511e-12 | 1.3246e-11 | 26191.7278 | 544.1291 | 16654.7414 | 8992.8573 | 0 | 0 | 0 | 8.5816e-09 |  | 2.6983e-07 | 0 | 2.6983e-07 | 1.3492e-07 | 0 | 1.3492e-07 | 3.4693e-07 | 0 | 3.4693e-07 | [16 empty] | 7.3.1.3 Ignition probability mapping showing the probability of ignition along the electric lines and equipmentWLDFRAggregatedAggregated | WLDFR | HFTD - Distribution - Tier 3 - 3QU CoRE ¦ 5QU LoRE | Non-Red Flag Warning - Small Fires | Aggregated | Aggregated | 2034 | 0.0025988 | 0 | 90.0882 | 0.23412 | 2034 | Mitigation | 0.08575 | 30 | 0 | esc | 0.0012005 | 3.1199e-06 | 0.00060025 | 1.5599e-06 | 0.0015435 | 4.0113e-06
[79 empty] | WLDFR | HFTD - Distribution - Tier 3 - 3QU CoRE ¦ 4QU LoRE | Seismic - Red Flag Warning - Catastrophic Fires | 2044 | 1.0302e-11 | 5.1511e-12 | 1.3246e-11 | 26191.7278 | 544.1291 | 16654.7414 | 8992.8573 | 0 | 0 | 0 | 8.5816e-09 |  | 2.6983e-07 | 0 | 2.6983e-07 | 1.3492e-07 | 0 | 1.3492e-07 | 3.4693e-07 | 0 | 3.4693e-07 | [16 empty] | 7.3.1.3 Ignition probability mapping showing the probability of ignition along the electric lines and equipmentWLDFRAggregatedAggregated | WLDFR | HFTD - Distribution - Tier 3 - 3QU CoRE ¦ 5QU LoRE | Non-Red Flag Warning - Small Fires | Aggregated | Aggregated | 2035 | 0.0025988 | 0 | 90.0882 | 0.23412 | 2035 | Mitigation | 0.08575 | 30 | 0 | esc | 0.0012005 | 3.1199e-06 | 0.00060025 | 1.5599e-06 | 0.0015435 | 4.0113e-06
[79 empty] | WLDFR | HFTD - Distribution - Tier 3 - 3QU CoRE ¦ 4QU LoRE | Seismic - Red Flag Warning - Catastrophic Fires | 2045 | 1.0302e-11 | 5.1511e-12 | 1.3246e-11 | 26191.7278 | 544.1291 | 16654.7414 | 8992.8573 | 0 | 0 | 0 | 8.5816e-09 |  | 2.6983e-07 | 0 | 2.6983e-07 | 1.3492e-07 | 0 | 1.3492e-07 | 3.4693e-07 | 0 | 3.4693e-07 | [16 empty] | 7.3.1.3 Ignition probability mapping showing the probability of ignition along the electric lines and equipmentWLDFRAggregatedAggregated | WLDFR | HFTD - Distribution - Tier 3 - 3QU CoRE ¦ 5QU LoRE | Non-Red Flag Warning - Small Fires | Aggregated | Aggregated | 2036 | 0.0025988 | 0 | 90.0882 | 0.23412 | 2036 | Mitigation | 0.08575 | 30 | 0 | esc | 0.0012005 | 3.1199e-06 | 0.00060025 | 1.5599e-06 | 0.0015435 | 4.0113e-06
[79 empty] | WLDFR | HFTD - Distribution - Tier 3 - 3QU CoRE ¦ 4QU LoRE | Seismic - Red Flag Warning - Catastrophic Fires | 2046 | 1.0302e-11 | 5.1511e-12 | 1.3246e-11 | 26191.7278 | 544.1291 | 16654.7414 | 8992.8573 | 0 | 0 | 0 | 8.5816e-09 |  | 2.6983e-07 | 0 | 2.6983e-07 | 1.3492e-07 | 0 | 1.3492e-07 | 3.4693e-07 | 0 | 3.4693e-07 | [16 empty] | 7.3.1.3 Ignition probability mapping showing the probability of ignition along the electric lines and equipmentWLDFRAggregatedAggregated | WLDFR | HFTD - Distribution - Tier 3 - 3QU CoRE ¦ 5QU LoRE | Non-Red Flag Warning - Small Fires | Aggregated | Aggregated | 2037 | 0.0025988 | 0 | 90.0882 | 0.23412 | 2037 | Mitigation | 0.08575 | 30 | 0 | esc | 0.0012005 | 3.1199e-06 | 0.00060025 | 1.5599e-06 | 0.0015435 | 4.0113e-06
[79 empty] | WLDFR | HFTD - Distribution - Tier 3 - 3QU CoRE ¦ 4QU LoRE | Seismic - Red Flag Warning - Catastrophic Fires | 2047 | 1.0302e-11 | 5.1511e-12 | 1.3246e-11 | 26191.7278 | 544.1291 | 16654.7414 | 8992.8573 | 0 | 0 | 0 | 8.5816e-09 |  | 2.6983e-07 | 0 | 2.6983e-07 | 1.3492e-07 | 0 | 1.3492e-07 | 3.4693e-07 | 0 | 3.4693e-07 | [16 empty] | 7.3.1.3 Ignition probability mapping showing the probability of ignition along the electric lines and equipmentWLDFRAggregatedAggregated | WLDFR | HFTD - Distribution - Tier 3 - 3QU CoRE ¦ 5QU LoRE | Non-Red Flag Warning - Small Fires | Aggregated | Aggregated | 2038 | 0.0025988 | 0 | 90.0882 | 0.23412 | 2038 | Mitigation | 0.08575 | 30 | 0 | esc | 0.0012005 | 3.1199e-06 | 0.00060025 | 1.5599e-06 | 0.0015435 | 4.0113e-06
[79 empty] | WLDFR | HFTD - Distribution - Tier 3 - 3QU CoRE ¦ 4QU LoRE | Seismic - Red Flag Warning - Catastrophic Fires | 2048 | 1.0302e-11 | 5.1511e-12 | 1.3246e-11 | 27464.7227 | 578.8407 | 17445.538 | 9440.3441 | 0 | 0 | 0 | 8.5816e-09 |  | 2.8295e-07 | 0 | 2.8295e-07 | 1.4147e-07 | 0 | 1.4147e-07 | 3.6379e-07 | 0 | 3.6379e-07 | [16 empty] | 7.3.1.3 Ignition probability mapping showing the probability of ignition along the electric lines and equipmentWLDFRAggregatedAggregated | WLDFR | HFTD - Distribution - Tier 3 - 3QU CoRE ¦ 5QU LoRE | Non-Red Flag Warning - Small Fires | Aggregated | Aggregated | 2039 | 0.0025988 | 0 | 90.0882 | 0.23412 | 2039 | Mitigation | 0.08575 | 30 | 0 | esc | 0.0012005 | 3.1199e-06 | 0.00060025 | 1.5599e-06 | 0.0015435 | 4.0113e-06
[79 empty] | WLDFR | HFTD - Distribution - Tier 3 - 3QU CoRE ¦ 4QU LoRE | Seismic - Red Flag Warning - Catastrophic Fires | 2049 | 1.0302e-11 | 5.1511e-12 | 1.3246e-11 | 27464.7227 | 578.8407 | 17445.538 | 9440.3441 | 0 | 0 | 0 | 8.5816e-09 |  | 2.8295e-07 | 0 | 2.8295e-07 | 1.4147e-07 | 0 | 1.4147e-07 | 3.6379e-07 | 0 | 3.6379e-07 | [16 empty] | 7.3.1.3 Ignition probability mapping showing the probability of ignition along the electric lines and equipmentWLDFRAggregatedAggregated | WLDFR | HFTD - Distribution - Tier 3 - 3QU CoRE ¦ 5QU LoRE | Non-Red Flag Warning - Small Fires | Aggregated | Aggregated | 2040 | 0.0025988 | 0 | 90.0882 | 0.23412 | 2040 | Mitigation | 0.08575 | 30 | 0 | esc | 0.0012005 | 3.1199e-06 | 0.00060025 | 1.5599e-06 | 0.0015435 | 4.0113e-06
[79 empty] | WLDFR | HFTD - Distribution - Tier 3 - 3QU CoRE ¦ 4QU LoRE | Seismic - Red Flag Warning - Catastrophic Fires | 2050 | 0 | 5.1511e-12 | 1.3246e-11 | 27464.7227 | 578.8407 | 17445.538 | 9440.3441 | 0 | 0 | 0 | 8.5816e-09 |  | 0 | 0 | 0 | 1.4147e-07 | 0 | 1.4147e-07 | 3.6379e-07 | 0 | 3.6379e-07 | [16 empty] | 7.3.1.3 Ignition probability mapping showing the probability of ignition along the electric lines and equipmentWLDFRAggregatedAggregated | WLDFR | HFTD - Distribution - Tier 3 - 3QU CoRE ¦ 5QU LoRE | Non-Red Flag Warning - Small Fires | Aggregated | Aggregated | 2041 | 0.0025988 | 0 | 90.0882 | 0.23412 | 2041 | Mitigation | 0.08575 | 30 | 0 | esc | 0.0012005 | 3.1199e-06 | 0.00060025 | 1.5599e-06 | 0.0015435 | 4.0113e-06
[79 empty] | WLDFR | HFTD - Distribution - Tier 3 - 3QU CoRE ¦ 4QU LoRE | Seismic - Red Flag Warning - Catastrophic Fires | 2051 | 0 | 0 | 1.3246e-11 | 27464.7227 | 578.8407 | 17445.538 | 9440.3441 | 0 | 0 | 0 | 8.5816e-09 |  | 0 | 0 | 0 | 0 | 0 | 0 | 3.6379e-07 | 0 | 3.6379e-07 | [16 empty] | 7.3.1.3 Ignition probability mapping showing the probability of ignition along the electric lines and equipmentWLDFRAggregatedAggregated | WLDFR | HFTD - Distribution - Tier 3 - 3QU CoRE ¦ 5QU LoRE | Non-Red Flag Warning - Small Fires | Aggregated | Aggregated | 2042 | 0.0025988 | 0 | 90.0882 | 0.23412 | 2042 | Mitigation | 0.08575 | 30 | 0 | esc | 0.0012005 | 3.1199e-06 | 0.00060025 | 1.5599e-06 | 0.0015435 | 4.0113e-06
[79 empty] | WLDFR | HFTD - Distribution - Tier 3 - 3QU CoRE ¦ 5QU LoRE | Non-Red Flag Warning - Catastrophic Fires | 2020 | 8.1305e-10 | 0 | 0 | 14146.1306 | 222.2294 | 8585.7228 | 5338.1784 | 0 | 0 | 0 | 6.7726e-07 |  | 1.1501e-05 | 0 | 1.1501e-05 | 0 | 0 | 0 | 0 | 0 | 0 | [16 empty] | 7.3.1.3 Ignition probability mapping showing the probability of ignition along the electric lines and equipmentWLDFRAggregatedAggregated | WLDFR | HFTD - Distribution - Tier 3 - 3QU CoRE ¦ 5QU LoRE | Non-Red Flag Warning - Small Fires | Aggregated | Aggregated | 2043 | 0.0025988 | 0 | 90.0882 | 0.23412 | 2043 | Mitigation | 0.08575 | 30 | 0 | esc | 0.0012005 | 3.1199e-06 | 0.00060025 | 1.5599e-06 | 0.0015435 | 4.0113e-06
[79 empty] | WLDFR | HFTD - Distribution - Tier 3 - 3QU CoRE ¦ 5QU LoRE | Non-Red Flag Warning - Catastrophic Fires | 2021 | 8.1305e-10 | 4.0652e-10 | 0 | 14146.1306 | 222.2294 | 8585.7228 | 5338.1784 | 0 | 0 | 0 | 6.7726e-07 |  | 1.1501e-05 | 0 | 1.1501e-05 | 5.7507e-06 | 0 | 5.7507e-06 | 0 | 0 | 0 | [16 empty] | 7.3.1.3 Ignition probability mapping showing the probability of ignition along the electric lines and equipmentWLDFRAggregatedAggregated | WLDFR | HFTD - Distribution - Tier 3 - 3QU CoRE ¦ 5QU LoRE | Non-Red Flag Warning - Small Fires | Aggregated | Aggregated | 2044 | 0.0025988 | 0 | 90.0882 | 0.23412 | 2044 | Mitigation | 0.08575 | 30 | 0 | esc | 0.0012005 | 3.1199e-06 | 0.00060025 | 1.5599e-06 | 0.0015435 | 4.0113e-06
[79 empty] | WLDFR | HFTD - Distribution - Tier 3 - 3QU CoRE ¦ 5QU LoRE | Non-Red Flag Warning - Catastrophic Fires | 2022 | 8.1305e-10 | 4.0652e-10 | 1.0453e-09 | 14146.1306 | 222.2294 | 8585.7228 | 5338.1784 | 0 | 0 | 0 | 6.7726e-07 |  | 1.1501e-05 | 0 | 1.1501e-05 | 5.7507e-06 | 0 | 5.7507e-06 | 1.4788e-05 | 0 | 1.4788e-05 | [16 empty] | 7.3.1.3 Ignition probability mapping showing the probability of ignition along the electric lines and equipmentWLDFRAggregatedAggregated | WLDFR | HFTD - Distribution - Tier 3 - 3QU CoRE ¦ 5QU LoRE | Non-Red Flag Warning - Small Fires | Aggregated | Aggregated | 2045 | 0.0025988 | 0 | 90.0882 | 0.23412 | 2045 | Mitigation | 0.08575 | 30 | 0 | esc | 0.0012005 | 3.1199e-06 | 0.00060025 | 1.5599e-06 | 0.0015435 | 4.0113e-06
[79 empty] | WLDFR | HFTD - Distribution - Tier 3 - 3QU CoRE ¦ 5QU LoRE | Non-Red Flag Warning - Catastrophic Fires | 2023 | 8.1305e-10 | 4.0652e-10 | 1.0453e-09 | 14664.6376 | 233.2301 | 8896.516 | 5534.8915 | 0 | 0 | 0 | 6.7726e-07 |  | 1.1923e-05 | 0 | 1.1923e-05 | 5.9615e-06 | 0 | 5.9615e-06 | 1.533e-05 | 0 | 1.533e-05 | [16 empty] | 7.3.1.3 Ignition probability mapping showing the probability of ignition along the electric lines and equipmentWLDFRAggregatedAggregated | WLDFR | HFTD - Distribution - Tier 3 - 3QU CoRE ¦ 5QU LoRE | Non-Red Flag Warning - Small Fires | Aggregated | Aggregated | 2046 | 0.0025988 | 0 | 90.0882 | 0.23412 | 2046 | Mitigation | 0.08575 | 30 | 0 | esc | 0.0012005 | 3.1199e-06 | 0.00060025 | 1.5599e-06 | 0.0015435 | 4.0113e-06
[79 empty] | WLDFR | HFTD - Distribution - Tier 3 - 3QU CoRE ¦ 5QU LoRE | Non-Red Flag Warning - Catastrophic Fires | 2024 | 8.1305e-10 | 4.0652e-10 | 1.0453e-09 | 14664.6376 | 233.2301 | 8896.516 | 5534.8915 | 0 | 0 | 0 | 6.7726e-07 |  | 1.1923e-05 | 0 | 1.1923e-05 | 5.9615e-06 | 0 | 5.9615e-06 | 1.533e-05 | 0 | 1.533e-05 | [16 empty] | 7.3.1.3 Ignition probability mapping showing the probability of ignition along the electric lines and equipmentWLDFRAggregatedAggregated | WLDFR | HFTD - Distribution - Tier 3 - 3QU CoRE ¦ 5QU LoRE | Non-Red Flag Warning - Small Fires | Aggregated | Aggregated | 2047 | 0.0025988 | 0 | 90.0882 | 0.23412 | 2047 | Mitigation | 0.08575 | 30 | 0 | esc | 0.0012005 | 3.1199e-06 | 0.00060025 | 1.5599e-06 | 0.0015435 | 4.0113e-06
[79 empty] | WLDFR | HFTD - Distribution - Tier 3 - 3QU CoRE ¦ 5QU LoRE | Non-Red Flag Warning - Catastrophic Fires | 2025 | 8.1305e-10 | 4.0652e-10 | 1.0453e-09 | 14664.6376 | 233.2301 | 8896.516 | 5534.8915 | 0 | 0 | 0 | 6.7726e-07 |  | 1.1923e-05 | 0 | 1.1923e-05 | 5.9615e-06 | 0 | 5.9615e-06 | 1.533e-05 | 0 | 1.533e-05 | [16 empty] | 7.3.1.3 Ignition probability mapping showing the probability of ignition along the electric lines and equipmentWLDFRAggregatedAggregated | WLDFR | HFTD - Distribution - Tier 3 - 3QU CoRE ¦ 5QU LoRE | Non-Red Flag Warning - Small Fires | Aggregated | Aggregated | 2048 | 0.0025988 | 0 | 90.0882 | 0.23412 | 2048 | Mitigation | 0.08575 | 30 | 0 | esc | 0.0012005 | 3.1199e-06 | 0.00060025 | 1.5599e-06 | 0.0015435 | 4.0113e-06
[79 empty] | WLDFR | HFTD - Distribution - Tier 3 - 3QU CoRE ¦ 5QU LoRE | Non-Red Flag Warning - Catastrophic Fires | 2026 | 8.1305e-10 | 4.0652e-10 | 1.0453e-09 | 14664.6376 | 233.2301 | 8896.516 | 5534.8915 | 0 | 0 | 0 | 6.7726e-07 |  | 1.1923e-05 | 0 | 1.1923e-05 | 5.9615e-06 | 0 | 5.9615e-06 | 1.533e-05 | 0 | 1.533e-05 | [16 empty] | 7.3.1.3 Ignition probability mapping showing the probability of ignition along the electric lines and equipmentWLDFRAggregatedAggregated | WLDFR | HFTD - Distribution - Tier 3 - 3QU CoRE ¦ 5QU LoRE | Non-Red Flag Warning - Small Fires | Aggregated | Aggregated | 2049 | 0.0025988 | 0 | 90.0882 | 0.23412 | 2049 | Mitigation | 0.08575 | 30 | 0 | esc | 0.0012005 | 3.1199e-06 | 0.00060025 | 1.5599e-06 | 0.0015435 | 4.0113e-06
[79 empty] | WLDFR | HFTD - Distribution - Tier 3 - 3QU CoRE ¦ 5QU LoRE | Non-Red Flag Warning - Catastrophic Fires | 2027 | 8.1305e-10 | 4.0652e-10 | 1.0453e-09 | 14664.6376 | 233.2301 | 8896.516 | 5534.8915 | 0 | 0 | 0 | 6.7726e-07 |  | 1.1923e-05 | 0 | 1.1923e-05 | 5.9615e-06 | 0 | 5.9615e-06 | 1.533e-05 | 0 | 1.533e-05 | [16 empty] | 7.3.1.3 Ignition probability mapping showing the probability of ignition along the electric lines and equipmentWLDFRAggregatedAggregated | WLDFR | HFTD - Distribution - Tier 3 - 3QU CoRE ¦ 5QU LoRE | Non-Red Flag Warning - Small Fires | Aggregated | Aggregated | 2050 | 0.0025988 | 0 | 90.0882 | 0.23412 | 2050 | Mitigation | 0.08575 | 30 | 0 | esc | 0 | 0 | 0.00060025 | 1.5599e-06 | 0.0015435 | 4.0113e-06
[79 empty] | WLDFR | HFTD - Distribution - Tier 3 - 3QU CoRE ¦ 5QU LoRE | Non-Red Flag Warning - Catastrophic Fires | 2028 | 8.1305e-10 | 4.0652e-10 | 1.0453e-09 | 15317.9909 | 247.273 | 9287.6491 | 5783.0689 | 0 | 0 | 0 | 6.7726e-07 |  | 1.2454e-05 | 0 | 1.2454e-05 | 6.2271e-06 | 0 | 6.2271e-06 | 1.6013e-05 | 0 | 1.6013e-05 | [16 empty] | 7.3.1.3 Ignition probability mapping showing the probability of ignition along the electric lines and equipmentWLDFRAggregatedAggregated | WLDFR | HFTD - Distribution - Tier 3 - 3QU CoRE ¦ 5QU LoRE | Non-Red Flag Warning - Small Fires | Aggregated | Aggregated | 2051 | 0.0025988 | 0 | 90.0882 | 0.23412 | 2051 | Mitigation | 0.08575 | 30 | 0 | esc | 0 | 0 | 0 | 0 | 0.0015435 | 4.0113e-06
[79 empty] | WLDFR | HFTD - Distribution - Tier 3 - 3QU CoRE ¦ 5QU LoRE | Non-Red Flag Warning - Catastrophic Fires | 2029 | 8.1305e-10 | 4.0652e-10 | 1.0453e-09 | 15317.9909 | 247.273 | 9287.6491 | 5783.0689 | 0 | 0 | 0 | 6.7726e-07 |  | 1.2454e-05 | 0 | 1.2454e-05 | 6.2271e-06 | 0 | 6.2271e-06 | 1.6013e-05 | 0 | 1.6013e-05 | [16 empty] | 7.3.1.3 Ignition probability mapping showing the probability of ignition along the electric lines and equipmentWLDFRAggregatedAggregated | WLDFR | HFTD - Distribution - Tier 3 - 3QU CoRE ¦ 5QU LoRE | Red Flag Warning - Catastrophic Fires | Aggregated | Aggregated | 2021 | 1.7495e-05 | 0 | 90.0882 | 0.0015761 | 2021 | Mitigation | 0.08575 | 30 | 0 | esc | 0.0012005 | 2.1002e-08 | 0.00060025 | 1.0501e-08 | 0 | 0
[79 empty] | WLDFR | HFTD - Distribution - Tier 3 - 3QU CoRE ¦ 5QU LoRE | Non-Red Flag Warning - Catastrophic Fires | 2030 | 8.1305e-10 | 4.0652e-10 | 1.0453e-09 | 15317.9909 | 247.273 | 9287.6491 | 5783.0689 | 0 | 0 | 0 | 6.7726e-07 |  | 1.2454e-05 | 0 | 1.2454e-05 | 6.2271e-06 | 0 | 6.2271e-06 | 1.6013e-05 | 0 | 1.6013e-05 | [16 empty] | 7.3.1.3 Ignition probability mapping showing the probability of ignition along the electric lines and equipmentWLDFRAggregatedAggregated | WLDFR | HFTD - Distribution - Tier 3 - 3QU CoRE ¦ 5QU LoRE | Red Flag Warning - Catastrophic Fires | Aggregated | Aggregated | 2022 | 1.7495e-05 | 0 | 90.0882 | 0.0015761 | 2022 | Mitigation | 0.08575 | 30 | 0 | esc | 0.0012005 | 2.1002e-08 | 0.00060025 | 1.0501e-08 | 0.0015435 | 2.7003e-08
[79 empty] | WLDFR | HFTD - Distribution - Tier 3 - 3QU CoRE ¦ 5QU LoRE | Non-Red Flag Warning - Catastrophic Fires | 2031 | 8.1305e-10 | 4.0652e-10 | 1.0453e-09 | 15317.9909 | 247.273 | 9287.6491 | 5783.0689 | 0 | 0 | 0 | 6.7726e-07 |  | 1.2454e-05 | 0 | 1.2454e-05 | 6.2271e-06 | 0 | 6.2271e-06 | 1.6013e-05 | 0 | 1.6013e-05 | [16 empty] | 7.3.1.3 Ignition probability mapping showing the probability of ignition along the electric lines and equipmentWLDFRAggregatedAggregated | WLDFR | HFTD - Distribution - Tier 3 - 3QU CoRE ¦ 5QU LoRE | Red Flag Warning - Catastrophic Fires | Aggregated | Aggregated | 2023 | 1.7495e-05 | 0 | 90.0882 | 0.0015761 | 2023 | Mitigation | 0.08575 | 30 | 0 | esc | 0.0012005 | 2.1002e-08 | 0.00060025 | 1.0501e-08 | 0.0015435 | 2.7003e-08
[79 empty] | WLDFR | HFTD - Distribution - Tier 3 - 3QU CoRE ¦ 5QU LoRE | Non-Red Flag Warning - Catastrophic Fires | 2032 | 8.1305e-10 | 4.0652e-10 | 1.0453e-09 | 15317.9909 | 247.273 | 9287.6491 | 5783.0689 | 0 | 0 | 0 | 6.7726e-07 |  | 1.2454e-05 | 0 | 1.2454e-05 | 6.2271e-06 | 0 | 6.2271e-06 | 1.6013e-05 | 0 | 1.6013e-05 | [16 empty] | 7.3.1.3 Ignition probability mapping showing the probability of ignition along the electric lines and equipmentWLDFRAggregatedAggregated | WLDFR | HFTD - Distribution - Tier 3 - 3QU CoRE ¦ 5QU LoRE | Red Flag Warning - Catastrophic Fires | Aggregated | Aggregated | 2024 | 1.7495e-05 | 0 | 90.0882 | 0.0015761 | 2024 | Mitigation | 0.08575 | 30 | 0 | esc | 0.0012005 | 2.1002e-08 | 0.00060025 | 1.0501e-08 | 0.0015435 | 2.7003e-08
[79 empty] | WLDFR | HFTD - Distribution - Tier 3 - 3QU CoRE ¦ 5QU LoRE | Non-Red Flag Warning - Catastrophic Fires | 2033 | 8.1305e-10 | 4.0652e-10 | 1.0453e-09 | 16044.1264 | 263.1074 | 9721.74 | 6059.2791 | 0 | 0 | 0 | 6.7726e-07 |  | 1.3045e-05 | 0 | 1.3045e-05 | 6.5223e-06 | 0 | 6.5223e-06 | 1.6772e-05 | 0 | 1.6772e-05 | [16 empty] | 7.3.1.3 Ignition probability mapping showing the probability of ignition along the electric lines and equipmentWLDFRAggregatedAggregated | WLDFR | HFTD - Distribution - Tier 3 - 3QU CoRE ¦ 5QU LoRE | Red Flag Warning - Catastrophic Fires | Aggregated | Aggregated | 2025 | 1.7495e-05 | 0 | 90.0882 | 0.0015761 | 2025 | Mitigation | 0.08575 | 30 | 0 | esc | 0.0012005 | 2.1002e-08 | 0.00060025 | 1.0501e-08 | 0.0015435 | 2.7003e-08
[79 empty] | WLDFR | HFTD - Distribution - Tier 3 - 3QU CoRE ¦ 5QU LoRE | Non-Red Flag Warning - Catastrophic Fires | 2034 | 8.1305e-10 | 4.0652e-10 | 1.0453e-09 | 16044.1264 | 263.1074 | 9721.74 | 6059.2791 | 0 | 0 | 0 | 6.7726e-07 |  | 1.3045e-05 | 0 | 1.3045e-05 | 6.5223e-06 | 0 | 6.5223e-06 | 1.6772e-05 | 0 | 1.6772e-05 | [16 empty] | 7.3.1.3 Ignition probability mapping showing the probability of ignition along the electric lines and equipmentWLDFRAggregatedAggregated | WLDFR | HFTD - Distribution - Tier 3 - 3QU CoRE ¦ 5QU LoRE | Red Flag Warning - Catastrophic Fires | Aggregated | Aggregated | 2026 | 1.7495e-05 | 0 | 90.0882 | 0.0015761 | 2026 | Mitigation | 0.08575 | 30 | 0 | esc | 0.0012005 | 2.1002e-08 | 0.00060025 | 1.0501e-08 | 0.0015435 | 2.7003e-08
[79 empty] | WLDFR | HFTD - Distribution - Tier 3 - 3QU CoRE ¦ 5QU LoRE | Non-Red Flag Warning - Catastrophic Fires | 2035 | 8.1305e-10 | 4.0652e-10 | 1.0453e-09 | 16044.1264 | 263.1074 | 9721.74 | 6059.2791 | 0 | 0 | 0 | 6.7726e-07 |  | 1.3045e-05 | 0 | 1.3045e-05 | 6.5223e-06 | 0 | 6.5223e-06 | 1.6772e-05 | 0 | 1.6772e-05 | [16 empty] | 7.3.1.3 Ignition probability mapping showing the probability of ignition along the electric lines and equipmentWLDFRAggregatedAggregated | WLDFR | HFTD - Distribution - Tier 3 - 3QU CoRE ¦ 5QU LoRE | Red Flag Warning - Catastrophic Fires | Aggregated | Aggregated | 2027 | 1.7495e-05 | 0 | 90.0882 | 0.0015761 | 2027 | Mitigation | 0.08575 | 30 | 0 | esc | 0.0012005 | 2.1002e-08 | 0.00060025 | 1.0501e-08 | 0.0015435 | 2.7003e-08
[79 empty] | WLDFR | HFTD - Distribution - Tier 3 - 3QU CoRE ¦ 5QU LoRE | Non-Red Flag Warning - Catastrophic Fires | 2036 | 8.1305e-10 | 4.0652e-10 | 1.0453e-09 | 16044.1264 | 263.1074 | 9721.74 | 6059.2791 | 0 | 0 | 0 | 6.7726e-07 |  | 1.3045e-05 | 0 | 1.3045e-05 | 6.5223e-06 | 0 | 6.5223e-06 | 1.6772e-05 | 0 | 1.6772e-05 | [16 empty] | 7.3.1.3 Ignition probability mapping showing the probability of ignition along the electric lines and equipmentWLDFRAggregatedAggregated | WLDFR | HFTD - Distribution - Tier 3 - 3QU CoRE ¦ 5QU LoRE | Red Flag Warning - Catastrophic Fires | Aggregated | Aggregated | 2028 | 1.7495e-05 | 0 | 90.0882 | 0.0015761 | 2028 | Mitigation | 0.08575 | 30 | 0 | esc | 0.0012005 | 2.1002e-08 | 0.00060025 | 1.0501e-08 | 0.0015435 | 2.7003e-08
[79 empty] | WLDFR | HFTD - Distribution - Tier 3 - 3QU CoRE ¦ 5QU LoRE | Non-Red Flag Warning - Catastrophic Fires | 2037 | 8.1305e-10 | 4.0652e-10 | 1.0453e-09 | 16044.1264 | 263.1074 | 9721.74 | 6059.2791 | 0 | 0 | 0 | 6.7726e-07 |  | 1.3045e-05 | 0 | 1.3045e-05 | 6.5223e-06 | 0 | 6.5223e-06 | 1.6772e-05 | 0 | 1.6772e-05 | [16 empty] | 7.3.1.3 Ignition probability mapping showing the probability of ignition along the electric lines and equipmentWLDFRAggregatedAggregated | WLDFR | HFTD - Distribution - Tier 3 - 3QU CoRE ¦ 5QU LoRE | Red Flag Warning - Catastrophic Fires | Aggregated | Aggregated | 2029 | 1.7495e-05 | 0 | 90.0882 | 0.0015761 | 2029 | Mitigation | 0.08575 | 30 | 0 | esc | 0.0012005 | 2.1002e-08 | 0.00060025 | 1.0501e-08 | 0.0015435 | 2.7003e-08
[79 empty] | WLDFR | HFTD - Distribution - Tier 3 - 3QU CoRE ¦ 5QU LoRE | Non-Red Flag Warning - Catastrophic Fires | 2038 | 8.1305e-10 | 4.0652e-10 | 1.0453e-09 | 16832.3912 | 280.5544 | 10192.2718 | 6359.5651 | 0 | 0 | 0 | 6.7726e-07 |  | 1.3686e-05 | 0 | 1.3686e-05 | 6.8428e-06 | 0 | 6.8428e-06 | 1.7596e-05 | 0 | 1.7596e-05 | [16 empty] | 7.3.1.3 Ignition probability mapping showing the probability of ignition along the electric lines and equipmentWLDFRAggregatedAggregated | WLDFR | HFTD - Distribution - Tier 3 - 3QU CoRE ¦ 5QU LoRE | Red Flag Warning - Catastrophic Fires | Aggregated | Aggregated | 2030 | 1.7495e-05 | 0 | 90.0882 | 0.0015761 | 2030 | Mitigation | 0.08575 | 30 | 0 | esc | 0.0012005 | 2.1002e-08 | 0.00060025 | 1.0501e-08 | 0.0015435 | 2.7003e-08
[79 empty] | WLDFR | HFTD - Distribution - Tier 3 - 3QU CoRE ¦ 5QU LoRE | Non-Red Flag Warning - Catastrophic Fires | 2039 | 8.1305e-10 | 4.0652e-10 | 1.0453e-09 | 16832.3912 | 280.5544 | 10192.2718 | 6359.5651 | 0 | 0 | 0 | 6.7726e-07 |  | 1.3686e-05 | 0 | 1.3686e-05 | 6.8428e-06 | 0 | 6.8428e-06 | 1.7596e-05 | 0 | 1.7596e-05 | [16 empty] | 7.3.1.3 Ignition probability mapping showing the probability of ignition along the electric lines and equipmentWLDFRAggregatedAggregated | WLDFR | HFTD - Distribution - Tier 3 - 3QU CoRE ¦ 5QU LoRE | Red Flag Warning - Catastrophic Fires | Aggregated | Aggregated | 2031 | 1.7495e-05 | 0 | 90.0882 | 0.0015761 | 2031 | Mitigation | 0.08575 | 30 | 0 | esc | 0.0012005 | 2.1002e-08 | 0.00060025 | 1.0501e-08 | 0.0015435 | 2.7003e-08
[79 empty] | WLDFR | HFTD - Distribution - Tier 3 - 3QU CoRE ¦ 5QU LoRE | Non-Red Flag Warning - Catastrophic Fires | 2040 | 8.1305e-10 | 4.0652e-10 | 1.0453e-09 | 16832.3912 | 280.5544 | 10192.2718 | 6359.5651 | 0 | 0 | 0 | 6.7726e-07 |  | 1.3686e-05 | 0 | 1.3686e-05 | 6.8428e-06 | 0 | 6.8428e-06 | 1.7596e-05 | 0 | 1.7596e-05 | [16 empty] | 7.3.1.3 Ignition probability mapping showing the probability of ignition along the electric lines and equipmentWLDFRAggregatedAggregated | WLDFR | HFTD - Distribution - Tier 3 - 3QU CoRE ¦ 5QU LoRE | Red Flag Warning - Catastrophic Fires | Aggregated | Aggregated | 2032 | 1.7495e-05 | 0 | 90.0882 | 0.0015761 | 2032 | Mitigation | 0.08575 | 30 | 0 | esc | 0.0012005 | 2.1002e-08 | 0.00060025 | 1.0501e-08 | 0.0015435 | 2.7003e-08
[79 empty] | WLDFR | HFTD - Distribution - Tier 3 - 3QU CoRE ¦ 5QU LoRE | Non-Red Flag Warning - Catastrophic Fires | 2041 | 8.1305e-10 | 4.0652e-10 | 1.0453e-09 | 16832.3912 | 280.5544 | 10192.2718 | 6359.5651 | 0 | 0 | 0 | 6.7726e-07 |  | 1.3686e-05 | 0 | 1.3686e-05 | 6.8428e-06 | 0 | 6.8428e-06 | 1.7596e-05 | 0 | 1.7596e-05 | [16 empty] | 7.3.1.3 Ignition probability mapping showing the probability of ignition along the electric lines and equipmentWLDFRAggregatedAggregated | WLDFR | HFTD - Distribution - Tier 3 - 3QU CoRE ¦ 5QU LoRE | Red Flag Warning - Catastrophic Fires | Aggregated | Aggregated | 2033 | 1.7495e-05 | 0 | 90.0882 | 0.0015761 | 2033 | Mitigation | 0.08575 | 30 | 0 | esc | 0.0012005 | 2.1002e-08 | 0.00060025 | 1.0501e-08 | 0.0015435 | 2.7003e-08
[79 empty] | WLDFR | HFTD - Distribution - Tier 3 - 3QU CoRE ¦ 5QU LoRE | Non-Red Flag Warning - Catastrophic Fires | 2042 | 8.1305e-10 | 4.0652e-10 | 1.0453e-09 | 16832.3912 | 280.5544 | 10192.2718 | 6359.5651 | 0 | 0 | 0 | 6.7726e-07 |  | 1.3686e-05 | 0 | 1.3686e-05 | 6.8428e-06 | 0 | 6.8428e-06 | 1.7596e-05 | 0 | 1.7596e-05 | [16 empty] | 7.3.1.3 Ignition probability mapping showing the probability of ignition along the electric lines and equipmentWLDFRAggregatedAggregated | WLDFR | HFTD - Distribution - Tier 3 - 3QU CoRE ¦ 5QU LoRE | Red Flag Warning - Catastrophic Fires | Aggregated | Aggregated | 2034 | 1.7495e-05 | 0 | 90.0882 | 0.0015761 | 2034 | Mitigation | 0.08575 | 30 | 0 | esc | 0.0012005 | 2.1002e-08 | 0.00060025 | 1.0501e-08 | 0.0015435 | 2.7003e-08
[79 empty] | WLDFR | HFTD - Distribution - Tier 3 - 3QU CoRE ¦ 5QU LoRE | Non-Red Flag Warning - Catastrophic Fires | 2043 | 8.1305e-10 | 4.0652e-10 | 1.0453e-09 | 17672.0852 | 299.42 | 10692.7362 | 6679.929 | 0 | 0 | 0 | 6.7726e-07 |  | 1.4368e-05 | 0 | 1.4368e-05 | 7.1841e-06 | 0 | 7.1841e-06 | 1.8473e-05 | 0 | 1.8473e-05 | [16 empty] | 7.3.1.3 Ignition probability mapping showing the probability of ignition along the electric lines and equipmentWLDFRAggregatedAggregated | WLDFR | HFTD - Distribution - Tier 3 - 3QU CoRE ¦ 5QU LoRE | Red Flag Warning - Catastrophic Fires | Aggregated | Aggregated | 2035 | 1.7495e-05 | 0 | 90.0882 | 0.0015761 | 2035 | Mitigation | 0.08575 | 30 | 0 | esc | 0.0012005 | 2.1002e-08 | 0.00060025 | 1.0501e-08 | 0.0015435 | 2.7003e-08
[79 empty] | WLDFR | HFTD - Distribution - Tier 3 - 3QU CoRE ¦ 5QU LoRE | Non-Red Flag Warning - Catastrophic Fires | 2044 | 8.1305e-10 | 4.0652e-10 | 1.0453e-09 | 17672.0852 | 299.42 | 10692.7362 | 6679.929 | 0 | 0 | 0 | 6.7726e-07 |  | 1.4368e-05 | 0 | 1.4368e-05 | 7.1841e-06 | 0 | 7.1841e-06 | 1.8473e-05 | 0 | 1.8473e-05 | [16 empty] | 7.3.1.3 Ignition probability mapping showing the probability of ignition along the electric lines and equipmentWLDFRAggregatedAggregated | WLDFR | HFTD - Distribution - Tier 3 - 3QU CoRE ¦ 5QU LoRE | Red Flag Warning - Catastrophic Fires | Aggregated | Aggregated | 2036 | 1.7495e-05 | 0 | 90.0882 | 0.0015761 | 2036 | Mitigation | 0.08575 | 30 | 0 | esc | 0.0012005 | 2.1002e-08 | 0.00060025 | 1.0501e-08 | 0.0015435 | 2.7003e-08
[79 empty] | WLDFR | HFTD - Distribution - Tier 3 - 3QU CoRE ¦ 5QU LoRE | Non-Red Flag Warning - Catastrophic Fires | 2045 | 8.1305e-10 | 4.0652e-10 | 1.0453e-09 | 17672.0852 | 299.42 | 10692.7362 | 6679.929 | 0 | 0 | 0 | 6.7726e-07 |  | 1.4368e-05 | 0 | 1.4368e-05 | 7.1841e-06 | 0 | 7.1841e-06 | 1.8473e-05 | 0 | 1.8473e-05 | [16 empty] | 7.3.1.3 Ignition probability mapping showing the probability of ignition along the electric lines and equipmentWLDFRAggregatedAggregated | WLDFR | HFTD - Distribution - Tier 3 - 3QU CoRE ¦ 5QU LoRE | Red Flag Warning - Catastrophic Fires | Aggregated | Aggregated | 2037 | 1.7495e-05 | 0 | 90.0882 | 0.0015761 | 2037 | Mitigation | 0.08575 | 30 | 0 | esc | 0.0012005 | 2.1002e-08 | 0.00060025 | 1.0501e-08 | 0.0015435 | 2.7003e-08
[79 empty] | WLDFR | HFTD - Distribution - Tier 3 - 3QU CoRE ¦ 5QU LoRE | Non-Red Flag Warning - Catastrophic Fires | 2046 | 8.1305e-10 | 4.0652e-10 | 1.0453e-09 | 17672.0852 | 299.42 | 10692.7362 | 6679.929 | 0 | 0 | 0 | 6.7726e-07 |  | 1.4368e-05 | 0 | 1.4368e-05 | 7.1841e-06 | 0 | 7.1841e-06 | 1.8473e-05 | 0 | 1.8473e-05 | [16 empty] | 7.3.1.3 Ignition probability mapping showing the probability of ignition along the electric lines and equipmentWLDFRAggregatedAggregated | WLDFR | HFTD - Distribution - Tier 3 - 3QU CoRE ¦ 5QU LoRE | Red Flag Warning - Catastrophic Fires | Aggregated | Aggregated | 2038 | 1.7495e-05 | 0 | 90.0882 | 0.0015761 | 2038 | Mitigation | 0.08575 | 30 | 0 | esc | 0.0012005 | 2.1002e-08 | 0.00060025 | 1.0501e-08 | 0.0015435 | 2.7003e-08
[79 empty] | WLDFR | HFTD - Distribution - Tier 3 - 3QU CoRE ¦ 5QU LoRE | Non-Red Flag Warning - Catastrophic Fires | 2047 | 8.1305e-10 | 4.0652e-10 | 1.0453e-09 | 17672.0852 | 299.42 | 10692.7362 | 6679.929 | 0 | 0 | 0 | 6.7726e-07 |  | 1.4368e-05 | 0 | 1.4368e-05 | 7.1841e-06 | 0 | 7.1841e-06 | 1.8473e-05 | 0 | 1.8473e-05 | [16 empty] | 7.3.1.3 Ignition probability mapping showing the probability of ignition along the electric lines and equipmentWLDFRAggregatedAggregated | WLDFR | HFTD - Distribution - Tier 3 - 3QU CoRE ¦ 5QU LoRE | Red Flag Warning - Catastrophic Fires | Aggregated | Aggregated | 2039 | 1.7495e-05 | 0 | 90.0882 | 0.0015761 | 2039 | Mitigation | 0.08575 | 30 | 0 | esc | 0.0012005 | 2.1002e-08 | 0.00060025 | 1.0501e-08 | 0.0015435 | 2.7003e-08
[79 empty] | WLDFR | HFTD - Distribution - Tier 3 - 3QU CoRE ¦ 5QU LoRE | Non-Red Flag Warning - Catastrophic Fires | 2048 | 8.1305e-10 | 4.0652e-10 | 1.0453e-09 | 18552.3348 | 319.4911 | 11216.5626 | 7016.281 | 0 | 0 | 0 | 6.7726e-07 |  | 1.5084e-05 | 0 | 1.5084e-05 | 7.542e-06 | 0 | 7.542e-06 | 1.9394e-05 | 0 | 1.9394e-05 | [16 empty] | 7.3.1.3 Ignition probability mapping showing the probability of ignition along the electric lines and equipmentWLDFRAggregatedAggregated | WLDFR | HFTD - Distribution - Tier 3 - 3QU CoRE ¦ 5QU LoRE | Red Flag Warning - Catastrophic Fires | Aggregated | Aggregated | 2040 | 1.7495e-05 | 0 | 90.0882 | 0.0015761 | 2040 | Mitigation | 0.08575 | 30 | 0 | esc | 0.0012005 | 2.1002e-08 | 0.00060025 | 1.0501e-08 | 0.0015435 | 2.7003e-08
[79 empty] | WLDFR | HFTD - Distribution - Tier 3 - 3QU CoRE ¦ 5QU LoRE | Non-Red Flag Warning - Catastrophic Fires | 2049 | 8.1305e-10 | 4.0652e-10 | 1.0453e-09 | 18552.3348 | 319.4911 | 11216.5626 | 7016.281 | 0 | 0 | 0 | 6.7726e-07 |  | 1.5084e-05 | 0 | 1.5084e-05 | 7.542e-06 | 0 | 7.542e-06 | 1.9394e-05 | 0 | 1.9394e-05 | [16 empty] | 7.3.1.3 Ignition probability mapping showing the probability of ignition along the electric lines and equipmentWLDFRAggregatedAggregated | WLDFR | HFTD - Distribution - Tier 3 - 3QU CoRE ¦ 5QU LoRE | Red Flag Warning - Catastrophic Fires | Aggregated | Aggregated | 2041 | 1.7495e-05 | 0 | 90.0882 | 0.0015761 | 2041 | Mitigation | 0.08575 | 30 | 0 | esc | 0.0012005 | 2.1002e-08 | 0.00060025 | 1.0501e-08 | 0.0015435 | 2.7003e-08
[79 empty] | WLDFR | HFTD - Distribution - Tier 3 - 3QU CoRE ¦ 5QU LoRE | Non-Red Flag Warning - Catastrophic Fires | 2050 | 0 | 4.0652e-10 | 1.0453e-09 | 18552.3348 | 319.4911 | 11216.5626 | 7016.281 | 0 | 0 | 0 | 6.7726e-07 |  | 0 | 0 | 0 | 7.542e-06 | 0 | 7.542e-06 | 1.9394e-05 | 0 | 1.9394e-05 | [16 empty] | 7.3.1.3 Ignition probability mapping showing the probability of ignition along the electric lines and equipmentWLDFRAggregatedAggregated | WLDFR | HFTD - Distribution - Tier 3 - 3QU CoRE ¦ 5QU LoRE | Red Flag Warning - Catastrophic Fires | Aggregated | Aggregated | 2042 | 1.7495e-05 | 0 | 90.0882 | 0.0015761 | 2042 | Mitigation | 0.08575 | 30 | 0 | esc | 0.0012005 | 2.1002e-08 | 0.00060025 | 1.0501e-08 | 0.0015435 | 2.7003e-08
[79 empty] | WLDFR | HFTD - Distribution - Tier 3 - 3QU CoRE ¦ 5QU LoRE | Non-Red Flag Warning - Catastrophic Fires | 2051 | 0 | 0 | 1.0453e-09 | 18552.3348 | 319.4911 | 11216.5626 | 7016.281 | 0 | 0 | 0 | 6.7726e-07 |  | 0 | 0 | 0 | 0 | 0 | 0 | 1.9394e-05 | 0 | 1.9394e-05 | [16 empty] | 7.3.1.3 Ignition probability mapping showing the probability of ignition along the electric lines and equipmentWLDFRAggregatedAggregated | WLDFR | HFTD - Distribution - Tier 3 - 3QU CoRE ¦ 5QU LoRE | Red Flag Warning - Catastrophic Fires | Aggregated | Aggregated | 2043 | 1.7495e-05 | 0 | 90.0882 | 0.0015761 | 2043 | Mitigation | 0.08575 | 30 | 0 | esc | 0.0012005 | 2.1002e-08 | 0.00060025 | 1.0501e-08 | 0.0015435 | 2.7003e-08
[79 empty] | WLDFR | HFTD - Distribution - Tier 3 - 3QU CoRE ¦ 5QU LoRE | Non-Red Flag Warning - Destructive Fires | 2020 | 9.5703e-10 | 0 | 0 | 8807.9522 | 222.2294 | 8585.7228 | 0 | 0 | 0 | 0 | 7.9719e-07 |  | 8.4294e-06 | 0 | 8.4294e-06 | 0 | 0 | 0 | 0 | 0 | 0 | [16 empty] | 7.3.1.3 Ignition probability mapping showing the probability of ignition along the electric lines and equipmentWLDFRAggregatedAggregated | WLDFR | HFTD - Distribution - Tier 3 - 3QU CoRE ¦ 5QU LoRE | Red Flag Warning - Catastrophic Fires | Aggregated | Aggregated | 2044 | 1.7495e-05 | 0 | 90.0882 | 0.0015761 | 2044 | Mitigation | 0.08575 | 30 | 0 | esc | 0.0012005 | 2.1002e-08 | 0.00060025 | 1.0501e-08 | 0.0015435 | 2.7003e-08
[79 empty] | WLDFR | HFTD - Distribution - Tier 3 - 3QU CoRE ¦ 5QU LoRE | Non-Red Flag Warning - Destructive Fires | 2021 | 9.5703e-10 | 4.7851e-10 | 0 | 8807.9522 | 222.2294 | 8585.7228 | 0 | 0 | 0 | 0 | 7.9719e-07 |  | 8.4294e-06 | 0 | 8.4294e-06 | 4.2147e-06 | 0 | 4.2147e-06 | 0 | 0 | 0 | [16 empty] | 7.3.1.3 Ignition probability mapping showing the probability of ignition along the electric lines and equipmentWLDFRAggregatedAggregated | WLDFR | HFTD - Distribution - Tier 3 - 3QU CoRE ¦ 5QU LoRE | Red Flag Warning - Catastrophic Fires | Aggregated | Aggregated | 2045 | 1.7495e-05 | 0 | 90.0882 | 0.0015761 | 2045 | Mitigation | 0.08575 | 30 | 0 | esc | 0.0012005 | 2.1002e-08 | 0.00060025 | 1.0501e-08 | 0.0015435 | 2.7003e-08
[79 empty] | WLDFR | HFTD - Distribution - Tier 3 - 3QU CoRE ¦ 5QU LoRE | Non-Red Flag Warning - Destructive Fires | 2022 | 9.5703e-10 | 4.7851e-10 | 1.2305e-09 | 8807.9522 | 222.2294 | 8585.7228 | 0 | 0 | 0 | 0 | 7.9719e-07 |  | 8.4294e-06 | 0 | 8.4294e-06 | 4.2147e-06 | 0 | 4.2147e-06 | 1.0838e-05 | 0 | 1.0838e-05 | [16 empty] | 7.3.1.3 Ignition probability mapping showing the probability of ignition along the electric lines and equipmentWLDFRAggregatedAggregated | WLDFR | HFTD - Distribution - Tier 3 - 3QU CoRE ¦ 5QU LoRE | Red Flag Warning - Catastrophic Fires | Aggregated | Aggregated | 2046 | 1.7495e-05 | 0 | 90.0882 | 0.0015761 | 2046 | Mitigation | 0.08575 | 30 | 0 | esc | 0.0012005 | 2.1002e-08 | 0.00060025 | 1.0501e-08 | 0.0015435 | 2.7003e-08
[79 empty] | WLDFR | HFTD - Distribution - Tier 3 - 3QU CoRE ¦ 5QU LoRE | Non-Red Flag Warning - Destructive Fires | 2023 | 9.5703e-10 | 4.7851e-10 | 1.2305e-09 | 9129.7461 | 233.2301 | 8896.516 | 0 | 0 | 0 | 0 | 7.9719e-07 |  | 8.7374e-06 | 0 | 8.7374e-06 | 4.3687e-06 | 0 | 4.3687e-06 | 1.1234e-05 | 0 | 1.1234e-05 | [16 empty] | 7.3.1.3 Ignition probability mapping showing the probability of ignition along the electric lines and equipmentWLDFRAggregatedAggregated | WLDFR | HFTD - Distribution - Tier 3 - 3QU CoRE ¦ 5QU LoRE | Red Flag Warning - Catastrophic Fires | Aggregated | Aggregated | 2047 | 1.7495e-05 | 0 | 90.0882 | 0.0015761 | 2047 | Mitigation | 0.08575 | 30 | 0 | esc | 0.0012005 | 2.1002e-08 | 0.00060025 | 1.0501e-08 | 0.0015435 | 2.7003e-08
[79 empty] | WLDFR | HFTD - Distribution - Tier 3 - 3QU CoRE ¦ 5QU LoRE | Non-Red Flag Warning - Destructive Fires | 2024 | 9.5703e-10 | 4.7851e-10 | 1.2305e-09 | 9129.7461 | 233.2301 | 8896.516 | 0 | 0 | 0 | 0 | 7.9719e-07 |  | 8.7374e-06 | 0 | 8.7374e-06 | 4.3687e-06 | 0 | 4.3687e-06 | 1.1234e-05 | 0 | 1.1234e-05 | [16 empty] | 7.3.1.3 Ignition probability mapping showing the probability of ignition along the electric lines and equipmentWLDFRAggregatedAggregated | WLDFR | HFTD - Distribution - Tier 3 - 3QU CoRE ¦ 5QU LoRE | Red Flag Warning - Catastrophic Fires | Aggregated | Aggregated | 2048 | 1.7495e-05 | 0 | 90.0882 | 0.0015761 | 2048 | Mitigation | 0.08575 | 30 | 0 | esc | 0.0012005 | 2.1002e-08 | 0.00060025 | 1.0501e-08 | 0.0015435 | 2.7003e-08
[79 empty] | WLDFR | HFTD - Distribution - Tier 3 - 3QU CoRE ¦ 5QU LoRE | Non-Red Flag Warning - Destructive Fires | 2025 | 9.5703e-10 | 4.7851e-10 | 1.2305e-09 | 9129.7461 | 233.2301 | 8896.516 | 0 | 0 | 0 | 0 | 7.9719e-07 |  | 8.7374e-06 | 0 | 8.7374e-06 | 4.3687e-06 | 0 | 4.3687e-06 | 1.1234e-05 | 0 | 1.1234e-05 | [16 empty] | 7.3.1.3 Ignition probability mapping showing the probability of ignition along the electric lines and equipmentWLDFRAggregatedAggregated | WLDFR | HFTD - Distribution - Tier 3 - 3QU CoRE ¦ 5QU LoRE | Red Flag Warning - Catastrophic Fires | Aggregated | Aggregated | 2049 | 1.7495e-05 | 0 | 90.0882 | 0.0015761 | 2049 | Mitigation | 0.08575 | 30 | 0 | esc | 0.0012005 | 2.1002e-08 | 0.00060025 | 1.0501e-08 | 0.0015435 | 2.7003e-08
[79 empty] | WLDFR | HFTD - Distribution - Tier 3 - 3QU CoRE ¦ 5QU LoRE | Non-Red Flag Warning - Destructive Fires | 2026 | 9.5703e-10 | 4.7851e-10 | 1.2305e-09 | 9129.7461 | 233.2301 | 8896.516 | 0 | 0 | 0 | 0 | 7.9719e-07 |  | 8.7374e-06 | 0 | 8.7374e-06 | 4.3687e-06 | 0 | 4.3687e-06 | 1.1234e-05 | 0 | 1.1234e-05 | [16 empty] | 7.3.1.3 Ignition probability mapping showing the probability of ignition along the electric lines and equipmentWLDFRAggregatedAggregated | WLDFR | HFTD - Distribution - Tier 3 - 3QU CoRE ¦ 5QU LoRE | Red Flag Warning - Catastrophic Fires | Aggregated | Aggregated | 2050 | 1.7495e-05 | 0 | 90.0882 | 0.0015761 | 2050 | Mitigation | 0.08575 | 30 | 0 | esc | 0 | 0 | 0.00060025 | 1.0501e-08 | 0.0015435 | 2.7003e-08
[79 empty] | WLDFR | HFTD - Distribution - Tier 3 - 3QU CoRE ¦ 5QU LoRE | Non-Red Flag Warning - Destructive Fires | 2027 | 9.5703e-10 | 4.7851e-10 | 1.2305e-09 | 9129.7461 | 233.2301 | 8896.516 | 0 | 0 | 0 | 0 | 7.9719e-07 |  | 8.7374e-06 | 0 | 8.7374e-06 | 4.3687e-06 | 0 | 4.3687e-06 | 1.1234e-05 | 0 | 1.1234e-05 | [16 empty] | 7.3.1.3 Ignition probability mapping showing the probability of ignition along the electric lines and equipmentWLDFRAggregatedAggregated | WLDFR | HFTD - Distribution - Tier 3 - 3QU CoRE ¦ 5QU LoRE | Red Flag Warning - Catastrophic Fires | Aggregated | Aggregated | 2051 | 1.7495e-05 | 0 | 90.0882 | 0.0015761 | 2051 | Mitigation | 0.08575 | 30 | 0 | esc | 0 | 0 | 0 | 0 | 0.0015435 | 2.7003e-08
[79 empty] | WLDFR | HFTD - Distribution - Tier 3 - 3QU CoRE ¦ 5QU LoRE | Non-Red Flag Warning - Destructive Fires | 2028 | 9.5703e-10 | 4.7851e-10 | 1.2305e-09 | 9534.9221 | 247.273 | 9287.6491 | 0 | 0 | 0 | 0 | 7.9719e-07 |  | 9.1252e-06 | 0 | 9.1252e-06 | 4.5626e-06 | 0 | 4.5626e-06 | 1.1732e-05 | 0 | 1.1732e-05 | [16 empty] | 7.3.1.3 Ignition probability mapping showing the probability of ignition along the electric lines and equipmentWLDFRAggregatedAggregated | WLDFR | HFTD - Distribution - Tier 3 - 3QU CoRE ¦ 5QU LoRE | Red Flag Warning - Destructive Fires | Aggregated | Aggregated | 2021 | 2.6269e-06 | 0 | 90.0882 | 0.00023665 | 2021 | Mitigation | 0.08575 | 30 | 0 | esc | 0.0012005 | 3.1536e-09 | 0.00060025 | 1.5768e-09 | 0 | 0
[79 empty] | WLDFR | HFTD - Distribution - Tier 3 - 3QU CoRE ¦ 5QU LoRE | Non-Red Flag Warning - Destructive Fires | 2029 | 9.5703e-10 | 4.7851e-10 | 1.2305e-09 | 9534.9221 | 247.273 | 9287.6491 | 0 | 0 | 0 | 0 | 7.9719e-07 |  | 9.1252e-06 | 0 | 9.1252e-06 | 4.5626e-06 | 0 | 4.5626e-06 | 1.1732e-05 | 0 | 1.1732e-05 | [16 empty] | 7.3.1.3 Ignition probability mapping showing the probability of ignition along the electric lines and equipmentWLDFRAggregatedAggregated | WLDFR | HFTD - Distribution - Tier 3 - 3QU CoRE ¦ 5QU LoRE | Red Flag Warning - Destructive Fires | Aggregated | Aggregated | 2022 | 2.6269e-06 | 0 | 90.0882 | 0.00023665 | 2022 | Mitigation | 0.08575 | 30 | 0 | esc | 0.0012005 | 3.1536e-09 | 0.00060025 | 1.5768e-09 | 0.0015435 | 4.0546e-09
[79 empty] | WLDFR | HFTD - Distribution - Tier 3 - 3QU CoRE ¦ 5QU LoRE | Non-Red Flag Warning - Destructive Fires | 2030 | 9.5703e-10 | 4.7851e-10 | 1.2305e-09 | 9534.9221 | 247.273 | 9287.6491 | 0 | 0 | 0 | 0 | 7.9719e-07 |  | 9.1252e-06 | 0 | 9.1252e-06 | 4.5626e-06 | 0 | 4.5626e-06 | 1.1732e-05 | 0 | 1.1732e-05 | [16 empty] | 7.3.1.3 Ignition probability mapping showing the probability of ignition along the electric lines and equipmentWLDFRAggregatedAggregated | WLDFR | HFTD - Distribution - Tier 3 - 3QU CoRE ¦ 5QU LoRE | Red Flag Warning - Destructive Fires | Aggregated | Aggregated | 2023 | 2.6269e-06 | 0 | 90.0882 | 0.00023665 | 2023 | Mitigation | 0.08575 | 30 | 0 | esc | 0.0012005 | 3.1536e-09 | 0.00060025 | 1.5768e-09 | 0.0015435 | 4.0546e-09
[79 empty] | WLDFR | HFTD - Distribution - Tier 3 - 3QU CoRE ¦ 5QU LoRE | Non-Red Flag Warning - Destructive Fires | 2031 | 9.5703e-10 | 4.7851e-10 | 1.2305e-09 | 9534.9221 | 247.273 | 9287.6491 | 0 | 0 | 0 | 0 | 7.9719e-07 |  | 9.1252e-06 | 0 | 9.1252e-06 | 4.5626e-06 | 0 | 4.5626e-06 | 1.1732e-05 | 0 | 1.1732e-05 | [16 empty] | 7.3.1.3 Ignition probability mapping showing the probability of ignition along the electric lines and equipmentWLDFRAggregatedAggregated | WLDFR | HFTD - Distribution - Tier 3 - 3QU CoRE ¦ 5QU LoRE | Red Flag Warning - Destructive Fires | Aggregated | Aggregated | 2024 | 2.6269e-06 | 0 | 90.0882 | 0.00023665 | 2024 | Mitigation | 0.08575 | 30 | 0 | esc | 0.0012005 | 3.1536e-09 | 0.00060025 | 1.5768e-09 | 0.0015435 | 4.0546e-09
[79 empty] | WLDFR | HFTD - Distribution - Tier 3 - 3QU CoRE ¦ 5QU LoRE | Non-Red Flag Warning - Destructive Fires | 2032 | 9.5703e-10 | 4.7851e-10 | 1.2305e-09 | 9534.9221 | 247.273 | 9287.6491 | 0 | 0 | 0 | 0 | 7.9719e-07 |  | 9.1252e-06 | 0 | 9.1252e-06 | 4.5626e-06 | 0 | 4.5626e-06 | 1.1732e-05 | 0 | 1.1732e-05 | [16 empty] | 7.3.1.3 Ignition probability mapping showing the probability of ignition along the electric lines and equipmentWLDFRAggregatedAggregated | WLDFR | HFTD - Distribution - Tier 3 - 3QU CoRE ¦ 5QU LoRE | Red Flag Warning - Destructive Fires | Aggregated | Aggregated | 2025 | 2.6269e-06 | 0 | 90.0882 | 0.00023665 | 2025 | Mitigation | 0.08575 | 30 | 0 | esc | 0.0012005 | 3.1536e-09 | 0.00060025 | 1.5768e-09 | 0.0015435 | 4.0546e-09
[79 empty] | WLDFR | HFTD - Distribution - Tier 3 - 3QU CoRE ¦ 5QU LoRE | Non-Red Flag Warning - Destructive Fires | 2033 | 9.5703e-10 | 4.7851e-10 | 1.2305e-09 | 9984.8474 | 263.1074 | 9721.74 | 0 | 0 | 0 | 0 | 7.9719e-07 |  | 9.5558e-06 | 0 | 9.5558e-06 | 4.7779e-06 | 0 | 4.7779e-06 | 1.2286e-05 | 0 | 1.2286e-05 | [16 empty] | 7.3.1.3 Ignition probability mapping showing the probability of ignition along the electric lines and equipmentWLDFRAggregatedAggregated | WLDFR | HFTD - Distribution - Tier 3 - 3QU CoRE ¦ 5QU LoRE | Red Flag Warning - Destructive Fires | Aggregated | Aggregated | 2026 | 2.6269e-06 | 0 | 90.0882 | 0.00023665 | 2026 | Mitigation | 0.08575 | 30 | 0 | esc | 0.0012005 | 3.1536e-09 | 0.00060025 | 1.5768e-09 | 0.0015435 | 4.0546e-09
[79 empty] | WLDFR | HFTD - Distribution - Tier 3 - 3QU CoRE ¦ 5QU LoRE | Non-Red Flag Warning - Destructive Fires | 2034 | 9.5703e-10 | 4.7851e-10 | 1.2305e-09 | 9984.8474 | 263.1074 | 9721.74 | 0 | 0 | 0 | 0 | 7.9719e-07 |  | 9.5558e-06 | 0 | 9.5558e-06 | 4.7779e-06 | 0 | 4.7779e-06 | 1.2286e-05 | 0 | 1.2286e-05 | [16 empty] | 7.3.1.3 Ignition probability mapping showing the probability of ignition along the electric lines and equipmentWLDFRAggregatedAggregated | WLDFR | HFTD - Distribution - Tier 3 - 3QU CoRE ¦ 5QU LoRE | Red Flag Warning - Destructive Fires | Aggregated | Aggregated | 2027 | 2.6269e-06 | 0 | 90.0882 | 0.00023665 | 2027 | Mitigation | 0.08575 | 30 | 0 | esc | 0.0012005 | 3.1536e-09 | 0.00060025 | 1.5768e-09 | 0.0015435 | 4.0546e-09
[79 empty] | WLDFR | HFTD - Distribution - Tier 3 - 3QU CoRE ¦ 5QU LoRE | Non-Red Flag Warning - Destructive Fires | 2035 | 9.5703e-10 | 4.7851e-10 | 1.2305e-09 | 9984.8474 | 263.1074 | 9721.74 | 0 | 0 | 0 | 0 | 7.9719e-07 |  | 9.5558e-06 | 0 | 9.5558e-06 | 4.7779e-06 | 0 | 4.7779e-06 | 1.2286e-05 | 0 | 1.2286e-05 | [16 empty] | 7.3.1.3 Ignition probability mapping showing the probability of ignition along the electric lines and equipmentWLDFRAggregatedAggregated | WLDFR | HFTD - Distribution - Tier 3 - 3QU CoRE ¦ 5QU LoRE | Red Flag Warning - Destructive Fires | Aggregated | Aggregated | 2028 | 2.6269e-06 | 0 | 90.0882 | 0.00023665 | 2028 | Mitigation | 0.08575 | 30 | 0 | esc | 0.0012005 | 3.1536e-09 | 0.00060025 | 1.5768e-09 | 0.0015435 | 4.0546e-09
[79 empty] | WLDFR | HFTD - Distribution - Tier 3 - 3QU CoRE ¦ 5QU LoRE | Non-Red Flag Warning - Destructive Fires | 2036 | 9.5703e-10 | 4.7851e-10 | 1.2305e-09 | 9984.8474 | 263.1074 | 9721.74 | 0 | 0 | 0 | 0 | 7.9719e-07 |  | 9.5558e-06 | 0 | 9.5558e-06 | 4.7779e-06 | 0 | 4.7779e-06 | 1.2286e-05 | 0 | 1.2286e-05 | [16 empty] | 7.3.1.3 Ignition probability mapping showing the probability of ignition along the electric lines and equipmentWLDFRAggregatedAggregated | WLDFR | HFTD - Distribution - Tier 3 - 3QU CoRE ¦ 5QU LoRE | Red Flag Warning - Destructive Fires | Aggregated | Aggregated | 2029 | 2.6269e-06 | 0 | 90.0882 | 0.00023665 | 2029 | Mitigation | 0.08575 | 30 | 0 | esc | 0.0012005 | 3.1536e-09 | 0.00060025 | 1.5768e-09 | 0.0015435 | 4.0546e-09
[79 empty] | WLDFR | HFTD - Distribution - Tier 3 - 3QU CoRE ¦ 5QU LoRE | Non-Red Flag Warning - Destructive Fires | 2037 | 9.5703e-10 | 4.7851e-10 | 1.2305e-09 | 9984.8474 | 263.1074 | 9721.74 | 0 | 0 | 0 | 0 | 7.9719e-07 |  | 9.5558e-06 | 0 | 9.5558e-06 | 4.7779e-06 | 0 | 4.7779e-06 | 1.2286e-05 | 0 | 1.2286e-05 | [16 empty] | 7.3.1.3 Ignition probability mapping showing the probability of ignition along the electric lines and equipmentWLDFRAggregatedAggregated | WLDFR | HFTD - Distribution - Tier 3 - 3QU CoRE ¦ 5QU LoRE | Red Flag Warning - Destructive Fires | Aggregated | Aggregated | 2030 | 2.6269e-06 | 0 | 90.0882 | 0.00023665 | 2030 | Mitigation | 0.08575 | 30 | 0 | esc | 0.0012005 | 3.1536e-09 | 0.00060025 | 1.5768e-09 | 0.0015435 | 4.0546e-09
[79 empty] | WLDFR | HFTD - Distribution - Tier 3 - 3QU CoRE ¦ 5QU LoRE | Non-Red Flag Warning - Destructive Fires | 2038 | 9.5703e-10 | 4.7851e-10 | 1.2305e-09 | 10472.8261 | 280.5544 | 10192.2718 | 0 | 0 | 0 | 0 | 7.9719e-07 |  | 1.0023e-05 | 0 | 1.0023e-05 | 5.0114e-06 | 0 | 5.0114e-06 | 1.2886e-05 | 0 | 1.2886e-05 | [16 empty] | 7.3.1.3 Ignition probability mapping showing the probability of ignition along the electric lines and equipmentWLDFRAggregatedAggregated | WLDFR | HFTD - Distribution - Tier 3 - 3QU CoRE ¦ 5QU LoRE | Red Flag Warning - Destructive Fires | Aggregated | Aggregated | 2031 | 2.6269e-06 | 0 | 90.0882 | 0.00023665 | 2031 | Mitigation | 0.08575 | 30 | 0 | esc | 0.0012005 | 3.1536e-09 | 0.00060025 | 1.5768e-09 | 0.0015435 | 4.0546e-09
[79 empty] | WLDFR | HFTD - Distribution - Tier 3 - 3QU CoRE ¦ 5QU LoRE | Non-Red Flag Warning - Destructive Fires | 2039 | 9.5703e-10 | 4.7851e-10 | 1.2305e-09 | 10472.8261 | 280.5544 | 10192.2718 | 0 | 0 | 0 | 0 | 7.9719e-07 |  | 1.0023e-05 | 0 | 1.0023e-05 | 5.0114e-06 | 0 | 5.0114e-06 | 1.2886e-05 | 0 | 1.2886e-05 | [16 empty] | 7.3.1.3 Ignition probability mapping showing the probability of ignition along the electric lines and equipmentWLDFRAggregatedAggregated | WLDFR | HFTD - Distribution - Tier 3 - 3QU CoRE ¦ 5QU LoRE | Red Flag Warning - Destructive Fires | Aggregated | Aggregated | 2032 | 2.6269e-06 | 0 | 90.0882 | 0.00023665 | 2032 | Mitigation | 0.08575 | 30 | 0 | esc | 0.0012005 | 3.1536e-09 | 0.00060025 | 1.5768e-09 | 0.0015435 | 4.0546e-09
[79 empty] | WLDFR | HFTD - Distribution - Tier 3 - 3QU CoRE ¦ 5QU LoRE | Non-Red Flag Warning - Destructive Fires | 2040 | 9.5703e-10 | 4.7851e-10 | 1.2305e-09 | 10472.8261 | 280.5544 | 10192.2718 | 0 | 0 | 0 | 0 | 7.9719e-07 |  | 1.0023e-05 | 0 | 1.0023e-05 | 5.0114e-06 | 0 | 5.0114e-06 | 1.2886e-05 | 0 | 1.2886e-05 | [16 empty] | 7.3.1.3 Ignition probability mapping showing the probability of ignition along the electric lines and equipmentWLDFRAggregatedAggregated | WLDFR | HFTD - Distribution - Tier 3 - 3QU CoRE ¦ 5QU LoRE | Red Flag Warning - Destructive Fires | Aggregated | Aggregated | 2033 | 2.6269e-06 | 0 | 90.0882 | 0.00023665 | 2033 | Mitigation | 0.08575 | 30 | 0 | esc | 0.0012005 | 3.1536e-09 | 0.00060025 | 1.5768e-09 | 0.0015435 | 4.0546e-09
[79 empty] | WLDFR | HFTD - Distribution - Tier 3 - 3QU CoRE ¦ 5QU LoRE | Non-Red Flag Warning - Destructive Fires | 2041 | 9.5703e-10 | 4.7851e-10 | 1.2305e-09 | 10472.8261 | 280.5544 | 10192.2718 | 0 | 0 | 0 | 0 | 7.9719e-07 |  | 1.0023e-05 | 0 | 1.0023e-05 | 5.0114e-06 | 0 | 5.0114e-06 | 1.2886e-05 | 0 | 1.2886e-05 | [16 empty] | 7.3.1.3 Ignition probability mapping showing the probability of ignition along the electric lines and equipmentWLDFRAggregatedAggregated | WLDFR | HFTD - Distribution - Tier 3 - 3QU CoRE ¦ 5QU LoRE | Red Flag Warning - Destructive Fires | Aggregated | Aggregated | 2034 | 2.6269e-06 | 0 | 90.0882 | 0.00023665 | 2034 | Mitigation | 0.08575 | 30 | 0 | esc | 0.0012005 | 3.1536e-09 | 0.00060025 | 1.5768e-09 | 0.0015435 | 4.0546e-09
[79 empty] | WLDFR | HFTD - Distribution - Tier 3 - 3QU CoRE ¦ 5QU LoRE | Non-Red Flag Warning - Destructive Fires | 2042 | 9.5703e-10 | 4.7851e-10 | 1.2305e-09 | 10472.8261 | 280.5544 | 10192.2718 | 0 | 0 | 0 | 0 | 7.9719e-07 |  | 1.0023e-05 | 0 | 1.0023e-05 | 5.0114e-06 | 0 | 5.0114e-06 | 1.2886e-05 | 0 | 1.2886e-05 | [16 empty] | 7.3.1.3 Ignition probability mapping showing the probability of ignition along the electric lines and equipmentWLDFRAggregatedAggregated | WLDFR | HFTD - Distribution - Tier 3 - 3QU CoRE ¦ 5QU LoRE | Red Flag Warning - Destructive Fires | Aggregated | Aggregated | 2035 | 2.6269e-06 | 0 | 90.0882 | 0.00023665 | 2035 | Mitigation | 0.08575 | 30 | 0 | esc | 0.0012005 | 3.1536e-09 | 0.00060025 | 1.5768e-09 | 0.0015435 | 4.0546e-09
[79 empty] | WLDFR | HFTD - Distribution - Tier 3 - 3QU CoRE ¦ 5QU LoRE | Non-Red Flag Warning - Destructive Fires | 2043 | 9.5703e-10 | 4.7851e-10 | 1.2305e-09 | 10992.1562 | 299.42 | 10692.7362 | 0 | 0 | 0 | 0 | 7.9719e-07 |  | 1.052e-05 | 0 | 1.052e-05 | 5.2599e-06 | 0 | 5.2599e-06 | 1.3525e-05 | 0 | 1.3525e-05 | [16 empty] | 7.3.1.3 Ignition probability mapping showing the probability of ignition along the electric lines and equipmentWLDFRAggregatedAggregated | WLDFR | HFTD - Distribution - Tier 3 - 3QU CoRE ¦ 5QU LoRE | Red Flag Warning - Destructive Fires | Aggregated | Aggregated | 2036 | 2.6269e-06 | 0 | 90.0882 | 0.00023665 | 2036 | Mitigation | 0.08575 | 30 | 0 | esc | 0.0012005 | 3.1536e-09 | 0.00060025 | 1.5768e-09 | 0.0015435 | 4.0546e-09
[79 empty] | WLDFR | HFTD - Distribution - Tier 3 - 3QU CoRE ¦ 5QU LoRE | Non-Red Flag Warning - Destructive Fires | 2044 | 9.5703e-10 | 4.7851e-10 | 1.2305e-09 | 10992.1562 | 299.42 | 10692.7362 | 0 | 0 | 0 | 0 | 7.9719e-07 |  | 1.052e-05 | 0 | 1.052e-05 | 5.2599e-06 | 0 | 5.2599e-06 | 1.3525e-05 | 0 | 1.3525e-05 | [16 empty] | 7.3.1.3 Ignition probability mapping showing the probability of ignition along the electric lines and equipmentWLDFRAggregatedAggregated | WLDFR | HFTD - Distribution - Tier 3 - 3QU CoRE ¦ 5QU LoRE | Red Flag Warning - Destructive Fires | Aggregated | Aggregated | 2037 | 2.6269e-06 | 0 | 90.0882 | 0.00023665 | 2037 | Mitigation | 0.08575 | 30 | 0 | esc | 0.0012005 | 3.1536e-09 | 0.00060025 | 1.5768e-09 | 0.0015435 | 4.0546e-09
[79 empty] | WLDFR | HFTD - Distribution - Tier 3 - 3QU CoRE ¦ 5QU LoRE | Non-Red Flag Warning - Destructive Fires | 2045 | 9.5703e-10 | 4.7851e-10 | 1.2305e-09 | 10992.1562 | 299.42 | 10692.7362 | 0 | 0 | 0 | 0 | 7.9719e-07 |  | 1.052e-05 | 0 | 1.052e-05 | 5.2599e-06 | 0 | 5.2599e-06 | 1.3525e-05 | 0 | 1.3525e-05 | [16 empty] | 7.3.1.3 Ignition probability mapping showing the probability of ignition along the electric lines and equipmentWLDFRAggregatedAggregated | WLDFR | HFTD - Distribution - Tier 3 - 3QU CoRE ¦ 5QU LoRE | Red Flag Warning - Destructive Fires | Aggregated | Aggregated | 2038 | 2.6269e-06 | 0 | 90.0882 | 0.00023665 | 2038 | Mitigation | 0.08575 | 30 | 0 | esc | 0.0012005 | 3.1536e-09 | 0.00060025 | 1.5768e-09 | 0.0015435 | 4.0546e-09
[79 empty] | WLDFR | HFTD - Distribution - Tier 3 - 3QU CoRE ¦ 5QU LoRE | Non-Red Flag Warning - Destructive Fires | 2046 | 9.5703e-10 | 4.7851e-10 | 1.2305e-09 | 10992.1562 | 299.42 | 10692.7362 | 0 | 0 | 0 | 0 | 7.9719e-07 |  | 1.052e-05 | 0 | 1.052e-05 | 5.2599e-06 | 0 | 5.2599e-06 | 1.3525e-05 | 0 | 1.3525e-05 | [16 empty] | 7.3.1.3 Ignition probability mapping showing the probability of ignition along the electric lines and equipmentWLDFRAggregatedAggregated | WLDFR | HFTD - Distribution - Tier 3 - 3QU CoRE ¦ 5QU LoRE | Red Flag Warning - Destructive Fires | Aggregated | Aggregated | 2039 | 2.6269e-06 | 0 | 90.0882 | 0.00023665 | 2039 | Mitigation | 0.08575 | 30 | 0 | esc | 0.0012005 | 3.1536e-09 | 0.00060025 | 1.5768e-09 | 0.0015435 | 4.0546e-09
[79 empty] | WLDFR | HFTD - Distribution - Tier 3 - 3QU CoRE ¦ 5QU LoRE | Non-Red Flag Warning - Destructive Fires | 2047 | 9.5703e-10 | 4.7851e-10 | 1.2305e-09 | 10992.1562 | 299.42 | 10692.7362 | 0 | 0 | 0 | 0 | 7.9719e-07 |  | 1.052e-05 | 0 | 1.052e-05 | 5.2599e-06 | 0 | 5.2599e-06 | 1.3525e-05 | 0 | 1.3525e-05 | [16 empty] | 7.3.1.3 Ignition probability mapping showing the probability of ignition along the electric lines and equipmentWLDFRAggregatedAggregated | WLDFR | HFTD - Distribution - Tier 3 - 3QU CoRE ¦ 5QU LoRE | Red Flag Warning - Destructive Fires | Aggregated | Aggregated | 2040 | 2.6269e-06 | 0 | 90.0882 | 0.00023665 | 2040 | Mitigation | 0.08575 | 30 | 0 | esc | 0.0012005 | 3.1536e-09 | 0.00060025 | 1.5768e-09 | 0.0015435 | 4.0546e-09
[79 empty] | WLDFR | HFTD - Distribution - Tier 3 - 3QU CoRE ¦ 5QU LoRE | Non-Red Flag Warning - Destructive Fires | 2048 | 9.5703e-10 | 4.7851e-10 | 1.2305e-09 | 11536.0538 | 319.4911 | 11216.5626 | 0 | 0 | 0 | 0 | 7.9719e-07 |  | 1.104e-05 | 0 | 1.104e-05 | 5.5202e-06 | 0 | 5.5202e-06 | 1.4195e-05 | 0 | 1.4195e-05 | [16 empty] | 7.3.1.3 Ignition probability mapping showing the probability of ignition along the electric lines and equipmentWLDFRAggregatedAggregated | WLDFR | HFTD - Distribution - Tier 3 - 3QU CoRE ¦ 5QU LoRE | Red Flag Warning - Destructive Fires | Aggregated | Aggregated | 2041 | 2.6269e-06 | 0 | 90.0882 | 0.00023665 | 2041 | Mitigation | 0.08575 | 30 | 0 | esc | 0.0012005 | 3.1536e-09 | 0.00060025 | 1.5768e-09 | 0.0015435 | 4.0546e-09
[79 empty] | WLDFR | HFTD - Distribution - Tier 3 - 3QU CoRE ¦ 5QU LoRE | Non-Red Flag Warning - Destructive Fires | 2049 | 9.5703e-10 | 4.7851e-10 | 1.2305e-09 | 11536.0538 | 319.4911 | 11216.5626 | 0 | 0 | 0 | 0 | 7.9719e-07 |  | 1.104e-05 | 0 | 1.104e-05 | 5.5202e-06 | 0 | 5.5202e-06 | 1.4195e-05 | 0 | 1.4195e-05 | [16 empty] | 7.3.1.3 Ignition probability mapping showing the probability of ignition along the electric lines and equipmentWLDFRAggregatedAggregated | WLDFR | HFTD - Distribution - Tier 3 - 3QU CoRE ¦ 5QU LoRE | Red Flag Warning - Destructive Fires | Aggregated | Aggregated | 2042 | 2.6269e-06 | 0 | 90.0882 | 0.00023665 | 2042 | Mitigation | 0.08575 | 30 | 0 | esc | 0.0012005 | 3.1536e-09 | 0.00060025 | 1.5768e-09 | 0.0015435 | 4.0546e-09
[79 empty] | WLDFR | HFTD - Distribution - Tier 3 - 3QU CoRE ¦ 5QU LoRE | Non-Red Flag Warning - Destructive Fires | 2050 | 0 | 4.7851e-10 | 1.2305e-09 | 11536.0538 | 319.4911 | 11216.5626 | 0 | 0 | 0 | 0 | 7.9719e-07 |  | 0 | 0 | 0 | 5.5202e-06 | 0 | 5.5202e-06 | 1.4195e-05 | 0 | 1.4195e-05 | [16 empty] | 7.3.1.3 Ignition probability mapping showing the probability of ignition along the electric lines and equipmentWLDFRAggregatedAggregated | WLDFR | HFTD - Distribution - Tier 3 - 3QU CoRE ¦ 5QU LoRE | Red Flag Warning - Destructive Fires | Aggregated | Aggregated | 2043 | 2.6269e-06 | 0 | 90.0882 | 0.00023665 | 2043 | Mitigation | 0.08575 | 30 | 0 | esc | 0.0012005 | 3.1536e-09 | 0.00060025 | 1.5768e-09 | 0.0015435 | 4.0546e-09
[79 empty] | WLDFR | HFTD - Distribution - Tier 3 - 3QU CoRE ¦ 5QU LoRE | Non-Red Flag Warning - Destructive Fires | 2051 | 0 | 0 | 1.2305e-09 | 11536.0538 | 319.4911 | 11216.5626 | 0 | 0 | 0 | 0 | 7.9719e-07 |  | 0 | 0 | 0 | 0 | 0 | 0 | 1.4195e-05 | 0 | 1.4195e-05 | [16 empty] | 7.3.1.3 Ignition probability mapping showing the probability of ignition along the electric lines and equipmentWLDFRAggregatedAggregated | WLDFR | HFTD - Distribution - Tier 3 - 3QU CoRE ¦ 5QU LoRE | Red Flag Warning - Destructive Fires | Aggregated | Aggregated | 2044 | 2.6269e-06 | 0 | 90.0882 | 0.00023665 | 2044 | Mitigation | 0.08575 | 30 | 0 | esc | 0.0012005 | 3.1536e-09 | 0.00060025 | 1.5768e-09 | 0.0015435 | 4.0546e-09
[79 empty] | WLDFR | HFTD - Distribution - Tier 3 - 3QU CoRE ¦ 5QU LoRE | Non-Red Flag Warning - Large Fires | 2020 | 1.2574e-08 | 0 | 0 | 5.2406 | 0.69642 | 2.942 | 1.6022 | 0 | 0 | 0 | 1.0474e-05 |  | 6.5896e-08 | 0 | 6.5896e-08 | 0 | 0 | 0 | 0 | 0 | 0 | [16 empty] | 7.3.1.3 Ignition probability mapping showing the probability of ignition along the electric lines and equipmentWLDFRAggregatedAggregated | WLDFR | HFTD - Distribution - Tier 3 - 3QU CoRE ¦ 5QU LoRE | Red Flag Warning - Destructive Fires | Aggregated | Aggregated | 2045 | 2.6269e-06 | 0 | 90.0882 | 0.00023665 | 2045 | Mitigation | 0.08575 | 30 | 0 | esc | 0.0012005 | 3.1536e-09 | 0.00060025 | 1.5768e-09 | 0.0015435 | 4.0546e-09
[79 empty] | WLDFR | HFTD - Distribution - Tier 3 - 3QU CoRE ¦ 5QU LoRE | Non-Red Flag Warning - Large Fires | 2021 | 1.2574e-08 | 6.2872e-09 | 0 | 5.2406 | 0.69642 | 2.942 | 1.6022 | 0 | 0 | 0 | 1.0474e-05 |  | 6.5896e-08 | 0 | 6.5896e-08 | 3.2948e-08 | 0 | 3.2948e-08 | 0 | 0 | 0 | [16 empty] | 7.3.1.3 Ignition probability mapping showing the probability of ignition along the electric lines and equipmentWLDFRAggregatedAggregated | WLDFR | HFTD - Distribution - Tier 3 - 3QU CoRE ¦ 5QU LoRE | Red Flag Warning - Destructive Fires | Aggregated | Aggregated | 2046 | 2.6269e-06 | 0 | 90.0882 | 0.00023665 | 2046 | Mitigation | 0.08575 | 30 | 0 | esc | 0.0012005 | 3.1536e-09 | 0.00060025 | 1.5768e-09 | 0.0015435 | 4.0546e-09
[79 empty] | WLDFR | HFTD - Distribution - Tier 3 - 3QU CoRE ¦ 5QU LoRE | Non-Red Flag Warning - Large Fires | 2022 | 1.2574e-08 | 6.2872e-09 | 1.6167e-08 | 5.2406 | 0.69642 | 2.942 | 1.6022 | 0 | 0 | 0 | 1.0474e-05 |  | 6.5896e-08 | 0 | 6.5896e-08 | 3.2948e-08 | 0 | 3.2948e-08 | 8.4724e-08 | 0 | 8.4724e-08 | [16 empty] | 7.3.1.3 Ignition probability mapping showing the probability of ignition along the electric lines and equipmentWLDFRAggregatedAggregated | WLDFR | HFTD - Distribution - Tier 3 - 3QU CoRE ¦ 5QU LoRE | Red Flag Warning - Destructive Fires | Aggregated | Aggregated | 2047 | 2.6269e-06 | 0 | 90.0882 | 0.00023665 | 2047 | Mitigation | 0.08575 | 30 | 0 | esc | 0.0012005 | 3.1536e-09 | 0.00060025 | 1.5768e-09 | 0.0015435 | 4.0546e-09
[79 empty] | WLDFR | HFTD - Distribution - Tier 3 - 3QU CoRE ¦ 5QU LoRE | Non-Red Flag Warning - Large Fires | 2023 | 1.2574e-08 | 6.2872e-09 | 1.6167e-08 | 5.475 | 0.71896 | 3.0715 | 1.6846 | 0 | 0 | 0 | 1.0474e-05 |  | 6.8845e-08 | 0 | 6.8845e-08 | 3.4422e-08 | 0 | 3.4422e-08 | 8.8515e-08 | 0 | 8.8515e-08 | [16 empty] | 7.3.1.3 Ignition probability mapping showing the probability of ignition along the electric lines and equipmentWLDFRAggregatedAggregated | WLDFR | HFTD - Distribution - Tier 3 - 3QU CoRE ¦ 5QU LoRE | Red Flag Warning - Destructive Fires | Aggregated | Aggregated | 2048 | 2.6269e-06 | 0 | 90.0882 | 0.00023665 | 2048 | Mitigation | 0.08575 | 30 | 0 | esc | 0.0012005 | 3.1536e-09 | 0.00060025 | 1.5768e-09 | 0.0015435 | 4.0546e-09
[79 empty] | WLDFR | HFTD - Distribution - Tier 3 - 3QU CoRE ¦ 5QU LoRE | Non-Red Flag Warning - Large Fires | 2024 | 1.2574e-08 | 6.2872e-09 | 1.6167e-08 | 5.475 | 0.71896 | 3.0715 | 1.6846 | 0 | 0 | 0 | 1.0474e-05 |  | 6.8845e-08 | 0 | 6.8845e-08 | 3.4422e-08 | 0 | 3.4422e-08 | 8.8515e-08 | 0 | 8.8515e-08 | [16 empty] | 7.3.1.3 Ignition probability mapping showing the probability of ignition along the electric lines and equipmentWLDFRAggregatedAggregated | WLDFR | HFTD - Distribution - Tier 3 - 3QU CoRE ¦ 5QU LoRE | Red Flag Warning - Destructive Fires | Aggregated | Aggregated | 2049 | 2.6269e-06 | 0 | 90.0882 | 0.00023665 | 2049 | Mitigation | 0.08575 | 30 | 0 | esc | 0.0012005 | 3.1536e-09 | 0.00060025 | 1.5768e-09 | 0.0015435 | 4.0546e-09
[79 empty] | WLDFR | HFTD - Distribution - Tier 3 - 3QU CoRE ¦ 5QU LoRE | Non-Red Flag Warning - Large Fires | 2025 | 1.2574e-08 | 6.2872e-09 | 1.6167e-08 | 5.475 | 0.71896 | 3.0715 | 1.6846 | 0 | 0 | 0 | 1.0474e-05 |  | 6.8845e-08 | 0 | 6.8845e-08 | 3.4422e-08 | 0 | 3.4422e-08 | 8.8515e-08 | 0 | 8.8515e-08 | [16 empty] | 7.3.1.3 Ignition probability mapping showing the probability of ignition along the electric lines and equipmentWLDFRAggregatedAggregated | WLDFR | HFTD - Distribution - Tier 3 - 3QU CoRE ¦ 5QU LoRE | Red Flag Warning - Destructive Fires | Aggregated | Aggregated | 2050 | 2.6269e-06 | 0 | 90.0882 | 0.00023665 | 2050 | Mitigation | 0.08575 | 30 | 0 | esc | 0 | 0 | 0.00060025 | 1.5768e-09 | 0.0015435 | 4.0546e-09
[79 empty] | WLDFR | HFTD - Distribution - Tier 3 - 3QU CoRE ¦ 5QU LoRE | Non-Red Flag Warning - Large Fires | 2026 | 1.2574e-08 | 6.2872e-09 | 1.6167e-08 | 5.475 | 0.71896 | 3.0715 | 1.6846 | 0 | 0 | 0 | 1.0474e-05 |  | 6.8845e-08 | 0 | 6.8845e-08 | 3.4422e-08 | 0 | 3.4422e-08 | 8.8515e-08 | 0 | 8.8515e-08 | [16 empty] | 7.3.1.3 Ignition probability mapping showing the probability of ignition along the electric lines and equipmentWLDFRAggregatedAggregated | WLDFR | HFTD - Distribution - Tier 3 - 3QU CoRE ¦ 5QU LoRE | Red Flag Warning - Destructive Fires | Aggregated | Aggregated | 2051 | 2.6269e-06 | 0 | 90.0882 | 0.00023665 | 2051 | Mitigation | 0.08575 | 30 | 0 | esc | 0 | 0 | 0 | 0 | 0.0015435 | 4.0546e-09
[79 empty] | WLDFR | HFTD - Distribution - Tier 3 - 3QU CoRE ¦ 5QU LoRE | Non-Red Flag Warning - Large Fires | 2027 | 1.2574e-08 | 6.2872e-09 | 1.6167e-08 | 5.475 | 0.71896 | 3.0715 | 1.6846 | 0 | 0 | 0 | 1.0474e-05 |  | 6.8845e-08 | 0 | 6.8845e-08 | 3.4422e-08 | 0 | 3.4422e-08 | 8.8515e-08 | 0 | 8.8515e-08 | [16 empty] | 7.3.1.3 Ignition probability mapping showing the probability of ignition along the electric lines and equipmentWLDFRAggregatedAggregated | WLDFR | HFTD - Distribution - Tier 3 - 3QU CoRE ¦ 5QU LoRE | Red Flag Warning - Large Fires | Aggregated | Aggregated | 2021 | 2.0262e-05 | 0 | 90.0882 | 0.0018254 | 2021 | Mitigation | 0.08575 | 30 | 0 | esc | 0.0012005 | 2.4325e-08 | 0.00060025 | 1.2162e-08 | 0 | 0
[79 empty] | WLDFR | HFTD - Distribution - Tier 3 - 3QU CoRE ¦ 5QU LoRE | Non-Red Flag Warning - Large Fires | 2028 | 1.2574e-08 | 6.2872e-09 | 1.6167e-08 | 5.777 | 0.74734 | 3.238 | 1.7917 | 0 | 0 | 0 | 1.0474e-05 |  | 7.2642e-08 | 0 | 7.2642e-08 | 3.6321e-08 | 0 | 3.6321e-08 | 9.3397e-08 | 0 | 9.3397e-08 | [16 empty] | 7.3.1.3 Ignition probability mapping showing the probability of ignition along the electric lines and equipmentWLDFRAggregatedAggregated | WLDFR | HFTD - Distribution - Tier 3 - 3QU CoRE ¦ 5QU LoRE | Red Flag Warning - Large Fires | Aggregated | Aggregated | 2022 | 2.0262e-05 | 0 | 90.0882 | 0.0018254 | 2022 | Mitigation | 0.08575 | 30 | 0 | esc | 0.0012005 | 2.4325e-08 | 0.00060025 | 1.2162e-08 | 0.0015435 | 3.1275e-08
[79 empty] | WLDFR | HFTD - Distribution - Tier 3 - 3QU CoRE ¦ 5QU LoRE | Non-Red Flag Warning - Large Fires | 2029 | 1.2574e-08 | 6.2872e-09 | 1.6167e-08 | 5.777 | 0.74734 | 3.238 | 1.7917 | 0 | 0 | 0 | 1.0474e-05 |  | 7.2642e-08 | 0 | 7.2642e-08 | 3.6321e-08 | 0 | 3.6321e-08 | 9.3397e-08 | 0 | 9.3397e-08 | [16 empty] | 7.3.1.3 Ignition probability mapping showing the probability of ignition along the electric lines and equipmentWLDFRAggregatedAggregated | WLDFR | HFTD - Distribution - Tier 3 - 3QU CoRE ¦ 5QU LoRE | Red Flag Warning - Large Fires | Aggregated | Aggregated | 2023 | 2.0262e-05 | 0 | 90.0882 | 0.0018254 | 2023 | Mitigation | 0.08575 | 30 | 0 | esc | 0.0012005 | 2.4325e-08 | 0.00060025 | 1.2162e-08 | 0.0015435 | 3.1275e-08
[79 empty] | WLDFR | HFTD - Distribution - Tier 3 - 3QU CoRE ¦ 5QU LoRE | Non-Red Flag Warning - Large Fires | 2030 | 1.2574e-08 | 6.2872e-09 | 1.6167e-08 | 5.777 | 0.74734 | 3.238 | 1.7917 | 0 | 0 | 0 | 1.0474e-05 |  | 7.2642e-08 | 0 | 7.2642e-08 | 3.6321e-08 | 0 | 3.6321e-08 | 9.3397e-08 | 0 | 9.3397e-08 | [16 empty] | 7.3.1.3 Ignition probability mapping showing the probability of ignition along the electric lines and equipmentWLDFRAggregatedAggregated | WLDFR | HFTD - Distribution - Tier 3 - 3QU CoRE ¦ 5QU LoRE | Red Flag Warning - Large Fires | Aggregated | Aggregated | 2024 | 2.0262e-05 | 0 | 90.0882 | 0.0018254 | 2024 | Mitigation | 0.08575 | 30 | 0 | esc | 0.0012005 | 2.4325e-08 | 0.00060025 | 1.2162e-08 | 0.0015435 | 3.1275e-08
[79 empty] | WLDFR | HFTD - Distribution - Tier 3 - 3QU CoRE ¦ 5QU LoRE | Non-Red Flag Warning - Large Fires | 2031 | 1.2574e-08 | 6.2872e-09 | 1.6167e-08 | 5.777 | 0.74734 | 3.238 | 1.7917 | 0 | 0 | 0 | 1.0474e-05 |  | 7.2642e-08 | 0 | 7.2642e-08 | 3.6321e-08 | 0 | 3.6321e-08 | 9.3397e-08 | 0 | 9.3397e-08 | [16 empty] | 7.3.1.3 Ignition probability mapping showing the probability of ignition along the electric lines and equipmentWLDFRAggregatedAggregated | WLDFR | HFTD - Distribution - Tier 3 - 3QU CoRE ¦ 5QU LoRE | Red Flag Warning - Large Fires | Aggregated | Aggregated | 2025 | 2.0262e-05 | 0 | 90.0882 | 0.0018254 | 2025 | Mitigation | 0.08575 | 30 | 0 | esc | 0.0012005 | 2.4325e-08 | 0.00060025 | 1.2162e-08 | 0.0015435 | 3.1275e-08
[79 empty] | WLDFR | HFTD - Distribution - Tier 3 - 3QU CoRE ¦ 5QU LoRE | Non-Red Flag Warning - Large Fires | 2032 | 1.2574e-08 | 6.2872e-09 | 1.6167e-08 | 5.777 | 0.74734 | 3.238 | 1.7917 | 0 | 0 | 0 | 1.0474e-05 |  | 7.2642e-08 | 0 | 7.2642e-08 | 3.6321e-08 | 0 | 3.6321e-08 | 9.3397e-08 | 0 | 9.3397e-08 | [16 empty] | 7.3.1.3 Ignition probability mapping showing the probability of ignition along the electric lines and equipmentWLDFRAggregatedAggregated | WLDFR | HFTD - Distribution - Tier 3 - 3QU CoRE ¦ 5QU LoRE | Red Flag Warning - Large Fires | Aggregated | Aggregated | 2026 | 2.0262e-05 | 0 | 90.0882 | 0.0018254 | 2026 | Mitigation | 0.08575 | 30 | 0 | esc | 0.0012005 | 2.4325e-08 | 0.00060025 | 1.2162e-08 | 0.0015435 | 3.1275e-08
[79 empty] | WLDFR | HFTD - Distribution - Tier 3 - 3QU CoRE ¦ 5QU LoRE | Non-Red Flag Warning - Large Fires | 2033 | 1.2574e-08 | 6.2872e-09 | 1.6167e-08 | 6.1205 | 0.77885 | 3.4265 | 1.9151 | 0 | 0 | 0 | 1.0474e-05 |  | 7.6961e-08 | 0 | 7.6961e-08 | 3.8481e-08 | 0 | 3.8481e-08 | 9.895e-08 | 0 | 9.895e-08 | [16 empty] | 7.3.1.3 Ignition probability mapping showing the probability of ignition along the electric lines and equipmentWLDFRAggregatedAggregated | WLDFR | HFTD - Distribution - Tier 3 - 3QU CoRE ¦ 5QU LoRE | Red Flag Warning - Large Fires | Aggregated | Aggregated | 2027 | 2.0262e-05 | 0 | 90.0882 | 0.0018254 | 2027 | Mitigation | 0.08575 | 30 | 0 | esc | 0.0012005 | 2.4325e-08 | 0.00060025 | 1.2162e-08 | 0.0015435 | 3.1275e-08
[79 empty] | WLDFR | HFTD - Distribution - Tier 3 - 3QU CoRE ¦ 5QU LoRE | Non-Red Flag Warning - Large Fires | 2034 | 1.2574e-08 | 6.2872e-09 | 1.6167e-08 | 6.1205 | 0.77885 | 3.4265 | 1.9151 | 0 | 0 | 0 | 1.0474e-05 |  | 7.6961e-08 | 0 | 7.6961e-08 | 3.8481e-08 | 0 | 3.8481e-08 | 9.895e-08 | 0 | 9.895e-08 | [16 empty] | 7.3.1.3 Ignition probability mapping showing the probability of ignition along the electric lines and equipmentWLDFRAggregatedAggregated | WLDFR | HFTD - Distribution - Tier 3 - 3QU CoRE ¦ 5QU LoRE | Red Flag Warning - Large Fires | Aggregated | Aggregated | 2028 | 2.0262e-05 | 0 | 90.0882 | 0.0018254 | 2028 | Mitigation | 0.08575 | 30 | 0 | esc | 0.0012005 | 2.4325e-08 | 0.00060025 | 1.2162e-08 | 0.0015435 | 3.1275e-08
[79 empty] | WLDFR | HFTD - Distribution - Tier 3 - 3QU CoRE ¦ 5QU LoRE | Non-Red Flag Warning - Large Fires | 2035 | 1.2574e-08 | 6.2872e-09 | 1.6167e-08 | 6.1205 | 0.77885 | 3.4265 | 1.9151 | 0 | 0 | 0 | 1.0474e-05 |  | 7.6961e-08 | 0 | 7.6961e-08 | 3.8481e-08 | 0 | 3.8481e-08 | 9.895e-08 | 0 | 9.895e-08 | [16 empty] | 7.3.1.3 Ignition probability mapping showing the probability of ignition along the electric lines and equipmentWLDFRAggregatedAggregated | WLDFR | HFTD - Distribution - Tier 3 - 3QU CoRE ¦ 5QU LoRE | Red Flag Warning - Large Fires | Aggregated | Aggregated | 2029 | 2.0262e-05 | 0 | 90.0882 | 0.0018254 | 2029 | Mitigation | 0.08575 | 30 | 0 | esc | 0.0012005 | 2.4325e-08 | 0.00060025 | 1.2162e-08 | 0.0015435 | 3.1275e-08
[79 empty] | WLDFR | HFTD - Distribution - Tier 3 - 3QU CoRE ¦ 5QU LoRE | Non-Red Flag Warning - Large Fires | 2036 | 1.2574e-08 | 6.2872e-09 | 1.6167e-08 | 6.1205 | 0.77885 | 3.4265 | 1.9151 | 0 | 0 | 0 | 1.0474e-05 |  | 7.6961e-08 | 0 | 7.6961e-08 | 3.8481e-08 | 0 | 3.8481e-08 | 9.895e-08 | 0 | 9.895e-08 | [16 empty] | 7.3.1.3 Ignition probability mapping showing the probability of ignition along the electric lines and equipmentWLDFRAggregatedAggregated | WLDFR | HFTD - Distribution - Tier 3 - 3QU CoRE ¦ 5QU LoRE | Red Flag Warning - Large Fires | Aggregated | Aggregated | 2030 | 2.0262e-05 | 0 | 90.0882 | 0.0018254 | 2030 | Mitigation | 0.08575 | 30 | 0 | esc | 0.0012005 | 2.4325e-08 | 0.00060025 | 1.2162e-08 | 0.0015435 | 3.1275e-08
[79 empty] | WLDFR | HFTD - Distribution - Tier 3 - 3QU CoRE ¦ 5QU LoRE | Non-Red Flag Warning - Large Fires | 2037 | 1.2574e-08 | 6.2872e-09 | 1.6167e-08 | 6.1205 | 0.77885 | 3.4265 | 1.9151 | 0 | 0 | 0 | 1.0474e-05 |  | 7.6961e-08 | 0 | 7.6961e-08 | 3.8481e-08 | 0 | 3.8481e-08 | 9.895e-08 | 0 | 9.895e-08 | [16 empty] | 7.3.1.3 Ignition probability mapping showing the probability of ignition along the electric lines and equipmentWLDFRAggregatedAggregated | WLDFR | HFTD - Distribution - Tier 3 - 3QU CoRE ¦ 5QU LoRE | Red Flag Warning - Large Fires | Aggregated | Aggregated | 2031 | 2.0262e-05 | 0 | 90.0882 | 0.0018254 | 2031 | Mitigation | 0.08575 | 30 | 0 | esc | 0.0012005 | 2.4325e-08 | 0.00060025 | 1.2162e-08 | 0.0015435 | 3.1275e-08
[79 empty] | WLDFR | HFTD - Distribution - Tier 3 - 3QU CoRE ¦ 5QU LoRE | Non-Red Flag Warning - Large Fires | 2038 | 1.2574e-08 | 6.2872e-09 | 1.6167e-08 | 6.5028 | 0.81304 | 3.6355 | 2.0543 | 0 | 0 | 0 | 1.0474e-05 |  | 8.1768e-08 | 0 | 8.1768e-08 | 4.0884e-08 | 0 | 4.0884e-08 | 1.0513e-07 | 0 | 1.0513e-07 | [16 empty] | 7.3.1.3 Ignition probability mapping showing the probability of ignition along the electric lines and equipmentWLDFRAggregatedAggregated | WLDFR | HFTD - Distribution - Tier 3 - 3QU CoRE ¦ 5QU LoRE | Red Flag Warning - Large Fires | Aggregated | Aggregated | 2032 | 2.0262e-05 | 0 | 90.0882 | 0.0018254 | 2032 | Mitigation | 0.08575 | 30 | 0 | esc | 0.0012005 | 2.4325e-08 | 0.00060025 | 1.2162e-08 | 0.0015435 | 3.1275e-08
[79 empty] | WLDFR | HFTD - Distribution - Tier 3 - 3QU CoRE ¦ 5QU LoRE | Non-Red Flag Warning - Large Fires | 2039 | 1.2574e-08 | 6.2872e-09 | 1.6167e-08 | 6.5028 | 0.81304 | 3.6355 | 2.0543 | 0 | 0 | 0 | 1.0474e-05 |  | 8.1768e-08 | 0 | 8.1768e-08 | 4.0884e-08 | 0 | 4.0884e-08 | 1.0513e-07 | 0 | 1.0513e-07 | [16 empty] | 7.3.1.3 Ignition probability mapping showing the probability of ignition along the electric lines and equipmentWLDFRAggregatedAggregated | WLDFR | HFTD - Distribution - Tier 3 - 3QU CoRE ¦ 5QU LoRE | Red Flag Warning - Large Fires | Aggregated | Aggregated | 2033 | 2.0262e-05 | 0 | 90.0882 | 0.0018254 | 2033 | Mitigation | 0.08575 | 30 | 0 | esc | 0.0012005 | 2.4325e-08 | 0.00060025 | 1.2162e-08 | 0.0015435 | 3.1275e-08
[79 empty] | WLDFR | HFTD - Distribution - Tier 3 - 3QU CoRE ¦ 5QU LoRE | Non-Red Flag Warning - Large Fires | 2040 | 1.2574e-08 | 6.2872e-09 | 1.6167e-08 | 6.5028 | 0.81304 | 3.6355 | 2.0543 | 0 | 0 | 0 | 1.0474e-05 |  | 8.1768e-08 | 0 | 8.1768e-08 | 4.0884e-08 | 0 | 4.0884e-08 | 1.0513e-07 | 0 | 1.0513e-07 | [16 empty] | 7.3.1.3 Ignition probability mapping showing the probability of ignition along the electric lines and equipmentWLDFRAggregatedAggregated | WLDFR | HFTD - Distribution - Tier 3 - 3QU CoRE ¦ 5QU LoRE | Red Flag Warning - Large Fires | Aggregated | Aggregated | 2034 | 2.0262e-05 | 0 | 90.0882 | 0.0018254 | 2034 | Mitigation | 0.08575 | 30 | 0 | esc | 0.0012005 | 2.4325e-08 | 0.00060025 | 1.2162e-08 | 0.0015435 | 3.1275e-08
[79 empty] | WLDFR | HFTD - Distribution - Tier 3 - 3QU CoRE ¦ 5QU LoRE | Non-Red Flag Warning - Large Fires | 2041 | 1.2574e-08 | 6.2872e-09 | 1.6167e-08 | 6.5028 | 0.81304 | 3.6355 | 2.0543 | 0 | 0 | 0 | 1.0474e-05 |  | 8.1768e-08 | 0 | 8.1768e-08 | 4.0884e-08 | 0 | 4.0884e-08 | 1.0513e-07 | 0 | 1.0513e-07 | [16 empty] | 7.3.1.3 Ignition probability mapping showing the probability of ignition along the electric lines and equipmentWLDFRAggregatedAggregated | WLDFR | HFTD - Distribution - Tier 3 - 3QU CoRE ¦ 5QU LoRE | Red Flag Warning - Large Fires | Aggregated | Aggregated | 2035 | 2.0262e-05 | 0 | 90.0882 | 0.0018254 | 2035 | Mitigation | 0.08575 | 30 | 0 | esc | 0.0012005 | 2.4325e-08 | 0.00060025 | 1.2162e-08 | 0.0015435 | 3.1275e-08
[79 empty] | WLDFR | HFTD - Distribution - Tier 3 - 3QU CoRE ¦ 5QU LoRE | Non-Red Flag Warning - Large Fires | 2042 | 1.2574e-08 | 6.2872e-09 | 1.6167e-08 | 6.5028 | 0.81304 | 3.6355 | 2.0543 | 0 | 0 | 0 | 1.0474e-05 |  | 8.1768e-08 | 0 | 8.1768e-08 | 4.0884e-08 | 0 | 4.0884e-08 | 1.0513e-07 | 0 | 1.0513e-07 | [16 empty] | 7.3.1.3 Ignition probability mapping showing the probability of ignition along the electric lines and equipmentWLDFRAggregatedAggregated | WLDFR | HFTD - Distribution - Tier 3 - 3QU CoRE ¦ 5QU LoRE | Red Flag Warning - Large Fires | Aggregated | Aggregated | 2036 | 2.0262e-05 | 0 | 90.0882 | 0.0018254 | 2036 | Mitigation | 0.08575 | 30 | 0 | esc | 0.0012005 | 2.4325e-08 | 0.00060025 | 1.2162e-08 | 0.0015435 | 3.1275e-08
[79 empty] | WLDFR | HFTD - Distribution - Tier 3 - 3QU CoRE ¦ 5QU LoRE | Non-Red Flag Warning - Large Fires | 2043 | 1.2574e-08 | 6.2872e-09 | 1.6167e-08 | 6.9209 | 0.84944 | 3.8632 | 2.2083 | 0 | 0 | 0 | 1.0474e-05 |  | 8.7026e-08 | 0 | 8.7026e-08 | 4.3513e-08 | 0 | 4.3513e-08 | 1.1189e-07 | 0 | 1.1189e-07 | [16 empty] | 7.3.1.3 Ignition probability mapping showing the probability of ignition along the electric lines and equipmentWLDFRAggregatedAggregated | WLDFR | HFTD - Distribution - Tier 3 - 3QU CoRE ¦ 5QU LoRE | Red Flag Warning - Large Fires | Aggregated | Aggregated | 2037 | 2.0262e-05 | 0 | 90.0882 | 0.0018254 | 2037 | Mitigation | 0.08575 | 30 | 0 | esc | 0.0012005 | 2.4325e-08 | 0.00060025 | 1.2162e-08 | 0.0015435 | 3.1275e-08
[79 empty] | WLDFR | HFTD - Distribution - Tier 3 - 3QU CoRE ¦ 5QU LoRE | Non-Red Flag Warning - Large Fires | 2044 | 1.2574e-08 | 6.2872e-09 | 1.6167e-08 | 6.9209 | 0.84944 | 3.8632 | 2.2083 | 0 | 0 | 0 | 1.0474e-05 |  | 8.7026e-08 | 0 | 8.7026e-08 | 4.3513e-08 | 0 | 4.3513e-08 | 1.1189e-07 | 0 | 1.1189e-07 | [16 empty] | 7.3.1.3 Ignition probability mapping showing the probability of ignition along the electric lines and equipmentWLDFRAggregatedAggregated | WLDFR | HFTD - Distribution - Tier 3 - 3QU CoRE ¦ 5QU LoRE | Red Flag Warning - Large Fires | Aggregated | Aggregated | 2038 | 2.0262e-05 | 0 | 90.0882 | 0.0018254 | 2038 | Mitigation | 0.08575 | 30 | 0 | esc | 0.0012005 | 2.4325e-08 | 0.00060025 | 1.2162e-08 | 0.0015435 | 3.1275e-08
[79 empty] | WLDFR | HFTD - Distribution - Tier 3 - 3QU CoRE ¦ 5QU LoRE | Non-Red Flag Warning - Large Fires | 2045 | 1.2574e-08 | 6.2872e-09 | 1.6167e-08 | 6.9209 | 0.84944 | 3.8632 | 2.2083 | 0 | 0 | 0 | 1.0474e-05 |  | 8.7026e-08 | 0 | 8.7026e-08 | 4.3513e-08 | 0 | 4.3513e-08 | 1.1189e-07 | 0 | 1.1189e-07 | [16 empty] | 7.3.1.3 Ignition probability mapping showing the probability of ignition along the electric lines and equipmentWLDFRAggregatedAggregated | WLDFR | HFTD - Distribution - Tier 3 - 3QU CoRE ¦ 5QU LoRE | Red Flag Warning - Large Fires | Aggregated | Aggregated | 2039 | 2.0262e-05 | 0 | 90.0882 | 0.0018254 | 2039 | Mitigation | 0.08575 | 30 | 0 | esc | 0.0012005 | 2.4325e-08 | 0.00060025 | 1.2162e-08 | 0.0015435 | 3.1275e-08
[79 empty] | WLDFR | HFTD - Distribution - Tier 3 - 3QU CoRE ¦ 5QU LoRE | Non-Red Flag Warning - Large Fires | 2046 | 1.2574e-08 | 6.2872e-09 | 1.6167e-08 | 6.9209 | 0.84944 | 3.8632 | 2.2083 | 0 | 0 | 0 | 1.0474e-05 |  | 8.7026e-08 | 0 | 8.7026e-08 | 4.3513e-08 | 0 | 4.3513e-08 | 1.1189e-07 | 0 | 1.1189e-07 | [16 empty] | 7.3.1.3 Ignition probability mapping showing the probability of ignition along the electric lines and equipmentWLDFRAggregatedAggregated | WLDFR | HFTD - Distribution - Tier 3 - 3QU CoRE ¦ 5QU LoRE | Red Flag Warning - Large Fires | Aggregated | Aggregated | 2040 | 2.0262e-05 | 0 | 90.0882 | 0.0018254 | 2040 | Mitigation | 0.08575 | 30 | 0 | esc | 0.0012005 | 2.4325e-08 | 0.00060025 | 1.2162e-08 | 0.0015435 | 3.1275e-08
[79 empty] | WLDFR | HFTD - Distribution - Tier 3 - 3QU CoRE ¦ 5QU LoRE | Non-Red Flag Warning - Large Fires | 2047 | 1.2574e-08 | 6.2872e-09 | 1.6167e-08 | 6.9209 | 0.84944 | 3.8632 | 2.2083 | 0 | 0 | 0 | 1.0474e-05 |  | 8.7026e-08 | 0 | 8.7026e-08 | 4.3513e-08 | 0 | 4.3513e-08 | 1.1189e-07 | 0 | 1.1189e-07 | [16 empty] | 7.3.1.3 Ignition probability mapping showing the probability of ignition along the electric lines and equipmentWLDFRAggregatedAggregated | WLDFR | HFTD - Distribution - Tier 3 - 3QU CoRE ¦ 5QU LoRE | Red Flag Warning - Large Fires | Aggregated | Aggregated | 2041 | 2.0262e-05 | 0 | 90.0882 | 0.0018254 | 2041 | Mitigation | 0.08575 | 30 | 0 | esc | 0.0012005 | 2.4325e-08 | 0.00060025 | 1.2162e-08 | 0.0015435 | 3.1275e-08
[79 empty] | WLDFR | HFTD - Distribution - Tier 3 - 3QU CoRE ¦ 5QU LoRE | Non-Red Flag Warning - Large Fires | 2048 | 1.2574e-08 | 6.2872e-09 | 1.6167e-08 | 7.3713 | 0.88759 | 4.1075 | 2.3763 | 0 | 0 | 0 | 1.0474e-05 |  | 9.269e-08 | 0 | 9.269e-08 | 4.6345e-08 | 0 | 4.6345e-08 | 1.1917e-07 | 0 | 1.1917e-07 | [16 empty] | 7.3.1.3 Ignition probability mapping showing the probability of ignition along the electric lines and equipmentWLDFRAggregatedAggregated | WLDFR | HFTD - Distribution - Tier 3 - 3QU CoRE ¦ 5QU LoRE | Red Flag Warning - Large Fires | Aggregated | Aggregated | 2042 | 2.0262e-05 | 0 | 90.0882 | 0.0018254 | 2042 | Mitigation | 0.08575 | 30 | 0 | esc | 0.0012005 | 2.4325e-08 | 0.00060025 | 1.2162e-08 | 0.0015435 | 3.1275e-08
[79 empty] | WLDFR | HFTD - Distribution - Tier 3 - 3QU CoRE ¦ 5QU LoRE | Non-Red Flag Warning - Large Fires | 2049 | 1.2574e-08 | 6.2872e-09 | 1.6167e-08 | 7.3713 | 0.88759 | 4.1075 | 2.3763 | 0 | 0 | 0 | 1.0474e-05 |  | 9.269e-08 | 0 | 9.269e-08 | 4.6345e-08 | 0 | 4.6345e-08 | 1.1917e-07 | 0 | 1.1917e-07 | [16 empty] | 7.3.1.3 Ignition probability mapping showing the probability of ignition along the electric lines and equipmentWLDFRAggregatedAggregated | WLDFR | HFTD - Distribution - Tier 3 - 3QU CoRE ¦ 5QU LoRE | Red Flag Warning - Large Fires | Aggregated | Aggregated | 2043 | 2.0262e-05 | 0 | 90.0882 | 0.0018254 | 2043 | Mitigation | 0.08575 | 30 | 0 | esc | 0.0012005 | 2.4325e-08 | 0.00060025 | 1.2162e-08 | 0.0015435 | 3.1275e-08
[79 empty] | WLDFR | HFTD - Distribution - Tier 3 - 3QU CoRE ¦ 5QU LoRE | Non-Red Flag Warning - Large Fires | 2050 | 0 | 6.2872e-09 | 1.6167e-08 | 7.3713 | 0.88759 | 4.1075 | 2.3763 | 0 | 0 | 0 | 1.0474e-05 |  | 0 | 0 | 0 | 4.6345e-08 | 0 | 4.6345e-08 | 1.1917e-07 | 0 | 1.1917e-07 | [16 empty] | 7.3.1.3 Ignition probability mapping showing the probability of ignition along the electric lines and equipmentWLDFRAggregatedAggregated | WLDFR | HFTD - Distribution - Tier 3 - 3QU CoRE ¦ 5QU LoRE | Red Flag Warning - Large Fires | Aggregated | Aggregated | 2044 | 2.0262e-05 | 0 | 90.0882 | 0.0018254 | 2044 | Mitigation | 0.08575 | 30 | 0 | esc | 0.0012005 | 2.4325e-08 | 0.00060025 | 1.2162e-08 | 0.0015435 | 3.1275e-08
[79 empty] | WLDFR | HFTD - Distribution - Tier 3 - 3QU CoRE ¦ 5QU LoRE | Non-Red Flag Warning - Large Fires | 2051 | 0 | 0 | 1.6167e-08 | 7.3713 | 0.88759 | 4.1075 | 2.3763 | 0 | 0 | 0 | 1.0474e-05 |  | 0 | 0 | 0 | 0 | 0 | 0 | 1.1917e-07 | 0 | 1.1917e-07 | [16 empty] | 7.3.1.3 Ignition probability mapping showing the probability of ignition along the electric lines and equipmentWLDFRAggregatedAggregated | WLDFR | HFTD - Distribution - Tier 3 - 3QU CoRE ¦ 5QU LoRE | Red Flag Warning - Large Fires | Aggregated | Aggregated | 2045 | 2.0262e-05 | 0 | 90.0882 | 0.0018254 | 2045 | Mitigation | 0.08575 | 30 | 0 | esc | 0.0012005 | 2.4325e-08 | 0.00060025 | 1.2162e-08 | 0.0015435 | 3.1275e-08
[79 empty] | WLDFR | HFTD - Distribution - Tier 3 - 3QU CoRE ¦ 5QU LoRE | Non-Red Flag Warning - Small Fires | 2020 | 3.1199e-06 | 0 | 0 | 0.077901 | 0.036425 | 0.0015809 | 0.039895 | 0 | 0 | 0 | 0.0025988 |  | 2.4304e-07 | 0 | 2.4304e-07 | 0 | 0 | 0 | 0 | 0 | 0 | [16 empty] | 7.3.1.3 Ignition probability mapping showing the probability of ignition along the electric lines and equipmentWLDFRAggregatedAggregated | WLDFR | HFTD - Distribution - Tier 3 - 3QU CoRE ¦ 5QU LoRE | Red Flag Warning - Large Fires | Aggregated | Aggregated | 2046 | 2.0262e-05 | 0 | 90.0882 | 0.0018254 | 2046 | Mitigation | 0.08575 | 30 | 0 | esc | 0.0012005 | 2.4325e-08 | 0.00060025 | 1.2162e-08 | 0.0015435 | 3.1275e-08
[79 empty] | WLDFR | HFTD - Distribution - Tier 3 - 3QU CoRE ¦ 5QU LoRE | Non-Red Flag Warning - Small Fires | 2021 | 3.1199e-06 | 1.5599e-06 | 0 | 0.077901 | 0.036425 | 0.0015809 | 0.039895 | 0 | 0 | 0 | 0.0025988 |  | 2.4304e-07 | 0 | 2.4304e-07 | 1.2152e-07 | 0 | 1.2152e-07 | 0 | 0 | 0 | [16 empty] | 7.3.1.3 Ignition probability mapping showing the probability of ignition along the electric lines and equipmentWLDFRAggregatedAggregated | WLDFR | HFTD - Distribution - Tier 3 - 3QU CoRE ¦ 5QU LoRE | Red Flag Warning - Large Fires | Aggregated | Aggregated | 2047 | 2.0262e-05 | 0 | 90.0882 | 0.0018254 | 2047 | Mitigation | 0.08575 | 30 | 0 | esc | 0.0012005 | 2.4325e-08 | 0.00060025 | 1.2162e-08 | 0.0015435 | 3.1275e-08
[79 empty] | WLDFR | HFTD - Distribution - Tier 3 - 3QU CoRE ¦ 5QU LoRE | Non-Red Flag Warning - Small Fires | 2022 | 3.1199e-06 | 1.5599e-06 | 4.0113e-06 | 0.077901 | 0.036425 | 0.0015809 | 0.039895 | 0 | 0 | 0 | 0.0025988 |  | 2.4304e-07 | 0 | 2.4304e-07 | 1.2152e-07 | 0 | 1.2152e-07 | 3.1248e-07 | 0 | 3.1248e-07 | [16 empty] | 7.3.1.3 Ignition probability mapping showing the probability of ignition along the electric lines and equipmentWLDFRAggregatedAggregated | WLDFR | HFTD - Distribution - Tier 3 - 3QU CoRE ¦ 5QU LoRE | Red Flag Warning - Large Fires | Aggregated | Aggregated | 2048 | 2.0262e-05 | 0 | 90.0882 | 0.0018254 | 2048 | Mitigation | 0.08575 | 30 | 0 | esc | 0.0012005 | 2.4325e-08 | 0.00060025 | 1.2162e-08 | 0.0015435 | 3.1275e-08
[79 empty] | WLDFR | HFTD - Distribution - Tier 3 - 3QU CoRE ¦ 5QU LoRE | Non-Red Flag Warning - Small Fires | 2023 | 3.1199e-06 | 1.5599e-06 | 4.0113e-06 | 0.080408 | 0.03759 | 0.0016314 | 0.041187 | 0 | 0 | 0 | 0.0025988 |  | 2.5086e-07 | 0 | 2.5086e-07 | 1.2543e-07 | 0 | 1.2543e-07 | 3.2254e-07 | 0 | 3.2254e-07 | [16 empty] | 7.3.1.3 Ignition probability mapping showing the probability of ignition along the electric lines and equipmentWLDFRAggregatedAggregated | WLDFR | HFTD - Distribution - Tier 3 - 3QU CoRE ¦ 5QU LoRE | Red Flag Warning - Large Fires | Aggregated | Aggregated | 2049 | 2.0262e-05 | 0 | 90.0882 | 0.0018254 | 2049 | Mitigation | 0.08575 | 30 | 0 | esc | 0.0012005 | 2.4325e-08 | 0.00060025 | 1.2162e-08 | 0.0015435 | 3.1275e-08
[79 empty] | WLDFR | HFTD - Distribution - Tier 3 - 3QU CoRE ¦ 5QU LoRE | Non-Red Flag Warning - Small Fires | 2024 | 3.1199e-06 | 1.5599e-06 | 4.0113e-06 | 0.080408 | 0.03759 | 0.0016314 | 0.041187 | 0 | 0 | 0 | 0.0025988 |  | 2.5086e-07 | 0 | 2.5086e-07 | 1.2543e-07 | 0 | 1.2543e-07 | 3.2254e-07 | 0 | 3.2254e-07 | [16 empty] | 7.3.1.3 Ignition probability mapping showing the probability of ignition along the electric lines and equipmentWLDFRAggregatedAggregated | WLDFR | HFTD - Distribution - Tier 3 - 3QU CoRE ¦ 5QU LoRE | Red Flag Warning - Large Fires | Aggregated | Aggregated | 2050 | 2.0262e-05 | 0 | 90.0882 | 0.0018254 | 2050 | Mitigation | 0.08575 | 30 | 0 | esc | 0 | 0 | 0.00060025 | 1.2162e-08 | 0.0015435 | 3.1275e-08
[79 empty] | WLDFR | HFTD - Distribution - Tier 3 - 3QU CoRE ¦ 5QU LoRE | Non-Red Flag Warning - Small Fires | 2025 | 3.1199e-06 | 1.5599e-06 | 4.0113e-06 | 0.080408 | 0.03759 | 0.0016314 | 0.041187 | 0 | 0 | 0 | 0.0025988 |  | 2.5086e-07 | 0 | 2.5086e-07 | 1.2543e-07 | 0 | 1.2543e-07 | 3.2254e-07 | 0 | 3.2254e-07 | [16 empty] | 7.3.1.3 Ignition probability mapping showing the probability of ignition along the electric lines and equipmentWLDFRAggregatedAggregated | WLDFR | HFTD - Distribution - Tier 3 - 3QU CoRE ¦ 5QU LoRE | Red Flag Warning - Large Fires | Aggregated | Aggregated | 2051 | 2.0262e-05 | 0 | 90.0882 | 0.0018254 | 2051 | Mitigation | 0.08575 | 30 | 0 | esc | 0 | 0 | 0 | 0 | 0.0015435 | 3.1275e-08
[79 empty] | WLDFR | HFTD - Distribution - Tier 3 - 3QU CoRE ¦ 5QU LoRE | Non-Red Flag Warning - Small Fires | 2026 | 3.1199e-06 | 1.5599e-06 | 4.0113e-06 | 0.080408 | 0.03759 | 0.0016314 | 0.041187 | 0 | 0 | 0 | 0.0025988 |  | 2.5086e-07 | 0 | 2.5086e-07 | 1.2543e-07 | 0 | 1.2543e-07 | 3.2254e-07 | 0 | 3.2254e-07 | [16 empty] | 7.3.1.3 Ignition probability mapping showing the probability of ignition along the electric lines and equipmentWLDFRAggregatedAggregated | WLDFR | HFTD - Distribution - Tier 3 - 3QU CoRE ¦ 5QU LoRE | Red Flag Warning - Small Fires | Aggregated | Aggregated | 2021 | 0.00038391 | 0 | 90.0882 | 0.034586 | 2021 | Mitigation | 0.08575 | 30 | 0 | esc | 0.0012005 | 4.6089e-07 | 0.00060025 | 2.3044e-07 | 0 | 0
[79 empty] | WLDFR | HFTD - Distribution - Tier 3 - 3QU CoRE ¦ 5QU LoRE | Non-Red Flag Warning - Small Fires | 2027 | 3.1199e-06 | 1.5599e-06 | 4.0113e-06 | 0.080408 | 0.03759 | 0.0016314 | 0.041187 | 0 | 0 | 0 | 0.0025988 |  | 2.5086e-07 | 0 | 2.5086e-07 | 1.2543e-07 | 0 | 1.2543e-07 | 3.2254e-07 | 0 | 3.2254e-07 | [16 empty] | 7.3.1.3 Ignition probability mapping showing the probability of ignition along the electric lines and equipmentWLDFRAggregatedAggregated | WLDFR | HFTD - Distribution - Tier 3 - 3QU CoRE ¦ 5QU LoRE | Red Flag Warning - Small Fires | Aggregated | Aggregated | 2022 | 0.00038391 | 0 | 90.0882 | 0.034586 | 2022 | Mitigation | 0.08575 | 30 | 0 | esc | 0.0012005 | 4.6089e-07 | 0.00060025 | 2.3044e-07 | 0.0015435 | 5.9257e-07
[79 empty] | WLDFR | HFTD - Distribution - Tier 3 - 3QU CoRE ¦ 5QU LoRE | Non-Red Flag Warning - Small Fires | 2028 | 3.1199e-06 | 1.5599e-06 | 4.0113e-06 | 0.083606 | 0.039055 | 0.001695 | 0.042856 | 0 | 0 | 0 | 0.0025988 |  | 2.6084e-07 | 0 | 2.6084e-07 | 1.3042e-07 | 0 | 1.3042e-07 | 3.3537e-07 | 0 | 3.3537e-07 | [16 empty] | 7.3.1.3 Ignition probability mapping showing the probability of ignition along the electric lines and equipmentWLDFRAggregatedAggregated | WLDFR | HFTD - Distribution - Tier 3 - 3QU CoRE ¦ 5QU LoRE | Red Flag Warning - Small Fires | Aggregated | Aggregated | 2023 | 0.00038391 | 0 | 90.0882 | 0.034586 | 2023 | Mitigation | 0.08575 | 30 | 0 | esc | 0.0012005 | 4.6089e-07 | 0.00060025 | 2.3044e-07 | 0.0015435 | 5.9257e-07
[79 empty] | WLDFR | HFTD - Distribution - Tier 3 - 3QU CoRE ¦ 5QU LoRE | Non-Red Flag Warning - Small Fires | 2029 | 3.1199e-06 | 1.5599e-06 | 4.0113e-06 | 0.083606 | 0.039055 | 0.001695 | 0.042856 | 0 | 0 | 0 | 0.0025988 |  | 2.6084e-07 | 0 | 2.6084e-07 | 1.3042e-07 | 0 | 1.3042e-07 | 3.3537e-07 | 0 | 3.3537e-07 | [16 empty] | 7.3.1.3 Ignition probability mapping showing the probability of ignition along the electric lines and equipmentWLDFRAggregatedAggregated | WLDFR | HFTD - Distribution - Tier 3 - 3QU CoRE ¦ 5QU LoRE | Red Flag Warning - Small Fires | Aggregated | Aggregated | 2024 | 0.00038391 | 0 | 90.0882 | 0.034586 | 2024 | Mitigation | 0.08575 | 30 | 0 | esc | 0.0012005 | 4.6089e-07 | 0.00060025 | 2.3044e-07 | 0.0015435 | 5.9257e-07
[79 empty] | WLDFR | HFTD - Distribution - Tier 3 - 3QU CoRE ¦ 5QU LoRE | Non-Red Flag Warning - Small Fires | 2030 | 3.1199e-06 | 1.5599e-06 | 4.0113e-06 | 0.083606 | 0.039055 | 0.001695 | 0.042856 | 0 | 0 | 0 | 0.0025988 |  | 2.6084e-07 | 0 | 2.6084e-07 | 1.3042e-07 | 0 | 1.3042e-07 | 3.3537e-07 | 0 | 3.3537e-07 | [16 empty] | 7.3.1.3 Ignition probability mapping showing the probability of ignition along the electric lines and equipmentWLDFRAggregatedAggregated | WLDFR | HFTD - Distribution - Tier 3 - 3QU CoRE ¦ 5QU LoRE | Red Flag Warning - Small Fires | Aggregated | Aggregated | 2025 | 0.00038391 | 0 | 90.0882 | 0.034586 | 2025 | Mitigation | 0.08575 | 30 | 0 | esc | 0.0012005 | 4.6089e-07 | 0.00060025 | 2.3044e-07 | 0.0015435 | 5.9257e-07
[79 empty] | WLDFR | HFTD - Distribution - Tier 3 - 3QU CoRE ¦ 5QU LoRE | Non-Red Flag Warning - Small Fires | 2031 | 3.1199e-06 | 1.5599e-06 | 4.0113e-06 | 0.083606 | 0.039055 | 0.001695 | 0.042856 | 0 | 0 | 0 | 0.0025988 |  | 2.6084e-07 | 0 | 2.6084e-07 | 1.3042e-07 | 0 | 1.3042e-07 | 3.3537e-07 | 0 | 3.3537e-07 | [16 empty] | 7.3.1.3 Ignition probability mapping showing the probability of ignition along the electric lines and equipmentWLDFRAggregatedAggregated | WLDFR | HFTD - Distribution - Tier 3 - 3QU CoRE ¦ 5QU LoRE | Red Flag Warning - Small Fires | Aggregated | Aggregated | 2026 | 0.00038391 | 0 | 90.0882 | 0.034586 | 2026 | Mitigation | 0.08575 | 30 | 0 | esc | 0.0012005 | 4.6089e-07 | 0.00060025 | 2.3044e-07 | 0.0015435 | 5.9257e-07
[79 empty] | WLDFR | HFTD - Distribution - Tier 3 - 3QU CoRE ¦ 5QU LoRE | Non-Red Flag Warning - Small Fires | 2032 | 3.1199e-06 | 1.5599e-06 | 4.0113e-06 | 0.083606 | 0.039055 | 0.001695 | 0.042856 | 0 | 0 | 0 | 0.0025988 |  | 2.6084e-07 | 0 | 2.6084e-07 | 1.3042e-07 | 0 | 1.3042e-07 | 3.3537e-07 | 0 | 3.3537e-07 | [16 empty] | 7.3.1.3 Ignition probability mapping showing the probability of ignition along the electric lines and equipmentWLDFRAggregatedAggregated | WLDFR | HFTD - Distribution - Tier 3 - 3QU CoRE ¦ 5QU LoRE | Red Flag Warning - Small Fires | Aggregated | Aggregated | 2027 | 0.00038391 | 0 | 90.0882 | 0.034586 | 2027 | Mitigation | 0.08575 | 30 | 0 | esc | 0.0012005 | 4.6089e-07 | 0.00060025 | 2.3044e-07 | 0.0015435 | 5.9257e-07
[79 empty] | WLDFR | HFTD - Distribution - Tier 3 - 3QU CoRE ¦ 5QU LoRE | Non-Red Flag Warning - Small Fires | 2033 | 3.1199e-06 | 1.5599e-06 | 4.0113e-06 | 0.087211 | 0.040679 | 0.0017655 | 0.044766 | 0 | 0 | 0 | 0.0025988 |  | 2.7209e-07 | 0 | 2.7209e-07 | 1.3604e-07 | 0 | 1.3604e-07 | 3.4983e-07 | 0 | 3.4983e-07 | [16 empty] | 7.3.1.3 Ignition probability mapping showing the probability of ignition along the electric lines and equipmentWLDFRAggregatedAggregated | WLDFR | HFTD - Distribution - Tier 3 - 3QU CoRE ¦ 5QU LoRE | Red Flag Warning - Small Fires | Aggregated | Aggregated | 2028 | 0.00038391 | 0 | 90.0882 | 0.034586 | 2028 | Mitigation | 0.08575 | 30 | 0 | esc | 0.0012005 | 4.6089e-07 | 0.00060025 | 2.3044e-07 | 0.0015435 | 5.9257e-07
[79 empty] | WLDFR | HFTD - Distribution - Tier 3 - 3QU CoRE ¦ 5QU LoRE | Non-Red Flag Warning - Small Fires | 2034 | 3.1199e-06 | 1.5599e-06 | 4.0113e-06 | 0.087211 | 0.040679 | 0.0017655 | 0.044766 | 0 | 0 | 0 | 0.0025988 |  | 2.7209e-07 | 0 | 2.7209e-07 | 1.3604e-07 | 0 | 1.3604e-07 | 3.4983e-07 | 0 | 3.4983e-07 | [16 empty] | 7.3.1.3 Ignition probability mapping showing the probability of ignition along the electric lines and equipmentWLDFRAggregatedAggregated | WLDFR | HFTD - Distribution - Tier 3 - 3QU CoRE ¦ 5QU LoRE | Red Flag Warning - Small Fires | Aggregated | Aggregated | 2029 | 0.00038391 | 0 | 90.0882 | 0.034586 | 2029 | Mitigation | 0.08575 | 30 | 0 | esc | 0.0012005 | 4.6089e-07 | 0.00060025 | 2.3044e-07 | 0.0015435 | 5.9257e-07
[79 empty] | WLDFR | HFTD - Distribution - Tier 3 - 3QU CoRE ¦ 5QU LoRE | Non-Red Flag Warning - Small Fires | 2035 | 3.1199e-06 | 1.5599e-06 | 4.0113e-06 | 0.087211 | 0.040679 | 0.0017655 | 0.044766 | 0 | 0 | 0 | 0.0025988 |  | 2.7209e-07 | 0 | 2.7209e-07 | 1.3604e-07 | 0 | 1.3604e-07 | 3.4983e-07 | 0 | 3.4983e-07 | [16 empty] | 7.3.1.3 Ignition probability mapping showing the probability of ignition along the electric lines and equipmentWLDFRAggregatedAggregated | WLDFR | HFTD - Distribution - Tier 3 - 3QU CoRE ¦ 5QU LoRE | Red Flag Warning - Small Fires | Aggregated | Aggregated | 2030 | 0.00038391 | 0 | 90.0882 | 0.034586 | 2030 | Mitigation | 0.08575 | 30 | 0 | esc | 0.0012005 | 4.6089e-07 | 0.00060025 | 2.3044e-07 | 0.0015435 | 5.9257e-07
[79 empty] | WLDFR | HFTD - Distribution - Tier 3 - 3QU CoRE ¦ 5QU LoRE | Non-Red Flag Warning - Small Fires | 2036 | 3.1199e-06 | 1.5599e-06 | 4.0113e-06 | 0.087211 | 0.040679 | 0.0017655 | 0.044766 | 0 | 0 | 0 | 0.0025988 |  | 2.7209e-07 | 0 | 2.7209e-07 | 1.3604e-07 | 0 | 1.3604e-07 | 3.4983e-07 | 0 | 3.4983e-07 | [16 empty] | 7.3.1.3 Ignition probability mapping showing the probability of ignition along the electric lines and equipmentWLDFRAggregatedAggregated | WLDFR | HFTD - Distribution - Tier 3 - 3QU CoRE ¦ 5QU LoRE | Red Flag Warning - Small Fires | Aggregated | Aggregated | 2031 | 0.00038391 | 0 | 90.0882 | 0.034586 | 2031 | Mitigation | 0.08575 | 30 | 0 | esc | 0.0012005 | 4.6089e-07 | 0.00060025 | 2.3044e-07 | 0.0015435 | 5.9257e-07
[79 empty] | WLDFR | HFTD - Distribution - Tier 3 - 3QU CoRE ¦ 5QU LoRE | Non-Red Flag Warning - Small Fires | 2037 | 3.1199e-06 | 1.5599e-06 | 4.0113e-06 | 0.087211 | 0.040679 | 0.0017655 | 0.044766 | 0 | 0 | 0 | 0.0025988 |  | 2.7209e-07 | 0 | 2.7209e-07 | 1.3604e-07 | 0 | 1.3604e-07 | 3.4983e-07 | 0 | 3.4983e-07 | [16 empty] | 7.3.1.3 Ignition probability mapping showing the probability of ignition along the electric lines and equipmentWLDFRAggregatedAggregated | WLDFR | HFTD - Distribution - Tier 3 - 3QU CoRE ¦ 5QU LoRE | Red Flag Warning - Small Fires | Aggregated | Aggregated | 2032 | 0.00038391 | 0 | 90.0882 | 0.034586 | 2032 | Mitigation | 0.08575 | 30 | 0 | esc | 0.0012005 | 4.6089e-07 | 0.00060025 | 2.3044e-07 | 0.0015435 | 5.9257e-07
[79 empty] | WLDFR | HFTD - Distribution - Tier 3 - 3QU CoRE ¦ 5QU LoRE | Non-Red Flag Warning - Small Fires | 2038 | 3.1199e-06 | 1.5599e-06 | 4.0113e-06 | 0.091184 | 0.042438 | 0.0018418 | 0.046905 | 0 | 0 | 0 | 0.0025988 |  | 2.8448e-07 | 0 | 2.8448e-07 | 1.4224e-07 | 0 | 1.4224e-07 | 3.6576e-07 | 0 | 3.6576e-07 | [16 empty] | 7.3.1.3 Ignition probability mapping showing the probability of ignition along the electric lines and equipmentWLDFRAggregatedAggregated | WLDFR | HFTD - Distribution - Tier 3 - 3QU CoRE ¦ 5QU LoRE | Red Flag Warning - Small Fires | Aggregated | Aggregated | 2033 | 0.00038391 | 0 | 90.0882 | 0.034586 | 2033 | Mitigation | 0.08575 | 30 | 0 | esc | 0.0012005 | 4.6089e-07 | 0.00060025 | 2.3044e-07 | 0.0015435 | 5.9257e-07
[79 empty] | WLDFR | HFTD - Distribution - Tier 3 - 3QU CoRE ¦ 5QU LoRE | Non-Red Flag Warning - Small Fires | 2039 | 3.1199e-06 | 1.5599e-06 | 4.0113e-06 | 0.091184 | 0.042438 | 0.0018418 | 0.046905 | 0 | 0 | 0 | 0.0025988 |  | 2.8448e-07 | 0 | 2.8448e-07 | 1.4224e-07 | 0 | 1.4224e-07 | 3.6576e-07 | 0 | 3.6576e-07 | [16 empty] | 7.3.1.3 Ignition probability mapping showing the probability of ignition along the electric lines and equipmentWLDFRAggregatedAggregated | WLDFR | HFTD - Distribution - Tier 3 - 3QU CoRE ¦ 5QU LoRE | Red Flag Warning - Small Fires | Aggregated | Aggregated | 2034 | 0.00038391 | 0 | 90.0882 | 0.034586 | 2034 | Mitigation | 0.08575 | 30 | 0 | esc | 0.0012005 | 4.6089e-07 | 0.00060025 | 2.3044e-07 | 0.0015435 | 5.9257e-07
[79 empty] | WLDFR | HFTD - Distribution - Tier 3 - 3QU CoRE ¦ 5QU LoRE | Non-Red Flag Warning - Small Fires | 2040 | 3.1199e-06 | 1.5599e-06 | 4.0113e-06 | 0.091184 | 0.042438 | 0.0018418 | 0.046905 | 0 | 0 | 0 | 0.0025988 |  | 2.8448e-07 | 0 | 2.8448e-07 | 1.4224e-07 | 0 | 1.4224e-07 | 3.6576e-07 | 0 | 3.6576e-07 | [16 empty] | 7.3.1.3 Ignition probability mapping showing the probability of ignition along the electric lines and equipmentWLDFRAggregatedAggregated | WLDFR | HFTD - Distribution - Tier 3 - 3QU CoRE ¦ 5QU LoRE | Red Flag Warning - Small Fires | Aggregated | Aggregated | 2035 | 0.00038391 | 0 | 90.0882 | 0.034586 | 2035 | Mitigation | 0.08575 | 30 | 0 | esc | 0.0012005 | 4.6089e-07 | 0.00060025 | 2.3044e-07 | 0.0015435 | 5.9257e-07
[79 empty] | WLDFR | HFTD - Distribution - Tier 3 - 3QU CoRE ¦ 5QU LoRE | Non-Red Flag Warning - Small Fires | 2041 | 3.1199e-06 | 1.5599e-06 | 4.0113e-06 | 0.091184 | 0.042438 | 0.0018418 | 0.046905 | 0 | 0 | 0 | 0.0025988 |  | 2.8448e-07 | 0 | 2.8448e-07 | 1.4224e-07 | 0 | 1.4224e-07 | 3.6576e-07 | 0 | 3.6576e-07 | [16 empty] | 7.3.1.3 Ignition probability mapping showing the probability of ignition along the electric lines and equipmentWLDFRAggregatedAggregated | WLDFR | HFTD - Distribution - Tier 3 - 3QU CoRE ¦ 5QU LoRE | Red Flag Warning - Small Fires | Aggregated | Aggregated | 2036 | 0.00038391 | 0 | 90.0882 | 0.034586 | 2036 | Mitigation | 0.08575 | 30 | 0 | esc | 0.0012005 | 4.6089e-07 | 0.00060025 | 2.3044e-07 | 0.0015435 | 5.9257e-07
[79 empty] | WLDFR | HFTD - Distribution - Tier 3 - 3QU CoRE ¦ 5QU LoRE | Non-Red Flag Warning - Small Fires | 2042 | 3.1199e-06 | 1.5599e-06 | 4.0113e-06 | 0.091184 | 0.042438 | 0.0018418 | 0.046905 | 0 | 0 | 0 | 0.0025988 |  | 2.8448e-07 | 0 | 2.8448e-07 | 1.4224e-07 | 0 | 1.4224e-07 | 3.6576e-07 | 0 | 3.6576e-07 | [16 empty] | 7.3.1.3 Ignition probability mapping showing the probability of ignition along the electric lines and equipmentWLDFRAggregatedAggregated | WLDFR | HFTD - Distribution - Tier 3 - 3QU CoRE ¦ 5QU LoRE | Red Flag Warning - Small Fires | Aggregated | Aggregated | 2037 | 0.00038391 | 0 | 90.0882 | 0.034586 | 2037 | Mitigation | 0.08575 | 30 | 0 | esc | 0.0012005 | 4.6089e-07 | 0.00060025 | 2.3044e-07 | 0.0015435 | 5.9257e-07
[79 empty] | WLDFR | HFTD - Distribution - Tier 3 - 3QU CoRE ¦ 5QU LoRE | Non-Red Flag Warning - Small Fires | 2043 | 3.1199e-06 | 1.5599e-06 | 4.0113e-06 | 0.095486 | 0.044306 | 0.0019228 | 0.049257 | 0 | 0 | 0 | 0.0025988 |  | 2.979e-07 | 0 | 2.979e-07 | 1.4895e-07 | 0 | 1.4895e-07 | 3.8302e-07 | 0 | 3.8302e-07 | [16 empty] | 7.3.1.3 Ignition probability mapping showing the probability of ignition along the electric lines and equipmentWLDFRAggregatedAggregated | WLDFR | HFTD - Distribution - Tier 3 - 3QU CoRE ¦ 5QU LoRE | Red Flag Warning - Small Fires | Aggregated | Aggregated | 2038 | 0.00038391 | 0 | 90.0882 | 0.034586 | 2038 | Mitigation | 0.08575 | 30 | 0 | esc | 0.0012005 | 4.6089e-07 | 0.00060025 | 2.3044e-07 | 0.0015435 | 5.9257e-07
[79 empty] | WLDFR | HFTD - Distribution - Tier 3 - 3QU CoRE ¦ 5QU LoRE | Non-Red Flag Warning - Small Fires | 2044 | 3.1199e-06 | 1.5599e-06 | 4.0113e-06 | 0.095486 | 0.044306 | 0.0019228 | 0.049257 | 0 | 0 | 0 | 0.0025988 |  | 2.979e-07 | 0 | 2.979e-07 | 1.4895e-07 | 0 | 1.4895e-07 | 3.8302e-07 | 0 | 3.8302e-07 | [16 empty] | 7.3.1.3 Ignition probability mapping showing the probability of ignition along the electric lines and equipmentWLDFRAggregatedAggregated | WLDFR | HFTD - Distribution - Tier 3 - 3QU CoRE ¦ 5QU LoRE | Red Flag Warning - Small Fires | Aggregated | Aggregated | 2039 | 0.00038391 | 0 | 90.0882 | 0.034586 | 2039 | Mitigation | 0.08575 | 30 | 0 | esc | 0.0012005 | 4.6089e-07 | 0.00060025 | 2.3044e-07 | 0.0015435 | 5.9257e-07
[79 empty] | WLDFR | HFTD - Distribution - Tier 3 - 3QU CoRE ¦ 5QU LoRE | Non-Red Flag Warning - Small Fires | 2045 | 3.1199e-06 | 1.5599e-06 | 4.0113e-06 | 0.095486 | 0.044306 | 0.0019228 | 0.049257 | 0 | 0 | 0 | 0.0025988 |  | 2.979e-07 | 0 | 2.979e-07 | 1.4895e-07 | 0 | 1.4895e-07 | 3.8302e-07 | 0 | 3.8302e-07 | [16 empty] | 7.3.1.3 Ignition probability mapping showing the probability of ignition along the electric lines and equipmentWLDFRAggregatedAggregated | WLDFR | HFTD - Distribution - Tier 3 - 3QU CoRE ¦ 5QU LoRE | Red Flag Warning - Small Fires | Aggregated | Aggregated | 2040 | 0.00038391 | 0 | 90.0882 | 0.034586 | 2040 | Mitigation | 0.08575 | 30 | 0 | esc | 0.0012005 | 4.6089e-07 | 0.00060025 | 2.3044e-07 | 0.0015435 | 5.9257e-07
[79 empty] | WLDFR | HFTD - Distribution - Tier 3 - 3QU CoRE ¦ 5QU LoRE | Non-Red Flag Warning - Small Fires | 2046 | 3.1199e-06 | 1.5599e-06 | 4.0113e-06 | 0.095486 | 0.044306 | 0.0019228 | 0.049257 | 0 | 0 | 0 | 0.0025988 |  | 2.979e-07 | 0 | 2.979e-07 | 1.4895e-07 | 0 | 1.4895e-07 | 3.8302e-07 | 0 | 3.8302e-07 | [16 empty] | 7.3.1.3 Ignition probability mapping showing the probability of ignition along the electric lines and equipmentWLDFRAggregatedAggregated | WLDFR | HFTD - Distribution - Tier 3 - 3QU CoRE ¦ 5QU LoRE | Red Flag Warning - Small Fires | Aggregated | Aggregated | 2041 | 0.00038391 | 0 | 90.0882 | 0.034586 | 2041 | Mitigation | 0.08575 | 30 | 0 | esc | 0.0012005 | 4.6089e-07 | 0.00060025 | 2.3044e-07 | 0.0015435 | 5.9257e-07
[79 empty] | WLDFR | HFTD - Distribution - Tier 3 - 3QU CoRE ¦ 5QU LoRE | Non-Red Flag Warning - Small Fires | 2047 | 3.1199e-06 | 1.5599e-06 | 4.0113e-06 | 0.095486 | 0.044306 | 0.0019228 | 0.049257 | 0 | 0 | 0 | 0.0025988 |  | 2.979e-07 | 0 | 2.979e-07 | 1.4895e-07 | 0 | 1.4895e-07 | 3.8302e-07 | 0 | 3.8302e-07 | [16 empty] | 7.3.1.3 Ignition probability mapping showing the probability of ignition along the electric lines and equipmentWLDFRAggregatedAggregated | WLDFR | HFTD - Distribution - Tier 3 - 3QU CoRE ¦ 5QU LoRE | Red Flag Warning - Small Fires | Aggregated | Aggregated | 2042 | 0.00038391 | 0 | 90.0882 | 0.034586 | 2042 | Mitigation | 0.08575 | 30 | 0 | esc | 0.0012005 | 4.6089e-07 | 0.00060025 | 2.3044e-07 | 0.0015435 | 5.9257e-07
[79 empty] | WLDFR | HFTD - Distribution - Tier 3 - 3QU CoRE ¦ 5QU LoRE | Non-Red Flag Warning - Small Fires | 2048 | 3.1199e-06 | 1.5599e-06 | 4.0113e-06 | 0.10007 | 0.04626 | 0.0020076 | 0.051804 | 0 | 0 | 0 | 0.0025988 |  | 3.1221e-07 | 0 | 3.1221e-07 | 1.5611e-07 | 0 | 1.5611e-07 | 4.0141e-07 | 0 | 4.0141e-07 | [16 empty] | 7.3.1.3 Ignition probability mapping showing the probability of ignition along the electric lines and equipmentWLDFRAggregatedAggregated | WLDFR | HFTD - Distribution - Tier 3 - 3QU CoRE ¦ 5QU LoRE | Red Flag Warning - Small Fires | Aggregated | Aggregated | 2043 | 0.00038391 | 0 | 90.0882 | 0.034586 | 2043 | Mitigation | 0.08575 | 30 | 0 | esc | 0.0012005 | 4.6089e-07 | 0.00060025 | 2.3044e-07 | 0.0015435 | 5.9257e-07
[79 empty] | WLDFR | HFTD - Distribution - Tier 3 - 3QU CoRE ¦ 5QU LoRE | Non-Red Flag Warning - Small Fires | 2049 | 3.1199e-06 | 1.5599e-06 | 4.0113e-06 | 0.10007 | 0.04626 | 0.0020076 | 0.051804 | 0 | 0 | 0 | 0.0025988 |  | 3.1221e-07 | 0 | 3.1221e-07 | 1.5611e-07 | 0 | 1.5611e-07 | 4.0141e-07 | 0 | 4.0141e-07 | [16 empty] | 7.3.1.3 Ignition probability mapping showing the probability of ignition along the electric lines and equipmentWLDFRAggregatedAggregated | WLDFR | HFTD - Distribution - Tier 3 - 3QU CoRE ¦ 5QU LoRE | Red Flag Warning - Small Fires | Aggregated | Aggregated | 2044 | 0.00038391 | 0 | 90.0882 | 0.034586 | 2044 | Mitigation | 0.08575 | 30 | 0 | esc | 0.0012005 | 4.6089e-07 | 0.00060025 | 2.3044e-07 | 0.0015435 | 5.9257e-07
[79 empty] | WLDFR | HFTD - Distribution - Tier 3 - 3QU CoRE ¦ 5QU LoRE | Non-Red Flag Warning - Small Fires | 2050 | 0 | 1.5599e-06 | 4.0113e-06 | 0.10007 | 0.04626 | 0.0020076 | 0.051804 | 0 | 0 | 0 | 0.0025988 |  | 0 | 0 | 0 | 1.5611e-07 | 0 | 1.5611e-07 | 4.0141e-07 | 0 | 4.0141e-07 | [16 empty] | 7.3.1.3 Ignition probability mapping showing the probability of ignition along the electric lines and equipmentWLDFRAggregatedAggregated | WLDFR | HFTD - Distribution - Tier 3 - 3QU CoRE ¦ 5QU LoRE | Red Flag Warning - Small Fires | Aggregated | Aggregated | 2045 | 0.00038391 | 0 | 90.0882 | 0.034586 | 2045 | Mitigation | 0.08575 | 30 | 0 | esc | 0.0012005 | 4.6089e-07 | 0.00060025 | 2.3044e-07 | 0.0015435 | 5.9257e-07
[79 empty] | WLDFR | HFTD - Distribution - Tier 3 - 3QU CoRE ¦ 5QU LoRE | Non-Red Flag Warning - Small Fires | 2051 | 0 | 0 | 4.0113e-06 | 0.10007 | 0.04626 | 0.0020076 | 0.051804 | 0 | 0 | 0 | 0.0025988 |  | 0 | 0 | 0 | 0 | 0 | 0 | 4.0141e-07 | 0 | 4.0141e-07 | [16 empty] | 7.3.1.3 Ignition probability mapping showing the probability of ignition along the electric lines and equipmentWLDFRAggregatedAggregated | WLDFR | HFTD - Distribution - Tier 3 - 3QU CoRE ¦ 5QU LoRE | Red Flag Warning - Small Fires | Aggregated | Aggregated | 2046 | 0.00038391 | 0 | 90.0882 | 0.034586 | 2046 | Mitigation | 0.08575 | 30 | 0 | esc | 0.0012005 | 4.6089e-07 | 0.00060025 | 2.3044e-07 | 0.0015435 | 5.9257e-07
[79 empty] | WLDFR | HFTD - Distribution - Tier 3 - 3QU CoRE ¦ 5QU LoRE | Red Flag Warning - Catastrophic Fires | 2020 | 2.1002e-08 | 0 | 0 | 14146.1306 | 222.2294 | 8585.7228 | 5338.1784 | 0 | 0 | 0 | 1.7495e-05 |  | 0.0002971 | 0 | 0.0002971 | 0 | 0 | 0 | 0 | 0 | 0 | [16 empty] | 7.3.1.3 Ignition probability mapping showing the probability of ignition along the electric lines and equipmentWLDFRAggregatedAggregated | WLDFR | HFTD - Distribution - Tier 3 - 3QU CoRE ¦ 5QU LoRE | Red Flag Warning - Small Fires | Aggregated | Aggregated | 2047 | 0.00038391 | 0 | 90.0882 | 0.034586 | 2047 | Mitigation | 0.08575 | 30 | 0 | esc | 0.0012005 | 4.6089e-07 | 0.00060025 | 2.3044e-07 | 0.0015435 | 5.9257e-07
[79 empty] | WLDFR | HFTD - Distribution - Tier 3 - 3QU CoRE ¦ 5QU LoRE | Red Flag Warning - Catastrophic Fires | 2021 | 2.1002e-08 | 1.0501e-08 | 0 | 14146.1306 | 222.2294 | 8585.7228 | 5338.1784 | 0 | 0 | 0 | 1.7495e-05 |  | 0.0002971 | 0 | 0.0002971 | 0.00014855 | 0 | 0.00014855 | 0 | 0 | 0 | [16 empty] | 7.3.1.3 Ignition probability mapping showing the probability of ignition along the electric lines and equipmentWLDFRAggregatedAggregated | WLDFR | HFTD - Distribution - Tier 3 - 3QU CoRE ¦ 5QU LoRE | Red Flag Warning - Small Fires | Aggregated | Aggregated | 2048 | 0.00038391 | 0 | 90.0882 | 0.034586 | 2048 | Mitigation | 0.08575 | 30 | 0 | esc | 0.0012005 | 4.6089e-07 | 0.00060025 | 2.3044e-07 | 0.0015435 | 5.9257e-07
[79 empty] | WLDFR | HFTD - Distribution - Tier 3 - 3QU CoRE ¦ 5QU LoRE | Red Flag Warning - Catastrophic Fires | 2022 | 2.1002e-08 | 1.0501e-08 | 2.7003e-08 | 14146.1306 | 222.2294 | 8585.7228 | 5338.1784 | 0 | 0 | 0 | 1.7495e-05 |  | 0.0002971 | 0 | 0.0002971 | 0.00014855 | 0 | 0.00014855 | 0.00038199 | 0 | 0.00038199 | [16 empty] | 7.3.1.3 Ignition probability mapping showing the probability of ignition along the electric lines and equipmentWLDFRAggregatedAggregated | WLDFR | HFTD - Distribution - Tier 3 - 3QU CoRE ¦ 5QU LoRE | Red Flag Warning - Small Fires | Aggregated | Aggregated | 2049 | 0.00038391 | 0 | 90.0882 | 0.034586 | 2049 | Mitigation | 0.08575 | 30 | 0 | esc | 0.0012005 | 4.6089e-07 | 0.00060025 | 2.3044e-07 | 0.0015435 | 5.9257e-07
[79 empty] | WLDFR | HFTD - Distribution - Tier 3 - 3QU CoRE ¦ 5QU LoRE | Red Flag Warning - Catastrophic Fires | 2023 | 2.1002e-08 | 1.0501e-08 | 2.7003e-08 | 14664.6376 | 233.2301 | 8896.516 | 5534.8915 | 0 | 0 | 0 | 1.7495e-05 |  | 0.00030799 | 0 | 0.00030799 | 0.000154 | 0 | 0.000154 | 0.00039599 | 0 | 0.00039599 | [16 empty] | 7.3.1.3 Ignition probability mapping showing the probability of ignition along the electric lines and equipmentWLDFRAggregatedAggregated | WLDFR | HFTD - Distribution - Tier 3 - 3QU CoRE ¦ 5QU LoRE | Red Flag Warning - Small Fires | Aggregated | Aggregated | 2050 | 0.00038391 | 0 | 90.0882 | 0.034586 | 2050 | Mitigation | 0.08575 | 30 | 0 | esc | 0 | 0 | 0.00060025 | 2.3044e-07 | 0.0015435 | 5.9257e-07
[79 empty] | WLDFR | HFTD - Distribution - Tier 3 - 3QU CoRE ¦ 5QU LoRE | Red Flag Warning - Catastrophic Fires | 2024 | 2.1002e-08 | 1.0501e-08 | 2.7003e-08 | 14664.6376 | 233.2301 | 8896.516 | 5534.8915 | 0 | 0 | 0 | 1.7495e-05 |  | 0.00030799 | 0 | 0.00030799 | 0.000154 | 0 | 0.000154 | 0.00039599 | 0 | 0.00039599 | [16 empty] | 7.3.1.3 Ignition probability mapping showing the probability of ignition along the electric lines and equipmentWLDFRAggregatedAggregated | WLDFR | HFTD - Distribution - Tier 3 - 3QU CoRE ¦ 5QU LoRE | Red Flag Warning - Small Fires | Aggregated | Aggregated | 2051 | 0.00038391 | 0 | 90.0882 | 0.034586 | 2051 | Mitigation | 0.08575 | 30 | 0 | esc | 0 | 0 | 0 | 0 | 0.0015435 | 5.9257e-07
[79 empty] | WLDFR | HFTD - Distribution - Tier 3 - 3QU CoRE ¦ 5QU LoRE | Red Flag Warning - Catastrophic Fires | 2025 | 2.1002e-08 | 1.0501e-08 | 2.7003e-08 | 14664.6376 | 233.2301 | 8896.516 | 5534.8915 | 0 | 0 | 0 | 1.7495e-05 |  | 0.00030799 | 0 | 0.00030799 | 0.000154 | 0 | 0.000154 | 0.00039599 | 0 | 0.00039599 | [16 empty] | 7.3.1.3 Ignition probability mapping showing the probability of ignition along the electric lines and equipmentWLDFRAggregatedAggregated | WLDFR | HFTD - Distribution - Tier 3 - 4QU CoRE ¦ 1QU LoRE | Non-Red Flag Warning - Catastrophic Fires | Aggregated | Aggregated | 2021 | 8.897e-07 | 0 | 655.3922 | 0.00058311 | 2021 | Mitigation | 0.08575 | 30 | 0 | esc | 0.0012005 | 1.0681e-09 | 0.00060025 | 5.3405e-10 | 0 | 0
[79 empty] | WLDFR | HFTD - Distribution - Tier 3 - 3QU CoRE ¦ 5QU LoRE | Red Flag Warning - Catastrophic Fires | 2026 | 2.1002e-08 | 1.0501e-08 | 2.7003e-08 | 14664.6376 | 233.2301 | 8896.516 | 5534.8915 | 0 | 0 | 0 | 1.7495e-05 |  | 0.00030799 | 0 | 0.00030799 | 0.000154 | 0 | 0.000154 | 0.00039599 | 0 | 0.00039599 | [16 empty] | 7.3.1.3 Ignition probability mapping showing the probability of ignition along the electric lines and equipmentWLDFRAggregatedAggregated | WLDFR | HFTD - Distribution - Tier 3 - 4QU CoRE ¦ 1QU LoRE | Non-Red Flag Warning - Catastrophic Fires | Aggregated | Aggregated | 2022 | 8.897e-07 | 0 | 655.3922 | 0.00058311 | 2022 | Mitigation | 0.08575 | 30 | 0 | esc | 0.0012005 | 1.0681e-09 | 0.00060025 | 5.3405e-10 | 0.0015435 | 1.3733e-09
[79 empty] | WLDFR | HFTD - Distribution - Tier 3 - 3QU CoRE ¦ 5QU LoRE | Red Flag Warning - Catastrophic Fires | 2027 | 2.1002e-08 | 1.0501e-08 | 2.7003e-08 | 14664.6376 | 233.2301 | 8896.516 | 5534.8915 | 0 | 0 | 0 | 1.7495e-05 |  | 0.00030799 | 0 | 0.00030799 | 0.000154 | 0 | 0.000154 | 0.00039599 | 0 | 0.00039599 | [16 empty] | 7.3.1.3 Ignition probability mapping showing the probability of ignition along the electric lines and equipmentWLDFRAggregatedAggregated | WLDFR | HFTD - Distribution - Tier 3 - 4QU CoRE ¦ 1QU LoRE | Non-Red Flag Warning - Catastrophic Fires | Aggregated | Aggregated | 2023 | 8.897e-07 | 0 | 655.3922 | 0.00058311 | 2023 | Mitigation | 0.08575 | 30 | 0 | esc | 0.0012005 | 1.0681e-09 | 0.00060025 | 5.3405e-10 | 0.0015435 | 1.3733e-09
[79 empty] | WLDFR | HFTD - Distribution - Tier 3 - 3QU CoRE ¦ 5QU LoRE | Red Flag Warning - Catastrophic Fires | 2028 | 2.1002e-08 | 1.0501e-08 | 2.7003e-08 | 15317.9909 | 247.273 | 9287.6491 | 5783.0689 | 0 | 0 | 0 | 1.7495e-05 |  | 0.00032171 | 0 | 0.00032171 | 0.00016086 | 0 | 0.00016086 | 0.00041363 | 0 | 0.00041363 | [16 empty] | 7.3.1.3 Ignition probability mapping showing the probability of ignition along the electric lines and equipmentWLDFRAggregatedAggregated | WLDFR | HFTD - Distribution - Tier 3 - 4QU CoRE ¦ 1QU LoRE | Non-Red Flag Warning - Catastrophic Fires | Aggregated | Aggregated | 2024 | 8.897e-07 | 0 | 655.3922 | 0.00058311 | 2024 | Mitigation | 0.08575 | 30 | 0 | esc | 0.0012005 | 1.0681e-09 | 0.00060025 | 5.3405e-10 | 0.0015435 | 1.3733e-09
[79 empty] | WLDFR | HFTD - Distribution - Tier 3 - 3QU CoRE ¦ 5QU LoRE | Red Flag Warning - Catastrophic Fires | 2029 | 2.1002e-08 | 1.0501e-08 | 2.7003e-08 | 15317.9909 | 247.273 | 9287.6491 | 5783.0689 | 0 | 0 | 0 | 1.7495e-05 |  | 0.00032171 | 0 | 0.00032171 | 0.00016086 | 0 | 0.00016086 | 0.00041363 | 0 | 0.00041363 | [16 empty] | 7.3.1.3 Ignition probability mapping showing the probability of ignition along the electric lines and equipmentWLDFRAggregatedAggregated | WLDFR | HFTD - Distribution - Tier 3 - 4QU CoRE ¦ 1QU LoRE | Non-Red Flag Warning - Catastrophic Fires | Aggregated | Aggregated | 2025 | 8.897e-07 | 0 | 655.3922 | 0.00058311 | 2025 | Mitigation | 0.08575 | 30 | 0 | esc | 0.0012005 | 1.0681e-09 | 0.00060025 | 5.3405e-10 | 0.0015435 | 1.3733e-09
[79 empty] | WLDFR | HFTD - Distribution - Tier 3 - 3QU CoRE ¦ 5QU LoRE | Red Flag Warning - Catastrophic Fires | 2030 | 2.1002e-08 | 1.0501e-08 | 2.7003e-08 | 15317.9909 | 247.273 | 9287.6491 | 5783.0689 | 0 | 0 | 0 | 1.7495e-05 |  | 0.00032171 | 0 | 0.00032171 | 0.00016086 | 0 | 0.00016086 | 0.00041363 | 0 | 0.00041363 | [16 empty] | 7.3.1.3 Ignition probability mapping showing the probability of ignition along the electric lines and equipmentWLDFRAggregatedAggregated | WLDFR | HFTD - Distribution - Tier 3 - 4QU CoRE ¦ 1QU LoRE | Non-Red Flag Warning - Catastrophic Fires | Aggregated | Aggregated | 2026 | 8.897e-07 | 0 | 655.3922 | 0.00058311 | 2026 | Mitigation | 0.08575 | 30 | 0 | esc | 0.0012005 | 1.0681e-09 | 0.00060025 | 5.3405e-10 | 0.0015435 | 1.3733e-09
[79 empty] | WLDFR | HFTD - Distribution - Tier 3 - 3QU CoRE ¦ 5QU LoRE | Red Flag Warning - Catastrophic Fires | 2031 | 2.1002e-08 | 1.0501e-08 | 2.7003e-08 | 15317.9909 | 247.273 | 9287.6491 | 5783.0689 | 0 | 0 | 0 | 1.7495e-05 |  | 0.00032171 | 0 | 0.00032171 | 0.00016086 | 0 | 0.00016086 | 0.00041363 | 0 | 0.00041363 | [16 empty] | 7.3.1.3 Ignition probability mapping showing the probability of ignition along the electric lines and equipmentWLDFRAggregatedAggregated | WLDFR | HFTD - Distribution - Tier 3 - 4QU CoRE ¦ 1QU LoRE | Non-Red Flag Warning - Catastrophic Fires | Aggregated | Aggregated | 2027 | 8.897e-07 | 0 | 655.3922 | 0.00058311 | 2027 | Mitigation | 0.08575 | 30 | 0 | esc | 0.0012005 | 1.0681e-09 | 0.00060025 | 5.3405e-10 | 0.0015435 | 1.3733e-09
[79 empty] | WLDFR | HFTD - Distribution - Tier 3 - 3QU CoRE ¦ 5QU LoRE | Red Flag Warning - Catastrophic Fires | 2032 | 2.1002e-08 | 1.0501e-08 | 2.7003e-08 | 15317.9909 | 247.273 | 9287.6491 | 5783.0689 | 0 | 0 | 0 | 1.7495e-05 |  | 0.00032171 | 0 | 0.00032171 | 0.00016086 | 0 | 0.00016086 | 0.00041363 | 0 | 0.00041363 | [16 empty] | 7.3.1.3 Ignition probability mapping showing the probability of ignition along the electric lines and equipmentWLDFRAggregatedAggregated | WLDFR | HFTD - Distribution - Tier 3 - 4QU CoRE ¦ 1QU LoRE | Non-Red Flag Warning - Catastrophic Fires | Aggregated | Aggregated | 2028 | 8.897e-07 | 0 | 655.3922 | 0.00058311 | 2028 | Mitigation | 0.08575 | 30 | 0 | esc | 0.0012005 | 1.0681e-09 | 0.00060025 | 5.3405e-10 | 0.0015435 | 1.3733e-09
[79 empty] | WLDFR | HFTD - Distribution - Tier 3 - 3QU CoRE ¦ 5QU LoRE | Red Flag Warning - Catastrophic Fires | 2033 | 2.1002e-08 | 1.0501e-08 | 2.7003e-08 | 16044.1264 | 263.1074 | 9721.74 | 6059.2791 | 0 | 0 | 0 | 1.7495e-05 |  | 0.00033696 | 0 | 0.00033696 | 0.00016848 | 0 | 0.00016848 | 0.00043324 | 0 | 0.00043324 | [16 empty] | 7.3.1.3 Ignition probability mapping showing the probability of ignition along the electric lines and equipmentWLDFRAggregatedAggregated | WLDFR | HFTD - Distribution - Tier 3 - 4QU CoRE ¦ 1QU LoRE | Non-Red Flag Warning - Catastrophic Fires | Aggregated | Aggregated | 2029 | 8.897e-07 | 0 | 655.3922 | 0.00058311 | 2029 | Mitigation | 0.08575 | 30 | 0 | esc | 0.0012005 | 1.0681e-09 | 0.00060025 | 5.3405e-10 | 0.0015435 | 1.3733e-09
[79 empty] | WLDFR | HFTD - Distribution - Tier 3 - 3QU CoRE ¦ 5QU LoRE | Red Flag Warning - Catastrophic Fires | 2034 | 2.1002e-08 | 1.0501e-08 | 2.7003e-08 | 16044.1264 | 263.1074 | 9721.74 | 6059.2791 | 0 | 0 | 0 | 1.7495e-05 |  | 0.00033696 | 0 | 0.00033696 | 0.00016848 | 0 | 0.00016848 | 0.00043324 | 0 | 0.00043324 | [16 empty] | 7.3.1.3 Ignition probability mapping showing the probability of ignition along the electric lines and equipmentWLDFRAggregatedAggregated | WLDFR | HFTD - Distribution - Tier 3 - 4QU CoRE ¦ 1QU LoRE | Non-Red Flag Warning - Catastrophic Fires | Aggregated | Aggregated | 2030 | 8.897e-07 | 0 | 655.3922 | 0.00058311 | 2030 | Mitigation | 0.08575 | 30 | 0 | esc | 0.0012005 | 1.0681e-09 | 0.00060025 | 5.3405e-10 | 0.0015435 | 1.3733e-09
[79 empty] | WLDFR | HFTD - Distribution - Tier 3 - 3QU CoRE ¦ 5QU LoRE | Red Flag Warning - Catastrophic Fires | 2035 | 2.1002e-08 | 1.0501e-08 | 2.7003e-08 | 16044.1264 | 263.1074 | 9721.74 | 6059.2791 | 0 | 0 | 0 | 1.7495e-05 |  | 0.00033696 | 0 | 0.00033696 | 0.00016848 | 0 | 0.00016848 | 0.00043324 | 0 | 0.00043324 | [16 empty] | 7.3.1.3 Ignition probability mapping showing the probability of ignition along the electric lines and equipmentWLDFRAggregatedAggregated | WLDFR | HFTD - Distribution - Tier 3 - 4QU CoRE ¦ 1QU LoRE | Non-Red Flag Warning - Catastrophic Fires | Aggregated | Aggregated | 2031 | 8.897e-07 | 0 | 655.3922 | 0.00058311 | 2031 | Mitigation | 0.08575 | 30 | 0 | esc | 0.0012005 | 1.0681e-09 | 0.00060025 | 5.3405e-10 | 0.0015435 | 1.3733e-09
[79 empty] | WLDFR | HFTD - Distribution - Tier 3 - 3QU CoRE ¦ 5QU LoRE | Red Flag Warning - Catastrophic Fires | 2036 | 2.1002e-08 | 1.0501e-08 | 2.7003e-08 | 16044.1264 | 263.1074 | 9721.74 | 6059.2791 | 0 | 0 | 0 | 1.7495e-05 |  | 0.00033696 | 0 | 0.00033696 | 0.00016848 | 0 | 0.00016848 | 0.00043324 | 0 | 0.00043324 | [16 empty] | 7.3.1.3 Ignition probability mapping showing the probability of ignition along the electric lines and equipmentWLDFRAggregatedAggregated | WLDFR | HFTD - Distribution - Tier 3 - 4QU CoRE ¦ 1QU LoRE | Non-Red Flag Warning - Catastrophic Fires | Aggregated | Aggregated | 2032 | 8.897e-07 | 0 | 655.3922 | 0.00058311 | 2032 | Mitigation | 0.08575 | 30 | 0 | esc | 0.0012005 | 1.0681e-09 | 0.00060025 | 5.3405e-10 | 0.0015435 | 1.3733e-09
[79 empty] | WLDFR | HFTD - Distribution - Tier 3 - 3QU CoRE ¦ 5QU LoRE | Red Flag Warning - Catastrophic Fires | 2037 | 2.1002e-08 | 1.0501e-08 | 2.7003e-08 | 16044.1264 | 263.1074 | 9721.74 | 6059.2791 | 0 | 0 | 0 | 1.7495e-05 |  | 0.00033696 | 0 | 0.00033696 | 0.00016848 | 0 | 0.00016848 | 0.00043324 | 0 | 0.00043324 | [16 empty] | 7.3.1.3 Ignition probability mapping showing the probability of ignition along the electric lines and equipmentWLDFRAggregatedAggregated | WLDFR | HFTD - Distribution - Tier 3 - 4QU CoRE ¦ 1QU LoRE | Non-Red Flag Warning - Catastrophic Fires | Aggregated | Aggregated | 2033 | 8.897e-07 | 0 | 655.3922 | 0.00058311 | 2033 | Mitigation | 0.08575 | 30 | 0 | esc | 0.0012005 | 1.0681e-09 | 0.00060025 | 5.3405e-10 | 0.0015435 | 1.3733e-09
[79 empty] | WLDFR | HFTD - Distribution - Tier 3 - 3QU CoRE ¦ 5QU LoRE | Red Flag Warning - Catastrophic Fires | 2038 | 2.1002e-08 | 1.0501e-08 | 2.7003e-08 | 16832.3912 | 280.5544 | 10192.2718 | 6359.5651 | 0 | 0 | 0 | 1.7495e-05 |  | 0.00035352 | 0 | 0.00035352 | 0.00017676 | 0 | 0.00017676 | 0.00045452 | 0 | 0.00045452 | [16 empty] | 7.3.1.3 Ignition probability mapping showing the probability of ignition along the electric lines and equipmentWLDFRAggregatedAggregated | WLDFR | HFTD - Distribution - Tier 3 - 4QU CoRE ¦ 1QU LoRE | Non-Red Flag Warning - Catastrophic Fires | Aggregated | Aggregated | 2034 | 8.897e-07 | 0 | 655.3922 | 0.00058311 | 2034 | Mitigation | 0.08575 | 30 | 0 | esc | 0.0012005 | 1.0681e-09 | 0.00060025 | 5.3405e-10 | 0.0015435 | 1.3733e-09
[79 empty] | WLDFR | HFTD - Distribution - Tier 3 - 3QU CoRE ¦ 5QU LoRE | Red Flag Warning - Catastrophic Fires | 2039 | 2.1002e-08 | 1.0501e-08 | 2.7003e-08 | 16832.3912 | 280.5544 | 10192.2718 | 6359.5651 | 0 | 0 | 0 | 1.7495e-05 |  | 0.00035352 | 0 | 0.00035352 | 0.00017676 | 0 | 0.00017676 | 0.00045452 | 0 | 0.00045452 | [16 empty] | 7.3.1.3 Ignition probability mapping showing the probability of ignition along the electric lines and equipmentWLDFRAggregatedAggregated | WLDFR | HFTD - Distribution - Tier 3 - 4QU CoRE ¦ 1QU LoRE | Non-Red Flag Warning - Catastrophic Fires | Aggregated | Aggregated | 2035 | 8.897e-07 | 0 | 655.3922 | 0.00058311 | 2035 | Mitigation | 0.08575 | 30 | 0 | esc | 0.0012005 | 1.0681e-09 | 0.00060025 | 5.3405e-10 | 0.0015435 | 1.3733e-09
[79 empty] | WLDFR | HFTD - Distribution - Tier 3 - 3QU CoRE ¦ 5QU LoRE | Red Flag Warning - Catastrophic Fires | 2040 | 2.1002e-08 | 1.0501e-08 | 2.7003e-08 | 16832.3912 | 280.5544 | 10192.2718 | 6359.5651 | 0 | 0 | 0 | 1.7495e-05 |  | 0.00035352 | 0 | 0.00035352 | 0.00017676 | 0 | 0.00017676 | 0.00045452 | 0 | 0.00045452 | [16 empty] | 7.3.1.3 Ignition probability mapping showing the probability of ignition along the electric lines and equipmentWLDFRAggregatedAggregated | WLDFR | HFTD - Distribution - Tier 3 - 4QU CoRE ¦ 1QU LoRE | Non-Red Flag Warning - Catastrophic Fires | Aggregated | Aggregated | 2036 | 8.897e-07 | 0 | 655.3922 | 0.00058311 | 2036 | Mitigation | 0.08575 | 30 | 0 | esc | 0.0012005 | 1.0681e-09 | 0.00060025 | 5.3405e-10 | 0.0015435 | 1.3733e-09
[79 empty] | WLDFR | HFTD - Distribution - Tier 3 - 3QU CoRE ¦ 5QU LoRE | Red Flag Warning - Catastrophic Fires | 2041 | 2.1002e-08 | 1.0501e-08 | 2.7003e-08 | 16832.3912 | 280.5544 | 10192.2718 | 6359.5651 | 0 | 0 | 0 | 1.7495e-05 |  | 0.00035352 | 0 | 0.00035352 | 0.00017676 | 0 | 0.00017676 | 0.00045452 | 0 | 0.00045452 | [16 empty] | 7.3.1.3 Ignition probability mapping showing the probability of ignition along the electric lines and equipmentWLDFRAggregatedAggregated | WLDFR | HFTD - Distribution - Tier 3 - 4QU CoRE ¦ 1QU LoRE | Non-Red Flag Warning - Catastrophic Fires | Aggregated | Aggregated | 2037 | 8.897e-07 | 0 | 655.3922 | 0.00058311 | 2037 | Mitigation | 0.08575 | 30 | 0 | esc | 0.0012005 | 1.0681e-09 | 0.00060025 | 5.3405e-10 | 0.0015435 | 1.3733e-09
[79 empty] | WLDFR | HFTD - Distribution - Tier 3 - 3QU CoRE ¦ 5QU LoRE | Red Flag Warning - Catastrophic Fires | 2042 | 2.1002e-08 | 1.0501e-08 | 2.7003e-08 | 16832.3912 | 280.5544 | 10192.2718 | 6359.5651 | 0 | 0 | 0 | 1.7495e-05 |  | 0.00035352 | 0 | 0.00035352 | 0.00017676 | 0 | 0.00017676 | 0.00045452 | 0 | 0.00045452 | [16 empty] | 7.3.1.3 Ignition probability mapping showing the probability of ignition along the electric lines and equipmentWLDFRAggregatedAggregated | WLDFR | HFTD - Distribution - Tier 3 - 4QU CoRE ¦ 1QU LoRE | Non-Red Flag Warning - Catastrophic Fires | Aggregated | Aggregated | 2038 | 8.897e-07 | 0 | 655.3922 | 0.00058311 | 2038 | Mitigation | 0.08575 | 30 | 0 | esc | 0.0012005 | 1.0681e-09 | 0.00060025 | 5.3405e-10 | 0.0015435 | 1.3733e-09
[79 empty] | WLDFR | HFTD - Distribution - Tier 3 - 3QU CoRE ¦ 5QU LoRE | Red Flag Warning - Catastrophic Fires | 2043 | 2.1002e-08 | 1.0501e-08 | 2.7003e-08 | 17672.0852 | 299.42 | 10692.7362 | 6679.929 | 0 | 0 | 0 | 1.7495e-05 |  | 0.00037115 | 0 | 0.00037115 | 0.00018558 | 0 | 0.00018558 | 0.0004772 | 0 | 0.0004772 | [16 empty] | 7.3.1.3 Ignition probability mapping showing the probability of ignition along the electric lines and equipmentWLDFRAggregatedAggregated | WLDFR | HFTD - Distribution - Tier 3 - 4QU CoRE ¦ 1QU LoRE | Non-Red Flag Warning - Catastrophic Fires | Aggregated | Aggregated | 2039 | 8.897e-07 | 0 | 655.3922 | 0.00058311 | 2039 | Mitigation | 0.08575 | 30 | 0 | esc | 0.0012005 | 1.0681e-09 | 0.00060025 | 5.3405e-10 | 0.0015435 | 1.3733e-09
[79 empty] | WLDFR | HFTD - Distribution - Tier 3 - 3QU CoRE ¦ 5QU LoRE | Red Flag Warning - Catastrophic Fires | 2044 | 2.1002e-08 | 1.0501e-08 | 2.7003e-08 | 17672.0852 | 299.42 | 10692.7362 | 6679.929 | 0 | 0 | 0 | 1.7495e-05 |  | 0.00037115 | 0 | 0.00037115 | 0.00018558 | 0 | 0.00018558 | 0.0004772 | 0 | 0.0004772 | [16 empty] | 7.3.1.3 Ignition probability mapping showing the probability of ignition along the electric lines and equipmentWLDFRAggregatedAggregated | WLDFR | HFTD - Distribution - Tier 3 - 4QU CoRE ¦ 1QU LoRE | Non-Red Flag Warning - Catastrophic Fires | Aggregated | Aggregated | 2040 | 8.897e-07 | 0 | 655.3922 | 0.00058311 | 2040 | Mitigation | 0.08575 | 30 | 0 | esc | 0.0012005 | 1.0681e-09 | 0.00060025 | 5.3405e-10 | 0.0015435 | 1.3733e-09
[79 empty] | WLDFR | HFTD - Distribution - Tier 3 - 3QU CoRE ¦ 5QU LoRE | Red Flag Warning - Catastrophic Fires | 2045 | 2.1002e-08 | 1.0501e-08 | 2.7003e-08 | 17672.0852 | 299.42 | 10692.7362 | 6679.929 | 0 | 0 | 0 | 1.7495e-05 |  | 0.00037115 | 0 | 0.00037115 | 0.00018558 | 0 | 0.00018558 | 0.0004772 | 0 | 0.0004772 | [16 empty] | 7.3.1.3 Ignition probability mapping showing the probability of ignition along the electric lines and equipmentWLDFRAggregatedAggregated | WLDFR | HFTD - Distribution - Tier 3 - 4QU CoRE ¦ 1QU LoRE | Non-Red Flag Warning - Catastrophic Fires | Aggregated | Aggregated | 2041 | 8.897e-07 | 0 | 655.3922 | 0.00058311 | 2041 | Mitigation | 0.08575 | 30 | 0 | esc | 0.0012005 | 1.0681e-09 | 0.00060025 | 5.3405e-10 | 0.0015435 | 1.3733e-09
[79 empty] | WLDFR | HFTD - Distribution - Tier 3 - 3QU CoRE ¦ 5QU LoRE | Red Flag Warning - Catastrophic Fires | 2046 | 2.1002e-08 | 1.0501e-08 | 2.7003e-08 | 17672.0852 | 299.42 | 10692.7362 | 6679.929 | 0 | 0 | 0 | 1.7495e-05 |  | 0.00037115 | 0 | 0.00037115 | 0.00018558 | 0 | 0.00018558 | 0.0004772 | 0 | 0.0004772 | [16 empty] | 7.3.1.3 Ignition probability mapping showing the probability of ignition along the electric lines and equipmentWLDFRAggregatedAggregated | WLDFR | HFTD - Distribution - Tier 3 - 4QU CoRE ¦ 1QU LoRE | Non-Red Flag Warning - Catastrophic Fires | Aggregated | Aggregated | 2042 | 8.897e-07 | 0 | 655.3922 | 0.00058311 | 2042 | Mitigation | 0.08575 | 30 | 0 | esc | 0.0012005 | 1.0681e-09 | 0.00060025 | 5.3405e-10 | 0.0015435 | 1.3733e-09
[79 empty] | WLDFR | HFTD - Distribution - Tier 3 - 3QU CoRE ¦ 5QU LoRE | Red Flag Warning - Catastrophic Fires | 2047 | 2.1002e-08 | 1.0501e-08 | 2.7003e-08 | 17672.0852 | 299.42 | 10692.7362 | 6679.929 | 0 | 0 | 0 | 1.7495e-05 |  | 0.00037115 | 0 | 0.00037115 | 0.00018558 | 0 | 0.00018558 | 0.0004772 | 0 | 0.0004772 | [16 empty] | 7.3.1.3 Ignition probability mapping showing the probability of ignition along the electric lines and equipmentWLDFRAggregatedAggregated | WLDFR | HFTD - Distribution - Tier 3 - 4QU CoRE ¦ 1QU LoRE | Non-Red Flag Warning - Catastrophic Fires | Aggregated | Aggregated | 2043 | 8.897e-07 | 0 | 655.3922 | 0.00058311 | 2043 | Mitigation | 0.08575 | 30 | 0 | esc | 0.0012005 | 1.0681e-09 | 0.00060025 | 5.3405e-10 | 0.0015435 | 1.3733e-09
[79 empty] | WLDFR | HFTD - Distribution - Tier 3 - 3QU CoRE ¦ 5QU LoRE | Red Flag Warning - Catastrophic Fires | 2048 | 2.1002e-08 | 1.0501e-08 | 2.7003e-08 | 18552.3348 | 319.4911 | 11216.5626 | 7016.281 | 0 | 0 | 0 | 1.7495e-05 |  | 0.00038964 | 0 | 0.00038964 | 0.00019482 | 0 | 0.00019482 | 0.00050097 | 0 | 0.00050097 | [16 empty] | 7.3.1.3 Ignition probability mapping showing the probability of ignition along the electric lines and equipmentWLDFRAggregatedAggregated | WLDFR | HFTD - Distribution - Tier 3 - 4QU CoRE ¦ 1QU LoRE | Non-Red Flag Warning - Catastrophic Fires | Aggregated | Aggregated | 2044 | 8.897e-07 | 0 | 655.3922 | 0.00058311 | 2044 | Mitigation | 0.08575 | 30 | 0 | esc | 0.0012005 | 1.0681e-09 | 0.00060025 | 5.3405e-10 | 0.0015435 | 1.3733e-09
[79 empty] | WLDFR | HFTD - Distribution - Tier 3 - 3QU CoRE ¦ 5QU LoRE | Red Flag Warning - Catastrophic Fires | 2049 | 2.1002e-08 | 1.0501e-08 | 2.7003e-08 | 18552.3348 | 319.4911 | 11216.5626 | 7016.281 | 0 | 0 | 0 | 1.7495e-05 |  | 0.00038964 | 0 | 0.00038964 | 0.00019482 | 0 | 0.00019482 | 0.00050097 | 0 | 0.00050097 | [16 empty] | 7.3.1.3 Ignition probability mapping showing the probability of ignition along the electric lines and equipmentWLDFRAggregatedAggregated | WLDFR | HFTD - Distribution - Tier 3 - 4QU CoRE ¦ 1QU LoRE | Non-Red Flag Warning - Catastrophic Fires | Aggregated | Aggregated | 2045 | 8.897e-07 | 0 | 655.3922 | 0.00058311 | 2045 | Mitigation | 0.08575 | 30 | 0 | esc | 0.0012005 | 1.0681e-09 | 0.00060025 | 5.3405e-10 | 0.0015435 | 1.3733e-09
[79 empty] | WLDFR | HFTD - Distribution - Tier 3 - 3QU CoRE ¦ 5QU LoRE | Red Flag Warning - Catastrophic Fires | 2050 | 0 | 1.0501e-08 | 2.7003e-08 | 18552.3348 | 319.4911 | 11216.5626 | 7016.281 | 0 | 0 | 0 | 1.7495e-05 |  | 0 | 0 | 0 | 0.00019482 | 0 | 0.00019482 | 0.00050097 | 0 | 0.00050097 | [16 empty] | 7.3.1.3 Ignition probability mapping showing the probability of ignition along the electric lines and equipmentWLDFRAggregatedAggregated | WLDFR | HFTD - Distribution - Tier 3 - 4QU CoRE ¦ 1QU LoRE | Non-Red Flag Warning - Catastrophic Fires | Aggregated | Aggregated | 2046 | 8.897e-07 | 0 | 655.3922 | 0.00058311 | 2046 | Mitigation | 0.08575 | 30 | 0 | esc | 0.0012005 | 1.0681e-09 | 0.00060025 | 5.3405e-10 | 0.0015435 | 1.3733e-09
[79 empty] | WLDFR | HFTD - Distribution - Tier 3 - 3QU CoRE ¦ 5QU LoRE | Red Flag Warning - Catastrophic Fires | 2051 | 0 | 0 | 2.7003e-08 | 18552.3348 | 319.4911 | 11216.5626 | 7016.281 | 0 | 0 | 0 | 1.7495e-05 |  | 0 | 0 | 0 | 0 | 0 | 0 | 0.00050097 | 0 | 0.00050097 | [16 empty] | 7.3.1.3 Ignition probability mapping showing the probability of ignition along the electric lines and equipmentWLDFRAggregatedAggregated | WLDFR | HFTD - Distribution - Tier 3 - 4QU CoRE ¦ 1QU LoRE | Non-Red Flag Warning - Catastrophic Fires | Aggregated | Aggregated | 2047 | 8.897e-07 | 0 | 655.3922 | 0.00058311 | 2047 | Mitigation | 0.08575 | 30 | 0 | esc | 0.0012005 | 1.0681e-09 | 0.00060025 | 5.3405e-10 | 0.0015435 | 1.3733e-09
[79 empty] | WLDFR | HFTD - Distribution - Tier 3 - 3QU CoRE ¦ 5QU LoRE | Red Flag Warning - Destructive Fires | 2020 | 3.1536e-09 | 0 | 0 | 8807.9522 | 222.2294 | 8585.7228 | 0 | 0 | 0 | 0 | 2.6269e-06 |  | 2.7776e-05 | 0 | 2.7776e-05 | 0 | 0 | 0 | 0 | 0 | 0 | [16 empty] | 7.3.1.3 Ignition probability mapping showing the probability of ignition along the electric lines and equipmentWLDFRAggregatedAggregated | WLDFR | HFTD - Distribution - Tier 3 - 4QU CoRE ¦ 1QU LoRE | Non-Red Flag Warning - Catastrophic Fires | Aggregated | Aggregated | 2048 | 8.897e-07 | 0 | 655.3922 | 0.00058311 | 2048 | Mitigation | 0.08575 | 30 | 0 | esc | 0.0012005 | 1.0681e-09 | 0.00060025 | 5.3405e-10 | 0.0015435 | 1.3733e-09
[79 empty] | WLDFR | HFTD - Distribution - Tier 3 - 3QU CoRE ¦ 5QU LoRE | Red Flag Warning - Destructive Fires | 2021 | 3.1536e-09 | 1.5768e-09 | 0 | 8807.9522 | 222.2294 | 8585.7228 | 0 | 0 | 0 | 0 | 2.6269e-06 |  | 2.7776e-05 | 0 | 2.7776e-05 | 1.3888e-05 | 0 | 1.3888e-05 | 0 | 0 | 0 | [16 empty] | 7.3.1.3 Ignition probability mapping showing the probability of ignition along the electric lines and equipmentWLDFRAggregatedAggregated | WLDFR | HFTD - Distribution - Tier 3 - 4QU CoRE ¦ 1QU LoRE | Non-Red Flag Warning - Catastrophic Fires | Aggregated | Aggregated | 2049 | 8.897e-07 | 0 | 655.3922 | 0.00058311 | 2049 | Mitigation | 0.08575 | 30 | 0 | esc | 0.0012005 | 1.0681e-09 | 0.00060025 | 5.3405e-10 | 0.0015435 | 1.3733e-09
[79 empty] | WLDFR | HFTD - Distribution - Tier 3 - 3QU CoRE ¦ 5QU LoRE | Red Flag Warning - Destructive Fires | 2022 | 3.1536e-09 | 1.5768e-09 | 4.0546e-09 | 8807.9522 | 222.2294 | 8585.7228 | 0 | 0 | 0 | 0 | 2.6269e-06 |  | 2.7776e-05 | 0 | 2.7776e-05 | 1.3888e-05 | 0 | 1.3888e-05 | 3.5713e-05 | 0 | 3.5713e-05 | [16 empty] | 7.3.1.3 Ignition probability mapping showing the probability of ignition along the electric lines and equipmentWLDFRAggregatedAggregated | WLDFR | HFTD - Distribution - Tier 3 - 4QU CoRE ¦ 1QU LoRE | Non-Red Flag Warning - Catastrophic Fires | Aggregated | Aggregated | 2050 | 8.897e-07 | 0 | 655.3922 | 0.00058311 | 2050 | Mitigation | 0.08575 | 30 | 0 | esc | 0 | 0 | 0.00060025 | 5.3405e-10 | 0.0015435 | 1.3733e-09
[79 empty] | WLDFR | HFTD - Distribution - Tier 3 - 3QU CoRE ¦ 5QU LoRE | Red Flag Warning - Destructive Fires | 2023 | 3.1536e-09 | 1.5768e-09 | 4.0546e-09 | 9129.7461 | 233.2301 | 8896.516 | 0 | 0 | 0 | 0 | 2.6269e-06 |  | 2.8791e-05 | 0 | 2.8791e-05 | 1.4396e-05 | 0 | 1.4396e-05 | 3.7017e-05 | 0 | 3.7017e-05 | [16 empty] | 7.3.1.3 Ignition probability mapping showing the probability of ignition along the electric lines and equipmentWLDFRAggregatedAggregated | WLDFR | HFTD - Distribution - Tier 3 - 4QU CoRE ¦ 1QU LoRE | Non-Red Flag Warning - Catastrophic Fires | Aggregated | Aggregated | 2051 | 8.897e-07 | 0 | 655.3922 | 0.00058311 | 2051 | Mitigation | 0.08575 | 30 | 0 | esc | 0 | 0 | 0 | 0 | 0.0015435 | 1.3733e-09
[79 empty] | WLDFR | HFTD - Distribution - Tier 3 - 3QU CoRE ¦ 5QU LoRE | Red Flag Warning - Destructive Fires | 2024 | 3.1536e-09 | 1.5768e-09 | 4.0546e-09 | 9129.7461 | 233.2301 | 8896.516 | 0 | 0 | 0 | 0 | 2.6269e-06 |  | 2.8791e-05 | 0 | 2.8791e-05 | 1.4396e-05 | 0 | 1.4396e-05 | 3.7017e-05 | 0 | 3.7017e-05 | [16 empty] | 7.3.1.3 Ignition probability mapping showing the probability of ignition along the electric lines and equipmentWLDFRAggregatedAggregated | WLDFR | HFTD - Distribution - Tier 3 - 4QU CoRE ¦ 1QU LoRE | Non-Red Flag Warning - Destructive Fires | Aggregated | Aggregated | 2021 | 1.0394e-06 | 0 | 655.3922 | 0.00068124 | 2021 | Mitigation | 0.08575 | 30 | 0 | esc | 0.0012005 | 1.2478e-09 | 0.00060025 | 6.2392e-10 | 0 | 0
[79 empty] | WLDFR | HFTD - Distribution - Tier 3 - 3QU CoRE ¦ 5QU LoRE | Red Flag Warning - Destructive Fires | 2025 | 3.1536e-09 | 1.5768e-09 | 4.0546e-09 | 9129.7461 | 233.2301 | 8896.516 | 0 | 0 | 0 | 0 | 2.6269e-06 |  | 2.8791e-05 | 0 | 2.8791e-05 | 1.4396e-05 | 0 | 1.4396e-05 | 3.7017e-05 | 0 | 3.7017e-05 | [16 empty] | 7.3.1.3 Ignition probability mapping showing the probability of ignition along the electric lines and equipmentWLDFRAggregatedAggregated | WLDFR | HFTD - Distribution - Tier 3 - 4QU CoRE ¦ 1QU LoRE | Non-Red Flag Warning - Destructive Fires | Aggregated | Aggregated | 2022 | 1.0394e-06 | 0 | 655.3922 | 0.00068124 | 2022 | Mitigation | 0.08575 | 30 | 0 | esc | 0.0012005 | 1.2478e-09 | 0.00060025 | 6.2392e-10 | 0.0015435 | 1.6044e-09
[79 empty] | WLDFR | HFTD - Distribution - Tier 3 - 3QU CoRE ¦ 5QU LoRE | Red Flag Warning - Destructive Fires | 2026 | 3.1536e-09 | 1.5768e-09 | 4.0546e-09 | 9129.7461 | 233.2301 | 8896.516 | 0 | 0 | 0 | 0 | 2.6269e-06 |  | 2.8791e-05 | 0 | 2.8791e-05 | 1.4396e-05 | 0 | 1.4396e-05 | 3.7017e-05 | 0 | 3.7017e-05 | [16 empty] | 7.3.1.3 Ignition probability mapping showing the probability of ignition along the electric lines and equipmentWLDFRAggregatedAggregated | WLDFR | HFTD - Distribution - Tier 3 - 4QU CoRE ¦ 1QU LoRE | Non-Red Flag Warning - Destructive Fires | Aggregated | Aggregated | 2023 | 1.0394e-06 | 0 | 655.3922 | 0.00068124 | 2023 | Mitigation | 0.08575 | 30 | 0 | esc | 0.0012005 | 1.2478e-09 | 0.00060025 | 6.2392e-10 | 0.0015435 | 1.6044e-09
[79 empty] | WLDFR | HFTD - Distribution - Tier 3 - 3QU CoRE ¦ 5QU LoRE | Red Flag Warning - Destructive Fires | 2027 | 3.1536e-09 | 1.5768e-09 | 4.0546e-09 | 9129.7461 | 233.2301 | 8896.516 | 0 | 0 | 0 | 0 | 2.6269e-06 |  | 2.8791e-05 | 0 | 2.8791e-05 | 1.4396e-05 | 0 | 1.4396e-05 | 3.7017e-05 | 0 | 3.7017e-05 | [16 empty] | 7.3.1.3 Ignition probability mapping showing the probability of ignition along the electric lines and equipmentWLDFRAggregatedAggregated | WLDFR | HFTD - Distribution - Tier 3 - 4QU CoRE ¦ 1QU LoRE | Non-Red Flag Warning - Destructive Fires | Aggregated | Aggregated | 2024 | 1.0394e-06 | 0 | 655.3922 | 0.00068124 | 2024 | Mitigation | 0.08575 | 30 | 0 | esc | 0.0012005 | 1.2478e-09 | 0.00060025 | 6.2392e-10 | 0.0015435 | 1.6044e-09
[79 empty] | WLDFR | HFTD - Distribution - Tier 3 - 3QU CoRE ¦ 5QU LoRE | Red Flag Warning - Destructive Fires | 2028 | 3.1536e-09 | 1.5768e-09 | 4.0546e-09 | 9534.9221 | 247.273 | 9287.6491 | 0 | 0 | 0 | 0 | 2.6269e-06 |  | 3.0069e-05 | 0 | 3.0069e-05 | 1.5035e-05 | 0 | 1.5035e-05 | 3.866e-05 | 0 | 3.866e-05 | [16 empty] | 7.3.1.3 Ignition probability mapping showing the probability of ignition along the electric lines and equipmentWLDFRAggregatedAggregated | WLDFR | HFTD - Distribution - Tier 3 - 4QU CoRE ¦ 1QU LoRE | Non-Red Flag Warning - Destructive Fires | Aggregated | Aggregated | 2025 | 1.0394e-06 | 0 | 655.3922 | 0.00068124 | 2025 | Mitigation | 0.08575 | 30 | 0 | esc | 0.0012005 | 1.2478e-09 | 0.00060025 | 6.2392e-10 | 0.0015435 | 1.6044e-09
[79 empty] | WLDFR | HFTD - Distribution - Tier 3 - 3QU CoRE ¦ 5QU LoRE | Red Flag Warning - Destructive Fires | 2029 | 3.1536e-09 | 1.5768e-09 | 4.0546e-09 | 9534.9221 | 247.273 | 9287.6491 | 0 | 0 | 0 | 0 | 2.6269e-06 |  | 3.0069e-05 | 0 | 3.0069e-05 | 1.5035e-05 | 0 | 1.5035e-05 | 3.866e-05 | 0 | 3.866e-05 | [16 empty] | 7.3.1.3 Ignition probability mapping showing the probability of ignition along the electric lines and equipmentWLDFRAggregatedAggregated | WLDFR | HFTD - Distribution - Tier 3 - 4QU CoRE ¦ 1QU LoRE | Non-Red Flag Warning - Destructive Fires | Aggregated | Aggregated | 2026 | 1.0394e-06 | 0 | 655.3922 | 0.00068124 | 2026 | Mitigation | 0.08575 | 30 | 0 | esc | 0.0012005 | 1.2478e-09 | 0.00060025 | 6.2392e-10 | 0.0015435 | 1.6044e-09
[79 empty] | WLDFR | HFTD - Distribution - Tier 3 - 3QU CoRE ¦ 5QU LoRE | Red Flag Warning - Destructive Fires | 2030 | 3.1536e-09 | 1.5768e-09 | 4.0546e-09 | 9534.9221 | 247.273 | 9287.6491 | 0 | 0 | 0 | 0 | 2.6269e-06 |  | 3.0069e-05 | 0 | 3.0069e-05 | 1.5035e-05 | 0 | 1.5035e-05 | 3.866e-05 | 0 | 3.866e-05 | [16 empty] | 7.3.1.3 Ignition probability mapping showing the probability of ignition along the electric lines and equipmentWLDFRAggregatedAggregated | WLDFR | HFTD - Distribution - Tier 3 - 4QU CoRE ¦ 1QU LoRE | Non-Red Flag Warning - Destructive Fires | Aggregated | Aggregated | 2027 | 1.0394e-06 | 0 | 655.3922 | 0.00068124 | 2027 | Mitigation | 0.08575 | 30 | 0 | esc | 0.0012005 | 1.2478e-09 | 0.00060025 | 6.2392e-10 | 0.0015435 | 1.6044e-09
[79 empty] | WLDFR | HFTD - Distribution - Tier 3 - 3QU CoRE ¦ 5QU LoRE | Red Flag Warning - Destructive Fires | 2031 | 3.1536e-09 | 1.5768e-09 | 4.0546e-09 | 9534.9221 | 247.273 | 9287.6491 | 0 | 0 | 0 | 0 | 2.6269e-06 |  | 3.0069e-05 | 0 | 3.0069e-05 | 1.5035e-05 | 0 | 1.5035e-05 | 3.866e-05 | 0 | 3.866e-05 | [16 empty] | 7.3.1.3 Ignition probability mapping showing the probability of ignition along the electric lines and equipmentWLDFRAggregatedAggregated | WLDFR | HFTD - Distribution - Tier 3 - 4QU CoRE ¦ 1QU LoRE | Non-Red Flag Warning - Destructive Fires | Aggregated | Aggregated | 2028 | 1.0394e-06 | 0 | 655.3922 | 0.00068124 | 2028 | Mitigation | 0.08575 | 30 | 0 | esc | 0.0012005 | 1.2478e-09 | 0.00060025 | 6.2392e-10 | 0.0015435 | 1.6044e-09
[79 empty] | WLDFR | HFTD - Distribution - Tier 3 - 3QU CoRE ¦ 5QU LoRE | Red Flag Warning - Destructive Fires | 2032 | 3.1536e-09 | 1.5768e-09 | 4.0546e-09 | 9534.9221 | 247.273 | 9287.6491 | 0 | 0 | 0 | 0 | 2.6269e-06 |  | 3.0069e-05 | 0 | 3.0069e-05 | 1.5035e-05 | 0 | 1.5035e-05 | 3.866e-05 | 0 | 3.866e-05 | [16 empty] | 7.3.1.3 Ignition probability mapping showing the probability of ignition along the electric lines and equipmentWLDFRAggregatedAggregated | WLDFR | HFTD - Distribution - Tier 3 - 4QU CoRE ¦ 1QU LoRE | Non-Red Flag Warning - Destructive Fires | Aggregated | Aggregated | 2029 | 1.0394e-06 | 0 | 655.3922 | 0.00068124 | 2029 | Mitigation | 0.08575 | 30 | 0 | esc | 0.0012005 | 1.2478e-09 | 0.00060025 | 6.2392e-10 | 0.0015435 | 1.6044e-09
[79 empty] | WLDFR | HFTD - Distribution - Tier 3 - 3QU CoRE ¦ 5QU LoRE | Red Flag Warning - Destructive Fires | 2033 | 3.1536e-09 | 1.5768e-09 | 4.0546e-09 | 9984.8474 | 263.1074 | 9721.74 | 0 | 0 | 0 | 0 | 2.6269e-06 |  | 3.1488e-05 | 0 | 3.1488e-05 | 1.5744e-05 | 0 | 1.5744e-05 | 4.0484e-05 | 0 | 4.0484e-05 | [16 empty] | 7.3.1.3 Ignition probability mapping showing the probability of ignition along the electric lines and equipmentWLDFRAggregatedAggregated | WLDFR | HFTD - Distribution - Tier 3 - 4QU CoRE ¦ 1QU LoRE | Non-Red Flag Warning - Destructive Fires | Aggregated | Aggregated | 2030 | 1.0394e-06 | 0 | 655.3922 | 0.00068124 | 2030 | Mitigation | 0.08575 | 30 | 0 | esc | 0.0012005 | 1.2478e-09 | 0.00060025 | 6.2392e-10 | 0.0015435 | 1.6044e-09
[79 empty] | WLDFR | HFTD - Distribution - Tier 3 - 3QU CoRE ¦ 5QU LoRE | Red Flag Warning - Destructive Fires | 2034 | 3.1536e-09 | 1.5768e-09 | 4.0546e-09 | 9984.8474 | 263.1074 | 9721.74 | 0 | 0 | 0 | 0 | 2.6269e-06 |  | 3.1488e-05 | 0 | 3.1488e-05 | 1.5744e-05 | 0 | 1.5744e-05 | 4.0484e-05 | 0 | 4.0484e-05 | [16 empty] | 7.3.1.3 Ignition probability mapping showing the probability of ignition along the electric lines and equipmentWLDFRAggregatedAggregated | WLDFR | HFTD - Distribution - Tier 3 - 4QU CoRE ¦ 1QU LoRE | Non-Red Flag Warning - Destructive Fires | Aggregated | Aggregated | 2031 | 1.0394e-06 | 0 | 655.3922 | 0.00068124 | 2031 | Mitigation | 0.08575 | 30 | 0 | esc | 0.0012005 | 1.2478e-09 | 0.00060025 | 6.2392e-10 | 0.0015435 | 1.6044e-09
[79 empty] | WLDFR | HFTD - Distribution - Tier 3 - 3QU CoRE ¦ 5QU LoRE | Red Flag Warning - Destructive Fires | 2035 | 3.1536e-09 | 1.5768e-09 | 4.0546e-09 | 9984.8474 | 263.1074 | 9721.74 | 0 | 0 | 0 | 0 | 2.6269e-06 |  | 3.1488e-05 | 0 | 3.1488e-05 | 1.5744e-05 | 0 | 1.5744e-05 | 4.0484e-05 | 0 | 4.0484e-05 | [16 empty] | 7.3.1.3 Ignition probability mapping showing the probability of ignition along the electric lines and equipmentWLDFRAggregatedAggregated | WLDFR | HFTD - Distribution - Tier 3 - 4QU CoRE ¦ 1QU LoRE | Non-Red Flag Warning - Destructive Fires | Aggregated | Aggregated | 2032 | 1.0394e-06 | 0 | 655.3922 | 0.00068124 | 2032 | Mitigation | 0.08575 | 30 | 0 | esc | 0.0012005 | 1.2478e-09 | 0.00060025 | 6.2392e-10 | 0.0015435 | 1.6044e-09
[79 empty] | WLDFR | HFTD - Distribution - Tier 3 - 3QU CoRE ¦ 5QU LoRE | Red Flag Warning - Destructive Fires | 2036 | 3.1536e-09 | 1.5768e-09 | 4.0546e-09 | 9984.8474 | 263.1074 | 9721.74 | 0 | 0 | 0 | 0 | 2.6269e-06 |  | 3.1488e-05 | 0 | 3.1488e-05 | 1.5744e-05 | 0 | 1.5744e-05 | 4.0484e-05 | 0 | 4.0484e-05 | [16 empty] | 7.3.1.3 Ignition probability mapping showing the probability of ignition along the electric lines and equipmentWLDFRAggregatedAggregated | WLDFR | HFTD - Distribution - Tier 3 - 4QU CoRE ¦ 1QU LoRE | Non-Red Flag Warning - Destructive Fires | Aggregated | Aggregated | 2033 | 1.0394e-06 | 0 | 655.3922 | 0.00068124 | 2033 | Mitigation | 0.08575 | 30 | 0 | esc | 0.0012005 | 1.2478e-09 | 0.00060025 | 6.2392e-10 | 0.0015435 | 1.6044e-09
[79 empty] | WLDFR | HFTD - Distribution - Tier 3 - 3QU CoRE ¦ 5QU LoRE | Red Flag Warning - Destructive Fires | 2037 | 3.1536e-09 | 1.5768e-09 | 4.0546e-09 | 9984.8474 | 263.1074 | 9721.74 | 0 | 0 | 0 | 0 | 2.6269e-06 |  | 3.1488e-05 | 0 | 3.1488e-05 | 1.5744e-05 | 0 | 1.5744e-05 | 4.0484e-05 | 0 | 4.0484e-05 | [16 empty] | 7.3.1.3 Ignition probability mapping showing the probability of ignition along the electric lines and equipmentWLDFRAggregatedAggregated | WLDFR | HFTD - Distribution - Tier 3 - 4QU CoRE ¦ 1QU LoRE | Non-Red Flag Warning - Destructive Fires | Aggregated | Aggregated | 2034 | 1.0394e-06 | 0 | 655.3922 | 0.00068124 | 2034 | Mitigation | 0.08575 | 30 | 0 | esc | 0.0012005 | 1.2478e-09 | 0.00060025 | 6.2392e-10 | 0.0015435 | 1.6044e-09
[79 empty] | WLDFR | HFTD - Distribution - Tier 3 - 3QU CoRE ¦ 5QU LoRE | Red Flag Warning - Destructive Fires | 2038 | 3.1536e-09 | 1.5768e-09 | 4.0546e-09 | 10472.8261 | 280.5544 | 10192.2718 | 0 | 0 | 0 | 0 | 2.6269e-06 |  | 3.3027e-05 | 0 | 3.3027e-05 | 1.6513e-05 | 0 | 1.6513e-05 | 4.2463e-05 | 0 | 4.2463e-05 | [16 empty] | 7.3.1.3 Ignition probability mapping showing the probability of ignition along the electric lines and equipmentWLDFRAggregatedAggregated | WLDFR | HFTD - Distribution - Tier 3 - 4QU CoRE ¦ 1QU LoRE | Non-Red Flag Warning - Destructive Fires | Aggregated | Aggregated | 2035 | 1.0394e-06 | 0 | 655.3922 | 0.00068124 | 2035 | Mitigation | 0.08575 | 30 | 0 | esc | 0.0012005 | 1.2478e-09 | 0.00060025 | 6.2392e-10 | 0.0015435 | 1.6044e-09
[79 empty] | WLDFR | HFTD - Distribution - Tier 3 - 3QU CoRE ¦ 5QU LoRE | Red Flag Warning - Destructive Fires | 2039 | 3.1536e-09 | 1.5768e-09 | 4.0546e-09 | 10472.8261 | 280.5544 | 10192.2718 | 0 | 0 | 0 | 0 | 2.6269e-06 |  | 3.3027e-05 | 0 | 3.3027e-05 | 1.6513e-05 | 0 | 1.6513e-05 | 4.2463e-05 | 0 | 4.2463e-05 | [16 empty] | 7.3.1.3 Ignition probability mapping showing the probability of ignition along the electric lines and equipmentWLDFRAggregatedAggregated | WLDFR | HFTD - Distribution - Tier 3 - 4QU CoRE ¦ 1QU LoRE | Non-Red Flag Warning - Destructive Fires | Aggregated | Aggregated | 2036 | 1.0394e-06 | 0 | 655.3922 | 0.00068124 | 2036 | Mitigation | 0.08575 | 30 | 0 | esc | 0.0012005 | 1.2478e-09 | 0.00060025 | 6.2392e-10 | 0.0015435 | 1.6044e-09
[79 empty] | WLDFR | HFTD - Distribution - Tier 3 - 3QU CoRE ¦ 5QU LoRE | Red Flag Warning - Destructive Fires | 2040 | 3.1536e-09 | 1.5768e-09 | 4.0546e-09 | 10472.8261 | 280.5544 | 10192.2718 | 0 | 0 | 0 | 0 | 2.6269e-06 |  | 3.3027e-05 | 0 | 3.3027e-05 | 1.6513e-05 | 0 | 1.6513e-05 | 4.2463e-05 | 0 | 4.2463e-05 | [16 empty] | 7.3.1.3 Ignition probability mapping showing the probability of ignition along the electric lines and equipmentWLDFRAggregatedAggregated | WLDFR | HFTD - Distribution - Tier 3 - 4QU CoRE ¦ 1QU LoRE | Non-Red Flag Warning - Destructive Fires | Aggregated | Aggregated | 2037 | 1.0394e-06 | 0 | 655.3922 | 0.00068124 | 2037 | Mitigation | 0.08575 | 30 | 0 | esc | 0.0012005 | 1.2478e-09 | 0.00060025 | 6.2392e-10 | 0.0015435 | 1.6044e-09
[79 empty] | WLDFR | HFTD - Distribution - Tier 3 - 3QU CoRE ¦ 5QU LoRE | Red Flag Warning - Destructive Fires | 2041 | 3.1536e-09 | 1.5768e-09 | 4.0546e-09 | 10472.8261 | 280.5544 | 10192.2718 | 0 | 0 | 0 | 0 | 2.6269e-06 |  | 3.3027e-05 | 0 | 3.3027e-05 | 1.6513e-05 | 0 | 1.6513e-05 | 4.2463e-05 | 0 | 4.2463e-05 | [16 empty] | 7.3.1.3 Ignition probability mapping showing the probability of ignition along the electric lines and equipmentWLDFRAggregatedAggregated | WLDFR | HFTD - Distribution - Tier 3 - 4QU CoRE ¦ 1QU LoRE | Non-Red Flag Warning - Destructive Fires | Aggregated | Aggregated | 2038 | 1.0394e-06 | 0 | 655.3922 | 0.00068124 | 2038 | Mitigation | 0.08575 | 30 | 0 | esc | 0.0012005 | 1.2478e-09 | 0.00060025 | 6.2392e-10 | 0.0015435 | 1.6044e-09
[79 empty] | WLDFR | HFTD - Distribution - Tier 3 - 3QU CoRE ¦ 5QU LoRE | Red Flag Warning - Destructive Fires | 2042 | 3.1536e-09 | 1.5768e-09 | 4.0546e-09 | 10472.8261 | 280.5544 | 10192.2718 | 0 | 0 | 0 | 0 | 2.6269e-06 |  | 3.3027e-05 | 0 | 3.3027e-05 | 1.6513e-05 | 0 | 1.6513e-05 | 4.2463e-05 | 0 | 4.2463e-05 | [16 empty] | 7.3.1.3 Ignition probability mapping showing the probability of ignition along the electric lines and equipmentWLDFRAggregatedAggregated | WLDFR | HFTD - Distribution - Tier 3 - 4QU CoRE ¦ 1QU LoRE | Non-Red Flag Warning - Destructive Fires | Aggregated | Aggregated | 2039 | 1.0394e-06 | 0 | 655.3922 | 0.00068124 | 2039 | Mitigation | 0.08575 | 30 | 0 | esc | 0.0012005 | 1.2478e-09 | 0.00060025 | 6.2392e-10 | 0.0015435 | 1.6044e-09
[79 empty] | WLDFR | HFTD - Distribution - Tier 3 - 3QU CoRE ¦ 5QU LoRE | Red Flag Warning - Destructive Fires | 2043 | 3.1536e-09 | 1.5768e-09 | 4.0546e-09 | 10992.1562 | 299.42 | 10692.7362 | 0 | 0 | 0 | 0 | 2.6269e-06 |  | 3.4665e-05 | 0 | 3.4665e-05 | 1.7332e-05 | 0 | 1.7332e-05 | 4.4569e-05 | 0 | 4.4569e-05 | [16 empty] | 7.3.1.3 Ignition probability mapping showing the probability of ignition along the electric lines and equipmentWLDFRAggregatedAggregated | WLDFR | HFTD - Distribution - Tier 3 - 4QU CoRE ¦ 1QU LoRE | Non-Red Flag Warning - Destructive Fires | Aggregated | Aggregated | 2040 | 1.0394e-06 | 0 | 655.3922 | 0.00068124 | 2040 | Mitigation | 0.08575 | 30 | 0 | esc | 0.0012005 | 1.2478e-09 | 0.00060025 | 6.2392e-10 | 0.0015435 | 1.6044e-09
[79 empty] | WLDFR | HFTD - Distribution - Tier 3 - 3QU CoRE ¦ 5QU LoRE | Red Flag Warning - Destructive Fires | 2044 | 3.1536e-09 | 1.5768e-09 | 4.0546e-09 | 10992.1562 | 299.42 | 10692.7362 | 0 | 0 | 0 | 0 | 2.6269e-06 |  | 3.4665e-05 | 0 | 3.4665e-05 | 1.7332e-05 | 0 | 1.7332e-05 | 4.4569e-05 | 0 | 4.4569e-05 | [16 empty] | 7.3.1.3 Ignition probability mapping showing the probability of ignition along the electric lines and equipmentWLDFRAggregatedAggregated | WLDFR | HFTD - Distribution - Tier 3 - 4QU CoRE ¦ 1QU LoRE | Non-Red Flag Warning - Destructive Fires | Aggregated | Aggregated | 2041 | 1.0394e-06 | 0 | 655.3922 | 0.00068124 | 2041 | Mitigation | 0.08575 | 30 | 0 | esc | 0.0012005 | 1.2478e-09 | 0.00060025 | 6.2392e-10 | 0.0015435 | 1.6044e-09
[79 empty] | WLDFR | HFTD - Distribution - Tier 3 - 3QU CoRE ¦ 5QU LoRE | Red Flag Warning - Destructive Fires | 2045 | 3.1536e-09 | 1.5768e-09 | 4.0546e-09 | 10992.1562 | 299.42 | 10692.7362 | 0 | 0 | 0 | 0 | 2.6269e-06 |  | 3.4665e-05 | 0 | 3.4665e-05 | 1.7332e-05 | 0 | 1.7332e-05 | 4.4569e-05 | 0 | 4.4569e-05 | [16 empty] | 7.3.1.3 Ignition probability mapping showing the probability of ignition along the electric lines and equipmentWLDFRAggregatedAggregated | WLDFR | HFTD - Distribution - Tier 3 - 4QU CoRE ¦ 1QU LoRE | Non-Red Flag Warning - Destructive Fires | Aggregated | Aggregated | 2042 | 1.0394e-06 | 0 | 655.3922 | 0.00068124 | 2042 | Mitigation | 0.08575 | 30 | 0 | esc | 0.0012005 | 1.2478e-09 | 0.00060025 | 6.2392e-10 | 0.0015435 | 1.6044e-09
[79 empty] | WLDFR | HFTD - Distribution - Tier 3 - 3QU CoRE ¦ 5QU LoRE | Red Flag Warning - Destructive Fires | 2046 | 3.1536e-09 | 1.5768e-09 | 4.0546e-09 | 10992.1562 | 299.42 | 10692.7362 | 0 | 0 | 0 | 0 | 2.6269e-06 |  | 3.4665e-05 | 0 | 3.4665e-05 | 1.7332e-05 | 0 | 1.7332e-05 | 4.4569e-05 | 0 | 4.4569e-05 | [16 empty] | 7.3.1.3 Ignition probability mapping showing the probability of ignition along the electric lines and equipmentWLDFRAggregatedAggregated | WLDFR | HFTD - Distribution - Tier 3 - 4QU CoRE ¦ 1QU LoRE | Non-Red Flag Warning - Destructive Fires | Aggregated | Aggregated | 2043 | 1.0394e-06 | 0 | 655.3922 | 0.00068124 | 2043 | Mitigation | 0.08575 | 30 | 0 | esc | 0.0012005 | 1.2478e-09 | 0.00060025 | 6.2392e-10 | 0.0015435 | 1.6044e-09
[79 empty] | WLDFR | HFTD - Distribution - Tier 3 - 3QU CoRE ¦ 5QU LoRE | Red Flag Warning - Destructive Fires | 2047 | 3.1536e-09 | 1.5768e-09 | 4.0546e-09 | 10992.1562 | 299.42 | 10692.7362 | 0 | 0 | 0 | 0 | 2.6269e-06 |  | 3.4665e-05 | 0 | 3.4665e-05 | 1.7332e-05 | 0 | 1.7332e-05 | 4.4569e-05 | 0 | 4.4569e-05 | [16 empty] | 7.3.1.3 Ignition probability mapping showing the probability of ignition along the electric lines and equipmentWLDFRAggregatedAggregated | WLDFR | HFTD - Distribution - Tier 3 - 4QU CoRE ¦ 1QU LoRE | Non-Red Flag Warning - Destructive Fires | Aggregated | Aggregated | 2044 | 1.0394e-06 | 0 | 655.3922 | 0.00068124 | 2044 | Mitigation | 0.08575 | 30 | 0 | esc | 0.0012005 | 1.2478e-09 | 0.00060025 | 6.2392e-10 | 0.0015435 | 1.6044e-09
[79 empty] | WLDFR | HFTD - Distribution - Tier 3 - 3QU CoRE ¦ 5QU LoRE | Red Flag Warning - Destructive Fires | 2048 | 3.1536e-09 | 1.5768e-09 | 4.0546e-09 | 11536.0538 | 319.4911 | 11216.5626 | 0 | 0 | 0 | 0 | 2.6269e-06 |  | 3.638e-05 | 0 | 3.638e-05 | 1.819e-05 | 0 | 1.819e-05 | 4.6774e-05 | 0 | 4.6774e-05 | [16 empty] | 7.3.1.3 Ignition probability mapping showing the probability of ignition along the electric lines and equipmentWLDFRAggregatedAggregated | WLDFR | HFTD - Distribution - Tier 3 - 4QU CoRE ¦ 1QU LoRE | Non-Red Flag Warning - Destructive Fires | Aggregated | Aggregated | 2045 | 1.0394e-06 | 0 | 655.3922 | 0.00068124 | 2045 | Mitigation | 0.08575 | 30 | 0 | esc | 0.0012005 | 1.2478e-09 | 0.00060025 | 6.2392e-10 | 0.0015435 | 1.6044e-09
[79 empty] | WLDFR | HFTD - Distribution - Tier 3 - 3QU CoRE ¦ 5QU LoRE | Red Flag Warning - Destructive Fires | 2049 | 3.1536e-09 | 1.5768e-09 | 4.0546e-09 | 11536.0538 | 319.4911 | 11216.5626 | 0 | 0 | 0 | 0 | 2.6269e-06 |  | 3.638e-05 | 0 | 3.638e-05 | 1.819e-05 | 0 | 1.819e-05 | 4.6774e-05 | 0 | 4.6774e-05 | [16 empty] | 7.3.1.3 Ignition probability mapping showing the probability of ignition along the electric lines and equipmentWLDFRAggregatedAggregated | WLDFR | HFTD - Distribution - Tier 3 - 4QU CoRE ¦ 1QU LoRE | Non-Red Flag Warning - Destructive Fires | Aggregated | Aggregated | 2046 | 1.0394e-06 | 0 | 655.3922 | 0.00068124 | 2046 | Mitigation | 0.08575 | 30 | 0 | esc | 0.0012005 | 1.2478e-09 | 0.00060025 | 6.2392e-10 | 0.0015435 | 1.6044e-09
[79 empty] | WLDFR | HFTD - Distribution - Tier 3 - 3QU CoRE ¦ 5QU LoRE | Red Flag Warning - Destructive Fires | 2050 | 0 | 1.5768e-09 | 4.0546e-09 | 11536.0538 | 319.4911 | 11216.5626 | 0 | 0 | 0 | 0 | 2.6269e-06 |  | 0 | 0 | 0 | 1.819e-05 | 0 | 1.819e-05 | 4.6774e-05 | 0 | 4.6774e-05 | [16 empty] | 7.3.1.3 Ignition probability mapping showing the probability of ignition along the electric lines and equipmentWLDFRAggregatedAggregated | WLDFR | HFTD - Distribution - Tier 3 - 4QU CoRE ¦ 1QU LoRE | Non-Red Flag Warning - Destructive Fires | Aggregated | Aggregated | 2047 | 1.0394e-06 | 0 | 655.3922 | 0.00068124 | 2047 | Mitigation | 0.08575 | 30 | 0 | esc | 0.0012005 | 1.2478e-09 | 0.00060025 | 6.2392e-10 | 0.0015435 | 1.6044e-09
[79 empty] | WLDFR | HFTD - Distribution - Tier 3 - 3QU CoRE ¦ 5QU LoRE | Red Flag Warning - Destructive Fires | 2051 | 0 | 0 | 4.0546e-09 | 11536.0538 | 319.4911 | 11216.5626 | 0 | 0 | 0 | 0 | 2.6269e-06 |  | 0 | 0 | 0 | 0 | 0 | 0 | 4.6774e-05 | 0 | 4.6774e-05 | [16 empty] | 7.3.1.3 Ignition probability mapping showing the probability of ignition along the electric lines and equipmentWLDFRAggregatedAggregated | WLDFR | HFTD - Distribution - Tier 3 - 4QU CoRE ¦ 1QU LoRE | Non-Red Flag Warning - Destructive Fires | Aggregated | Aggregated | 2048 | 1.0394e-06 | 0 | 655.3922 | 0.00068124 | 2048 | Mitigation | 0.08575 | 30 | 0 | esc | 0.0012005 | 1.2478e-09 | 0.00060025 | 6.2392e-10 | 0.0015435 | 1.6044e-09
[79 empty] | WLDFR | HFTD - Distribution - Tier 3 - 3QU CoRE ¦ 5QU LoRE | Red Flag Warning - Large Fires | 2020 | 2.4325e-08 | 0 | 0 | 5.2406 | 0.69642 | 2.942 | 1.6022 | 0 | 0 | 0 | 2.0262e-05 |  | 1.2748e-07 | 0 | 1.2748e-07 | 0 | 0 | 0 | 0 | 0 | 0 | [16 empty] | 7.3.1.3 Ignition probability mapping showing the probability of ignition along the electric lines and equipmentWLDFRAggregatedAggregated | WLDFR | HFTD - Distribution - Tier 3 - 4QU CoRE ¦ 1QU LoRE | Non-Red Flag Warning - Destructive Fires | Aggregated | Aggregated | 2049 | 1.0394e-06 | 0 | 655.3922 | 0.00068124 | 2049 | Mitigation | 0.08575 | 30 | 0 | esc | 0.0012005 | 1.2478e-09 | 0.00060025 | 6.2392e-10 | 0.0015435 | 1.6044e-09
[79 empty] | WLDFR | HFTD - Distribution - Tier 3 - 3QU CoRE ¦ 5QU LoRE | Red Flag Warning - Large Fires | 2021 | 2.4325e-08 | 1.2162e-08 | 0 | 5.2406 | 0.69642 | 2.942 | 1.6022 | 0 | 0 | 0 | 2.0262e-05 |  | 1.2748e-07 | 0 | 1.2748e-07 | 6.3738e-08 | 0 | 6.3738e-08 | 0 | 0 | 0 | [16 empty] | 7.3.1.3 Ignition probability mapping showing the probability of ignition along the electric lines and equipmentWLDFRAggregatedAggregated | WLDFR | HFTD - Distribution - Tier 3 - 4QU CoRE ¦ 1QU LoRE | Non-Red Flag Warning - Destructive Fires | Aggregated | Aggregated | 2050 | 1.0394e-06 | 0 | 655.3922 | 0.00068124 | 2050 | Mitigation | 0.08575 | 30 | 0 | esc | 0 | 0 | 0.00060025 | 6.2392e-10 | 0.0015435 | 1.6044e-09
[79 empty] | WLDFR | HFTD - Distribution - Tier 3 - 3QU CoRE ¦ 5QU LoRE | Red Flag Warning - Large Fires | 2022 | 2.4325e-08 | 1.2162e-08 | 3.1275e-08 | 5.2406 | 0.69642 | 2.942 | 1.6022 | 0 | 0 | 0 | 2.0262e-05 |  | 1.2748e-07 | 0 | 1.2748e-07 | 6.3738e-08 | 0 | 6.3738e-08 | 1.639e-07 | 0 | 1.639e-07 | [16 empty] | 7.3.1.3 Ignition probability mapping showing the probability of ignition along the electric lines and equipmentWLDFRAggregatedAggregated | WLDFR | HFTD - Distribution - Tier 3 - 4QU CoRE ¦ 1QU LoRE | Non-Red Flag Warning - Destructive Fires | Aggregated | Aggregated | 2051 | 1.0394e-06 | 0 | 655.3922 | 0.00068124 | 2051 | Mitigation | 0.08575 | 30 | 0 | esc | 0 | 0 | 0 | 0 | 0.0015435 | 1.6044e-09
[79 empty] | WLDFR | HFTD - Distribution - Tier 3 - 3QU CoRE ¦ 5QU LoRE | Red Flag Warning - Large Fires | 2023 | 2.4325e-08 | 1.2162e-08 | 3.1275e-08 | 5.475 | 0.71896 | 3.0715 | 1.6846 | 0 | 0 | 0 | 2.0262e-05 |  | 1.3318e-07 | 0 | 1.3318e-07 | 6.659e-08 | 0 | 6.659e-08 | 1.7123e-07 | 0 | 1.7123e-07 | [16 empty] | 7.3.1.3 Ignition probability mapping showing the probability of ignition along the electric lines and equipmentWLDFRAggregatedAggregated | WLDFR | HFTD - Distribution - Tier 3 - 4QU CoRE ¦ 1QU LoRE | Non-Red Flag Warning - Large Fires | Aggregated | Aggregated | 2021 | 2.1607e-05 | 0 | 655.3922 | 0.014161 | 2021 | Mitigation | 0.08575 | 30 | 0 | esc | 0.0012005 | 2.5939e-08 | 0.00060025 | 1.2969e-08 | 0 | 0
[79 empty] | WLDFR | HFTD - Distribution - Tier 3 - 3QU CoRE ¦ 5QU LoRE | Red Flag Warning - Large Fires | 2024 | 2.4325e-08 | 1.2162e-08 | 3.1275e-08 | 5.475 | 0.71896 | 3.0715 | 1.6846 | 0 | 0 | 0 | 2.0262e-05 |  | 1.3318e-07 | 0 | 1.3318e-07 | 6.659e-08 | 0 | 6.659e-08 | 1.7123e-07 | 0 | 1.7123e-07 | [16 empty] | 7.3.1.3 Ignition probability mapping showing the probability of ignition along the electric lines and equipmentWLDFRAggregatedAggregated | WLDFR | HFTD - Distribution - Tier 3 - 4QU CoRE ¦ 1QU LoRE | Non-Red Flag Warning - Large Fires | Aggregated | Aggregated | 2022 | 2.1607e-05 | 0 | 655.3922 | 0.014161 | 2022 | Mitigation | 0.08575 | 30 | 0 | esc | 0.0012005 | 2.5939e-08 | 0.00060025 | 1.2969e-08 | 0.0015435 | 3.335e-08
[79 empty] | WLDFR | HFTD - Distribution - Tier 3 - 3QU CoRE ¦ 5QU LoRE | Red Flag Warning - Large Fires | 2025 | 2.4325e-08 | 1.2162e-08 | 3.1275e-08 | 5.475 | 0.71896 | 3.0715 | 1.6846 | 0 | 0 | 0 | 2.0262e-05 |  | 1.3318e-07 | 0 | 1.3318e-07 | 6.659e-08 | 0 | 6.659e-08 | 1.7123e-07 | 0 | 1.7123e-07 | [16 empty] | 7.3.1.3 Ignition probability mapping showing the probability of ignition along the electric lines and equipmentWLDFRAggregatedAggregated | WLDFR | HFTD - Distribution - Tier 3 - 4QU CoRE ¦ 1QU LoRE | Non-Red Flag Warning - Large Fires | Aggregated | Aggregated | 2023 | 2.1607e-05 | 0 | 655.3922 | 0.014161 | 2023 | Mitigation | 0.08575 | 30 | 0 | esc | 0.0012005 | 2.5939e-08 | 0.00060025 | 1.2969e-08 | 0.0015435 | 3.335e-08
[79 empty] | WLDFR | HFTD - Distribution - Tier 3 - 3QU CoRE ¦ 5QU LoRE | Red Flag Warning - Large Fires | 2026 | 2.4325e-08 | 1.2162e-08 | 3.1275e-08 | 5.475 | 0.71896 | 3.0715 | 1.6846 | 0 | 0 | 0 | 2.0262e-05 |  | 1.3318e-07 | 0 | 1.3318e-07 | 6.659e-08 | 0 | 6.659e-08 | 1.7123e-07 | 0 | 1.7123e-07 | [16 empty] | 7.3.1.3 Ignition probability mapping showing the probability of ignition along the electric lines and equipmentWLDFRAggregatedAggregated | WLDFR | HFTD - Distribution - Tier 3 - 4QU CoRE ¦ 1QU LoRE | Non-Red Flag Warning - Large Fires | Aggregated | Aggregated | 2024 | 2.1607e-05 | 0 | 655.3922 | 0.014161 | 2024 | Mitigation | 0.08575 | 30 | 0 | esc | 0.0012005 | 2.5939e-08 | 0.00060025 | 1.2969e-08 | 0.0015435 | 3.335e-08
[79 empty] | WLDFR | HFTD - Distribution - Tier 3 - 3QU CoRE ¦ 5QU LoRE | Red Flag Warning - Large Fires | 2027 | 2.4325e-08 | 1.2162e-08 | 3.1275e-08 | 5.475 | 0.71896 | 3.0715 | 1.6846 | 0 | 0 | 0 | 2.0262e-05 |  | 1.3318e-07 | 0 | 1.3318e-07 | 6.659e-08 | 0 | 6.659e-08 | 1.7123e-07 | 0 | 1.7123e-07 | [16 empty] | 7.3.1.3 Ignition probability mapping showing the probability of ignition along the electric lines and equipmentWLDFRAggregatedAggregated | WLDFR | HFTD - Distribution - Tier 3 - 4QU CoRE ¦ 1QU LoRE | Non-Red Flag Warning - Large Fires | Aggregated | Aggregated | 2025 | 2.1607e-05 | 0 | 655.3922 | 0.014161 | 2025 | Mitigation | 0.08575 | 30 | 0 | esc | 0.0012005 | 2.5939e-08 | 0.00060025 | 1.2969e-08 | 0.0015435 | 3.335e-08
[79 empty] | WLDFR | HFTD - Distribution - Tier 3 - 3QU CoRE ¦ 5QU LoRE | Red Flag Warning - Large Fires | 2028 | 2.4325e-08 | 1.2162e-08 | 3.1275e-08 | 5.777 | 0.74734 | 3.238 | 1.7917 | 0 | 0 | 0 | 2.0262e-05 |  | 1.4053e-07 | 0 | 1.4053e-07 | 7.0263e-08 | 0 | 7.0263e-08 | 1.8068e-07 | 0 | 1.8068e-07 | [16 empty] | 7.3.1.3 Ignition probability mapping showing the probability of ignition along the electric lines and equipmentWLDFRAggregatedAggregated | WLDFR | HFTD - Distribution - Tier 3 - 4QU CoRE ¦ 1QU LoRE | Non-Red Flag Warning - Large Fires | Aggregated | Aggregated | 2026 | 2.1607e-05 | 0 | 655.3922 | 0.014161 | 2026 | Mitigation | 0.08575 | 30 | 0 | esc | 0.0012005 | 2.5939e-08 | 0.00060025 | 1.2969e-08 | 0.0015435 | 3.335e-08
[79 empty] | WLDFR | HFTD - Distribution - Tier 3 - 3QU CoRE ¦ 5QU LoRE | Red Flag Warning - Large Fires | 2029 | 2.4325e-08 | 1.2162e-08 | 3.1275e-08 | 5.777 | 0.74734 | 3.238 | 1.7917 | 0 | 0 | 0 | 2.0262e-05 |  | 1.4053e-07 | 0 | 1.4053e-07 | 7.0263e-08 | 0 | 7.0263e-08 | 1.8068e-07 | 0 | 1.8068e-07 | [16 empty] | 7.3.1.3 Ignition probability mapping showing the probability of ignition along the electric lines and equipmentWLDFRAggregatedAggregated | WLDFR | HFTD - Distribution - Tier 3 - 4QU CoRE ¦ 1QU LoRE | Non-Red Flag Warning - Large Fires | Aggregated | Aggregated | 2027 | 2.1607e-05 | 0 | 655.3922 | 0.014161 | 2027 | Mitigation | 0.08575 | 30 | 0 | esc | 0.0012005 | 2.5939e-08 | 0.00060025 | 1.2969e-08 | 0.0015435 | 3.335e-08
[79 empty] | WLDFR | HFTD - Distribution - Tier 3 - 3QU CoRE ¦ 5QU LoRE | Red Flag Warning - Large Fires | 2030 | 2.4325e-08 | 1.2162e-08 | 3.1275e-08 | 5.777 | 0.74734 | 3.238 | 1.7917 | 0 | 0 | 0 | 2.0262e-05 |  | 1.4053e-07 | 0 | 1.4053e-07 | 7.0263e-08 | 0 | 7.0263e-08 | 1.8068e-07 | 0 | 1.8068e-07 | [16 empty] | 7.3.1.3 Ignition probability mapping showing the probability of ignition along the electric lines and equipmentWLDFRAggregatedAggregated | WLDFR | HFTD - Distribution - Tier 3 - 4QU CoRE ¦ 1QU LoRE | Non-Red Flag Warning - Large Fires | Aggregated | Aggregated | 2028 | 2.1607e-05 | 0 | 655.3922 | 0.014161 | 2028 | Mitigation | 0.08575 | 30 | 0 | esc | 0.0012005 | 2.5939e-08 | 0.00060025 | 1.2969e-08 | 0.0015435 | 3.335e-08
[79 empty] | WLDFR | HFTD - Distribution - Tier 3 - 3QU CoRE ¦ 5QU LoRE | Red Flag Warning - Large Fires | 2031 | 2.4325e-08 | 1.2162e-08 | 3.1275e-08 | 5.777 | 0.74734 | 3.238 | 1.7917 | 0 | 0 | 0 | 2.0262e-05 |  | 1.4053e-07 | 0 | 1.4053e-07 | 7.0263e-08 | 0 | 7.0263e-08 | 1.8068e-07 | 0 | 1.8068e-07 | [16 empty] | 7.3.1.3 Ignition probability mapping showing the probability of ignition along the electric lines and equipmentWLDFRAggregatedAggregated | WLDFR | HFTD - Distribution - Tier 3 - 4QU CoRE ¦ 1QU LoRE | Non-Red Flag Warning - Large Fires | Aggregated | Aggregated | 2029 | 2.1607e-05 | 0 | 655.3922 | 0.014161 | 2029 | Mitigation | 0.08575 | 30 | 0 | esc | 0.0012005 | 2.5939e-08 | 0.00060025 | 1.2969e-08 | 0.0015435 | 3.335e-08
[79 empty] | WLDFR | HFTD - Distribution - Tier 3 - 3QU CoRE ¦ 5QU LoRE | Red Flag Warning - Large Fires | 2032 | 2.4325e-08 | 1.2162e-08 | 3.1275e-08 | 5.777 | 0.74734 | 3.238 | 1.7917 | 0 | 0 | 0 | 2.0262e-05 |  | 1.4053e-07 | 0 | 1.4053e-07 | 7.0263e-08 | 0 | 7.0263e-08 | 1.8068e-07 | 0 | 1.8068e-07 | [16 empty] | 7.3.1.3 Ignition probability mapping showing the probability of ignition along the electric lines and equipmentWLDFRAggregatedAggregated | WLDFR | HFTD - Distribution - Tier 3 - 4QU CoRE ¦ 1QU LoRE | Non-Red Flag Warning - Large Fires | Aggregated | Aggregated | 2030 | 2.1607e-05 | 0 | 655.3922 | 0.014161 | 2030 | Mitigation | 0.08575 | 30 | 0 | esc | 0.0012005 | 2.5939e-08 | 0.00060025 | 1.2969e-08 | 0.0015435 | 3.335e-08
[79 empty] | WLDFR | HFTD - Distribution - Tier 3 - 3QU CoRE ¦ 5QU LoRE | Red Flag Warning - Large Fires | 2033 | 2.4325e-08 | 1.2162e-08 | 3.1275e-08 | 6.1205 | 0.77885 | 3.4265 | 1.9151 | 0 | 0 | 0 | 2.0262e-05 |  | 1.4888e-07 | 0 | 1.4888e-07 | 7.444e-08 | 0 | 7.444e-08 | 1.9142e-07 | 0 | 1.9142e-07 | [16 empty] | 7.3.1.3 Ignition probability mapping showing the probability of ignition along the electric lines and equipmentWLDFRAggregatedAggregated | WLDFR | HFTD - Distribution - Tier 3 - 4QU CoRE ¦ 1QU LoRE | Non-Red Flag Warning - Large Fires | Aggregated | Aggregated | 2031 | 2.1607e-05 | 0 | 655.3922 | 0.014161 | 2031 | Mitigation | 0.08575 | 30 | 0 | esc | 0.0012005 | 2.5939e-08 | 0.00060025 | 1.2969e-08 | 0.0015435 | 3.335e-08
[79 empty] | WLDFR | HFTD - Distribution - Tier 3 - 3QU CoRE ¦ 5QU LoRE | Red Flag Warning - Large Fires | 2034 | 2.4325e-08 | 1.2162e-08 | 3.1275e-08 | 6.1205 | 0.77885 | 3.4265 | 1.9151 | 0 | 0 | 0 | 2.0262e-05 |  | 1.4888e-07 | 0 | 1.4888e-07 | 7.444e-08 | 0 | 7.444e-08 | 1.9142e-07 | 0 | 1.9142e-07 | [16 empty] | 7.3.1.3 Ignition probability mapping showing the probability of ignition along the electric lines and equipmentWLDFRAggregatedAggregated | WLDFR | HFTD - Distribution - Tier 3 - 4QU CoRE ¦ 1QU LoRE | Non-Red Flag Warning - Large Fires | Aggregated | Aggregated | 2032 | 2.1607e-05 | 0 | 655.3922 | 0.014161 | 2032 | Mitigation | 0.08575 | 30 | 0 | esc | 0.0012005 | 2.5939e-08 | 0.00060025 | 1.2969e-08 | 0.0015435 | 3.335e-08
[79 empty] | WLDFR | HFTD - Distribution - Tier 3 - 3QU CoRE ¦ 5QU LoRE | Red Flag Warning - Large Fires | 2035 | 2.4325e-08 | 1.2162e-08 | 3.1275e-08 | 6.1205 | 0.77885 | 3.4265 | 1.9151 | 0 | 0 | 0 | 2.0262e-05 |  | 1.4888e-07 | 0 | 1.4888e-07 | 7.444e-08 | 0 | 7.444e-08 | 1.9142e-07 | 0 | 1.9142e-07 | [16 empty] | 7.3.1.3 Ignition probability mapping showing the probability of ignition along the electric lines and equipmentWLDFRAggregatedAggregated | WLDFR | HFTD - Distribution - Tier 3 - 4QU CoRE ¦ 1QU LoRE | Non-Red Flag Warning - Large Fires | Aggregated | Aggregated | 2033 | 2.1607e-05 | 0 | 655.3922 | 0.014161 | 2033 | Mitigation | 0.08575 | 30 | 0 | esc | 0.0012005 | 2.5939e-08 | 0.00060025 | 1.2969e-08 | 0.0015435 | 3.335e-08
[79 empty] | WLDFR | HFTD - Distribution - Tier 3 - 3QU CoRE ¦ 5QU LoRE | Red Flag Warning - Large Fires | 2036 | 2.4325e-08 | 1.2162e-08 | 3.1275e-08 | 6.1205 | 0.77885 | 3.4265 | 1.9151 | 0 | 0 | 0 | 2.0262e-05 |  | 1.4888e-07 | 0 | 1.4888e-07 | 7.444e-08 | 0 | 7.444e-08 | 1.9142e-07 | 0 | 1.9142e-07 | [16 empty] | 7.3.1.3 Ignition probability mapping showing the probability of ignition along the electric lines and equipmentWLDFRAggregatedAggregated | WLDFR | HFTD - Distribution - Tier 3 - 4QU CoRE ¦ 1QU LoRE | Non-Red Flag Warning - Large Fires | Aggregated | Aggregated | 2034 | 2.1607e-05 | 0 | 655.3922 | 0.014161 | 2034 | Mitigation | 0.08575 | 30 | 0 | esc | 0.0012005 | 2.5939e-08 | 0.00060025 | 1.2969e-08 | 0.0015435 | 3.335e-08
[79 empty] | WLDFR | HFTD - Distribution - Tier 3 - 3QU CoRE ¦ 5QU LoRE | Red Flag Warning - Large Fires | 2037 | 2.4325e-08 | 1.2162e-08 | 3.1275e-08 | 6.1205 | 0.77885 | 3.4265 | 1.9151 | 0 | 0 | 0 | 2.0262e-05 |  | 1.4888e-07 | 0 | 1.4888e-07 | 7.444e-08 | 0 | 7.444e-08 | 1.9142e-07 | 0 | 1.9142e-07 | [16 empty] | 7.3.1.3 Ignition probability mapping showing the probability of ignition along the electric lines and equipmentWLDFRAggregatedAggregated | WLDFR | HFTD - Distribution - Tier 3 - 4QU CoRE ¦ 1QU LoRE | Non-Red Flag Warning - Large Fires | Aggregated | Aggregated | 2035 | 2.1607e-05 | 0 | 655.3922 | 0.014161 | 2035 | Mitigation | 0.08575 | 30 | 0 | esc | 0.0012005 | 2.5939e-08 | 0.00060025 | 1.2969e-08 | 0.0015435 | 3.335e-08
[79 empty] | WLDFR | HFTD - Distribution - Tier 3 - 3QU CoRE ¦ 5QU LoRE | Red Flag Warning - Large Fires | 2038 | 2.4325e-08 | 1.2162e-08 | 3.1275e-08 | 6.5028 | 0.81304 | 3.6355 | 2.0543 | 0 | 0 | 0 | 2.0262e-05 |  | 1.5818e-07 | 0 | 1.5818e-07 | 7.909e-08 | 0 | 7.909e-08 | 2.0337e-07 | 0 | 2.0337e-07 | [16 empty] | 7.3.1.3 Ignition probability mapping showing the probability of ignition along the electric lines and equipmentWLDFRAggregatedAggregated | WLDFR | HFTD - Distribution - Tier 3 - 4QU CoRE ¦ 1QU LoRE | Non-Red Flag Warning - Large Fires | Aggregated | Aggregated | 2036 | 2.1607e-05 | 0 | 655.3922 | 0.014161 | 2036 | Mitigation | 0.08575 | 30 | 0 | esc | 0.0012005 | 2.5939e-08 | 0.00060025 | 1.2969e-08 | 0.0015435 | 3.335e-08
[79 empty] | WLDFR | HFTD - Distribution - Tier 3 - 3QU CoRE ¦ 5QU LoRE | Red Flag Warning - Large Fires | 2039 | 2.4325e-08 | 1.2162e-08 | 3.1275e-08 | 6.5028 | 0.81304 | 3.6355 | 2.0543 | 0 | 0 | 0 | 2.0262e-05 |  | 1.5818e-07 | 0 | 1.5818e-07 | 7.909e-08 | 0 | 7.909e-08 | 2.0337e-07 | 0 | 2.0337e-07 | [16 empty] | 7.3.1.3 Ignition probability mapping showing the probability of ignition along the electric lines and equipmentWLDFRAggregatedAggregated | WLDFR | HFTD - Distribution - Tier 3 - 4QU CoRE ¦ 1QU LoRE | Non-Red Flag Warning - Large Fires | Aggregated | Aggregated | 2037 | 2.1607e-05 | 0 | 655.3922 | 0.014161 | 2037 | Mitigation | 0.08575 | 30 | 0 | esc | 0.0012005 | 2.5939e-08 | 0.00060025 | 1.2969e-08 | 0.0015435 | 3.335e-08
[79 empty] | WLDFR | HFTD - Distribution - Tier 3 - 3QU CoRE ¦ 5QU LoRE | Red Flag Warning - Large Fires | 2040 | 2.4325e-08 | 1.2162e-08 | 3.1275e-08 | 6.5028 | 0.81304 | 3.6355 | 2.0543 | 0 | 0 | 0 | 2.0262e-05 |  | 1.5818e-07 | 0 | 1.5818e-07 | 7.909e-08 | 0 | 7.909e-08 | 2.0337e-07 | 0 | 2.0337e-07 | [16 empty] | 7.3.1.3 Ignition probability mapping showing the probability of ignition along the electric lines and equipmentWLDFRAggregatedAggregated | WLDFR | HFTD - Distribution - Tier 3 - 4QU CoRE ¦ 1QU LoRE | Non-Red Flag Warning - Large Fires | Aggregated | Aggregated | 2038 | 2.1607e-05 | 0 | 655.3922 | 0.014161 | 2038 | Mitigation | 0.08575 | 30 | 0 | esc | 0.0012005 | 2.5939e-08 | 0.00060025 | 1.2969e-08 | 0.0015435 | 3.335e-08
[79 empty] | WLDFR | HFTD - Distribution - Tier 3 - 3QU CoRE ¦ 5QU LoRE | Red Flag Warning - Large Fires | 2041 | 2.4325e-08 | 1.2162e-08 | 3.1275e-08 | 6.5028 | 0.81304 | 3.6355 | 2.0543 | 0 | 0 | 0 | 2.0262e-05 |  | 1.5818e-07 | 0 | 1.5818e-07 | 7.909e-08 | 0 | 7.909e-08 | 2.0337e-07 | 0 | 2.0337e-07 | [16 empty] | 7.3.1.3 Ignition probability mapping showing the probability of ignition along the electric lines and equipmentWLDFRAggregatedAggregated | WLDFR | HFTD - Distribution - Tier 3 - 4QU CoRE ¦ 1QU LoRE | Non-Red Flag Warning - Large Fires | Aggregated | Aggregated | 2039 | 2.1607e-05 | 0 | 655.3922 | 0.014161 | 2039 | Mitigation | 0.08575 | 30 | 0 | esc | 0.0012005 | 2.5939e-08 | 0.00060025 | 1.2969e-08 | 0.0015435 | 3.335e-08
[79 empty] | WLDFR | HFTD - Distribution - Tier 3 - 3QU CoRE ¦ 5QU LoRE | Red Flag Warning - Large Fires | 2042 | 2.4325e-08 | 1.2162e-08 | 3.1275e-08 | 6.5028 | 0.81304 | 3.6355 | 2.0543 | 0 | 0 | 0 | 2.0262e-05 |  | 1.5818e-07 | 0 | 1.5818e-07 | 7.909e-08 | 0 | 7.909e-08 | 2.0337e-07 | 0 | 2.0337e-07 | [16 empty] | 7.3.1.3 Ignition probability mapping showing the probability of ignition along the electric lines and equipmentWLDFRAggregatedAggregated | WLDFR | HFTD - Distribution - Tier 3 - 4QU CoRE ¦ 1QU LoRE | Non-Red Flag Warning - Large Fires | Aggregated | Aggregated | 2040 | 2.1607e-05 | 0 | 655.3922 | 0.014161 | 2040 | Mitigation | 0.08575 | 30 | 0 | esc | 0.0012005 | 2.5939e-08 | 0.00060025 | 1.2969e-08 | 0.0015435 | 3.335e-08
[79 empty] | WLDFR | HFTD - Distribution - Tier 3 - 3QU CoRE ¦ 5QU LoRE | Red Flag Warning - Large Fires | 2043 | 2.4325e-08 | 1.2162e-08 | 3.1275e-08 | 6.9209 | 0.84944 | 3.8632 | 2.2083 | 0 | 0 | 0 | 2.0262e-05 |  | 1.6835e-07 | 0 | 1.6835e-07 | 8.4175e-08 | 0 | 8.4175e-08 | 2.1645e-07 | 0 | 2.1645e-07 | [16 empty] | 7.3.1.3 Ignition probability mapping showing the probability of ignition along the electric lines and equipmentWLDFRAggregatedAggregated | WLDFR | HFTD - Distribution - Tier 3 - 4QU CoRE ¦ 1QU LoRE | Non-Red Flag Warning - Large Fires | Aggregated | Aggregated | 2041 | 2.1607e-05 | 0 | 655.3922 | 0.014161 | 2041 | Mitigation | 0.08575 | 30 | 0 | esc | 0.0012005 | 2.5939e-08 | 0.00060025 | 1.2969e-08 | 0.0015435 | 3.335e-08
[79 empty] | WLDFR | HFTD - Distribution - Tier 3 - 3QU CoRE ¦ 5QU LoRE | Red Flag Warning - Large Fires | 2044 | 2.4325e-08 | 1.2162e-08 | 3.1275e-08 | 6.9209 | 0.84944 | 3.8632 | 2.2083 | 0 | 0 | 0 | 2.0262e-05 |  | 1.6835e-07 | 0 | 1.6835e-07 | 8.4175e-08 | 0 | 8.4175e-08 | 2.1645e-07 | 0 | 2.1645e-07 | [16 empty] | 7.3.1.3 Ignition probability mapping showing the probability of ignition along the electric lines and equipmentWLDFRAggregatedAggregated | WLDFR | HFTD - Distribution - Tier 3 - 4QU CoRE ¦ 1QU LoRE | Non-Red Flag Warning - Large Fires | Aggregated | Aggregated | 2042 | 2.1607e-05 | 0 | 655.3922 | 0.014161 | 2042 | Mitigation | 0.08575 | 30 | 0 | esc | 0.0012005 | 2.5939e-08 | 0.00060025 | 1.2969e-08 | 0.0015435 | 3.335e-08
[79 empty] | WLDFR | HFTD - Distribution - Tier 3 - 3QU CoRE ¦ 5QU LoRE | Red Flag Warning - Large Fires | 2045 | 2.4325e-08 | 1.2162e-08 | 3.1275e-08 | 6.9209 | 0.84944 | 3.8632 | 2.2083 | 0 | 0 | 0 | 2.0262e-05 |  | 1.6835e-07 | 0 | 1.6835e-07 | 8.4175e-08 | 0 | 8.4175e-08 | 2.1645e-07 | 0 | 2.1645e-07 | [16 empty] | 7.3.1.3 Ignition probability mapping showing the probability of ignition along the electric lines and equipmentWLDFRAggregatedAggregated | WLDFR | HFTD - Distribution - Tier 3 - 4QU CoRE ¦ 1QU LoRE | Non-Red Flag Warning - Large Fires | Aggregated | Aggregated | 2043 | 2.1607e-05 | 0 | 655.3922 | 0.014161 | 2043 | Mitigation | 0.08575 | 30 | 0 | esc | 0.0012005 | 2.5939e-08 | 0.00060025 | 1.2969e-08 | 0.0015435 | 3.335e-08
[79 empty] | WLDFR | HFTD - Distribution - Tier 3 - 3QU CoRE ¦ 5QU LoRE | Red Flag Warning - Large Fires | 2046 | 2.4325e-08 | 1.2162e-08 | 3.1275e-08 | 6.9209 | 0.84944 | 3.8632 | 2.2083 | 0 | 0 | 0 | 2.0262e-05 |  | 1.6835e-07 | 0 | 1.6835e-07 | 8.4175e-08 | 0 | 8.4175e-08 | 2.1645e-07 | 0 | 2.1645e-07 | [16 empty] | 7.3.1.3 Ignition probability mapping showing the probability of ignition along the electric lines and equipmentWLDFRAggregatedAggregated | WLDFR | HFTD - Distribution - Tier 3 - 4QU CoRE ¦ 1QU LoRE | Non-Red Flag Warning - Large Fires | Aggregated | Aggregated | 2044 | 2.1607e-05 | 0 | 655.3922 | 0.014161 | 2044 | Mitigation | 0.08575 | 30 | 0 | esc | 0.0012005 | 2.5939e-08 | 0.00060025 | 1.2969e-08 | 0.0015435 | 3.335e-08
[79 empty] | WLDFR | HFTD - Distribution - Tier 3 - 3QU CoRE ¦ 5QU LoRE | Red Flag Warning - Large Fires | 2047 | 2.4325e-08 | 1.2162e-08 | 3.1275e-08 | 6.9209 | 0.84944 | 3.8632 | 2.2083 | 0 | 0 | 0 | 2.0262e-05 |  | 1.6835e-07 | 0 | 1.6835e-07 | 8.4175e-08 | 0 | 8.4175e-08 | 2.1645e-07 | 0 | 2.1645e-07 | [16 empty] | 7.3.1.3 Ignition probability mapping showing the probability of ignition along the electric lines and equipmentWLDFRAggregatedAggregated | WLDFR | HFTD - Distribution - Tier 3 - 4QU CoRE ¦ 1QU LoRE | Non-Red Flag Warning - Large Fires | Aggregated | Aggregated | 2045 | 2.1607e-05 | 0 | 655.3922 | 0.014161 | 2045 | Mitigation | 0.08575 | 30 | 0 | esc | 0.0012005 | 2.5939e-08 | 0.00060025 | 1.2969e-08 | 0.0015435 | 3.335e-08
[79 empty] | WLDFR | HFTD - Distribution - Tier 3 - 3QU CoRE ¦ 5QU LoRE | Red Flag Warning - Large Fires | 2048 | 2.4325e-08 | 1.2162e-08 | 3.1275e-08 | 7.3713 | 0.88759 | 4.1075 | 2.3763 | 0 | 0 | 0 | 2.0262e-05 |  | 1.7931e-07 | 0 | 1.7931e-07 | 8.9653e-08 | 0 | 8.9653e-08 | 2.3054e-07 | 0 | 2.3054e-07 | [16 empty] | 7.3.1.3 Ignition probability mapping showing the probability of ignition along the electric lines and equipmentWLDFRAggregatedAggregated | WLDFR | HFTD - Distribution - Tier 3 - 4QU CoRE ¦ 1QU LoRE | Non-Red Flag Warning - Large Fires | Aggregated | Aggregated | 2046 | 2.1607e-05 | 0 | 655.3922 | 0.014161 | 2046 | Mitigation | 0.08575 | 30 | 0 | esc | 0.0012005 | 2.5939e-08 | 0.00060025 | 1.2969e-08 | 0.0015435 | 3.335e-08
[79 empty] | WLDFR | HFTD - Distribution - Tier 3 - 3QU CoRE ¦ 5QU LoRE | Red Flag Warning - Large Fires | 2049 | 2.4325e-08 | 1.2162e-08 | 3.1275e-08 | 7.3713 | 0.88759 | 4.1075 | 2.3763 | 0 | 0 | 0 | 2.0262e-05 |  | 1.7931e-07 | 0 | 1.7931e-07 | 8.9653e-08 | 0 | 8.9653e-08 | 2.3054e-07 | 0 | 2.3054e-07 | [16 empty] | 7.3.1.3 Ignition probability mapping showing the probability of ignition along the electric lines and equipmentWLDFRAggregatedAggregated | WLDFR | HFTD - Distribution - Tier 3 - 4QU CoRE ¦ 1QU LoRE | Non-Red Flag Warning - Large Fires | Aggregated | Aggregated | 2047 | 2.1607e-05 | 0 | 655.3922 | 0.014161 | 2047 | Mitigation | 0.08575 | 30 | 0 | esc | 0.0012005 | 2.5939e-08 | 0.00060025 | 1.2969e-08 | 0.0015435 | 3.335e-08
[79 empty] | WLDFR | HFTD - Distribution - Tier 3 - 3QU CoRE ¦ 5QU LoRE | Red Flag Warning - Large Fires | 2050 | 0 | 1.2162e-08 | 3.1275e-08 | 7.3713 | 0.88759 | 4.1075 | 2.3763 | 0 | 0 | 0 | 2.0262e-05 |  | 0 | 0 | 0 | 8.9653e-08 | 0 | 8.9653e-08 | 2.3054e-07 | 0 | 2.3054e-07 | [16 empty] | 7.3.1.3 Ignition probability mapping showing the probability of ignition along the electric lines and equipmentWLDFRAggregatedAggregated | WLDFR | HFTD - Distribution - Tier 3 - 4QU CoRE ¦ 1QU LoRE | Non-Red Flag Warning - Large Fires | Aggregated | Aggregated | 2048 | 2.1607e-05 | 0 | 655.3922 | 0.014161 | 2048 | Mitigation | 0.08575 | 30 | 0 | esc | 0.0012005 | 2.5939e-08 | 0.00060025 | 1.2969e-08 | 0.0015435 | 3.335e-08
[79 empty] | WLDFR | HFTD - Distribution - Tier 3 - 3QU CoRE ¦ 5QU LoRE | Red Flag Warning - Large Fires | 2051 | 0 | 0 | 3.1275e-08 | 7.3713 | 0.88759 | 4.1075 | 2.3763 | 0 | 0 | 0 | 2.0262e-05 |  | 0 | 0 | 0 | 0 | 0 | 0 | 2.3054e-07 | 0 | 2.3054e-07 | [16 empty] | 7.3.1.3 Ignition probability mapping showing the probability of ignition along the electric lines and equipmentWLDFRAggregatedAggregated | WLDFR | HFTD - Distribution - Tier 3 - 4QU CoRE ¦ 1QU LoRE | Non-Red Flag Warning - Large Fires | Aggregated | Aggregated | 2049 | 2.1607e-05 | 0 | 655.3922 | 0.014161 | 2049 | Mitigation | 0.08575 | 30 | 0 | esc | 0.0012005 | 2.5939e-08 | 0.00060025 | 1.2969e-08 | 0.0015435 | 3.335e-08
[79 empty] | WLDFR | HFTD - Distribution - Tier 3 - 3QU CoRE ¦ 5QU LoRE | Red Flag Warning - Small Fires | 2020 | 4.6089e-07 | 0 | 0 | 0.077901 | 0.036425 | 0.0015809 | 0.039895 | 0 | 0 | 0 | 0.00038391 |  | 3.5903e-08 | 0 | 3.5903e-08 | 0 | 0 | 0 | 0 | 0 | 0 | [16 empty] | 7.3.1.3 Ignition probability mapping showing the probability of ignition along the electric lines and equipmentWLDFRAggregatedAggregated | WLDFR | HFTD - Distribution - Tier 3 - 4QU CoRE ¦ 1QU LoRE | Non-Red Flag Warning - Large Fires | Aggregated | Aggregated | 2050 | 2.1607e-05 | 0 | 655.3922 | 0.014161 | 2050 | Mitigation | 0.08575 | 30 | 0 | esc | 0 | 0 | 0.00060025 | 1.2969e-08 | 0.0015435 | 3.335e-08
[79 empty] | WLDFR | HFTD - Distribution - Tier 3 - 3QU CoRE ¦ 5QU LoRE | Red Flag Warning - Small Fires | 2021 | 4.6089e-07 | 2.3044e-07 | 0 | 0.077901 | 0.036425 | 0.0015809 | 0.039895 | 0 | 0 | 0 | 0.00038391 |  | 3.5903e-08 | 0 | 3.5903e-08 | 1.7952e-08 | 0 | 1.7952e-08 | 0 | 0 | 0 | [16 empty] | 7.3.1.3 Ignition probability mapping showing the probability of ignition along the electric lines and equipmentWLDFRAggregatedAggregated | WLDFR | HFTD - Distribution - Tier 3 - 4QU CoRE ¦ 1QU LoRE | Non-Red Flag Warning - Large Fires | Aggregated | Aggregated | 2051 | 2.1607e-05 | 0 | 655.3922 | 0.014161 | 2051 | Mitigation | 0.08575 | 30 | 0 | esc | 0 | 0 | 0 | 0 | 0.0015435 | 3.335e-08
[79 empty] | WLDFR | HFTD - Distribution - Tier 3 - 3QU CoRE ¦ 5QU LoRE | Red Flag Warning - Small Fires | 2022 | 4.6089e-07 | 2.3044e-07 | 5.9257e-07 | 0.077901 | 0.036425 | 0.0015809 | 0.039895 | 0 | 0 | 0 | 0.00038391 |  | 3.5903e-08 | 0 | 3.5903e-08 | 1.7952e-08 | 0 | 1.7952e-08 | 4.6161e-08 | 0 | 4.6161e-08 | [16 empty] | 7.3.1.3 Ignition probability mapping showing the probability of ignition along the electric lines and equipmentWLDFRAggregatedAggregated | WLDFR | HFTD - Distribution - Tier 3 - 4QU CoRE ¦ 1QU LoRE | Non-Red Flag Warning - Small Fires | Aggregated | Aggregated | 2021 | 0.0079467 | 0 | 655.3922 | 5.2082 | 2021 | Mitigation | 0.08575 | 30 | 0 | esc | 0.0012005 | 9.54e-06 | 0.00060025 | 4.77e-06 | 0 | 0
[79 empty] | WLDFR | HFTD - Distribution - Tier 3 - 3QU CoRE ¦ 5QU LoRE | Red Flag Warning - Small Fires | 2023 | 4.6089e-07 | 2.3044e-07 | 5.9257e-07 | 0.080408 | 0.03759 | 0.0016314 | 0.041187 | 0 | 0 | 0 | 0.00038391 |  | 3.7059e-08 | 0 | 3.7059e-08 | 1.853e-08 | 0 | 1.853e-08 | 4.7647e-08 | 0 | 4.7647e-08 | [16 empty] | 7.3.1.3 Ignition probability mapping showing the probability of ignition along the electric lines and equipmentWLDFRAggregatedAggregated | WLDFR | HFTD - Distribution - Tier 3 - 4QU CoRE ¦ 1QU LoRE | Non-Red Flag Warning - Small Fires | Aggregated | Aggregated | 2022 | 0.0079467 | 0 | 655.3922 | 5.2082 | 2022 | Mitigation | 0.08575 | 30 | 0 | esc | 0.0012005 | 9.54e-06 | 0.00060025 | 4.77e-06 | 0.0015435 | 1.2266e-05
[79 empty] | WLDFR | HFTD - Distribution - Tier 3 - 3QU CoRE ¦ 5QU LoRE | Red Flag Warning - Small Fires | 2024 | 4.6089e-07 | 2.3044e-07 | 5.9257e-07 | 0.080408 | 0.03759 | 0.0016314 | 0.041187 | 0 | 0 | 0 | 0.00038391 |  | 3.7059e-08 | 0 | 3.7059e-08 | 1.853e-08 | 0 | 1.853e-08 | 4.7647e-08 | 0 | 4.7647e-08 | [16 empty] | 7.3.1.3 Ignition probability mapping showing the probability of ignition along the electric lines and equipmentWLDFRAggregatedAggregated | WLDFR | HFTD - Distribution - Tier 3 - 4QU CoRE ¦ 1QU LoRE | Non-Red Flag Warning - Small Fires | Aggregated | Aggregated | 2023 | 0.0079467 | 0 | 655.3922 | 5.2082 | 2023 | Mitigation | 0.08575 | 30 | 0 | esc | 0.0012005 | 9.54e-06 | 0.00060025 | 4.77e-06 | 0.0015435 | 1.2266e-05
[79 empty] | WLDFR | HFTD - Distribution - Tier 3 - 3QU CoRE ¦ 5QU LoRE | Red Flag Warning - Small Fires | 2025 | 4.6089e-07 | 2.3044e-07 | 5.9257e-07 | 0.080408 | 0.03759 | 0.0016314 | 0.041187 | 0 | 0 | 0 | 0.00038391 |  | 3.7059e-08 | 0 | 3.7059e-08 | 1.853e-08 | 0 | 1.853e-08 | 4.7647e-08 | 0 | 4.7647e-08 | [16 empty] | 7.3.1.3 Ignition probability mapping showing the probability of ignition along the electric lines and equipmentWLDFRAggregatedAggregated | WLDFR | HFTD - Distribution - Tier 3 - 4QU CoRE ¦ 1QU LoRE | Non-Red Flag Warning - Small Fires | Aggregated | Aggregated | 2024 | 0.0079467 | 0 | 655.3922 | 5.2082 | 2024 | Mitigation | 0.08575 | 30 | 0 | esc | 0.0012005 | 9.54e-06 | 0.00060025 | 4.77e-06 | 0.0015435 | 1.2266e-05
[79 empty] | WLDFR | HFTD - Distribution - Tier 3 - 3QU CoRE ¦ 5QU LoRE | Red Flag Warning - Small Fires | 2026 | 4.6089e-07 | 2.3044e-07 | 5.9257e-07 | 0.080408 | 0.03759 | 0.0016314 | 0.041187 | 0 | 0 | 0 | 0.00038391 |  | 3.7059e-08 | 0 | 3.7059e-08 | 1.853e-08 | 0 | 1.853e-08 | 4.7647e-08 | 0 | 4.7647e-08 | [16 empty] | 7.3.1.3 Ignition probability mapping showing the probability of ignition along the electric lines and equipmentWLDFRAggregatedAggregated | WLDFR | HFTD - Distribution - Tier 3 - 4QU CoRE ¦ 1QU LoRE | Non-Red Flag Warning - Small Fires | Aggregated | Aggregated | 2025 | 0.0079467 | 0 | 655.3922 | 5.2082 | 2025 | Mitigation | 0.08575 | 30 | 0 | esc | 0.0012005 | 9.54e-06 | 0.00060025 | 4.77e-06 | 0.0015435 | 1.2266e-05
[79 empty] | WLDFR | HFTD - Distribution - Tier 3 - 3QU CoRE ¦ 5QU LoRE | Red Flag Warning - Small Fires | 2027 | 4.6089e-07 | 2.3044e-07 | 5.9257e-07 | 0.080408 | 0.03759 | 0.0016314 | 0.041187 | 0 | 0 | 0 | 0.00038391 |  | 3.7059e-08 | 0 | 3.7059e-08 | 1.853e-08 | 0 | 1.853e-08 | 4.7647e-08 | 0 | 4.7647e-08 | [16 empty] | 7.3.1.3 Ignition probability mapping showing the probability of ignition along the electric lines and equipmentWLDFRAggregatedAggregated | WLDFR | HFTD - Distribution - Tier 3 - 4QU CoRE ¦ 1QU LoRE | Non-Red Flag Warning - Small Fires | Aggregated | Aggregated | 2026 | 0.0079467 | 0 | 655.3922 | 5.2082 | 2026 | Mitigation | 0.08575 | 30 | 0 | esc | 0.0012005 | 9.54e-06 | 0.00060025 | 4.77e-06 | 0.0015435 | 1.2266e-05
[79 empty] | WLDFR | HFTD - Distribution - Tier 3 - 3QU CoRE ¦ 5QU LoRE | Red Flag Warning - Small Fires | 2028 | 4.6089e-07 | 2.3044e-07 | 5.9257e-07 | 0.083606 | 0.039055 | 0.001695 | 0.042856 | 0 | 0 | 0 | 0.00038391 |  | 3.8533e-08 | 0 | 3.8533e-08 | 1.9267e-08 | 0 | 1.9267e-08 | 4.9542e-08 | 0 | 4.9542e-08 | [16 empty] | 7.3.1.3 Ignition probability mapping showing the probability of ignition along the electric lines and equipmentWLDFRAggregatedAggregated | WLDFR | HFTD - Distribution - Tier 3 - 4QU CoRE ¦ 1QU LoRE | Non-Red Flag Warning - Small Fires | Aggregated | Aggregated | 2027 | 0.0079467 | 0 | 655.3922 | 5.2082 | 2027 | Mitigation | 0.08575 | 30 | 0 | esc | 0.0012005 | 9.54e-06 | 0.00060025 | 4.77e-06 | 0.0015435 | 1.2266e-05
[79 empty] | WLDFR | HFTD - Distribution - Tier 3 - 3QU CoRE ¦ 5QU LoRE | Red Flag Warning - Small Fires | 2029 | 4.6089e-07 | 2.3044e-07 | 5.9257e-07 | 0.083606 | 0.039055 | 0.001695 | 0.042856 | 0 | 0 | 0 | 0.00038391 |  | 3.8533e-08 | 0 | 3.8533e-08 | 1.9267e-08 | 0 | 1.9267e-08 | 4.9542e-08 | 0 | 4.9542e-08 | [16 empty] | 7.3.1.3 Ignition probability mapping showing the probability of ignition along the electric lines and equipmentWLDFRAggregatedAggregated | WLDFR | HFTD - Distribution - Tier 3 - 4QU CoRE ¦ 1QU LoRE | Non-Red Flag Warning - Small Fires | Aggregated | Aggregated | 2028 | 0.0079467 | 0 | 655.3922 | 5.2082 | 2028 | Mitigation | 0.08575 | 30 | 0 | esc | 0.0012005 | 9.54e-06 | 0.00060025 | 4.77e-06 | 0.0015435 | 1.2266e-05
[79 empty] | WLDFR | HFTD - Distribution - Tier 3 - 3QU CoRE ¦ 5QU LoRE | Red Flag Warning - Small Fires | 2030 | 4.6089e-07 | 2.3044e-07 | 5.9257e-07 | 0.083606 | 0.039055 | 0.001695 | 0.042856 | 0 | 0 | 0 | 0.00038391 |  | 3.8533e-08 | 0 | 3.8533e-08 | 1.9267e-08 | 0 | 1.9267e-08 | 4.9542e-08 | 0 | 4.9542e-08 | [16 empty] | 7.3.1.3 Ignition probability mapping showing the probability of ignition along the electric lines and equipmentWLDFRAggregatedAggregated | WLDFR | HFTD - Distribution - Tier 3 - 4QU CoRE ¦ 1QU LoRE | Non-Red Flag Warning - Small Fires | Aggregated | Aggregated | 2029 | 0.0079467 | 0 | 655.3922 | 5.2082 | 2029 | Mitigation | 0.08575 | 30 | 0 | esc | 0.0012005 | 9.54e-06 | 0.00060025 | 4.77e-06 | 0.0015435 | 1.2266e-05
[79 empty] | WLDFR | HFTD - Distribution - Tier 3 - 3QU CoRE ¦ 5QU LoRE | Red Flag Warning - Small Fires | 2031 | 4.6089e-07 | 2.3044e-07 | 5.9257e-07 | 0.083606 | 0.039055 | 0.001695 | 0.042856 | 0 | 0 | 0 | 0.00038391 |  | 3.8533e-08 | 0 | 3.8533e-08 | 1.9267e-08 | 0 | 1.9267e-08 | 4.9542e-08 | 0 | 4.9542e-08 | [16 empty] | 7.3.1.3 Ignition probability mapping showing the probability of ignition along the electric lines and equipmentWLDFRAggregatedAggregated | WLDFR | HFTD - Distribution - Tier 3 - 4QU CoRE ¦ 1QU LoRE | Non-Red Flag Warning - Small Fires | Aggregated | Aggregated | 2030 | 0.0079467 | 0 | 655.3922 | 5.2082 | 2030 | Mitigation | 0.08575 | 30 | 0 | esc | 0.0012005 | 9.54e-06 | 0.00060025 | 4.77e-06 | 0.0015435 | 1.2266e-05
[79 empty] | WLDFR | HFTD - Distribution - Tier 3 - 3QU CoRE ¦ 5QU LoRE | Red Flag Warning - Small Fires | 2032 | 4.6089e-07 | 2.3044e-07 | 5.9257e-07 | 0.083606 | 0.039055 | 0.001695 | 0.042856 | 0 | 0 | 0 | 0.00038391 |  | 3.8533e-08 | 0 | 3.8533e-08 | 1.9267e-08 | 0 | 1.9267e-08 | 4.9542e-08 | 0 | 4.9542e-08 | [16 empty] | 7.3.1.3 Ignition probability mapping showing the probability of ignition along the electric lines and equipmentWLDFRAggregatedAggregated | WLDFR | HFTD - Distribution - Tier 3 - 4QU CoRE ¦ 1QU LoRE | Non-Red Flag Warning - Small Fires | Aggregated | Aggregated | 2031 | 0.0079467 | 0 | 655.3922 | 5.2082 | 2031 | Mitigation | 0.08575 | 30 | 0 | esc | 0.0012005 | 9.54e-06 | 0.00060025 | 4.77e-06 | 0.0015435 | 1.2266e-05
[79 empty] | WLDFR | HFTD - Distribution - Tier 3 - 3QU CoRE ¦ 5QU LoRE | Red Flag Warning - Small Fires | 2033 | 4.6089e-07 | 2.3044e-07 | 5.9257e-07 | 0.087211 | 0.040679 | 0.0017655 | 0.044766 | 0 | 0 | 0 | 0.00038391 |  | 4.0194e-08 | 0 | 4.0194e-08 | 2.0097e-08 | 0 | 2.0097e-08 | 5.1678e-08 | 0 | 5.1678e-08 | [16 empty] | 7.3.1.3 Ignition probability mapping showing the probability of ignition along the electric lines and equipmentWLDFRAggregatedAggregated | WLDFR | HFTD - Distribution - Tier 3 - 4QU CoRE ¦ 1QU LoRE | Non-Red Flag Warning - Small Fires | Aggregated | Aggregated | 2032 | 0.0079467 | 0 | 655.3922 | 5.2082 | 2032 | Mitigation | 0.08575 | 30 | 0 | esc | 0.0012005 | 9.54e-06 | 0.00060025 | 4.77e-06 | 0.0015435 | 1.2266e-05
[79 empty] | WLDFR | HFTD - Distribution - Tier 3 - 3QU CoRE ¦ 5QU LoRE | Red Flag Warning - Small Fires | 2034 | 4.6089e-07 | 2.3044e-07 | 5.9257e-07 | 0.087211 | 0.040679 | 0.0017655 | 0.044766 | 0 | 0 | 0 | 0.00038391 |  | 4.0194e-08 | 0 | 4.0194e-08 | 2.0097e-08 | 0 | 2.0097e-08 | 5.1678e-08 | 0 | 5.1678e-08 | [16 empty] | 7.3.1.3 Ignition probability mapping showing the probability of ignition along the electric lines and equipmentWLDFRAggregatedAggregated | WLDFR | HFTD - Distribution - Tier 3 - 4QU CoRE ¦ 1QU LoRE | Non-Red Flag Warning - Small Fires | Aggregated | Aggregated | 2033 | 0.0079467 | 0 | 655.3922 | 5.2082 | 2033 | Mitigation | 0.08575 | 30 | 0 | esc | 0.0012005 | 9.54e-06 | 0.00060025 | 4.77e-06 | 0.0015435 | 1.2266e-05
[79 empty] | WLDFR | HFTD - Distribution - Tier 3 - 3QU CoRE ¦ 5QU LoRE | Red Flag Warning - Small Fires | 2035 | 4.6089e-07 | 2.3044e-07 | 5.9257e-07 | 0.087211 | 0.040679 | 0.0017655 | 0.044766 | 0 | 0 | 0 | 0.00038391 |  | 4.0194e-08 | 0 | 4.0194e-08 | 2.0097e-08 | 0 | 2.0097e-08 | 5.1678e-08 | 0 | 5.1678e-08 | [16 empty] | 7.3.1.3 Ignition probability mapping showing the probability of ignition along the electric lines and equipmentWLDFRAggregatedAggregated | WLDFR | HFTD - Distribution - Tier 3 - 4QU CoRE ¦ 1QU LoRE | Non-Red Flag Warning - Small Fires | Aggregated | Aggregated | 2034 | 0.0079467 | 0 | 655.3922 | 5.2082 | 2034 | Mitigation | 0.08575 | 30 | 0 | esc | 0.0012005 | 9.54e-06 | 0.00060025 | 4.77e-06 | 0.0015435 | 1.2266e-05
[79 empty] | WLDFR | HFTD - Distribution - Tier 3 - 3QU CoRE ¦ 5QU LoRE | Red Flag Warning - Small Fires | 2036 | 4.6089e-07 | 2.3044e-07 | 5.9257e-07 | 0.087211 | 0.040679 | 0.0017655 | 0.044766 | 0 | 0 | 0 | 0.00038391 |  | 4.0194e-08 | 0 | 4.0194e-08 | 2.0097e-08 | 0 | 2.0097e-08 | 5.1678e-08 | 0 | 5.1678e-08 | [16 empty] | 7.3.1.3 Ignition probability mapping showing the probability of ignition along the electric lines and equipmentWLDFRAggregatedAggregated | WLDFR | HFTD - Distribution - Tier 3 - 4QU CoRE ¦ 1QU LoRE | Non-Red Flag Warning - Small Fires | Aggregated | Aggregated | 2035 | 0.0079467 | 0 | 655.3922 | 5.2082 | 2035 | Mitigation | 0.08575 | 30 | 0 | esc | 0.0012005 | 9.54e-06 | 0.00060025 | 4.77e-06 | 0.0015435 | 1.2266e-05
[79 empty] | WLDFR | HFTD - Distribution - Tier 3 - 3QU CoRE ¦ 5QU LoRE | Red Flag Warning - Small Fires | 2037 | 4.6089e-07 | 2.3044e-07 | 5.9257e-07 | 0.087211 | 0.040679 | 0.0017655 | 0.044766 | 0 | 0 | 0 | 0.00038391 |  | 4.0194e-08 | 0 | 4.0194e-08 | 2.0097e-08 | 0 | 2.0097e-08 | 5.1678e-08 | 0 | 5.1678e-08 | [16 empty] | 7.3.1.3 Ignition probability mapping showing the probability of ignition along the electric lines and equipmentWLDFRAggregatedAggregated | WLDFR | HFTD - Distribution - Tier 3 - 4QU CoRE ¦ 1QU LoRE | Non-Red Flag Warning - Small Fires | Aggregated | Aggregated | 2036 | 0.0079467 | 0 | 655.3922 | 5.2082 | 2036 | Mitigation | 0.08575 | 30 | 0 | esc | 0.0012005 | 9.54e-06 | 0.00060025 | 4.77e-06 | 0.0015435 | 1.2266e-05
[79 empty] | WLDFR | HFTD - Distribution - Tier 3 - 3QU CoRE ¦ 5QU LoRE | Red Flag Warning - Small Fires | 2038 | 4.6089e-07 | 2.3044e-07 | 5.9257e-07 | 0.091184 | 0.042438 | 0.0018418 | 0.046905 | 0 | 0 | 0 | 0.00038391 |  | 4.2026e-08 | 0 | 4.2026e-08 | 2.1013e-08 | 0 | 2.1013e-08 | 5.4033e-08 | 0 | 5.4033e-08 | [16 empty] | 7.3.1.3 Ignition probability mapping showing the probability of ignition along the electric lines and equipmentWLDFRAggregatedAggregated | WLDFR | HFTD - Distribution - Tier 3 - 4QU CoRE ¦ 1QU LoRE | Non-Red Flag Warning - Small Fires | Aggregated | Aggregated | 2037 | 0.0079467 | 0 | 655.3922 | 5.2082 | 2037 | Mitigation | 0.08575 | 30 | 0 | esc | 0.0012005 | 9.54e-06 | 0.00060025 | 4.77e-06 | 0.0015435 | 1.2266e-05
[79 empty] | WLDFR | HFTD - Distribution - Tier 3 - 3QU CoRE ¦ 5QU LoRE | Red Flag Warning - Small Fires | 2039 | 4.6089e-07 | 2.3044e-07 | 5.9257e-07 | 0.091184 | 0.042438 | 0.0018418 | 0.046905 | 0 | 0 | 0 | 0.00038391 |  | 4.2026e-08 | 0 | 4.2026e-08 | 2.1013e-08 | 0 | 2.1013e-08 | 5.4033e-08 | 0 | 5.4033e-08 | [16 empty] | 7.3.1.3 Ignition probability mapping showing the probability of ignition along the electric lines and equipmentWLDFRAggregatedAggregated | WLDFR | HFTD - Distribution - Tier 3 - 4QU CoRE ¦ 1QU LoRE | Non-Red Flag Warning - Small Fires | Aggregated | Aggregated | 2038 | 0.0079467 | 0 | 655.3922 | 5.2082 | 2038 | Mitigation | 0.08575 | 30 | 0 | esc | 0.0012005 | 9.54e-06 | 0.00060025 | 4.77e-06 | 0.0015435 | 1.2266e-05
[79 empty] | WLDFR | HFTD - Distribution - Tier 3 - 3QU CoRE ¦ 5QU LoRE | Red Flag Warning - Small Fires | 2040 | 4.6089e-07 | 2.3044e-07 | 5.9257e-07 | 0.091184 | 0.042438 | 0.0018418 | 0.046905 | 0 | 0 | 0 | 0.00038391 |  | 4.2026e-08 | 0 | 4.2026e-08 | 2.1013e-08 | 0 | 2.1013e-08 | 5.4033e-08 | 0 | 5.4033e-08 | [16 empty] | 7.3.1.3 Ignition probability mapping showing the probability of ignition along the electric lines and equipmentWLDFRAggregatedAggregated | WLDFR | HFTD - Distribution - Tier 3 - 4QU CoRE ¦ 1QU LoRE | Non-Red Flag Warning - Small Fires | Aggregated | Aggregated | 2039 | 0.0079467 | 0 | 655.3922 | 5.2082 | 2039 | Mitigation | 0.08575 | 30 | 0 | esc | 0.0012005 | 9.54e-06 | 0.00060025 | 4.77e-06 | 0.0015435 | 1.2266e-05
[79 empty] | WLDFR | HFTD - Distribution - Tier 3 - 3QU CoRE ¦ 5QU LoRE | Red Flag Warning - Small Fires | 2041 | 4.6089e-07 | 2.3044e-07 | 5.9257e-07 | 0.091184 | 0.042438 | 0.0018418 | 0.046905 | 0 | 0 | 0 | 0.00038391 |  | 4.2026e-08 | 0 | 4.2026e-08 | 2.1013e-08 | 0 | 2.1013e-08 | 5.4033e-08 | 0 | 5.4033e-08 | [16 empty] | 7.3.1.3 Ignition probability mapping showing the probability of ignition along the electric lines and equipmentWLDFRAggregatedAggregated | WLDFR | HFTD - Distribution - Tier 3 - 4QU CoRE ¦ 1QU LoRE | Non-Red Flag Warning - Small Fires | Aggregated | Aggregated | 2040 | 0.0079467 | 0 | 655.3922 | 5.2082 | 2040 | Mitigation | 0.08575 | 30 | 0 | esc | 0.0012005 | 9.54e-06 | 0.00060025 | 4.77e-06 | 0.0015435 | 1.2266e-05
[79 empty] | WLDFR | HFTD - Distribution - Tier 3 - 3QU CoRE ¦ 5QU LoRE | Red Flag Warning - Small Fires | 2042 | 4.6089e-07 | 2.3044e-07 | 5.9257e-07 | 0.091184 | 0.042438 | 0.0018418 | 0.046905 | 0 | 0 | 0 | 0.00038391 |  | 4.2026e-08 | 0 | 4.2026e-08 | 2.1013e-08 | 0 | 2.1013e-08 | 5.4033e-08 | 0 | 5.4033e-08 | [16 empty] | 7.3.1.3 Ignition probability mapping showing the probability of ignition along the electric lines and equipmentWLDFRAggregatedAggregated | WLDFR | HFTD - Distribution - Tier 3 - 4QU CoRE ¦ 1QU LoRE | Non-Red Flag Warning - Small Fires | Aggregated | Aggregated | 2041 | 0.0079467 | 0 | 655.3922 | 5.2082 | 2041 | Mitigation | 0.08575 | 30 | 0 | esc | 0.0012005 | 9.54e-06 | 0.00060025 | 4.77e-06 | 0.0015435 | 1.2266e-05
[79 empty] | WLDFR | HFTD - Distribution - Tier 3 - 3QU CoRE ¦ 5QU LoRE | Red Flag Warning - Small Fires | 2043 | 4.6089e-07 | 2.3044e-07 | 5.9257e-07 | 0.095486 | 0.044306 | 0.0019228 | 0.049257 | 0 | 0 | 0 | 0.00038391 |  | 4.4008e-08 | 0 | 4.4008e-08 | 2.2004e-08 | 0 | 2.2004e-08 | 5.6582e-08 | 0 | 5.6582e-08 | [16 empty] | 7.3.1.3 Ignition probability mapping showing the probability of ignition along the electric lines and equipmentWLDFRAggregatedAggregated | WLDFR | HFTD - Distribution - Tier 3 - 4QU CoRE ¦ 1QU LoRE | Non-Red Flag Warning - Small Fires | Aggregated | Aggregated | 2042 | 0.0079467 | 0 | 655.3922 | 5.2082 | 2042 | Mitigation | 0.08575 | 30 | 0 | esc | 0.0012005 | 9.54e-06 | 0.00060025 | 4.77e-06 | 0.0015435 | 1.2266e-05
[79 empty] | WLDFR | HFTD - Distribution - Tier 3 - 3QU CoRE ¦ 5QU LoRE | Red Flag Warning - Small Fires | 2044 | 4.6089e-07 | 2.3044e-07 | 5.9257e-07 | 0.095486 | 0.044306 | 0.0019228 | 0.049257 | 0 | 0 | 0 | 0.00038391 |  | 4.4008e-08 | 0 | 4.4008e-08 | 2.2004e-08 | 0 | 2.2004e-08 | 5.6582e-08 | 0 | 5.6582e-08 | [16 empty] | 7.3.1.3 Ignition probability mapping showing the probability of ignition along the electric lines and equipmentWLDFRAggregatedAggregated | WLDFR | HFTD - Distribution - Tier 3 - 4QU CoRE ¦ 1QU LoRE | Non-Red Flag Warning - Small Fires | Aggregated | Aggregated | 2043 | 0.0079467 | 0 | 655.3922 | 5.2082 | 2043 | Mitigation | 0.08575 | 30 | 0 | esc | 0.0012005 | 9.54e-06 | 0.00060025 | 4.77e-06 | 0.0015435 | 1.2266e-05
[79 empty] | WLDFR | HFTD - Distribution - Tier 3 - 3QU CoRE ¦ 5QU LoRE | Red Flag Warning - Small Fires | 2045 | 4.6089e-07 | 2.3044e-07 | 5.9257e-07 | 0.095486 | 0.044306 | 0.0019228 | 0.049257 | 0 | 0 | 0 | 0.00038391 |  | 4.4008e-08 | 0 | 4.4008e-08 | 2.2004e-08 | 0 | 2.2004e-08 | 5.6582e-08 | 0 | 5.6582e-08 | [16 empty] | 7.3.1.3 Ignition probability mapping showing the probability of ignition along the electric lines and equipmentWLDFRAggregatedAggregated | WLDFR | HFTD - Distribution - Tier 3 - 4QU CoRE ¦ 1QU LoRE | Non-Red Flag Warning - Small Fires | Aggregated | Aggregated | 2044 | 0.0079467 | 0 | 655.3922 | 5.2082 | 2044 | Mitigation | 0.08575 | 30 | 0 | esc | 0.0012005 | 9.54e-06 | 0.00060025 | 4.77e-06 | 0.0015435 | 1.2266e-05
[79 empty] | WLDFR | HFTD - Distribution - Tier 3 - 3QU CoRE ¦ 5QU LoRE | Red Flag Warning - Small Fires | 2046 | 4.6089e-07 | 2.3044e-07 | 5.9257e-07 | 0.095486 | 0.044306 | 0.0019228 | 0.049257 | 0 | 0 | 0 | 0.00038391 |  | 4.4008e-08 | 0 | 4.4008e-08 | 2.2004e-08 | 0 | 2.2004e-08 | 5.6582e-08 | 0 | 5.6582e-08 | [16 empty] | 7.3.1.3 Ignition probability mapping showing the probability of ignition along the electric lines and equipmentWLDFRAggregatedAggregated | WLDFR | HFTD - Distribution - Tier 3 - 4QU CoRE ¦ 1QU LoRE | Non-Red Flag Warning - Small Fires | Aggregated | Aggregated | 2045 | 0.0079467 | 0 | 655.3922 | 5.2082 | 2045 | Mitigation | 0.08575 | 30 | 0 | esc | 0.0012005 | 9.54e-06 | 0.00060025 | 4.77e-06 | 0.0015435 | 1.2266e-05
[79 empty] | WLDFR | HFTD - Distribution - Tier 3 - 3QU CoRE ¦ 5QU LoRE | Red Flag Warning - Small Fires | 2047 | 4.6089e-07 | 2.3044e-07 | 5.9257e-07 | 0.095486 | 0.044306 | 0.0019228 | 0.049257 | 0 | 0 | 0 | 0.00038391 |  | 4.4008e-08 | 0 | 4.4008e-08 | 2.2004e-08 | 0 | 2.2004e-08 | 5.6582e-08 | 0 | 5.6582e-08 | [16 empty] | 7.3.1.3 Ignition probability mapping showing the probability of ignition along the electric lines and equipmentWLDFRAggregatedAggregated | WLDFR | HFTD - Distribution - Tier 3 - 4QU CoRE ¦ 1QU LoRE | Non-Red Flag Warning - Small Fires | Aggregated | Aggregated | 2046 | 0.0079467 | 0 | 655.3922 | 5.2082 | 2046 | Mitigation | 0.08575 | 30 | 0 | esc | 0.0012005 | 9.54e-06 | 0.00060025 | 4.77e-06 | 0.0015435 | 1.2266e-05
[79 empty] | WLDFR | HFTD - Distribution - Tier 3 - 3QU CoRE ¦ 5QU LoRE | Red Flag Warning - Small Fires | 2048 | 4.6089e-07 | 2.3044e-07 | 5.9257e-07 | 0.10007 | 0.04626 | 0.0020076 | 0.051804 | 0 | 0 | 0 | 0.00038391 |  | 4.6122e-08 | 0 | 4.6122e-08 | 2.3061e-08 | 0 | 2.3061e-08 | 5.9299e-08 | 0 | 5.9299e-08 | [16 empty] | 7.3.1.3 Ignition probability mapping showing the probability of ignition along the electric lines and equipmentWLDFRAggregatedAggregated | WLDFR | HFTD - Distribution - Tier 3 - 4QU CoRE ¦ 1QU LoRE | Non-Red Flag Warning - Small Fires | Aggregated | Aggregated | 2047 | 0.0079467 | 0 | 655.3922 | 5.2082 | 2047 | Mitigation | 0.08575 | 30 | 0 | esc | 0.0012005 | 9.54e-06 | 0.00060025 | 4.77e-06 | 0.0015435 | 1.2266e-05
[79 empty] | WLDFR | HFTD - Distribution - Tier 3 - 3QU CoRE ¦ 5QU LoRE | Red Flag Warning - Small Fires | 2049 | 4.6089e-07 | 2.3044e-07 | 5.9257e-07 | 0.10007 | 0.04626 | 0.0020076 | 0.051804 | 0 | 0 | 0 | 0.00038391 |  | 4.6122e-08 | 0 | 4.6122e-08 | 2.3061e-08 | 0 | 2.3061e-08 | 5.9299e-08 | 0 | 5.9299e-08 | [16 empty] | 7.3.1.3 Ignition probability mapping showing the probability of ignition along the electric lines and equipmentWLDFRAggregatedAggregated | WLDFR | HFTD - Distribution - Tier 3 - 4QU CoRE ¦ 1QU LoRE | Non-Red Flag Warning - Small Fires | Aggregated | Aggregated | 2048 | 0.0079467 | 0 | 655.3922 | 5.2082 | 2048 | Mitigation | 0.08575 | 30 | 0 | esc | 0.0012005 | 9.54e-06 | 0.00060025 | 4.77e-06 | 0.0015435 | 1.2266e-05
[79 empty] | WLDFR | HFTD - Distribution - Tier 3 - 3QU CoRE ¦ 5QU LoRE | Red Flag Warning - Small Fires | 2050 | 0 | 2.3044e-07 | 5.9257e-07 | 0.10007 | 0.04626 | 0.0020076 | 0.051804 | 0 | 0 | 0 | 0.00038391 |  | 0 | 0 | 0 | 2.3061e-08 | 0 | 2.3061e-08 | 5.9299e-08 | 0 | 5.9299e-08 | [16 empty] | 7.3.1.3 Ignition probability mapping showing the probability of ignition along the electric lines and equipmentWLDFRAggregatedAggregated | WLDFR | HFTD - Distribution - Tier 3 - 4QU CoRE ¦ 1QU LoRE | Non-Red Flag Warning - Small Fires | Aggregated | Aggregated | 2049 | 0.0079467 | 0 | 655.3922 | 5.2082 | 2049 | Mitigation | 0.08575 | 30 | 0 | esc | 0.0012005 | 9.54e-06 | 0.00060025 | 4.77e-06 | 0.0015435 | 1.2266e-05
[79 empty] | WLDFR | HFTD - Distribution - Tier 3 - 3QU CoRE ¦ 5QU LoRE | Red Flag Warning - Small Fires | 2051 | 0 | 0 | 5.9257e-07 | 0.10007 | 0.04626 | 0.0020076 | 0.051804 | 0 | 0 | 0 | 0.00038391 |  | 0 | 0 | 0 | 0 | 0 | 0 | 5.9299e-08 | 0 | 5.9299e-08 | [16 empty] | 7.3.1.3 Ignition probability mapping showing the probability of ignition along the electric lines and equipmentWLDFRAggregatedAggregated | WLDFR | HFTD - Distribution - Tier 3 - 4QU CoRE ¦ 1QU LoRE | Non-Red Flag Warning - Small Fires | Aggregated | Aggregated | 2050 | 0.0079467 | 0 | 655.3922 | 5.2082 | 2050 | Mitigation | 0.08575 | 30 | 0 | esc | 0 | 0 | 0.00060025 | 4.77e-06 | 0.0015435 | 1.2266e-05
[79 empty] | WLDFR | HFTD - Distribution - Tier 3 - 4QU CoRE ¦ 1QU LoRE | Non-Red Flag Warning - Catastrophic Fires | 2020 | 1.0681e-09 | 0 | 0 | 14146.1306 | 222.2294 | 8585.7228 | 5338.1784 | 0 | 0 | 0 | 8.897e-07 |  | 1.5109e-05 | 0 | 1.5109e-05 | 0 | 0 | 0 | 0 | 0 | 0 | [16 empty] | 7.3.1.3 Ignition probability mapping showing the probability of ignition along the electric lines and equipmentWLDFRAggregatedAggregated | WLDFR | HFTD - Distribution - Tier 3 - 4QU CoRE ¦ 1QU LoRE | Non-Red Flag Warning - Small Fires | Aggregated | Aggregated | 2051 | 0.0079467 | 0 | 655.3922 | 5.2082 | 2051 | Mitigation | 0.08575 | 30 | 0 | esc | 0 | 0 | 0 | 0 | 0.0015435 | 1.2266e-05
[79 empty] | WLDFR | HFTD - Distribution - Tier 3 - 4QU CoRE ¦ 1QU LoRE | Non-Red Flag Warning - Catastrophic Fires | 2021 | 1.0681e-09 | 5.3405e-10 | 0 | 14146.1306 | 222.2294 | 8585.7228 | 5338.1784 | 0 | 0 | 0 | 8.897e-07 |  | 1.5109e-05 | 0 | 1.5109e-05 | 7.5547e-06 | 0 | 7.5547e-06 | 0 | 0 | 0 | [16 empty] | 7.3.1.3 Ignition probability mapping showing the probability of ignition along the electric lines and equipmentWLDFRAggregatedAggregated | WLDFR | HFTD - Distribution - Tier 3 - 4QU CoRE ¦ 1QU LoRE | Red Flag Warning - Catastrophic Fires | Aggregated | Aggregated | 2021 | 1.8272e-05 | 0 | 655.3922 | 0.011975 | 2021 | Mitigation | 0.08575 | 30 | 0 | esc | 0.0012005 | 2.1935e-08 | 0.00060025 | 1.0968e-08 | 0 | 0
[79 empty] | WLDFR | HFTD - Distribution - Tier 3 - 4QU CoRE ¦ 1QU LoRE | Non-Red Flag Warning - Catastrophic Fires | 2022 | 1.0681e-09 | 5.3405e-10 | 1.3733e-09 | 14146.1306 | 222.2294 | 8585.7228 | 5338.1784 | 0 | 0 | 0 | 8.897e-07 |  | 1.5109e-05 | 0 | 1.5109e-05 | 7.5547e-06 | 0 | 7.5547e-06 | 1.9426e-05 | 0 | 1.9426e-05 | [16 empty] | 7.3.1.3 Ignition probability mapping showing the probability of ignition along the electric lines and equipmentWLDFRAggregatedAggregated | WLDFR | HFTD - Distribution - Tier 3 - 4QU CoRE ¦ 1QU LoRE | Red Flag Warning - Catastrophic Fires | Aggregated | Aggregated | 2022 | 1.8272e-05 | 0 | 655.3922 | 0.011975 | 2022 | Mitigation | 0.08575 | 30 | 0 | esc | 0.0012005 | 2.1935e-08 | 0.00060025 | 1.0968e-08 | 0.0015435 | 2.8203e-08
[79 empty] | WLDFR | HFTD - Distribution - Tier 3 - 4QU CoRE ¦ 1QU LoRE | Non-Red Flag Warning - Catastrophic Fires | 2023 | 1.0681e-09 | 5.3405e-10 | 1.3733e-09 | 14664.6376 | 233.2301 | 8896.516 | 5534.8915 | 0 | 0 | 0 | 8.897e-07 |  | 1.5663e-05 | 0 | 1.5663e-05 | 7.8316e-06 | 0 | 7.8316e-06 | 2.0138e-05 | 0 | 2.0138e-05 | [16 empty] | 7.3.1.3 Ignition probability mapping showing the probability of ignition along the electric lines and equipmentWLDFRAggregatedAggregated | WLDFR | HFTD - Distribution - Tier 3 - 4QU CoRE ¦ 1QU LoRE | Red Flag Warning - Catastrophic Fires | Aggregated | Aggregated | 2023 | 1.8272e-05 | 0 | 655.3922 | 0.011975 | 2023 | Mitigation | 0.08575 | 30 | 0 | esc | 0.0012005 | 2.1935e-08 | 0.00060025 | 1.0968e-08 | 0.0015435 | 2.8203e-08
[79 empty] | WLDFR | HFTD - Distribution - Tier 3 - 4QU CoRE ¦ 1QU LoRE | Non-Red Flag Warning - Catastrophic Fires | 2024 | 1.0681e-09 | 5.3405e-10 | 1.3733e-09 | 14664.6376 | 233.2301 | 8896.516 | 5534.8915 | 0 | 0 | 0 | 8.897e-07 |  | 1.5663e-05 | 0 | 1.5663e-05 | 7.8316e-06 | 0 | 7.8316e-06 | 2.0138e-05 | 0 | 2.0138e-05 | [16 empty] | 7.3.1.3 Ignition probability mapping showing the probability of ignition along the electric lines and equipmentWLDFRAggregatedAggregated | WLDFR | HFTD - Distribution - Tier 3 - 4QU CoRE ¦ 1QU LoRE | Red Flag Warning - Catastrophic Fires | Aggregated | Aggregated | 2024 | 1.8272e-05 | 0 | 655.3922 | 0.011975 | 2024 | Mitigation | 0.08575 | 30 | 0 | esc | 0.0012005 | 2.1935e-08 | 0.00060025 | 1.0968e-08 | 0.0015435 | 2.8203e-08
[79 empty] | WLDFR | HFTD - Distribution - Tier 3 - 4QU CoRE ¦ 1QU LoRE | Non-Red Flag Warning - Catastrophic Fires | 2025 | 1.0681e-09 | 5.3405e-10 | 1.3733e-09 | 14664.6376 | 233.2301 | 8896.516 | 5534.8915 | 0 | 0 | 0 | 8.897e-07 |  | 1.5663e-05 | 0 | 1.5663e-05 | 7.8316e-06 | 0 | 7.8316e-06 | 2.0138e-05 | 0 | 2.0138e-05 | [16 empty] | 7.3.1.3 Ignition probability mapping showing the probability of ignition along the electric lines and equipmentWLDFRAggregatedAggregated | WLDFR | HFTD - Distribution - Tier 3 - 4QU CoRE ¦ 1QU LoRE | Red Flag Warning - Catastrophic Fires | Aggregated | Aggregated | 2025 | 1.8272e-05 | 0 | 655.3922 | 0.011975 | 2025 | Mitigation | 0.08575 | 30 | 0 | esc | 0.0012005 | 2.1935e-08 | 0.00060025 | 1.0968e-08 | 0.0015435 | 2.8203e-08
[79 empty] | WLDFR | HFTD - Distribution - Tier 3 - 4QU CoRE ¦ 1QU LoRE | Non-Red Flag Warning - Catastrophic Fires | 2026 | 1.0681e-09 | 5.3405e-10 | 1.3733e-09 | 14664.6376 | 233.2301 | 8896.516 | 5534.8915 | 0 | 0 | 0 | 8.897e-07 |  | 1.5663e-05 | 0 | 1.5663e-05 | 7.8316e-06 | 0 | 7.8316e-06 | 2.0138e-05 | 0 | 2.0138e-05 | [16 empty] | 7.3.1.3 Ignition probability mapping showing the probability of ignition along the electric lines and equipmentWLDFRAggregatedAggregated | WLDFR | HFTD - Distribution - Tier 3 - 4QU CoRE ¦ 1QU LoRE | Red Flag Warning - Catastrophic Fires | Aggregated | Aggregated | 2026 | 1.8272e-05 | 0 | 655.3922 | 0.011975 | 2026 | Mitigation | 0.08575 | 30 | 0 | esc | 0.0012005 | 2.1935e-08 | 0.00060025 | 1.0968e-08 | 0.0015435 | 2.8203e-08
[79 empty] | WLDFR | HFTD - Distribution - Tier 3 - 4QU CoRE ¦ 1QU LoRE | Non-Red Flag Warning - Catastrophic Fires | 2027 | 1.0681e-09 | 5.3405e-10 | 1.3733e-09 | 14664.6376 | 233.2301 | 8896.516 | 5534.8915 | 0 | 0 | 0 | 8.897e-07 |  | 1.5663e-05 | 0 | 1.5663e-05 | 7.8316e-06 | 0 | 7.8316e-06 | 2.0138e-05 | 0 | 2.0138e-05 | [16 empty] | 7.3.1.3 Ignition probability mapping showing the probability of ignition along the electric lines and equipmentWLDFRAggregatedAggregated | WLDFR | HFTD - Distribution - Tier 3 - 4QU CoRE ¦ 1QU LoRE | Red Flag Warning - Catastrophic Fires | Aggregated | Aggregated | 2027 | 1.8272e-05 | 0 | 655.3922 | 0.011975 | 2027 | Mitigation | 0.08575 | 30 | 0 | esc | 0.0012005 | 2.1935e-08 | 0.00060025 | 1.0968e-08 | 0.0015435 | 2.8203e-08
[79 empty] | WLDFR | HFTD - Distribution - Tier 3 - 4QU CoRE ¦ 1QU LoRE | Non-Red Flag Warning - Catastrophic Fires | 2028 | 1.0681e-09 | 5.3405e-10 | 1.3733e-09 | 15317.9909 | 247.273 | 9287.6491 | 5783.0689 | 0 | 0 | 0 | 8.897e-07 |  | 1.6361e-05 | 0 | 1.6361e-05 | 8.1805e-06 | 0 | 8.1805e-06 | 2.1036e-05 | 0 | 2.1036e-05 | [16 empty] | 7.3.1.3 Ignition probability mapping showing the probability of ignition along the electric lines and equipmentWLDFRAggregatedAggregated | WLDFR | HFTD - Distribution - Tier 3 - 4QU CoRE ¦ 1QU LoRE | Red Flag Warning - Catastrophic Fires | Aggregated | Aggregated | 2028 | 1.8272e-05 | 0 | 655.3922 | 0.011975 | 2028 | Mitigation | 0.08575 | 30 | 0 | esc | 0.0012005 | 2.1935e-08 | 0.00060025 | 1.0968e-08 | 0.0015435 | 2.8203e-08
[79 empty] | WLDFR | HFTD - Distribution - Tier 3 - 4QU CoRE ¦ 1QU LoRE | Non-Red Flag Warning - Catastrophic Fires | 2029 | 1.0681e-09 | 5.3405e-10 | 1.3733e-09 | 15317.9909 | 247.273 | 9287.6491 | 5783.0689 | 0 | 0 | 0 | 8.897e-07 |  | 1.6361e-05 | 0 | 1.6361e-05 | 8.1805e-06 | 0 | 8.1805e-06 | 2.1036e-05 | 0 | 2.1036e-05 | [16 empty] | 7.3.1.3 Ignition probability mapping showing the probability of ignition along the electric lines and equipmentWLDFRAggregatedAggregated | WLDFR | HFTD - Distribution - Tier 3 - 4QU CoRE ¦ 1QU LoRE | Red Flag Warning - Catastrophic Fires | Aggregated | Aggregated | 2029 | 1.8272e-05 | 0 | 655.3922 | 0.011975 | 2029 | Mitigation | 0.08575 | 30 | 0 | esc | 0.0012005 | 2.1935e-08 | 0.00060025 | 1.0968e-08 | 0.0015435 | 2.8203e-08
[79 empty] | WLDFR | HFTD - Distribution - Tier 3 - 4QU CoRE ¦ 1QU LoRE | Non-Red Flag Warning - Catastrophic Fires | 2030 | 1.0681e-09 | 5.3405e-10 | 1.3733e-09 | 15317.9909 | 247.273 | 9287.6491 | 5783.0689 | 0 | 0 | 0 | 8.897e-07 |  | 1.6361e-05 | 0 | 1.6361e-05 | 8.1805e-06 | 0 | 8.1805e-06 | 2.1036e-05 | 0 | 2.1036e-05 | [16 empty] | 7.3.1.3 Ignition probability mapping showing the probability of ignition along the electric lines and equipmentWLDFRAggregatedAggregated | WLDFR | HFTD - Distribution - Tier 3 - 4QU CoRE ¦ 1QU LoRE | Red Flag Warning - Catastrophic Fires | Aggregated | Aggregated | 2030 | 1.8272e-05 | 0 | 655.3922 | 0.011975 | 2030 | Mitigation | 0.08575 | 30 | 0 | esc | 0.0012005 | 2.1935e-08 | 0.00060025 | 1.0968e-08 | 0.0015435 | 2.8203e-08
[79 empty] | WLDFR | HFTD - Distribution - Tier 3 - 4QU CoRE ¦ 1QU LoRE | Non-Red Flag Warning - Catastrophic Fires | 2031 | 1.0681e-09 | 5.3405e-10 | 1.3733e-09 | 15317.9909 | 247.273 | 9287.6491 | 5783.0689 | 0 | 0 | 0 | 8.897e-07 |  | 1.6361e-05 | 0 | 1.6361e-05 | 8.1805e-06 | 0 | 8.1805e-06 | 2.1036e-05 | 0 | 2.1036e-05 | [16 empty] | 7.3.1.3 Ignition probability mapping showing the probability of ignition along the electric lines and equipmentWLDFRAggregatedAggregated | WLDFR | HFTD - Distribution - Tier 3 - 4QU CoRE ¦ 1QU LoRE | Red Flag Warning - Catastrophic Fires | Aggregated | Aggregated | 2031 | 1.8272e-05 | 0 | 655.3922 | 0.011975 | 2031 | Mitigation | 0.08575 | 30 | 0 | esc | 0.0012005 | 2.1935e-08 | 0.00060025 | 1.0968e-08 | 0.0015435 | 2.8203e-08
[79 empty] | WLDFR | HFTD - Distribution - Tier 3 - 4QU CoRE ¦ 1QU LoRE | Non-Red Flag Warning - Catastrophic Fires | 2032 | 1.0681e-09 | 5.3405e-10 | 1.3733e-09 | 15317.9909 | 247.273 | 9287.6491 | 5783.0689 | 0 | 0 | 0 | 8.897e-07 |  | 1.6361e-05 | 0 | 1.6361e-05 | 8.1805e-06 | 0 | 8.1805e-06 | 2.1036e-05 | 0 | 2.1036e-05 | [16 empty] | 7.3.1.3 Ignition probability mapping showing the probability of ignition along the electric lines and equipmentWLDFRAggregatedAggregated | WLDFR | HFTD - Distribution - Tier 3 - 4QU CoRE ¦ 1QU LoRE | Red Flag Warning - Catastrophic Fires | Aggregated | Aggregated | 2032 | 1.8272e-05 | 0 | 655.3922 | 0.011975 | 2032 | Mitigation | 0.08575 | 30 | 0 | esc | 0.0012005 | 2.1935e-08 | 0.00060025 | 1.0968e-08 | 0.0015435 | 2.8203e-08
[79 empty] | WLDFR | HFTD - Distribution - Tier 3 - 4QU CoRE ¦ 1QU LoRE | Non-Red Flag Warning - Catastrophic Fires | 2033 | 1.0681e-09 | 5.3405e-10 | 1.3733e-09 | 16044.1264 | 263.1074 | 9721.74 | 6059.2791 | 0 | 0 | 0 | 8.897e-07 |  | 1.7137e-05 | 0 | 1.7137e-05 | 8.5683e-06 | 0 | 8.5683e-06 | 2.2033e-05 | 0 | 2.2033e-05 | [16 empty] | 7.3.1.3 Ignition probability mapping showing the probability of ignition along the electric lines and equipmentWLDFRAggregatedAggregated | WLDFR | HFTD - Distribution - Tier 3 - 4QU CoRE ¦ 1QU LoRE | Red Flag Warning - Catastrophic Fires | Aggregated | Aggregated | 2033 | 1.8272e-05 | 0 | 655.3922 | 0.011975 | 2033 | Mitigation | 0.08575 | 30 | 0 | esc | 0.0012005 | 2.1935e-08 | 0.00060025 | 1.0968e-08 | 0.0015435 | 2.8203e-08
[79 empty] | WLDFR | HFTD - Distribution - Tier 3 - 4QU CoRE ¦ 1QU LoRE | Non-Red Flag Warning - Catastrophic Fires | 2034 | 1.0681e-09 | 5.3405e-10 | 1.3733e-09 | 16044.1264 | 263.1074 | 9721.74 | 6059.2791 | 0 | 0 | 0 | 8.897e-07 |  | 1.7137e-05 | 0 | 1.7137e-05 | 8.5683e-06 | 0 | 8.5683e-06 | 2.2033e-05 | 0 | 2.2033e-05 | [16 empty] | 7.3.1.3 Ignition probability mapping showing the probability of ignition along the electric lines and equipmentWLDFRAggregatedAggregated | WLDFR | HFTD - Distribution - Tier 3 - 4QU CoRE ¦ 1QU LoRE | Red Flag Warning - Catastrophic Fires | Aggregated | Aggregated | 2034 | 1.8272e-05 | 0 | 655.3922 | 0.011975 | 2034 | Mitigation | 0.08575 | 30 | 0 | esc | 0.0012005 | 2.1935e-08 | 0.00060025 | 1.0968e-08 | 0.0015435 | 2.8203e-08
[79 empty] | WLDFR | HFTD - Distribution - Tier 3 - 4QU CoRE ¦ 1QU LoRE | Non-Red Flag Warning - Catastrophic Fires | 2035 | 1.0681e-09 | 5.3405e-10 | 1.3733e-09 | 16044.1264 | 263.1074 | 9721.74 | 6059.2791 | 0 | 0 | 0 | 8.897e-07 |  | 1.7137e-05 | 0 | 1.7137e-05 | 8.5683e-06 | 0 | 8.5683e-06 | 2.2033e-05 | 0 | 2.2033e-05 | [16 empty] | 7.3.1.3 Ignition probability mapping showing the probability of ignition along the electric lines and equipmentWLDFRAggregatedAggregated | WLDFR | HFTD - Distribution - Tier 3 - 4QU CoRE ¦ 1QU LoRE | Red Flag Warning - Catastrophic Fires | Aggregated | Aggregated | 2035 | 1.8272e-05 | 0 | 655.3922 | 0.011975 | 2035 | Mitigation | 0.08575 | 30 | 0 | esc | 0.0012005 | 2.1935e-08 | 0.00060025 | 1.0968e-08 | 0.0015435 | 2.8203e-08
[79 empty] | WLDFR | HFTD - Distribution - Tier 3 - 4QU CoRE ¦ 1QU LoRE | Non-Red Flag Warning - Catastrophic Fires | 2036 | 1.0681e-09 | 5.3405e-10 | 1.3733e-09 | 16044.1264 | 263.1074 | 9721.74 | 6059.2791 | 0 | 0 | 0 | 8.897e-07 |  | 1.7137e-05 | 0 | 1.7137e-05 | 8.5683e-06 | 0 | 8.5683e-06 | 2.2033e-05 | 0 | 2.2033e-05 | [16 empty] | 7.3.1.3 Ignition probability mapping showing the probability of ignition along the electric lines and equipmentWLDFRAggregatedAggregated | WLDFR | HFTD - Distribution - Tier 3 - 4QU CoRE ¦ 1QU LoRE | Red Flag Warning - Catastrophic Fires | Aggregated | Aggregated | 2036 | 1.8272e-05 | 0 | 655.3922 | 0.011975 | 2036 | Mitigation | 0.08575 | 30 | 0 | esc | 0.0012005 | 2.1935e-08 | 0.00060025 | 1.0968e-08 | 0.0015435 | 2.8203e-08
[79 empty] | WLDFR | HFTD - Distribution - Tier 3 - 4QU CoRE ¦ 1QU LoRE | Non-Red Flag Warning - Catastrophic Fires | 2037 | 1.0681e-09 | 5.3405e-10 | 1.3733e-09 | 16044.1264 | 263.1074 | 9721.74 | 6059.2791 | 0 | 0 | 0 | 8.897e-07 |  | 1.7137e-05 | 0 | 1.7137e-05 | 8.5683e-06 | 0 | 8.5683e-06 | 2.2033e-05 | 0 | 2.2033e-05 | [16 empty] | 7.3.1.3 Ignition probability mapping showing the probability of ignition along the electric lines and equipmentWLDFRAggregatedAggregated | WLDFR | HFTD - Distribution - Tier 3 - 4QU CoRE ¦ 1QU LoRE | Red Flag Warning - Catastrophic Fires | Aggregated | Aggregated | 2037 | 1.8272e-05 | 0 | 655.3922 | 0.011975 | 2037 | Mitigation | 0.08575 | 30 | 0 | esc | 0.0012005 | 2.1935e-08 | 0.00060025 | 1.0968e-08 | 0.0015435 | 2.8203e-08
[79 empty] | WLDFR | HFTD - Distribution - Tier 3 - 4QU CoRE ¦ 1QU LoRE | Non-Red Flag Warning - Catastrophic Fires | 2038 | 1.0681e-09 | 5.3405e-10 | 1.3733e-09 | 16832.3912 | 280.5544 | 10192.2718 | 6359.5651 | 0 | 0 | 0 | 8.897e-07 |  | 1.7979e-05 | 0 | 1.7979e-05 | 8.9893e-06 | 0 | 8.9893e-06 | 2.3115e-05 | 0 | 2.3115e-05 | [16 empty] | 7.3.1.3 Ignition probability mapping showing the probability of ignition along the electric lines and equipmentWLDFRAggregatedAggregated | WLDFR | HFTD - Distribution - Tier 3 - 4QU CoRE ¦ 1QU LoRE | Red Flag Warning - Catastrophic Fires | Aggregated | Aggregated | 2038 | 1.8272e-05 | 0 | 655.3922 | 0.011975 | 2038 | Mitigation | 0.08575 | 30 | 0 | esc | 0.0012005 | 2.1935e-08 | 0.00060025 | 1.0968e-08 | 0.0015435 | 2.8203e-08
[79 empty] | WLDFR | HFTD - Distribution - Tier 3 - 4QU CoRE ¦ 1QU LoRE | Non-Red Flag Warning - Catastrophic Fires | 2039 | 1.0681e-09 | 5.3405e-10 | 1.3733e-09 | 16832.3912 | 280.5544 | 10192.2718 | 6359.5651 | 0 | 0 | 0 | 8.897e-07 |  | 1.7979e-05 | 0 | 1.7979e-05 | 8.9893e-06 | 0 | 8.9893e-06 | 2.3115e-05 | 0 | 2.3115e-05 | [16 empty] | 7.3.1.3 Ignition probability mapping showing the probability of ignition along the electric lines and equipmentWLDFRAggregatedAggregated | WLDFR | HFTD - Distribution - Tier 3 - 4QU CoRE ¦ 1QU LoRE | Red Flag Warning - Catastrophic Fires | Aggregated | Aggregated | 2039 | 1.8272e-05 | 0 | 655.3922 | 0.011975 | 2039 | Mitigation | 0.08575 | 30 | 0 | esc | 0.0012005 | 2.1935e-08 | 0.00060025 | 1.0968e-08 | 0.0015435 | 2.8203e-08
[79 empty] | WLDFR | HFTD - Distribution - Tier 3 - 4QU CoRE ¦ 1QU LoRE | Non-Red Flag Warning - Catastrophic Fires | 2040 | 1.0681e-09 | 5.3405e-10 | 1.3733e-09 | 16832.3912 | 280.5544 | 10192.2718 | 6359.5651 | 0 | 0 | 0 | 8.897e-07 |  | 1.7979e-05 | 0 | 1.7979e-05 | 8.9893e-06 | 0 | 8.9893e-06 | 2.3115e-05 | 0 | 2.3115e-05 | [16 empty] | 7.3.1.3 Ignition probability mapping showing the probability of ignition along the electric lines and equipmentWLDFRAggregatedAggregated | WLDFR | HFTD - Distribution - Tier 3 - 4QU CoRE ¦ 1QU LoRE | Red Flag Warning - Catastrophic Fires | Aggregated | Aggregated | 2040 | 1.8272e-05 | 0 | 655.3922 | 0.011975 | 2040 | Mitigation | 0.08575 | 30 | 0 | esc | 0.0012005 | 2.1935e-08 | 0.00060025 | 1.0968e-08 | 0.0015435 | 2.8203e-08
[79 empty] | WLDFR | HFTD - Distribution - Tier 3 - 4QU CoRE ¦ 1QU LoRE | Non-Red Flag Warning - Catastrophic Fires | 2041 | 1.0681e-09 | 5.3405e-10 | 1.3733e-09 | 16832.3912 | 280.5544 | 10192.2718 | 6359.5651 | 0 | 0 | 0 | 8.897e-07 |  | 1.7979e-05 | 0 | 1.7979e-05 | 8.9893e-06 | 0 | 8.9893e-06 | 2.3115e-05 | 0 | 2.3115e-05 | [16 empty] | 7.3.1.3 Ignition probability mapping showing the probability of ignition along the electric lines and equipmentWLDFRAggregatedAggregated | WLDFR | HFTD - Distribution - Tier 3 - 4QU CoRE ¦ 1QU LoRE | Red Flag Warning - Catastrophic Fires | Aggregated | Aggregated | 2041 | 1.8272e-05 | 0 | 655.3922 | 0.011975 | 2041 | Mitigation | 0.08575 | 30 | 0 | esc | 0.0012005 | 2.1935e-08 | 0.00060025 | 1.0968e-08 | 0.0015435 | 2.8203e-08
[79 empty] | WLDFR | HFTD - Distribution - Tier 3 - 4QU CoRE ¦ 1QU LoRE | Non-Red Flag Warning - Catastrophic Fires | 2042 | 1.0681e-09 | 5.3405e-10 | 1.3733e-09 | 16832.3912 | 280.5544 | 10192.2718 | 6359.5651 | 0 | 0 | 0 | 8.897e-07 |  | 1.7979e-05 | 0 | 1.7979e-05 | 8.9893e-06 | 0 | 8.9893e-06 | 2.3115e-05 | 0 | 2.3115e-05 | [16 empty] | 7.3.1.3 Ignition probability mapping showing the probability of ignition along the electric lines and equipmentWLDFRAggregatedAggregated | WLDFR | HFTD - Distribution - Tier 3 - 4QU CoRE ¦ 1QU LoRE | Red Flag Warning - Catastrophic Fires | Aggregated | Aggregated | 2042 | 1.8272e-05 | 0 | 655.3922 | 0.011975 | 2042 | Mitigation | 0.08575 | 30 | 0 | esc | 0.0012005 | 2.1935e-08 | 0.00060025 | 1.0968e-08 | 0.0015435 | 2.8203e-08
[79 empty] | WLDFR | HFTD - Distribution - Tier 3 - 4QU CoRE ¦ 1QU LoRE | Non-Red Flag Warning - Catastrophic Fires | 2043 | 1.0681e-09 | 5.3405e-10 | 1.3733e-09 | 17672.0852 | 299.42 | 10692.7362 | 6679.929 | 0 | 0 | 0 | 8.897e-07 |  | 1.8875e-05 | 0 | 1.8875e-05 | 9.4377e-06 | 0 | 9.4377e-06 | 2.4268e-05 | 0 | 2.4268e-05 | [16 empty] | 7.3.1.3 Ignition probability mapping showing the probability of ignition along the electric lines and equipmentWLDFRAggregatedAggregated | WLDFR | HFTD - Distribution - Tier 3 - 4QU CoRE ¦ 1QU LoRE | Red Flag Warning - Catastrophic Fires | Aggregated | Aggregated | 2043 | 1.8272e-05 | 0 | 655.3922 | 0.011975 | 2043 | Mitigation | 0.08575 | 30 | 0 | esc | 0.0012005 | 2.1935e-08 | 0.00060025 | 1.0968e-08 | 0.0015435 | 2.8203e-08
[79 empty] | WLDFR | HFTD - Distribution - Tier 3 - 4QU CoRE ¦ 1QU LoRE | Non-Red Flag Warning - Catastrophic Fires | 2044 | 1.0681e-09 | 5.3405e-10 | 1.3733e-09 | 17672.0852 | 299.42 | 10692.7362 | 6679.929 | 0 | 0 | 0 | 8.897e-07 |  | 1.8875e-05 | 0 | 1.8875e-05 | 9.4377e-06 | 0 | 9.4377e-06 | 2.4268e-05 | 0 | 2.4268e-05 | [16 empty] | 7.3.1.3 Ignition probability mapping showing the probability of ignition along the electric lines and equipmentWLDFRAggregatedAggregated | WLDFR | HFTD - Distribution - Tier 3 - 4QU CoRE ¦ 1QU LoRE | Red Flag Warning - Catastrophic Fires | Aggregated | Aggregated | 2044 | 1.8272e-05 | 0 | 655.3922 | 0.011975 | 2044 | Mitigation | 0.08575 | 30 | 0 | esc | 0.0012005 | 2.1935e-08 | 0.00060025 | 1.0968e-08 | 0.0015435 | 2.8203e-08
[79 empty] | WLDFR | HFTD - Distribution - Tier 3 - 4QU CoRE ¦ 1QU LoRE | Non-Red Flag Warning - Catastrophic Fires | 2045 | 1.0681e-09 | 5.3405e-10 | 1.3733e-09 | 17672.0852 | 299.42 | 10692.7362 | 6679.929 | 0 | 0 | 0 | 8.897e-07 |  | 1.8875e-05 | 0 | 1.8875e-05 | 9.4377e-06 | 0 | 9.4377e-06 | 2.4268e-05 | 0 | 2.4268e-05 | [16 empty] | 7.3.1.3 Ignition probability mapping showing the probability of ignition along the electric lines and equipmentWLDFRAggregatedAggregated | WLDFR | HFTD - Distribution - Tier 3 - 4QU CoRE ¦ 1QU LoRE | Red Flag Warning - Catastrophic Fires | Aggregated | Aggregated | 2045 | 1.8272e-05 | 0 | 655.3922 | 0.011975 | 2045 | Mitigation | 0.08575 | 30 | 0 | esc | 0.0012005 | 2.1935e-08 | 0.00060025 | 1.0968e-08 | 0.0015435 | 2.8203e-08
[79 empty] | WLDFR | HFTD - Distribution - Tier 3 - 4QU CoRE ¦ 1QU LoRE | Non-Red Flag Warning - Catastrophic Fires | 2046 | 1.0681e-09 | 5.3405e-10 | 1.3733e-09 | 17672.0852 | 299.42 | 10692.7362 | 6679.929 | 0 | 0 | 0 | 8.897e-07 |  | 1.8875e-05 | 0 | 1.8875e-05 | 9.4377e-06 | 0 | 9.4377e-06 | 2.4268e-05 | 0 | 2.4268e-05 | [16 empty] | 7.3.1.3 Ignition probability mapping showing the probability of ignition along the electric lines and equipmentWLDFRAggregatedAggregated | WLDFR | HFTD - Distribution - Tier 3 - 4QU CoRE ¦ 1QU LoRE | Red Flag Warning - Catastrophic Fires | Aggregated | Aggregated | 2046 | 1.8272e-05 | 0 | 655.3922 | 0.011975 | 2046 | Mitigation | 0.08575 | 30 | 0 | esc | 0.0012005 | 2.1935e-08 | 0.00060025 | 1.0968e-08 | 0.0015435 | 2.8203e-08
[79 empty] | WLDFR | HFTD - Distribution - Tier 3 - 4QU CoRE ¦ 1QU LoRE | Non-Red Flag Warning - Catastrophic Fires | 2047 | 1.0681e-09 | 5.3405e-10 | 1.3733e-09 | 17672.0852 | 299.42 | 10692.7362 | 6679.929 | 0 | 0 | 0 | 8.897e-07 |  | 1.8875e-05 | 0 | 1.8875e-05 | 9.4377e-06 | 0 | 9.4377e-06 | 2.4268e-05 | 0 | 2.4268e-05 | [16 empty] | 7.3.1.3 Ignition probability mapping showing the probability of ignition along the electric lines and equipmentWLDFRAggregatedAggregated | WLDFR | HFTD - Distribution - Tier 3 - 4QU CoRE ¦ 1QU LoRE | Red Flag Warning - Catastrophic Fires | Aggregated | Aggregated | 2047 | 1.8272e-05 | 0 | 655.3922 | 0.011975 | 2047 | Mitigation | 0.08575 | 30 | 0 | esc | 0.0012005 | 2.1935e-08 | 0.00060025 | 1.0968e-08 | 0.0015435 | 2.8203e-08
[79 empty] | WLDFR | HFTD - Distribution - Tier 3 - 4QU CoRE ¦ 1QU LoRE | Non-Red Flag Warning - Catastrophic Fires | 2048 | 1.0681e-09 | 5.3405e-10 | 1.3733e-09 | 18552.3348 | 319.4911 | 11216.5626 | 7016.281 | 0 | 0 | 0 | 8.897e-07 |  | 1.9816e-05 | 0 | 1.9816e-05 | 9.9078e-06 | 0 | 9.9078e-06 | 2.5477e-05 | 0 | 2.5477e-05 | [16 empty] | 7.3.1.3 Ignition probability mapping showing the probability of ignition along the electric lines and equipmentWLDFRAggregatedAggregated | WLDFR | HFTD - Distribution - Tier 3 - 4QU CoRE ¦ 1QU LoRE | Red Flag Warning - Catastrophic Fires | Aggregated | Aggregated | 2048 | 1.8272e-05 | 0 | 655.3922 | 0.011975 | 2048 | Mitigation | 0.08575 | 30 | 0 | esc | 0.0012005 | 2.1935e-08 | 0.00060025 | 1.0968e-08 | 0.0015435 | 2.8203e-08
[79 empty] | WLDFR | HFTD - Distribution - Tier 3 - 4QU CoRE ¦ 1QU LoRE | Non-Red Flag Warning - Catastrophic Fires | 2049 | 1.0681e-09 | 5.3405e-10 | 1.3733e-09 | 18552.3348 | 319.4911 | 11216.5626 | 7016.281 | 0 | 0 | 0 | 8.897e-07 |  | 1.9816e-05 | 0 | 1.9816e-05 | 9.9078e-06 | 0 | 9.9078e-06 | 2.5477e-05 | 0 | 2.5477e-05 | [16 empty] | 7.3.1.3 Ignition probability mapping showing the probability of ignition along the electric lines and equipmentWLDFRAggregatedAggregated | WLDFR | HFTD - Distribution - Tier 3 - 4QU CoRE ¦ 1QU LoRE | Red Flag Warning - Catastrophic Fires | Aggregated | Aggregated | 2049 | 1.8272e-05 | 0 | 655.3922 | 0.011975 | 2049 | Mitigation | 0.08575 | 30 | 0 | esc | 0.0012005 | 2.1935e-08 | 0.00060025 | 1.0968e-08 | 0.0015435 | 2.8203e-08
[79 empty] | WLDFR | HFTD - Distribution - Tier 3 - 4QU CoRE ¦ 1QU LoRE | Non-Red Flag Warning - Catastrophic Fires | 2050 | 0 | 5.3405e-10 | 1.3733e-09 | 18552.3348 | 319.4911 | 11216.5626 | 7016.281 | 0 | 0 | 0 | 8.897e-07 |  | 0 | 0 | 0 | 9.9078e-06 | 0 | 9.9078e-06 | 2.5477e-05 | 0 | 2.5477e-05 | [16 empty] | 7.3.1.3 Ignition probability mapping showing the probability of ignition along the electric lines and equipmentWLDFRAggregatedAggregated | WLDFR | HFTD - Distribution - Tier 3 - 4QU CoRE ¦ 1QU LoRE | Red Flag Warning - Catastrophic Fires | Aggregated | Aggregated | 2050 | 1.8272e-05 | 0 | 655.3922 | 0.011975 | 2050 | Mitigation | 0.08575 | 30 | 0 | esc | 0 | 0 | 0.00060025 | 1.0968e-08 | 0.0015435 | 2.8203e-08
[79 empty] | WLDFR | HFTD - Distribution - Tier 3 - 4QU CoRE ¦ 1QU LoRE | Non-Red Flag Warning - Catastrophic Fires | 2051 | 0 | 0 | 1.3733e-09 | 18552.3348 | 319.4911 | 11216.5626 | 7016.281 | 0 | 0 | 0 | 8.897e-07 |  | 0 | 0 | 0 | 0 | 0 | 0 | 2.5477e-05 | 0 | 2.5477e-05 | [16 empty] | 7.3.1.3 Ignition probability mapping showing the probability of ignition along the electric lines and equipmentWLDFRAggregatedAggregated | WLDFR | HFTD - Distribution - Tier 3 - 4QU CoRE ¦ 1QU LoRE | Red Flag Warning - Catastrophic Fires | Aggregated | Aggregated | 2051 | 1.8272e-05 | 0 | 655.3922 | 0.011975 | 2051 | Mitigation | 0.08575 | 30 | 0 | esc | 0 | 0 | 0 | 0 | 0.0015435 | 2.8203e-08
[79 empty] | WLDFR | HFTD - Distribution - Tier 3 - 4QU CoRE ¦ 1QU LoRE | Non-Red Flag Warning - Destructive Fires | 2020 | 1.2478e-09 | 0 | 0 | 8807.9522 | 222.2294 | 8585.7228 | 0 | 0 | 0 | 0 | 1.0394e-06 |  | 1.0991e-05 | 0 | 1.0991e-05 | 0 | 0 | 0 | 0 | 0 | 0 | [16 empty] | 7.3.1.3 Ignition probability mapping showing the probability of ignition along the electric lines and equipmentWLDFRAggregatedAggregated | WLDFR | HFTD - Distribution - Tier 3 - 4QU CoRE ¦ 1QU LoRE | Red Flag Warning - Destructive Fires | Aggregated | Aggregated | 2021 | 2.8609e-06 | 0 | 655.3922 | 0.001875 | 2021 | Mitigation | 0.08575 | 30 | 0 | esc | 0.0012005 | 3.4345e-09 | 0.00060025 | 1.7172e-09 | 0 | 0
[79 empty] | WLDFR | HFTD - Distribution - Tier 3 - 4QU CoRE ¦ 1QU LoRE | Non-Red Flag Warning - Destructive Fires | 2021 | 1.2478e-09 | 6.2392e-10 | 0 | 8807.9522 | 222.2294 | 8585.7228 | 0 | 0 | 0 | 0 | 1.0394e-06 |  | 1.0991e-05 | 0 | 1.0991e-05 | 5.4955e-06 | 0 | 5.4955e-06 | 0 | 0 | 0 | [16 empty] | 7.3.1.3 Ignition probability mapping showing the probability of ignition along the electric lines and equipmentWLDFRAggregatedAggregated | WLDFR | HFTD - Distribution - Tier 3 - 4QU CoRE ¦ 1QU LoRE | Red Flag Warning - Destructive Fires | Aggregated | Aggregated | 2022 | 2.8609e-06 | 0 | 655.3922 | 0.001875 | 2022 | Mitigation | 0.08575 | 30 | 0 | esc | 0.0012005 | 3.4345e-09 | 0.00060025 | 1.7172e-09 | 0.0015435 | 4.4157e-09
[79 empty] | WLDFR | HFTD - Distribution - Tier 3 - 4QU CoRE ¦ 1QU LoRE | Non-Red Flag Warning - Destructive Fires | 2022 | 1.2478e-09 | 6.2392e-10 | 1.6044e-09 | 8807.9522 | 222.2294 | 8585.7228 | 0 | 0 | 0 | 0 | 1.0394e-06 |  | 1.0991e-05 | 0 | 1.0991e-05 | 5.4955e-06 | 0 | 5.4955e-06 | 1.4131e-05 | 0 | 1.4131e-05 | [16 empty] | 7.3.1.3 Ignition probability mapping showing the probability of ignition along the electric lines and equipmentWLDFRAggregatedAggregated | WLDFR | HFTD - Distribution - Tier 3 - 4QU CoRE ¦ 1QU LoRE | Red Flag Warning - Destructive Fires | Aggregated | Aggregated | 2023 | 2.8609e-06 | 0 | 655.3922 | 0.001875 | 2023 | Mitigation | 0.08575 | 30 | 0 | esc | 0.0012005 | 3.4345e-09 | 0.00060025 | 1.7172e-09 | 0.0015435 | 4.4157e-09
[79 empty] | WLDFR | HFTD - Distribution - Tier 3 - 4QU CoRE ¦ 1QU LoRE | Non-Red Flag Warning - Destructive Fires | 2023 | 1.2478e-09 | 6.2392e-10 | 1.6044e-09 | 9129.7461 | 233.2301 | 8896.516 | 0 | 0 | 0 | 0 | 1.0394e-06 |  | 1.1392e-05 | 0 | 1.1392e-05 | 5.6962e-06 | 0 | 5.6962e-06 | 1.4647e-05 | 0 | 1.4647e-05 | [16 empty] | 7.3.1.3 Ignition probability mapping showing the probability of ignition along the electric lines and equipmentWLDFRAggregatedAggregated | WLDFR | HFTD - Distribution - Tier 3 - 4QU CoRE ¦ 1QU LoRE | Red Flag Warning - Destructive Fires | Aggregated | Aggregated | 2024 | 2.8609e-06 | 0 | 655.3922 | 0.001875 | 2024 | Mitigation | 0.08575 | 30 | 0 | esc | 0.0012005 | 3.4345e-09 | 0.00060025 | 1.7172e-09 | 0.0015435 | 4.4157e-09
[79 empty] | WLDFR | HFTD - Distribution - Tier 3 - 4QU CoRE ¦ 1QU LoRE | Non-Red Flag Warning - Destructive Fires | 2024 | 1.2478e-09 | 6.2392e-10 | 1.6044e-09 | 9129.7461 | 233.2301 | 8896.516 | 0 | 0 | 0 | 0 | 1.0394e-06 |  | 1.1392e-05 | 0 | 1.1392e-05 | 5.6962e-06 | 0 | 5.6962e-06 | 1.4647e-05 | 0 | 1.4647e-05 | [16 empty] | 7.3.1.3 Ignition probability mapping showing the probability of ignition along the electric lines and equipmentWLDFRAggregatedAggregated | WLDFR | HFTD - Distribution - Tier 3 - 4QU CoRE ¦ 1QU LoRE | Red Flag Warning - Destructive Fires | Aggregated | Aggregated | 2025 | 2.8609e-06 | 0 | 655.3922 | 0.001875 | 2025 | Mitigation | 0.08575 | 30 | 0 | esc | 0.0012005 | 3.4345e-09 | 0.00060025 | 1.7172e-09 | 0.0015435 | 4.4157e-09
[79 empty] | WLDFR | HFTD - Distribution - Tier 3 - 4QU CoRE ¦ 1QU LoRE | Non-Red Flag Warning - Destructive Fires | 2025 | 1.2478e-09 | 6.2392e-10 | 1.6044e-09 | 9129.7461 | 233.2301 | 8896.516 | 0 | 0 | 0 | 0 | 1.0394e-06 |  | 1.1392e-05 | 0 | 1.1392e-05 | 5.6962e-06 | 0 | 5.6962e-06 | 1.4647e-05 | 0 | 1.4647e-05 | [16 empty] | 7.3.1.3 Ignition probability mapping showing the probability of ignition along the electric lines and equipmentWLDFRAggregatedAggregated | WLDFR | HFTD - Distribution - Tier 3 - 4QU CoRE ¦ 1QU LoRE | Red Flag Warning - Destructive Fires | Aggregated | Aggregated | 2026 | 2.8609e-06 | 0 | 655.3922 | 0.001875 | 2026 | Mitigation | 0.08575 | 30 | 0 | esc | 0.0012005 | 3.4345e-09 | 0.00060025 | 1.7172e-09 | 0.0015435 | 4.4157e-09
[79 empty] | WLDFR | HFTD - Distribution - Tier 3 - 4QU CoRE ¦ 1QU LoRE | Non-Red Flag Warning - Destructive Fires | 2026 | 1.2478e-09 | 6.2392e-10 | 1.6044e-09 | 9129.7461 | 233.2301 | 8896.516 | 0 | 0 | 0 | 0 | 1.0394e-06 |  | 1.1392e-05 | 0 | 1.1392e-05 | 5.6962e-06 | 0 | 5.6962e-06 | 1.4647e-05 | 0 | 1.4647e-05 | [16 empty] | 7.3.1.3 Ignition probability mapping showing the probability of ignition along the electric lines and equipmentWLDFRAggregatedAggregated | WLDFR | HFTD - Distribution - Tier 3 - 4QU CoRE ¦ 1QU LoRE | Red Flag Warning - Destructive Fires | Aggregated | Aggregated | 2027 | 2.8609e-06 | 0 | 655.3922 | 0.001875 | 2027 | Mitigation | 0.08575 | 30 | 0 | esc | 0.0012005 | 3.4345e-09 | 0.00060025 | 1.7172e-09 | 0.0015435 | 4.4157e-09
[79 empty] | WLDFR | HFTD - Distribution - Tier 3 - 4QU CoRE ¦ 1QU LoRE | Non-Red Flag Warning - Destructive Fires | 2027 | 1.2478e-09 | 6.2392e-10 | 1.6044e-09 | 9129.7461 | 233.2301 | 8896.516 | 0 | 0 | 0 | 0 | 1.0394e-06 |  | 1.1392e-05 | 0 | 1.1392e-05 | 5.6962e-06 | 0 | 5.6962e-06 | 1.4647e-05 | 0 | 1.4647e-05 | [16 empty] | 7.3.1.3 Ignition probability mapping showing the probability of ignition along the electric lines and equipmentWLDFRAggregatedAggregated | WLDFR | HFTD - Distribution - Tier 3 - 4QU CoRE ¦ 1QU LoRE | Red Flag Warning - Destructive Fires | Aggregated | Aggregated | 2028 | 2.8609e-06 | 0 | 655.3922 | 0.001875 | 2028 | Mitigation | 0.08575 | 30 | 0 | esc | 0.0012005 | 3.4345e-09 | 0.00060025 | 1.7172e-09 | 0.0015435 | 4.4157e-09
[79 empty] | WLDFR | HFTD - Distribution - Tier 3 - 4QU CoRE ¦ 1QU LoRE | Non-Red Flag Warning - Destructive Fires | 2028 | 1.2478e-09 | 6.2392e-10 | 1.6044e-09 | 9534.9221 | 247.273 | 9287.6491 | 0 | 0 | 0 | 0 | 1.0394e-06 |  | 1.1898e-05 | 0 | 1.1898e-05 | 5.949e-06 | 0 | 5.949e-06 | 1.5298e-05 | 0 | 1.5298e-05 | [16 empty] | 7.3.1.3 Ignition probability mapping showing the probability of ignition along the electric lines and equipmentWLDFRAggregatedAggregated | WLDFR | HFTD - Distribution - Tier 3 - 4QU CoRE ¦ 1QU LoRE | Red Flag Warning - Destructive Fires | Aggregated | Aggregated | 2029 | 2.8609e-06 | 0 | 655.3922 | 0.001875 | 2029 | Mitigation | 0.08575 | 30 | 0 | esc | 0.0012005 | 3.4345e-09 | 0.00060025 | 1.7172e-09 | 0.0015435 | 4.4157e-09
[79 empty] | WLDFR | HFTD - Distribution - Tier 3 - 4QU CoRE ¦ 1QU LoRE | Non-Red Flag Warning - Destructive Fires | 2029 | 1.2478e-09 | 6.2392e-10 | 1.6044e-09 | 9534.9221 | 247.273 | 9287.6491 | 0 | 0 | 0 | 0 | 1.0394e-06 |  | 1.1898e-05 | 0 | 1.1898e-05 | 5.949e-06 | 0 | 5.949e-06 | 1.5298e-05 | 0 | 1.5298e-05 | [16 empty] | 7.3.1.3 Ignition probability mapping showing the probability of ignition along the electric lines and equipmentWLDFRAggregatedAggregated | WLDFR | HFTD - Distribution - Tier 3 - 4QU CoRE ¦ 1QU LoRE | Red Flag Warning - Destructive Fires | Aggregated | Aggregated | 2030 | 2.8609e-06 | 0 | 655.3922 | 0.001875 | 2030 | Mitigation | 0.08575 | 30 | 0 | esc | 0.0012005 | 3.4345e-09 | 0.00060025 | 1.7172e-09 | 0.0015435 | 4.4157e-09
[79 empty] | WLDFR | HFTD - Distribution - Tier 3 - 4QU CoRE ¦ 1QU LoRE | Non-Red Flag Warning - Destructive Fires | 2030 | 1.2478e-09 | 6.2392e-10 | 1.6044e-09 | 9534.9221 | 247.273 | 9287.6491 | 0 | 0 | 0 | 0 | 1.0394e-06 |  | 1.1898e-05 | 0 | 1.1898e-05 | 5.949e-06 | 0 | 5.949e-06 | 1.5298e-05 | 0 | 1.5298e-05 | [16 empty] | 7.3.1.3 Ignition probability mapping showing the probability of ignition along the electric lines and equipmentWLDFRAggregatedAggregated | WLDFR | HFTD - Distribution - Tier 3 - 4QU CoRE ¦ 1QU LoRE | Red Flag Warning - Destructive Fires | Aggregated | Aggregated | 2031 | 2.8609e-06 | 0 | 655.3922 | 0.001875 | 2031 | Mitigation | 0.08575 | 30 | 0 | esc | 0.0012005 | 3.4345e-09 | 0.00060025 | 1.7172e-09 | 0.0015435 | 4.4157e-09
[79 empty] | WLDFR | HFTD - Distribution - Tier 3 - 4QU CoRE ¦ 1QU LoRE | Non-Red Flag Warning - Destructive Fires | 2031 | 1.2478e-09 | 6.2392e-10 | 1.6044e-09 | 9534.9221 | 247.273 | 9287.6491 | 0 | 0 | 0 | 0 | 1.0394e-06 |  | 1.1898e-05 | 0 | 1.1898e-05 | 5.949e-06 | 0 | 5.949e-06 | 1.5298e-05 | 0 | 1.5298e-05 | [16 empty] | 7.3.1.3 Ignition probability mapping showing the probability of ignition along the electric lines and equipmentWLDFRAggregatedAggregated | WLDFR | HFTD - Distribution - Tier 3 - 4QU CoRE ¦ 1QU LoRE | Red Flag Warning - Destructive Fires | Aggregated | Aggregated | 2032 | 2.8609e-06 | 0 | 655.3922 | 0.001875 | 2032 | Mitigation | 0.08575 | 30 | 0 | esc | 0.0012005 | 3.4345e-09 | 0.00060025 | 1.7172e-09 | 0.0015435 | 4.4157e-09
[79 empty] | WLDFR | HFTD - Distribution - Tier 3 - 4QU CoRE ¦ 1QU LoRE | Non-Red Flag Warning - Destructive Fires | 2032 | 1.2478e-09 | 6.2392e-10 | 1.6044e-09 | 9534.9221 | 247.273 | 9287.6491 | 0 | 0 | 0 | 0 | 1.0394e-06 |  | 1.1898e-05 | 0 | 1.1898e-05 | 5.949e-06 | 0 | 5.949e-06 | 1.5298e-05 | 0 | 1.5298e-05 | [16 empty] | 7.3.1.3 Ignition probability mapping showing the probability of ignition along the electric lines and equipmentWLDFRAggregatedAggregated | WLDFR | HFTD - Distribution - Tier 3 - 4QU CoRE ¦ 1QU LoRE | Red Flag Warning - Destructive Fires | Aggregated | Aggregated | 2033 | 2.8609e-06 | 0 | 655.3922 | 0.001875 | 2033 | Mitigation | 0.08575 | 30 | 0 | esc | 0.0012005 | 3.4345e-09 | 0.00060025 | 1.7172e-09 | 0.0015435 | 4.4157e-09
[79 empty] | WLDFR | HFTD - Distribution - Tier 3 - 4QU CoRE ¦ 1QU LoRE | Non-Red Flag Warning - Destructive Fires | 2033 | 1.2478e-09 | 6.2392e-10 | 1.6044e-09 | 9984.8474 | 263.1074 | 9721.74 | 0 | 0 | 0 | 0 | 1.0394e-06 |  | 1.246e-05 | 0 | 1.246e-05 | 6.2298e-06 | 0 | 6.2298e-06 | 1.6019e-05 | 0 | 1.6019e-05 | [16 empty] | 7.3.1.3 Ignition probability mapping showing the probability of ignition along the electric lines and equipmentWLDFRAggregatedAggregated | WLDFR | HFTD - Distribution - Tier 3 - 4QU CoRE ¦ 1QU LoRE | Red Flag Warning - Destructive Fires | Aggregated | Aggregated | 2034 | 2.8609e-06 | 0 | 655.3922 | 0.001875 | 2034 | Mitigation | 0.08575 | 30 | 0 | esc | 0.0012005 | 3.4345e-09 | 0.00060025 | 1.7172e-09 | 0.0015435 | 4.4157e-09
[79 empty] | WLDFR | HFTD - Distribution - Tier 3 - 4QU CoRE ¦ 1QU LoRE | Non-Red Flag Warning - Destructive Fires | 2034 | 1.2478e-09 | 6.2392e-10 | 1.6044e-09 | 9984.8474 | 263.1074 | 9721.74 | 0 | 0 | 0 | 0 | 1.0394e-06 |  | 1.246e-05 | 0 | 1.246e-05 | 6.2298e-06 | 0 | 6.2298e-06 | 1.6019e-05 | 0 | 1.6019e-05 | [16 empty] | 7.3.1.3 Ignition probability mapping showing the probability of ignition along the electric lines and equipmentWLDFRAggregatedAggregated | WLDFR | HFTD - Distribution - Tier 3 - 4QU CoRE ¦ 1QU LoRE | Red Flag Warning - Destructive Fires | Aggregated | Aggregated | 2035 | 2.8609e-06 | 0 | 655.3922 | 0.001875 | 2035 | Mitigation | 0.08575 | 30 | 0 | esc | 0.0012005 | 3.4345e-09 | 0.00060025 | 1.7172e-09 | 0.0015435 | 4.4157e-09
[79 empty] | WLDFR | HFTD - Distribution - Tier 3 - 4QU CoRE ¦ 1QU LoRE | Non-Red Flag Warning - Destructive Fires | 2035 | 1.2478e-09 | 6.2392e-10 | 1.6044e-09 | 9984.8474 | 263.1074 | 9721.74 | 0 | 0 | 0 | 0 | 1.0394e-06 |  | 1.246e-05 | 0 | 1.246e-05 | 6.2298e-06 | 0 | 6.2298e-06 | 1.6019e-05 | 0 | 1.6019e-05 | [16 empty] | 7.3.1.3 Ignition probability mapping showing the probability of ignition along the electric lines and equipmentWLDFRAggregatedAggregated | WLDFR | HFTD - Distribution - Tier 3 - 4QU CoRE ¦ 1QU LoRE | Red Flag Warning - Destructive Fires | Aggregated | Aggregated | 2036 | 2.8609e-06 | 0 | 655.3922 | 0.001875 | 2036 | Mitigation | 0.08575 | 30 | 0 | esc | 0.0012005 | 3.4345e-09 | 0.00060025 | 1.7172e-09 | 0.0015435 | 4.4157e-09
[79 empty] | WLDFR | HFTD - Distribution - Tier 3 - 4QU CoRE ¦ 1QU LoRE | Non-Red Flag Warning - Destructive Fires | 2036 | 1.2478e-09 | 6.2392e-10 | 1.6044e-09 | 9984.8474 | 263.1074 | 9721.74 | 0 | 0 | 0 | 0 | 1.0394e-06 |  | 1.246e-05 | 0 | 1.246e-05 | 6.2298e-06 | 0 | 6.2298e-06 | 1.6019e-05 | 0 | 1.6019e-05 | [16 empty] | 7.3.1.3 Ignition probability mapping showing the probability of ignition along the electric lines and equipmentWLDFRAggregatedAggregated | WLDFR | HFTD - Distribution - Tier 3 - 4QU CoRE ¦ 1QU LoRE | Red Flag Warning - Destructive Fires | Aggregated | Aggregated | 2037 | 2.8609e-06 | 0 | 655.3922 | 0.001875 | 2037 | Mitigation | 0.08575 | 30 | 0 | esc | 0.0012005 | 3.4345e-09 | 0.00060025 | 1.7172e-09 | 0.0015435 | 4.4157e-09
[79 empty] | WLDFR | HFTD - Distribution - Tier 3 - 4QU CoRE ¦ 1QU LoRE | Non-Red Flag Warning - Destructive Fires | 2037 | 1.2478e-09 | 6.2392e-10 | 1.6044e-09 | 9984.8474 | 263.1074 | 9721.74 | 0 | 0 | 0 | 0 | 1.0394e-06 |  | 1.246e-05 | 0 | 1.246e-05 | 6.2298e-06 | 0 | 6.2298e-06 | 1.6019e-05 | 0 | 1.6019e-05 | [16 empty] | 7.3.1.3 Ignition probability mapping showing the probability of ignition along the electric lines and equipmentWLDFRAggregatedAggregated | WLDFR | HFTD - Distribution - Tier 3 - 4QU CoRE ¦ 1QU LoRE | Red Flag Warning - Destructive Fires | Aggregated | Aggregated | 2038 | 2.8609e-06 | 0 | 655.3922 | 0.001875 | 2038 | Mitigation | 0.08575 | 30 | 0 | esc | 0.0012005 | 3.4345e-09 | 0.00060025 | 1.7172e-09 | 0.0015435 | 4.4157e-09
[79 empty] | WLDFR | HFTD - Distribution - Tier 3 - 4QU CoRE ¦ 1QU LoRE | Non-Red Flag Warning - Destructive Fires | 2038 | 1.2478e-09 | 6.2392e-10 | 1.6044e-09 | 10472.8261 | 280.5544 | 10192.2718 | 0 | 0 | 0 | 0 | 1.0394e-06 |  | 1.3068e-05 | 0 | 1.3068e-05 | 6.5342e-06 | 0 | 6.5342e-06 | 1.6802e-05 | 0 | 1.6802e-05 | [16 empty] | 7.3.1.3 Ignition probability mapping showing the probability of ignition along the electric lines and equipmentWLDFRAggregatedAggregated | WLDFR | HFTD - Distribution - Tier 3 - 4QU CoRE ¦ 1QU LoRE | Red Flag Warning - Destructive Fires | Aggregated | Aggregated | 2039 | 2.8609e-06 | 0 | 655.3922 | 0.001875 | 2039 | Mitigation | 0.08575 | 30 | 0 | esc | 0.0012005 | 3.4345e-09 | 0.00060025 | 1.7172e-09 | 0.0015435 | 4.4157e-09
[79 empty] | WLDFR | HFTD - Distribution - Tier 3 - 4QU CoRE ¦ 1QU LoRE | Non-Red Flag Warning - Destructive Fires | 2039 | 1.2478e-09 | 6.2392e-10 | 1.6044e-09 | 10472.8261 | 280.5544 | 10192.2718 | 0 | 0 | 0 | 0 | 1.0394e-06 |  | 1.3068e-05 | 0 | 1.3068e-05 | 6.5342e-06 | 0 | 6.5342e-06 | 1.6802e-05 | 0 | 1.6802e-05 | [16 empty] | 7.3.1.3 Ignition probability mapping showing the probability of ignition along the electric lines and equipmentWLDFRAggregatedAggregated | WLDFR | HFTD - Distribution - Tier 3 - 4QU CoRE ¦ 1QU LoRE | Red Flag Warning - Destructive Fires | Aggregated | Aggregated | 2040 | 2.8609e-06 | 0 | 655.3922 | 0.001875 | 2040 | Mitigation | 0.08575 | 30 | 0 | esc | 0.0012005 | 3.4345e-09 | 0.00060025 | 1.7172e-09 | 0.0015435 | 4.4157e-09
[79 empty] | WLDFR | HFTD - Distribution - Tier 3 - 4QU CoRE ¦ 1QU LoRE | Non-Red Flag Warning - Destructive Fires | 2040 | 1.2478e-09 | 6.2392e-10 | 1.6044e-09 | 10472.8261 | 280.5544 | 10192.2718 | 0 | 0 | 0 | 0 | 1.0394e-06 |  | 1.3068e-05 | 0 | 1.3068e-05 | 6.5342e-06 | 0 | 6.5342e-06 | 1.6802e-05 | 0 | 1.6802e-05 | [16 empty] | 7.3.1.3 Ignition probability mapping showing the probability of ignition along the electric lines and equipmentWLDFRAggregatedAggregated | WLDFR | HFTD - Distribution - Tier 3 - 4QU CoRE ¦ 1QU LoRE | Red Flag Warning - Destructive Fires | Aggregated | Aggregated | 2041 | 2.8609e-06 | 0 | 655.3922 | 0.001875 | 2041 | Mitigation | 0.08575 | 30 | 0 | esc | 0.0012005 | 3.4345e-09 | 0.00060025 | 1.7172e-09 | 0.0015435 | 4.4157e-09
[79 empty] | WLDFR | HFTD - Distribution - Tier 3 - 4QU CoRE ¦ 1QU LoRE | Non-Red Flag Warning - Destructive Fires | 2041 | 1.2478e-09 | 6.2392e-10 | 1.6044e-09 | 10472.8261 | 280.5544 | 10192.2718 | 0 | 0 | 0 | 0 | 1.0394e-06 |  | 1.3068e-05 | 0 | 1.3068e-05 | 6.5342e-06 | 0 | 6.5342e-06 | 1.6802e-05 | 0 | 1.6802e-05 | [16 empty] | 7.3.1.3 Ignition probability mapping showing the probability of ignition along the electric lines and equipmentWLDFRAggregatedAggregated | WLDFR | HFTD - Distribution - Tier 3 - 4QU CoRE ¦ 1QU LoRE | Red Flag Warning - Destructive Fires | Aggregated | Aggregated | 2042 | 2.8609e-06 | 0 | 655.3922 | 0.001875 | 2042 | Mitigation | 0.08575 | 30 | 0 | esc | 0.0012005 | 3.4345e-09 | 0.00060025 | 1.7172e-09 | 0.0015435 | 4.4157e-09
[79 empty] | WLDFR | HFTD - Distribution - Tier 3 - 4QU CoRE ¦ 1QU LoRE | Non-Red Flag Warning - Destructive Fires | 2042 | 1.2478e-09 | 6.2392e-10 | 1.6044e-09 | 10472.8261 | 280.5544 | 10192.2718 | 0 | 0 | 0 | 0 | 1.0394e-06 |  | 1.3068e-05 | 0 | 1.3068e-05 | 6.5342e-06 | 0 | 6.5342e-06 | 1.6802e-05 | 0 | 1.6802e-05 | [16 empty] | 7.3.1.3 Ignition probability mapping showing the probability of ignition along the electric lines and equipmentWLDFRAggregatedAggregated | WLDFR | HFTD - Distribution - Tier 3 - 4QU CoRE ¦ 1QU LoRE | Red Flag Warning - Destructive Fires | Aggregated | Aggregated | 2043 | 2.8609e-06 | 0 | 655.3922 | 0.001875 | 2043 | Mitigation | 0.08575 | 30 | 0 | esc | 0.0012005 | 3.4345e-09 | 0.00060025 | 1.7172e-09 | 0.0015435 | 4.4157e-09
[79 empty] | WLDFR | HFTD - Distribution - Tier 3 - 4QU CoRE ¦ 1QU LoRE | Non-Red Flag Warning - Destructive Fires | 2043 | 1.2478e-09 | 6.2392e-10 | 1.6044e-09 | 10992.1562 | 299.42 | 10692.7362 | 0 | 0 | 0 | 0 | 1.0394e-06 |  | 1.3716e-05 | 0 | 1.3716e-05 | 6.8582e-06 | 0 | 6.8582e-06 | 1.7635e-05 | 0 | 1.7635e-05 | [16 empty] | 7.3.1.3 Ignition probability mapping showing the probability of ignition along the electric lines and equipmentWLDFRAggregatedAggregated | WLDFR | HFTD - Distribution - Tier 3 - 4QU CoRE ¦ 1QU LoRE | Red Flag Warning - Destructive Fires | Aggregated | Aggregated | 2044 | 2.8609e-06 | 0 | 655.3922 | 0.001875 | 2044 | Mitigation | 0.08575 | 30 | 0 | esc | 0.0012005 | 3.4345e-09 | 0.00060025 | 1.7172e-09 | 0.0015435 | 4.4157e-09
[79 empty] | WLDFR | HFTD - Distribution - Tier 3 - 4QU CoRE ¦ 1QU LoRE | Non-Red Flag Warning - Destructive Fires | 2044 | 1.2478e-09 | 6.2392e-10 | 1.6044e-09 | 10992.1562 | 299.42 | 10692.7362 | 0 | 0 | 0 | 0 | 1.0394e-06 |  | 1.3716e-05 | 0 | 1.3716e-05 | 6.8582e-06 | 0 | 6.8582e-06 | 1.7635e-05 | 0 | 1.7635e-05 | [16 empty] | 7.3.1.3 Ignition probability mapping showing the probability of ignition along the electric lines and equipmentWLDFRAggregatedAggregated | WLDFR | HFTD - Distribution - Tier 3 - 4QU CoRE ¦ 1QU LoRE | Red Flag Warning - Destructive Fires | Aggregated | Aggregated | 2045 | 2.8609e-06 | 0 | 655.3922 | 0.001875 | 2045 | Mitigation | 0.08575 | 30 | 0 | esc | 0.0012005 | 3.4345e-09 | 0.00060025 | 1.7172e-09 | 0.0015435 | 4.4157e-09
[79 empty] | WLDFR | HFTD - Distribution - Tier 3 - 4QU CoRE ¦ 1QU LoRE | Non-Red Flag Warning - Destructive Fires | 2045 | 1.2478e-09 | 6.2392e-10 | 1.6044e-09 | 10992.1562 | 299.42 | 10692.7362 | 0 | 0 | 0 | 0 | 1.0394e-06 |  | 1.3716e-05 | 0 | 1.3716e-05 | 6.8582e-06 | 0 | 6.8582e-06 | 1.7635e-05 | 0 | 1.7635e-05 | [16 empty] | 7.3.1.3 Ignition probability mapping showing the probability of ignition along the electric lines and equipmentWLDFRAggregatedAggregated | WLDFR | HFTD - Distribution - Tier 3 - 4QU CoRE ¦ 1QU LoRE | Red Flag Warning - Destructive Fires | Aggregated | Aggregated | 2046 | 2.8609e-06 | 0 | 655.3922 | 0.001875 | 2046 | Mitigation | 0.08575 | 30 | 0 | esc | 0.0012005 | 3.4345e-09 | 0.00060025 | 1.7172e-09 | 0.0015435 | 4.4157e-09
[79 empty] | WLDFR | HFTD - Distribution - Tier 3 - 4QU CoRE ¦ 1QU LoRE | Non-Red Flag Warning - Destructive Fires | 2046 | 1.2478e-09 | 6.2392e-10 | 1.6044e-09 | 10992.1562 | 299.42 | 10692.7362 | 0 | 0 | 0 | 0 | 1.0394e-06 |  | 1.3716e-05 | 0 | 1.3716e-05 | 6.8582e-06 | 0 | 6.8582e-06 | 1.7635e-05 | 0 | 1.7635e-05 | [16 empty] | 7.3.1.3 Ignition probability mapping showing the probability of ignition along the electric lines and equipmentWLDFRAggregatedAggregated | WLDFR | HFTD - Distribution - Tier 3 - 4QU CoRE ¦ 1QU LoRE | Red Flag Warning - Destructive Fires | Aggregated | Aggregated | 2047 | 2.8609e-06 | 0 | 655.3922 | 0.001875 | 2047 | Mitigation | 0.08575 | 30 | 0 | esc | 0.0012005 | 3.4345e-09 | 0.00060025 | 1.7172e-09 | 0.0015435 | 4.4157e-09
[79 empty] | WLDFR | HFTD - Distribution - Tier 3 - 4QU CoRE ¦ 1QU LoRE | Non-Red Flag Warning - Destructive Fires | 2047 | 1.2478e-09 | 6.2392e-10 | 1.6044e-09 | 10992.1562 | 299.42 | 10692.7362 | 0 | 0 | 0 | 0 | 1.0394e-06 |  | 1.3716e-05 | 0 | 1.3716e-05 | 6.8582e-06 | 0 | 6.8582e-06 | 1.7635e-05 | 0 | 1.7635e-05 | [16 empty] | 7.3.1.3 Ignition probability mapping showing the probability of ignition along the electric lines and equipmentWLDFRAggregatedAggregated | WLDFR | HFTD - Distribution - Tier 3 - 4QU CoRE ¦ 1QU LoRE | Red Flag Warning - Destructive Fires | Aggregated | Aggregated | 2048 | 2.8609e-06 | 0 | 655.3922 | 0.001875 | 2048 | Mitigation | 0.08575 | 30 | 0 | esc | 0.0012005 | 3.4345e-09 | 0.00060025 | 1.7172e-09 | 0.0015435 | 4.4157e-09
[79 empty] | WLDFR | HFTD - Distribution - Tier 3 - 4QU CoRE ¦ 1QU LoRE | Non-Red Flag Warning - Destructive Fires | 2048 | 1.2478e-09 | 6.2392e-10 | 1.6044e-09 | 11536.0538 | 319.4911 | 11216.5626 | 0 | 0 | 0 | 0 | 1.0394e-06 |  | 1.4395e-05 | 0 | 1.4395e-05 | 7.1976e-06 | 0 | 7.1976e-06 | 1.8508e-05 | 0 | 1.8508e-05 | [16 empty] | 7.3.1.3 Ignition probability mapping showing the probability of ignition along the electric lines and equipmentWLDFRAggregatedAggregated | WLDFR | HFTD - Distribution - Tier 3 - 4QU CoRE ¦ 1QU LoRE | Red Flag Warning - Destructive Fires | Aggregated | Aggregated | 2049 | 2.8609e-06 | 0 | 655.3922 | 0.001875 | 2049 | Mitigation | 0.08575 | 30 | 0 | esc | 0.0012005 | 3.4345e-09 | 0.00060025 | 1.7172e-09 | 0.0015435 | 4.4157e-09
[79 empty] | WLDFR | HFTD - Distribution - Tier 3 - 4QU CoRE ¦ 1QU LoRE | Non-Red Flag Warning - Destructive Fires | 2049 | 1.2478e-09 | 6.2392e-10 | 1.6044e-09 | 11536.0538 | 319.4911 | 11216.5626 | 0 | 0 | 0 | 0 | 1.0394e-06 |  | 1.4395e-05 | 0 | 1.4395e-05 | 7.1976e-06 | 0 | 7.1976e-06 | 1.8508e-05 | 0 | 1.8508e-05 | [16 empty] | 7.3.1.3 Ignition probability mapping showing the probability of ignition along the electric lines and equipmentWLDFRAggregatedAggregated | WLDFR | HFTD - Distribution - Tier 3 - 4QU CoRE ¦ 1QU LoRE | Red Flag Warning - Destructive Fires | Aggregated | Aggregated | 2050 | 2.8609e-06 | 0 | 655.3922 | 0.001875 | 2050 | Mitigation | 0.08575 | 30 | 0 | esc | 0 | 0 | 0.00060025 | 1.7172e-09 | 0.0015435 | 4.4157e-09
[79 empty] | WLDFR | HFTD - Distribution - Tier 3 - 4QU CoRE ¦ 1QU LoRE | Non-Red Flag Warning - Destructive Fires | 2050 | 0 | 6.2392e-10 | 1.6044e-09 | 11536.0538 | 319.4911 | 11216.5626 | 0 | 0 | 0 | 0 | 1.0394e-06 |  | 0 | 0 | 0 | 7.1976e-06 | 0 | 7.1976e-06 | 1.8508e-05 | 0 | 1.8508e-05 | [16 empty] | 7.3.1.3 Ignition probability mapping showing the probability of ignition along the electric lines and equipmentWLDFRAggregatedAggregated | WLDFR | HFTD - Distribution - Tier 3 - 4QU CoRE ¦ 1QU LoRE | Red Flag Warning - Destructive Fires | Aggregated | Aggregated | 2051 | 2.8609e-06 | 0 | 655.3922 | 0.001875 | 2051 | Mitigation | 0.08575 | 30 | 0 | esc | 0 | 0 | 0 | 0 | 0.0015435 | 4.4157e-09
[79 empty] | WLDFR | HFTD - Distribution - Tier 3 - 4QU CoRE ¦ 1QU LoRE | Non-Red Flag Warning - Destructive Fires | 2051 | 0 | 0 | 1.6044e-09 | 11536.0538 | 319.4911 | 11216.5626 | 0 | 0 | 0 | 0 | 1.0394e-06 |  | 0 | 0 | 0 | 0 | 0 | 0 | 1.8508e-05 | 0 | 1.8508e-05 | [16 empty] | 7.3.1.3 Ignition probability mapping showing the probability of ignition along the electric lines and equipmentWLDFRAggregatedAggregated | WLDFR | HFTD - Distribution - Tier 3 - 4QU CoRE ¦ 1QU LoRE | Red Flag Warning - Large Fires | Aggregated | Aggregated | 2021 | 3.8557e-05 | 0 | 655.3922 | 0.02527 | 2021 | Mitigation | 0.08575 | 30 | 0 | esc | 0.0012005 | 4.6288e-08 | 0.00060025 | 2.3144e-08 | 0 | 0
[79 empty] | WLDFR | HFTD - Distribution - Tier 3 - 4QU CoRE ¦ 1QU LoRE | Non-Red Flag Warning - Large Fires | 2020 | 2.5939e-08 | 0 | 0 | 5.2406 | 0.69642 | 2.942 | 1.6022 | 0 | 0 | 0 | 2.1607e-05 |  | 1.3593e-07 | 0 | 1.3593e-07 | 0 | 0 | 0 | 0 | 0 | 0 | [16 empty] | 7.3.1.3 Ignition probability mapping showing the probability of ignition along the electric lines and equipmentWLDFRAggregatedAggregated | WLDFR | HFTD - Distribution - Tier 3 - 4QU CoRE ¦ 1QU LoRE | Red Flag Warning - Large Fires | Aggregated | Aggregated | 2022 | 3.8557e-05 | 0 | 655.3922 | 0.02527 | 2022 | Mitigation | 0.08575 | 30 | 0 | esc | 0.0012005 | 4.6288e-08 | 0.00060025 | 2.3144e-08 | 0.0015435 | 5.9513e-08
[79 empty] | WLDFR | HFTD - Distribution - Tier 3 - 4QU CoRE ¦ 1QU LoRE | Non-Red Flag Warning - Large Fires | 2021 | 2.5939e-08 | 1.2969e-08 | 0 | 5.2406 | 0.69642 | 2.942 | 1.6022 | 0 | 0 | 0 | 2.1607e-05 |  | 1.3593e-07 | 0 | 1.3593e-07 | 6.7967e-08 | 0 | 6.7967e-08 | 0 | 0 | 0 | [16 empty] | 7.3.1.3 Ignition probability mapping showing the probability of ignition along the electric lines and equipmentWLDFRAggregatedAggregated | WLDFR | HFTD - Distribution - Tier 3 - 4QU CoRE ¦ 1QU LoRE | Red Flag Warning - Large Fires | Aggregated | Aggregated | 2023 | 3.8557e-05 | 0 | 655.3922 | 0.02527 | 2023 | Mitigation | 0.08575 | 30 | 0 | esc | 0.0012005 | 4.6288e-08 | 0.00060025 | 2.3144e-08 | 0.0015435 | 5.9513e-08
[79 empty] | WLDFR | HFTD - Distribution - Tier 3 - 4QU CoRE ¦ 1QU LoRE | Non-Red Flag Warning - Large Fires | 2022 | 2.5939e-08 | 1.2969e-08 | 3.335e-08 | 5.2406 | 0.69642 | 2.942 | 1.6022 | 0 | 0 | 0 | 2.1607e-05 |  | 1.3593e-07 | 0 | 1.3593e-07 | 6.7967e-08 | 0 | 6.7967e-08 | 1.7477e-07 | 0 | 1.7477e-07 | [16 empty] | 7.3.1.3 Ignition probability mapping showing the probability of ignition along the electric lines and equipmentWLDFRAggregatedAggregated | WLDFR | HFTD - Distribution - Tier 3 - 4QU CoRE ¦ 1QU LoRE | Red Flag Warning - Large Fires | Aggregated | Aggregated | 2024 | 3.8557e-05 | 0 | 655.3922 | 0.02527 | 2024 | Mitigation | 0.08575 | 30 | 0 | esc | 0.0012005 | 4.6288e-08 | 0.00060025 | 2.3144e-08 | 0.0015435 | 5.9513e-08
[79 empty] | WLDFR | HFTD - Distribution - Tier 3 - 4QU CoRE ¦ 1QU LoRE | Non-Red Flag Warning - Large Fires | 2023 | 2.5939e-08 | 1.2969e-08 | 3.335e-08 | 5.475 | 0.71896 | 3.0715 | 1.6846 | 0 | 0 | 0 | 2.1607e-05 |  | 1.4202e-07 | 0 | 1.4202e-07 | 7.1008e-08 | 0 | 7.1008e-08 | 1.8259e-07 | 0 | 1.8259e-07 | [16 empty] | 7.3.1.3 Ignition probability mapping showing the probability of ignition along the electric lines and equipmentWLDFRAggregatedAggregated | WLDFR | HFTD - Distribution - Tier 3 - 4QU CoRE ¦ 1QU LoRE | Red Flag Warning - Large Fires | Aggregated | Aggregated | 2025 | 3.8557e-05 | 0 | 655.3922 | 0.02527 | 2025 | Mitigation | 0.08575 | 30 | 0 | esc | 0.0012005 | 4.6288e-08 | 0.00060025 | 2.3144e-08 | 0.0015435 | 5.9513e-08
[79 empty] | WLDFR | HFTD - Distribution - Tier 3 - 4QU CoRE ¦ 1QU LoRE | Non-Red Flag Warning - Large Fires | 2024 | 2.5939e-08 | 1.2969e-08 | 3.335e-08 | 5.475 | 0.71896 | 3.0715 | 1.6846 | 0 | 0 | 0 | 2.1607e-05 |  | 1.4202e-07 | 0 | 1.4202e-07 | 7.1008e-08 | 0 | 7.1008e-08 | 1.8259e-07 | 0 | 1.8259e-07 | [16 empty] | 7.3.1.3 Ignition probability mapping showing the probability of ignition along the electric lines and equipmentWLDFRAggregatedAggregated | WLDFR | HFTD - Distribution - Tier 3 - 4QU CoRE ¦ 1QU LoRE | Red Flag Warning - Large Fires | Aggregated | Aggregated | 2026 | 3.8557e-05 | 0 | 655.3922 | 0.02527 | 2026 | Mitigation | 0.08575 | 30 | 0 | esc | 0.0012005 | 4.6288e-08 | 0.00060025 | 2.3144e-08 | 0.0015435 | 5.9513e-08
[79 empty] | WLDFR | HFTD - Distribution - Tier 3 - 4QU CoRE ¦ 1QU LoRE | Non-Red Flag Warning - Large Fires | 2025 | 2.5939e-08 | 1.2969e-08 | 3.335e-08 | 5.475 | 0.71896 | 3.0715 | 1.6846 | 0 | 0 | 0 | 2.1607e-05 |  | 1.4202e-07 | 0 | 1.4202e-07 | 7.1008e-08 | 0 | 7.1008e-08 | 1.8259e-07 | 0 | 1.8259e-07 | [16 empty] | 7.3.1.3 Ignition probability mapping showing the probability of ignition along the electric lines and equipmentWLDFRAggregatedAggregated | WLDFR | HFTD - Distribution - Tier 3 - 4QU CoRE ¦ 1QU LoRE | Red Flag Warning - Large Fires | Aggregated | Aggregated | 2027 | 3.8557e-05 | 0 | 655.3922 | 0.02527 | 2027 | Mitigation | 0.08575 | 30 | 0 | esc | 0.0012005 | 4.6288e-08 | 0.00060025 | 2.3144e-08 | 0.0015435 | 5.9513e-08
[79 empty] | WLDFR | HFTD - Distribution - Tier 3 - 4QU CoRE ¦ 1QU LoRE | Non-Red Flag Warning - Large Fires | 2026 | 2.5939e-08 | 1.2969e-08 | 3.335e-08 | 5.475 | 0.71896 | 3.0715 | 1.6846 | 0 | 0 | 0 | 2.1607e-05 |  | 1.4202e-07 | 0 | 1.4202e-07 | 7.1008e-08 | 0 | 7.1008e-08 | 1.8259e-07 | 0 | 1.8259e-07 | [16 empty] | 7.3.1.3 Ignition probability mapping showing the probability of ignition along the electric lines and equipmentWLDFRAggregatedAggregated | WLDFR | HFTD - Distribution - Tier 3 - 4QU CoRE ¦ 1QU LoRE | Red Flag Warning - Large Fires | Aggregated | Aggregated | 2028 | 3.8557e-05 | 0 | 655.3922 | 0.02527 | 2028 | Mitigation | 0.08575 | 30 | 0 | esc | 0.0012005 | 4.6288e-08 | 0.00060025 | 2.3144e-08 | 0.0015435 | 5.9513e-08
[79 empty] | WLDFR | HFTD - Distribution - Tier 3 - 4QU CoRE ¦ 1QU LoRE | Non-Red Flag Warning - Large Fires | 2027 | 2.5939e-08 | 1.2969e-08 | 3.335e-08 | 5.475 | 0.71896 | 3.0715 | 1.6846 | 0 | 0 | 0 | 2.1607e-05 |  | 1.4202e-07 | 0 | 1.4202e-07 | 7.1008e-08 | 0 | 7.1008e-08 | 1.8259e-07 | 0 | 1.8259e-07 | [16 empty] | 7.3.1.3 Ignition probability mapping showing the probability of ignition along the electric lines and equipmentWLDFRAggregatedAggregated | WLDFR | HFTD - Distribution - Tier 3 - 4QU CoRE ¦ 1QU LoRE | Red Flag Warning - Large Fires | Aggregated | Aggregated | 2029 | 3.8557e-05 | 0 | 655.3922 | 0.02527 | 2029 | Mitigation | 0.08575 | 30 | 0 | esc | 0.0012005 | 4.6288e-08 | 0.00060025 | 2.3144e-08 | 0.0015435 | 5.9513e-08
[79 empty] | WLDFR | HFTD - Distribution - Tier 3 - 4QU CoRE ¦ 1QU LoRE | Non-Red Flag Warning - Large Fires | 2028 | 2.5939e-08 | 1.2969e-08 | 3.335e-08 | 5.777 | 0.74734 | 3.238 | 1.7917 | 0 | 0 | 0 | 2.1607e-05 |  | 1.4985e-07 | 0 | 1.4985e-07 | 7.4925e-08 | 0 | 7.4925e-08 | 1.9266e-07 | 0 | 1.9266e-07 | [16 empty] | 7.3.1.3 Ignition probability mapping showing the probability of ignition along the electric lines and equipmentWLDFRAggregatedAggregated | WLDFR | HFTD - Distribution - Tier 3 - 4QU CoRE ¦ 1QU LoRE | Red Flag Warning - Large Fires | Aggregated | Aggregated | 2030 | 3.8557e-05 | 0 | 655.3922 | 0.02527 | 2030 | Mitigation | 0.08575 | 30 | 0 | esc | 0.0012005 | 4.6288e-08 | 0.00060025 | 2.3144e-08 | 0.0015435 | 5.9513e-08
[79 empty] | WLDFR | HFTD - Distribution - Tier 3 - 4QU CoRE ¦ 1QU LoRE | Non-Red Flag Warning - Large Fires | 2029 | 2.5939e-08 | 1.2969e-08 | 3.335e-08 | 5.777 | 0.74734 | 3.238 | 1.7917 | 0 | 0 | 0 | 2.1607e-05 |  | 1.4985e-07 | 0 | 1.4985e-07 | 7.4925e-08 | 0 | 7.4925e-08 | 1.9266e-07 | 0 | 1.9266e-07 | [16 empty] | 7.3.1.3 Ignition probability mapping showing the probability of ignition along the electric lines and equipmentWLDFRAggregatedAggregated | WLDFR | HFTD - Distribution - Tier 3 - 4QU CoRE ¦ 1QU LoRE | Red Flag Warning - Large Fires | Aggregated | Aggregated | 2031 | 3.8557e-05 | 0 | 655.3922 | 0.02527 | 2031 | Mitigation | 0.08575 | 30 | 0 | esc | 0.0012005 | 4.6288e-08 | 0.00060025 | 2.3144e-08 | 0.0015435 | 5.9513e-08
[79 empty] | WLDFR | HFTD - Distribution - Tier 3 - 4QU CoRE ¦ 1QU LoRE | Non-Red Flag Warning - Large Fires | 2030 | 2.5939e-08 | 1.2969e-08 | 3.335e-08 | 5.777 | 0.74734 | 3.238 | 1.7917 | 0 | 0 | 0 | 2.1607e-05 |  | 1.4985e-07 | 0 | 1.4985e-07 | 7.4925e-08 | 0 | 7.4925e-08 | 1.9266e-07 | 0 | 1.9266e-07 | [16 empty] | 7.3.1.3 Ignition probability mapping showing the probability of ignition along the electric lines and equipmentWLDFRAggregatedAggregated | WLDFR | HFTD - Distribution - Tier 3 - 4QU CoRE ¦ 1QU LoRE | Red Flag Warning - Large Fires | Aggregated | Aggregated | 2032 | 3.8557e-05 | 0 | 655.3922 | 0.02527 | 2032 | Mitigation | 0.08575 | 30 | 0 | esc | 0.0012005 | 4.6288e-08 | 0.00060025 | 2.3144e-08 | 0.0015435 | 5.9513e-08
[79 empty] | WLDFR | HFTD - Distribution - Tier 3 - 4QU CoRE ¦ 1QU LoRE | Non-Red Flag Warning - Large Fires | 2031 | 2.5939e-08 | 1.2969e-08 | 3.335e-08 | 5.777 | 0.74734 | 3.238 | 1.7917 | 0 | 0 | 0 | 2.1607e-05 |  | 1.4985e-07 | 0 | 1.4985e-07 | 7.4925e-08 | 0 | 7.4925e-08 | 1.9266e-07 | 0 | 1.9266e-07 | [16 empty] | 7.3.1.3 Ignition probability mapping showing the probability of ignition along the electric lines and equipmentWLDFRAggregatedAggregated | WLDFR | HFTD - Distribution - Tier 3 - 4QU CoRE ¦ 1QU LoRE | Red Flag Warning - Large Fires | Aggregated | Aggregated | 2033 | 3.8557e-05 | 0 | 655.3922 | 0.02527 | 2033 | Mitigation | 0.08575 | 30 | 0 | esc | 0.0012005 | 4.6288e-08 | 0.00060025 | 2.3144e-08 | 0.0015435 | 5.9513e-08
[79 empty] | WLDFR | HFTD - Distribution - Tier 3 - 4QU CoRE ¦ 1QU LoRE | Non-Red Flag Warning - Large Fires | 2032 | 2.5939e-08 | 1.2969e-08 | 3.335e-08 | 5.777 | 0.74734 | 3.238 | 1.7917 | 0 | 0 | 0 | 2.1607e-05 |  | 1.4985e-07 | 0 | 1.4985e-07 | 7.4925e-08 | 0 | 7.4925e-08 | 1.9266e-07 | 0 | 1.9266e-07 | [16 empty] | 7.3.1.3 Ignition probability mapping showing the probability of ignition along the electric lines and equipmentWLDFRAggregatedAggregated | WLDFR | HFTD - Distribution - Tier 3 - 4QU CoRE ¦ 1QU LoRE | Red Flag Warning - Large Fires | Aggregated | Aggregated | 2034 | 3.8557e-05 | 0 | 655.3922 | 0.02527 | 2034 | Mitigation | 0.08575 | 30 | 0 | esc | 0.0012005 | 4.6288e-08 | 0.00060025 | 2.3144e-08 | 0.0015435 | 5.9513e-08
[79 empty] | WLDFR | HFTD - Distribution - Tier 3 - 4QU CoRE ¦ 1QU LoRE | Non-Red Flag Warning - Large Fires | 2033 | 2.5939e-08 | 1.2969e-08 | 3.335e-08 | 6.1205 | 0.77885 | 3.4265 | 1.9151 | 0 | 0 | 0 | 2.1607e-05 |  | 1.5876e-07 | 0 | 1.5876e-07 | 7.938e-08 | 0 | 7.938e-08 | 2.0412e-07 | 0 | 2.0412e-07 | [16 empty] | 7.3.1.3 Ignition probability mapping showing the probability of ignition along the electric lines and equipmentWLDFRAggregatedAggregated | WLDFR | HFTD - Distribution - Tier 3 - 4QU CoRE ¦ 1QU LoRE | Red Flag Warning - Large Fires | Aggregated | Aggregated | 2035 | 3.8557e-05 | 0 | 655.3922 | 0.02527 | 2035 | Mitigation | 0.08575 | 30 | 0 | esc | 0.0012005 | 4.6288e-08 | 0.00060025 | 2.3144e-08 | 0.0015435 | 5.9513e-08
[79 empty] | WLDFR | HFTD - Distribution - Tier 3 - 4QU CoRE ¦ 1QU LoRE | Non-Red Flag Warning - Large Fires | 2034 | 2.5939e-08 | 1.2969e-08 | 3.335e-08 | 6.1205 | 0.77885 | 3.4265 | 1.9151 | 0 | 0 | 0 | 2.1607e-05 |  | 1.5876e-07 | 0 | 1.5876e-07 | 7.938e-08 | 0 | 7.938e-08 | 2.0412e-07 | 0 | 2.0412e-07 | [16 empty] | 7.3.1.3 Ignition probability mapping showing the probability of ignition along the electric lines and equipmentWLDFRAggregatedAggregated | WLDFR | HFTD - Distribution - Tier 3 - 4QU CoRE ¦ 1QU LoRE | Red Flag Warning - Large Fires | Aggregated | Aggregated | 2036 | 3.8557e-05 | 0 | 655.3922 | 0.02527 | 2036 | Mitigation | 0.08575 | 30 | 0 | esc | 0.0012005 | 4.6288e-08 | 0.00060025 | 2.3144e-08 | 0.0015435 | 5.9513e-08
[79 empty] | WLDFR | HFTD - Distribution - Tier 3 - 4QU CoRE ¦ 1QU LoRE | Non-Red Flag Warning - Large Fires | 2035 | 2.5939e-08 | 1.2969e-08 | 3.335e-08 | 6.1205 | 0.77885 | 3.4265 | 1.9151 | 0 | 0 | 0 | 2.1607e-05 |  | 1.5876e-07 | 0 | 1.5876e-07 | 7.938e-08 | 0 | 7.938e-08 | 2.0412e-07 | 0 | 2.0412e-07 | [16 empty] | 7.3.1.3 Ignition probability mapping showing the probability of ignition along the electric lines and equipmentWLDFRAggregatedAggregated | WLDFR | HFTD - Distribution - Tier 3 - 4QU CoRE ¦ 1QU LoRE | Red Flag Warning - Large Fires | Aggregated | Aggregated | 2037 | 3.8557e-05 | 0 | 655.3922 | 0.02527 | 2037 | Mitigation | 0.08575 | 30 | 0 | esc | 0.0012005 | 4.6288e-08 | 0.00060025 | 2.3144e-08 | 0.0015435 | 5.9513e-08
[79 empty] | WLDFR | HFTD - Distribution - Tier 3 - 4QU CoRE ¦ 1QU LoRE | Non-Red Flag Warning - Large Fires | 2036 | 2.5939e-08 | 1.2969e-08 | 3.335e-08 | 6.1205 | 0.77885 | 3.4265 | 1.9151 | 0 | 0 | 0 | 2.1607e-05 |  | 1.5876e-07 | 0 | 1.5876e-07 | 7.938e-08 | 0 | 7.938e-08 | 2.0412e-07 | 0 | 2.0412e-07 | [16 empty] | 7.3.1.3 Ignition probability mapping showing the probability of ignition along the electric lines and equipmentWLDFRAggregatedAggregated | WLDFR | HFTD - Distribution - Tier 3 - 4QU CoRE ¦ 1QU LoRE | Red Flag Warning - Large Fires | Aggregated | Aggregated | 2038 | 3.8557e-05 | 0 | 655.3922 | 0.02527 | 2038 | Mitigation | 0.08575 | 30 | 0 | esc | 0.0012005 | 4.6288e-08 | 0.00060025 | 2.3144e-08 | 0.0015435 | 5.9513e-08
[79 empty] | WLDFR | HFTD - Distribution - Tier 3 - 4QU CoRE ¦ 1QU LoRE | Non-Red Flag Warning - Large Fires | 2037 | 2.5939e-08 | 1.2969e-08 | 3.335e-08 | 6.1205 | 0.77885 | 3.4265 | 1.9151 | 0 | 0 | 0 | 2.1607e-05 |  | 1.5876e-07 | 0 | 1.5876e-07 | 7.938e-08 | 0 | 7.938e-08 | 2.0412e-07 | 0 | 2.0412e-07 | [16 empty] | 7.3.1.3 Ignition probability mapping showing the probability of ignition along the electric lines and equipmentWLDFRAggregatedAggregated | WLDFR | HFTD - Distribution - Tier 3 - 4QU CoRE ¦ 1QU LoRE | Red Flag Warning - Large Fires | Aggregated | Aggregated | 2039 | 3.8557e-05 | 0 | 655.3922 | 0.02527 | 2039 | Mitigation | 0.08575 | 30 | 0 | esc | 0.0012005 | 4.6288e-08 | 0.00060025 | 2.3144e-08 | 0.0015435 | 5.9513e-08
[79 empty] | WLDFR | HFTD - Distribution - Tier 3 - 4QU CoRE ¦ 1QU LoRE | Non-Red Flag Warning - Large Fires | 2038 | 2.5939e-08 | 1.2969e-08 | 3.335e-08 | 6.5028 | 0.81304 | 3.6355 | 2.0543 | 0 | 0 | 0 | 2.1607e-05 |  | 1.6868e-07 | 0 | 1.6868e-07 | 8.4338e-08 | 0 | 8.4338e-08 | 2.1687e-07 | 0 | 2.1687e-07 | [16 empty] | 7.3.1.3 Ignition probability mapping showing the probability of ignition along the electric lines and equipmentWLDFRAggregatedAggregated | WLDFR | HFTD - Distribution - Tier 3 - 4QU CoRE ¦ 1QU LoRE | Red Flag Warning - Large Fires | Aggregated | Aggregated | 2040 | 3.8557e-05 | 0 | 655.3922 | 0.02527 | 2040 | Mitigation | 0.08575 | 30 | 0 | esc | 0.0012005 | 4.6288e-08 | 0.00060025 | 2.3144e-08 | 0.0015435 | 5.9513e-08
[79 empty] | WLDFR | HFTD - Distribution - Tier 3 - 4QU CoRE ¦ 1QU LoRE | Non-Red Flag Warning - Large Fires | 2039 | 2.5939e-08 | 1.2969e-08 | 3.335e-08 | 6.5028 | 0.81304 | 3.6355 | 2.0543 | 0 | 0 | 0 | 2.1607e-05 |  | 1.6868e-07 | 0 | 1.6868e-07 | 8.4338e-08 | 0 | 8.4338e-08 | 2.1687e-07 | 0 | 2.1687e-07 | [16 empty] | 7.3.1.3 Ignition probability mapping showing the probability of ignition along the electric lines and equipmentWLDFRAggregatedAggregated | WLDFR | HFTD - Distribution - Tier 3 - 4QU CoRE ¦ 1QU LoRE | Red Flag Warning - Large Fires | Aggregated | Aggregated | 2041 | 3.8557e-05 | 0 | 655.3922 | 0.02527 | 2041 | Mitigation | 0.08575 | 30 | 0 | esc | 0.0012005 | 4.6288e-08 | 0.00060025 | 2.3144e-08 | 0.0015435 | 5.9513e-08
[79 empty] | WLDFR | HFTD - Distribution - Tier 3 - 4QU CoRE ¦ 1QU LoRE | Non-Red Flag Warning - Large Fires | 2040 | 2.5939e-08 | 1.2969e-08 | 3.335e-08 | 6.5028 | 0.81304 | 3.6355 | 2.0543 | 0 | 0 | 0 | 2.1607e-05 |  | 1.6868e-07 | 0 | 1.6868e-07 | 8.4338e-08 | 0 | 8.4338e-08 | 2.1687e-07 | 0 | 2.1687e-07 | [16 empty] | 7.3.1.3 Ignition probability mapping showing the probability of ignition along the electric lines and equipmentWLDFRAggregatedAggregated | WLDFR | HFTD - Distribution - Tier 3 - 4QU CoRE ¦ 1QU LoRE | Red Flag Warning - Large Fires | Aggregated | Aggregated | 2042 | 3.8557e-05 | 0 | 655.3922 | 0.02527 | 2042 | Mitigation | 0.08575 | 30 | 0 | esc | 0.0012005 | 4.6288e-08 | 0.00060025 | 2.3144e-08 | 0.0015435 | 5.9513e-08
[79 empty] | WLDFR | HFTD - Distribution - Tier 3 - 4QU CoRE ¦ 1QU LoRE | Non-Red Flag Warning - Large Fires | 2041 | 2.5939e-08 | 1.2969e-08 | 3.335e-08 | 6.5028 | 0.81304 | 3.6355 | 2.0543 | 0 | 0 | 0 | 2.1607e-05 |  | 1.6868e-07 | 0 | 1.6868e-07 | 8.4338e-08 | 0 | 8.4338e-08 | 2.1687e-07 | 0 | 2.1687e-07 | [16 empty] | 7.3.1.3 Ignition probability mapping showing the probability of ignition along the electric lines and equipmentWLDFRAggregatedAggregated | WLDFR | HFTD - Distribution - Tier 3 - 4QU CoRE ¦ 1QU LoRE | Red Flag Warning - Large Fires | Aggregated | Aggregated | 2043 | 3.8557e-05 | 0 | 655.3922 | 0.02527 | 2043 | Mitigation | 0.08575 | 30 | 0 | esc | 0.0012005 | 4.6288e-08 | 0.00060025 | 2.3144e-08 | 0.0015435 | 5.9513e-08
[79 empty] | WLDFR | HFTD - Distribution - Tier 3 - 4QU CoRE ¦ 1QU LoRE | Non-Red Flag Warning - Large Fires | 2042 | 2.5939e-08 | 1.2969e-08 | 3.335e-08 | 6.5028 | 0.81304 | 3.6355 | 2.0543 | 0 | 0 | 0 | 2.1607e-05 |  | 1.6868e-07 | 0 | 1.6868e-07 | 8.4338e-08 | 0 | 8.4338e-08 | 2.1687e-07 | 0 | 2.1687e-07 | [16 empty] | 7.3.1.3 Ignition probability mapping showing the probability of ignition along the electric lines and equipmentWLDFRAggregatedAggregated | WLDFR | HFTD - Distribution - Tier 3 - 4QU CoRE ¦ 1QU LoRE | Red Flag Warning - Large Fires | Aggregated | Aggregated | 2044 | 3.8557e-05 | 0 | 655.3922 | 0.02527 | 2044 | Mitigation | 0.08575 | 30 | 0 | esc | 0.0012005 | 4.6288e-08 | 0.00060025 | 2.3144e-08 | 0.0015435 | 5.9513e-08
[79 empty] | WLDFR | HFTD - Distribution - Tier 3 - 4QU CoRE ¦ 1QU LoRE | Non-Red Flag Warning - Large Fires | 2043 | 2.5939e-08 | 1.2969e-08 | 3.335e-08 | 6.9209 | 0.84944 | 3.8632 | 2.2083 | 0 | 0 | 0 | 2.1607e-05 |  | 1.7952e-07 | 0 | 1.7952e-07 | 8.9761e-08 | 0 | 8.9761e-08 | 2.3081e-07 | 0 | 2.3081e-07 | [16 empty] | 7.3.1.3 Ignition probability mapping showing the probability of ignition along the electric lines and equipmentWLDFRAggregatedAggregated | WLDFR | HFTD - Distribution - Tier 3 - 4QU CoRE ¦ 1QU LoRE | Red Flag Warning - Large Fires | Aggregated | Aggregated | 2045 | 3.8557e-05 | 0 | 655.3922 | 0.02527 | 2045 | Mitigation | 0.08575 | 30 | 0 | esc | 0.0012005 | 4.6288e-08 | 0.00060025 | 2.3144e-08 | 0.0015435 | 5.9513e-08
[79 empty] | WLDFR | HFTD - Distribution - Tier 3 - 4QU CoRE ¦ 1QU LoRE | Non-Red Flag Warning - Large Fires | 2044 | 2.5939e-08 | 1.2969e-08 | 3.335e-08 | 6.9209 | 0.84944 | 3.8632 | 2.2083 | 0 | 0 | 0 | 2.1607e-05 |  | 1.7952e-07 | 0 | 1.7952e-07 | 8.9761e-08 | 0 | 8.9761e-08 | 2.3081e-07 | 0 | 2.3081e-07 | [16 empty] | 7.3.1.3 Ignition probability mapping showing the probability of ignition along the electric lines and equipmentWLDFRAggregatedAggregated | WLDFR | HFTD - Distribution - Tier 3 - 4QU CoRE ¦ 1QU LoRE | Red Flag Warning - Large Fires | Aggregated | Aggregated | 2046 | 3.8557e-05 | 0 | 655.3922 | 0.02527 | 2046 | Mitigation | 0.08575 | 30 | 0 | esc | 0.0012005 | 4.6288e-08 | 0.00060025 | 2.3144e-08 | 0.0015435 | 5.9513e-08
[79 empty] | WLDFR | HFTD - Distribution - Tier 3 - 4QU CoRE ¦ 1QU LoRE | Non-Red Flag Warning - Large Fires | 2045 | 2.5939e-08 | 1.2969e-08 | 3.335e-08 | 6.9209 | 0.84944 | 3.8632 | 2.2083 | 0 | 0 | 0 | 2.1607e-05 |  | 1.7952e-07 | 0 | 1.7952e-07 | 8.9761e-08 | 0 | 8.9761e-08 | 2.3081e-07 | 0 | 2.3081e-07 | [16 empty] | 7.3.1.3 Ignition probability mapping showing the probability of ignition along the electric lines and equipmentWLDFRAggregatedAggregated | WLDFR | HFTD - Distribution - Tier 3 - 4QU CoRE ¦ 1QU LoRE | Red Flag Warning - Large Fires | Aggregated | Aggregated | 2047 | 3.8557e-05 | 0 | 655.3922 | 0.02527 | 2047 | Mitigation | 0.08575 | 30 | 0 | esc | 0.0012005 | 4.6288e-08 | 0.00060025 | 2.3144e-08 | 0.0015435 | 5.9513e-08
[79 empty] | WLDFR | HFTD - Distribution - Tier 3 - 4QU CoRE ¦ 1QU LoRE | Non-Red Flag Warning - Large Fires | 2046 | 2.5939e-08 | 1.2969e-08 | 3.335e-08 | 6.9209 | 0.84944 | 3.8632 | 2.2083 | 0 | 0 | 0 | 2.1607e-05 |  | 1.7952e-07 | 0 | 1.7952e-07 | 8.9761e-08 | 0 | 8.9761e-08 | 2.3081e-07 | 0 | 2.3081e-07 | [16 empty] | 7.3.1.3 Ignition probability mapping showing the probability of ignition along the electric lines and equipmentWLDFRAggregatedAggregated | WLDFR | HFTD - Distribution - Tier 3 - 4QU CoRE ¦ 1QU LoRE | Red Flag Warning - Large Fires | Aggregated | Aggregated | 2048 | 3.8557e-05 | 0 | 655.3922 | 0.02527 | 2048 | Mitigation | 0.08575 | 30 | 0 | esc | 0.0012005 | 4.6288e-08 | 0.00060025 | 2.3144e-08 | 0.0015435 | 5.9513e-08
[79 empty] | WLDFR | HFTD - Distribution - Tier 3 - 4QU CoRE ¦ 1QU LoRE | Non-Red Flag Warning - Large Fires | 2047 | 2.5939e-08 | 1.2969e-08 | 3.335e-08 | 6.9209 | 0.84944 | 3.8632 | 2.2083 | 0 | 0 | 0 | 2.1607e-05 |  | 1.7952e-07 | 0 | 1.7952e-07 | 8.9761e-08 | 0 | 8.9761e-08 | 2.3081e-07 | 0 | 2.3081e-07 | [16 empty] | 7.3.1.3 Ignition probability mapping showing the probability of ignition along the electric lines and equipmentWLDFRAggregatedAggregated | WLDFR | HFTD - Distribution - Tier 3 - 4QU CoRE ¦ 1QU LoRE | Red Flag Warning - Large Fires | Aggregated | Aggregated | 2049 | 3.8557e-05 | 0 | 655.3922 | 0.02527 | 2049 | Mitigation | 0.08575 | 30 | 0 | esc | 0.0012005 | 4.6288e-08 | 0.00060025 | 2.3144e-08 | 0.0015435 | 5.9513e-08
[79 empty] | WLDFR | HFTD - Distribution - Tier 3 - 4QU CoRE ¦ 1QU LoRE | Non-Red Flag Warning - Large Fires | 2048 | 2.5939e-08 | 1.2969e-08 | 3.335e-08 | 7.3713 | 0.88759 | 4.1075 | 2.3763 | 0 | 0 | 0 | 2.1607e-05 |  | 1.912e-07 | 0 | 1.912e-07 | 9.5602e-08 | 0 | 9.5602e-08 | 2.4583e-07 | 0 | 2.4583e-07 | [16 empty] | 7.3.1.3 Ignition probability mapping showing the probability of ignition along the electric lines and equipmentWLDFRAggregatedAggregated | WLDFR | HFTD - Distribution - Tier 3 - 4QU CoRE ¦ 1QU LoRE | Red Flag Warning - Large Fires | Aggregated | Aggregated | 2050 | 3.8557e-05 | 0 | 655.3922 | 0.02527 | 2050 | Mitigation | 0.08575 | 30 | 0 | esc | 0 | 0 | 0.00060025 | 2.3144e-08 | 0.0015435 | 5.9513e-08
[79 empty] | WLDFR | HFTD - Distribution - Tier 3 - 4QU CoRE ¦ 1QU LoRE | Non-Red Flag Warning - Large Fires | 2049 | 2.5939e-08 | 1.2969e-08 | 3.335e-08 | 7.3713 | 0.88759 | 4.1075 | 2.3763 | 0 | 0 | 0 | 2.1607e-05 |  | 1.912e-07 | 0 | 1.912e-07 | 9.5602e-08 | 0 | 9.5602e-08 | 2.4583e-07 | 0 | 2.4583e-07 | [16 empty] | 7.3.1.3 Ignition probability mapping showing the probability of ignition along the electric lines and equipmentWLDFRAggregatedAggregated | WLDFR | HFTD - Distribution - Tier 3 - 4QU CoRE ¦ 1QU LoRE | Red Flag Warning - Large Fires | Aggregated | Aggregated | 2051 | 3.8557e-05 | 0 | 655.3922 | 0.02527 | 2051 | Mitigation | 0.08575 | 30 | 0 | esc | 0 | 0 | 0 | 0 | 0.0015435 | 5.9513e-08
[79 empty] | WLDFR | HFTD - Distribution - Tier 3 - 4QU CoRE ¦ 1QU LoRE | Non-Red Flag Warning - Large Fires | 2050 | 0 | 1.2969e-08 | 3.335e-08 | 7.3713 | 0.88759 | 4.1075 | 2.3763 | 0 | 0 | 0 | 2.1607e-05 |  | 0 | 0 | 0 | 9.5602e-08 | 0 | 9.5602e-08 | 2.4583e-07 | 0 | 2.4583e-07 | [16 empty] | 7.3.1.3 Ignition probability mapping showing the probability of ignition along the electric lines and equipmentWLDFRAggregatedAggregated | WLDFR | HFTD - Distribution - Tier 3 - 4QU CoRE ¦ 1QU LoRE | Red Flag Warning - Small Fires | Aggregated | Aggregated | 2021 | 0.0011208 | 0 | 655.3922 | 0.73459 | 2021 | Mitigation | 0.08575 | 30 | 0 | esc | 0.0012005 | 1.3456e-06 | 0.00060025 | 6.7278e-07 | 0 | 0
[79 empty] | WLDFR | HFTD - Distribution - Tier 3 - 4QU CoRE ¦ 1QU LoRE | Non-Red Flag Warning - Large Fires | 2051 | 0 | 0 | 3.335e-08 | 7.3713 | 0.88759 | 4.1075 | 2.3763 | 0 | 0 | 0 | 2.1607e-05 |  | 0 | 0 | 0 | 0 | 0 | 0 | 2.4583e-07 | 0 | 2.4583e-07 | [16 empty] | 7.3.1.3 Ignition probability mapping showing the probability of ignition along the electric lines and equipmentWLDFRAggregatedAggregated | WLDFR | HFTD - Distribution - Tier 3 - 4QU CoRE ¦ 1QU LoRE | Red Flag Warning - Small Fires | Aggregated | Aggregated | 2022 | 0.0011208 | 0 | 655.3922 | 0.73459 | 2022 | Mitigation | 0.08575 | 30 | 0 | esc | 0.0012005 | 1.3456e-06 | 0.00060025 | 6.7278e-07 | 0.0015435 | 1.73e-06
[79 empty] | WLDFR | HFTD - Distribution - Tier 3 - 4QU CoRE ¦ 1QU LoRE | Non-Red Flag Warning - Small Fires | 2020 | 9.54e-06 | 0 | 0 | 0.077901 | 0.036425 | 0.0015809 | 0.039895 | 0 | 0 | 0 | 0.0079467 |  | 7.4317e-07 | 0 | 7.4317e-07 | 0 | 0 | 0 | 0 | 0 | 0 | [16 empty] | 7.3.1.3 Ignition probability mapping showing the probability of ignition along the electric lines and equipmentWLDFRAggregatedAggregated | WLDFR | HFTD - Distribution - Tier 3 - 4QU CoRE ¦ 1QU LoRE | Red Flag Warning - Small Fires | Aggregated | Aggregated | 2023 | 0.0011208 | 0 | 655.3922 | 0.73459 | 2023 | Mitigation | 0.08575 | 30 | 0 | esc | 0.0012005 | 1.3456e-06 | 0.00060025 | 6.7278e-07 | 0.0015435 | 1.73e-06
[79 empty] | WLDFR | HFTD - Distribution - Tier 3 - 4QU CoRE ¦ 1QU LoRE | Non-Red Flag Warning - Small Fires | 2021 | 9.54e-06 | 4.77e-06 | 0 | 0.077901 | 0.036425 | 0.0015809 | 0.039895 | 0 | 0 | 0 | 0.0079467 |  | 7.4317e-07 | 0 | 7.4317e-07 | 3.7158e-07 | 0 | 3.7158e-07 | 0 | 0 | 0 | [16 empty] | 7.3.1.3 Ignition probability mapping showing the probability of ignition along the electric lines and equipmentWLDFRAggregatedAggregated | WLDFR | HFTD - Distribution - Tier 3 - 4QU CoRE ¦ 1QU LoRE | Red Flag Warning - Small Fires | Aggregated | Aggregated | 2024 | 0.0011208 | 0 | 655.3922 | 0.73459 | 2024 | Mitigation | 0.08575 | 30 | 0 | esc | 0.0012005 | 1.3456e-06 | 0.00060025 | 6.7278e-07 | 0.0015435 | 1.73e-06
[79 empty] | WLDFR | HFTD - Distribution - Tier 3 - 4QU CoRE ¦ 1QU LoRE | Non-Red Flag Warning - Small Fires | 2022 | 9.54e-06 | 4.77e-06 | 1.2266e-05 | 0.077901 | 0.036425 | 0.0015809 | 0.039895 | 0 | 0 | 0 | 0.0079467 |  | 7.4317e-07 | 0 | 7.4317e-07 | 3.7158e-07 | 0 | 3.7158e-07 | 9.555e-07 | 0 | 9.555e-07 | [16 empty] | 7.3.1.3 Ignition probability mapping showing the probability of ignition along the electric lines and equipmentWLDFRAggregatedAggregated | WLDFR | HFTD - Distribution - Tier 3 - 4QU CoRE ¦ 1QU LoRE | Red Flag Warning - Small Fires | Aggregated | Aggregated | 2025 | 0.0011208 | 0 | 655.3922 | 0.73459 | 2025 | Mitigation | 0.08575 | 30 | 0 | esc | 0.0012005 | 1.3456e-06 | 0.00060025 | 6.7278e-07 | 0.0015435 | 1.73e-06
[79 empty] | WLDFR | HFTD - Distribution - Tier 3 - 4QU CoRE ¦ 1QU LoRE | Non-Red Flag Warning - Small Fires | 2023 | 9.54e-06 | 4.77e-06 | 1.2266e-05 | 0.080408 | 0.03759 | 0.0016314 | 0.041187 | 0 | 0 | 0 | 0.0079467 |  | 7.6709e-07 | 0 | 7.6709e-07 | 3.8355e-07 | 0 | 3.8355e-07 | 9.8626e-07 | 0 | 9.8626e-07 | [16 empty] | 7.3.1.3 Ignition probability mapping showing the probability of ignition along the electric lines and equipmentWLDFRAggregatedAggregated | WLDFR | HFTD - Distribution - Tier 3 - 4QU CoRE ¦ 1QU LoRE | Red Flag Warning - Small Fires | Aggregated | Aggregated | 2026 | 0.0011208 | 0 | 655.3922 | 0.73459 | 2026 | Mitigation | 0.08575 | 30 | 0 | esc | 0.0012005 | 1.3456e-06 | 0.00060025 | 6.7278e-07 | 0.0015435 | 1.73e-06
[79 empty] | WLDFR | HFTD - Distribution - Tier 3 - 4QU CoRE ¦ 1QU LoRE | Non-Red Flag Warning - Small Fires | 2024 | 9.54e-06 | 4.77e-06 | 1.2266e-05 | 0.080408 | 0.03759 | 0.0016314 | 0.041187 | 0 | 0 | 0 | 0.0079467 |  | 7.6709e-07 | 0 | 7.6709e-07 | 3.8355e-07 | 0 | 3.8355e-07 | 9.8626e-07 | 0 | 9.8626e-07 | [16 empty] | 7.3.1.3 Ignition probability mapping showing the probability of ignition along the electric lines and equipmentWLDFRAggregatedAggregated | WLDFR | HFTD - Distribution - Tier 3 - 4QU CoRE ¦ 1QU LoRE | Red Flag Warning - Small Fires | Aggregated | Aggregated | 2027 | 0.0011208 | 0 | 655.3922 | 0.73459 | 2027 | Mitigation | 0.08575 | 30 | 0 | esc | 0.0012005 | 1.3456e-06 | 0.00060025 | 6.7278e-07 | 0.0015435 | 1.73e-06
[79 empty] | WLDFR | HFTD - Distribution - Tier 3 - 4QU CoRE ¦ 1QU LoRE | Non-Red Flag Warning - Small Fires | 2025 | 9.54e-06 | 4.77e-06 | 1.2266e-05 | 0.080408 | 0.03759 | 0.0016314 | 0.041187 | 0 | 0 | 0 | 0.0079467 |  | 7.6709e-07 | 0 | 7.6709e-07 | 3.8355e-07 | 0 | 3.8355e-07 | 9.8626e-07 | 0 | 9.8626e-07 | [16 empty] | 7.3.1.3 Ignition probability mapping showing the probability of ignition along the electric lines and equipmentWLDFRAggregatedAggregated | WLDFR | HFTD - Distribution - Tier 3 - 4QU CoRE ¦ 1QU LoRE | Red Flag Warning - Small Fires | Aggregated | Aggregated | 2028 | 0.0011208 | 0 | 655.3922 | 0.73459 | 2028 | Mitigation | 0.08575 | 30 | 0 | esc | 0.0012005 | 1.3456e-06 | 0.00060025 | 6.7278e-07 | 0.0015435 | 1.73e-06
[79 empty] | WLDFR | HFTD - Distribution - Tier 3 - 4QU CoRE ¦ 1QU LoRE | Non-Red Flag Warning - Small Fires | 2026 | 9.54e-06 | 4.77e-06 | 1.2266e-05 | 0.080408 | 0.03759 | 0.0016314 | 0.041187 | 0 | 0 | 0 | 0.0079467 |  | 7.6709e-07 | 0 | 7.6709e-07 | 3.8355e-07 | 0 | 3.8355e-07 | 9.8626e-07 | 0 | 9.8626e-07 | [16 empty] | 7.3.1.3 Ignition probability mapping showing the probability of ignition along the electric lines and equipmentWLDFRAggregatedAggregated | WLDFR | HFTD - Distribution - Tier 3 - 4QU CoRE ¦ 1QU LoRE | Red Flag Warning - Small Fires | Aggregated | Aggregated | 2029 | 0.0011208 | 0 | 655.3922 | 0.73459 | 2029 | Mitigation | 0.08575 | 30 | 0 | esc | 0.0012005 | 1.3456e-06 | 0.00060025 | 6.7278e-07 | 0.0015435 | 1.73e-06
[79 empty] | WLDFR | HFTD - Distribution - Tier 3 - 4QU CoRE ¦ 1QU LoRE | Non-Red Flag Warning - Small Fires | 2027 | 9.54e-06 | 4.77e-06 | 1.2266e-05 | 0.080408 | 0.03759 | 0.0016314 | 0.041187 | 0 | 0 | 0 | 0.0079467 |  | 7.6709e-07 | 0 | 7.6709e-07 | 3.8355e-07 | 0 | 3.8355e-07 | 9.8626e-07 | 0 | 9.8626e-07 | [16 empty] | 7.3.1.3 Ignition probability mapping showing the probability of ignition along the electric lines and equipmentWLDFRAggregatedAggregated | WLDFR | HFTD - Distribution - Tier 3 - 4QU CoRE ¦ 1QU LoRE | Red Flag Warning - Small Fires | Aggregated | Aggregated | 2030 | 0.0011208 | 0 | 655.3922 | 0.73459 | 2030 | Mitigation | 0.08575 | 30 | 0 | esc | 0.0012005 | 1.3456e-06 | 0.00060025 | 6.7278e-07 | 0.0015435 | 1.73e-06
[79 empty] | WLDFR | HFTD - Distribution - Tier 3 - 4QU CoRE ¦ 1QU LoRE | Non-Red Flag Warning - Small Fires | 2028 | 9.54e-06 | 4.77e-06 | 1.2266e-05 | 0.083606 | 0.039055 | 0.001695 | 0.042856 | 0 | 0 | 0 | 0.0079467 |  | 7.976e-07 | 0 | 7.976e-07 | 3.988e-07 | 0 | 3.988e-07 | 1.0255e-06 | 0 | 1.0255e-06 | [16 empty] | 7.3.1.3 Ignition probability mapping showing the probability of ignition along the electric lines and equipmentWLDFRAggregatedAggregated | WLDFR | HFTD - Distribution - Tier 3 - 4QU CoRE ¦ 1QU LoRE | Red Flag Warning - Small Fires | Aggregated | Aggregated | 2031 | 0.0011208 | 0 | 655.3922 | 0.73459 | 2031 | Mitigation | 0.08575 | 30 | 0 | esc | 0.0012005 | 1.3456e-06 | 0.00060025 | 6.7278e-07 | 0.0015435 | 1.73e-06
[79 empty] | WLDFR | HFTD - Distribution - Tier 3 - 4QU CoRE ¦ 1QU LoRE | Non-Red Flag Warning - Small Fires | 2029 | 9.54e-06 | 4.77e-06 | 1.2266e-05 | 0.083606 | 0.039055 | 0.001695 | 0.042856 | 0 | 0 | 0 | 0.0079467 |  | 7.976e-07 | 0 | 7.976e-07 | 3.988e-07 | 0 | 3.988e-07 | 1.0255e-06 | 0 | 1.0255e-06 | [16 empty] | 7.3.1.3 Ignition probability mapping showing the probability of ignition along the electric lines and equipmentWLDFRAggregatedAggregated | WLDFR | HFTD - Distribution - Tier 3 - 4QU CoRE ¦ 1QU LoRE | Red Flag Warning - Small Fires | Aggregated | Aggregated | 2032 | 0.0011208 | 0 | 655.3922 | 0.73459 | 2032 | Mitigation | 0.08575 | 30 | 0 | esc | 0.0012005 | 1.3456e-06 | 0.00060025 | 6.7278e-07 | 0.0015435 | 1.73e-06
[79 empty] | WLDFR | HFTD - Distribution - Tier 3 - 4QU CoRE ¦ 1QU LoRE | Non-Red Flag Warning - Small Fires | 2030 | 9.54e-06 | 4.77e-06 | 1.2266e-05 | 0.083606 | 0.039055 | 0.001695 | 0.042856 | 0 | 0 | 0 | 0.0079467 |  | 7.976e-07 | 0 | 7.976e-07 | 3.988e-07 | 0 | 3.988e-07 | 1.0255e-06 | 0 | 1.0255e-06 | [16 empty] | 7.3.1.3 Ignition probability mapping showing the probability of ignition along the electric lines and equipmentWLDFRAggregatedAggregated | WLDFR | HFTD - Distribution - Tier 3 - 4QU CoRE ¦ 1QU LoRE | Red Flag Warning - Small Fires | Aggregated | Aggregated | 2033 | 0.0011208 | 0 | 655.3922 | 0.73459 | 2033 | Mitigation | 0.08575 | 30 | 0 | esc | 0.0012005 | 1.3456e-06 | 0.00060025 | 6.7278e-07 | 0.0015435 | 1.73e-06
[79 empty] | WLDFR | HFTD - Distribution - Tier 3 - 4QU CoRE ¦ 1QU LoRE | Non-Red Flag Warning - Small Fires | 2031 | 9.54e-06 | 4.77e-06 | 1.2266e-05 | 0.083606 | 0.039055 | 0.001695 | 0.042856 | 0 | 0 | 0 | 0.0079467 |  | 7.976e-07 | 0 | 7.976e-07 | 3.988e-07 | 0 | 3.988e-07 | 1.0255e-06 | 0 | 1.0255e-06 | [16 empty] | 7.3.1.3 Ignition probability mapping showing the probability of ignition along the electric lines and equipmentWLDFRAggregatedAggregated | WLDFR | HFTD - Distribution - Tier 3 - 4QU CoRE ¦ 1QU LoRE | Red Flag Warning - Small Fires | Aggregated | Aggregated | 2034 | 0.0011208 | 0 | 655.3922 | 0.73459 | 2034 | Mitigation | 0.08575 | 30 | 0 | esc | 0.0012005 | 1.3456e-06 | 0.00060025 | 6.7278e-07 | 0.0015435 | 1.73e-06
[79 empty] | WLDFR | HFTD - Distribution - Tier 3 - 4QU CoRE ¦ 1QU LoRE | Non-Red Flag Warning - Small Fires | 2032 | 9.54e-06 | 4.77e-06 | 1.2266e-05 | 0.083606 | 0.039055 | 0.001695 | 0.042856 | 0 | 0 | 0 | 0.0079467 |  | 7.976e-07 | 0 | 7.976e-07 | 3.988e-07 | 0 | 3.988e-07 | 1.0255e-06 | 0 | 1.0255e-06 | [16 empty] | 7.3.1.3 Ignition probability mapping showing the probability of ignition along the electric lines and equipmentWLDFRAggregatedAggregated | WLDFR | HFTD - Distribution - Tier 3 - 4QU CoRE ¦ 1QU LoRE | Red Flag Warning - Small Fires | Aggregated | Aggregated | 2035 | 0.0011208 | 0 | 655.3922 | 0.73459 | 2035 | Mitigation | 0.08575 | 30 | 0 | esc | 0.0012005 | 1.3456e-06 | 0.00060025 | 6.7278e-07 | 0.0015435 | 1.73e-06
[79 empty] | WLDFR | HFTD - Distribution - Tier 3 - 4QU CoRE ¦ 1QU LoRE | Non-Red Flag Warning - Small Fires | 2033 | 9.54e-06 | 4.77e-06 | 1.2266e-05 | 0.087211 | 0.040679 | 0.0017655 | 0.044766 | 0 | 0 | 0 | 0.0079467 |  | 8.3199e-07 | 0 | 8.3199e-07 | 4.16e-07 | 0 | 4.16e-07 | 1.0697e-06 | 0 | 1.0697e-06 | [16 empty] | 7.3.1.3 Ignition probability mapping showing the probability of ignition along the electric lines and equipmentWLDFRAggregatedAggregated | WLDFR | HFTD - Distribution - Tier 3 - 4QU CoRE ¦ 1QU LoRE | Red Flag Warning - Small Fires | Aggregated | Aggregated | 2036 | 0.0011208 | 0 | 655.3922 | 0.73459 | 2036 | Mitigation | 0.08575 | 30 | 0 | esc | 0.0012005 | 1.3456e-06 | 0.00060025 | 6.7278e-07 | 0.0015435 | 1.73e-06
[79 empty] | WLDFR | HFTD - Distribution - Tier 3 - 4QU CoRE ¦ 1QU LoRE | Non-Red Flag Warning - Small Fires | 2034 | 9.54e-06 | 4.77e-06 | 1.2266e-05 | 0.087211 | 0.040679 | 0.0017655 | 0.044766 | 0 | 0 | 0 | 0.0079467 |  | 8.3199e-07 | 0 | 8.3199e-07 | 4.16e-07 | 0 | 4.16e-07 | 1.0697e-06 | 0 | 1.0697e-06 | [16 empty] | 7.3.1.3 Ignition probability mapping showing the probability of ignition along the electric lines and equipmentWLDFRAggregatedAggregated | WLDFR | HFTD - Distribution - Tier 3 - 4QU CoRE ¦ 1QU LoRE | Red Flag Warning - Small Fires | Aggregated | Aggregated | 2037 | 0.0011208 | 0 | 655.3922 | 0.73459 | 2037 | Mitigation | 0.08575 | 30 | 0 | esc | 0.0012005 | 1.3456e-06 | 0.00060025 | 6.7278e-07 | 0.0015435 | 1.73e-06
[79 empty] | WLDFR | HFTD - Distribution - Tier 3 - 4QU CoRE ¦ 1QU LoRE | Non-Red Flag Warning - Small Fires | 2035 | 9.54e-06 | 4.77e-06 | 1.2266e-05 | 0.087211 | 0.040679 | 0.0017655 | 0.044766 | 0 | 0 | 0 | 0.0079467 |  | 8.3199e-07 | 0 | 8.3199e-07 | 4.16e-07 | 0 | 4.16e-07 | 1.0697e-06 | 0 | 1.0697e-06 | [16 empty] | 7.3.1.3 Ignition probability mapping showing the probability of ignition along the electric lines and equipmentWLDFRAggregatedAggregated | WLDFR | HFTD - Distribution - Tier 3 - 4QU CoRE ¦ 1QU LoRE | Red Flag Warning - Small Fires | Aggregated | Aggregated | 2038 | 0.0011208 | 0 | 655.3922 | 0.73459 | 2038 | Mitigation | 0.08575 | 30 | 0 | esc | 0.0012005 | 1.3456e-06 | 0.00060025 | 6.7278e-07 | 0.0015435 | 1.73e-06
[79 empty] | WLDFR | HFTD - Distribution - Tier 3 - 4QU CoRE ¦ 1QU LoRE | Non-Red Flag Warning - Small Fires | 2036 | 9.54e-06 | 4.77e-06 | 1.2266e-05 | 0.087211 | 0.040679 | 0.0017655 | 0.044766 | 0 | 0 | 0 | 0.0079467 |  | 8.3199e-07 | 0 | 8.3199e-07 | 4.16e-07 | 0 | 4.16e-07 | 1.0697e-06 | 0 | 1.0697e-06 | [16 empty] | 7.3.1.3 Ignition probability mapping showing the probability of ignition along the electric lines and equipmentWLDFRAggregatedAggregated | WLDFR | HFTD - Distribution - Tier 3 - 4QU CoRE ¦ 1QU LoRE | Red Flag Warning - Small Fires | Aggregated | Aggregated | 2039 | 0.0011208 | 0 | 655.3922 | 0.73459 | 2039 | Mitigation | 0.08575 | 30 | 0 | esc | 0.0012005 | 1.3456e-06 | 0.00060025 | 6.7278e-07 | 0.0015435 | 1.73e-06
[79 empty] | WLDFR | HFTD - Distribution - Tier 3 - 4QU CoRE ¦ 1QU LoRE | Non-Red Flag Warning - Small Fires | 2037 | 9.54e-06 | 4.77e-06 | 1.2266e-05 | 0.087211 | 0.040679 | 0.0017655 | 0.044766 | 0 | 0 | 0 | 0.0079467 |  | 8.3199e-07 | 0 | 8.3199e-07 | 4.16e-07 | 0 | 4.16e-07 | 1.0697e-06 | 0 | 1.0697e-06 | [16 empty] | 7.3.1.3 Ignition probability mapping showing the probability of ignition along the electric lines and equipmentWLDFRAggregatedAggregated | WLDFR | HFTD - Distribution - Tier 3 - 4QU CoRE ¦ 1QU LoRE | Red Flag Warning - Small Fires | Aggregated | Aggregated | 2040 | 0.0011208 | 0 | 655.3922 | 0.73459 | 2040 | Mitigation | 0.08575 | 30 | 0 | esc | 0.0012005 | 1.3456e-06 | 0.00060025 | 6.7278e-07 | 0.0015435 | 1.73e-06
[79 empty] | WLDFR | HFTD - Distribution - Tier 3 - 4QU CoRE ¦ 1QU LoRE | Non-Red Flag Warning - Small Fires | 2038 | 9.54e-06 | 4.77e-06 | 1.2266e-05 | 0.091184 | 0.042438 | 0.0018418 | 0.046905 | 0 | 0 | 0 | 0.0079467 |  | 8.6989e-07 | 0 | 8.6989e-07 | 4.3495e-07 | 0 | 4.3495e-07 | 1.1184e-06 | 0 | 1.1184e-06 | [16 empty] | 7.3.1.3 Ignition probability mapping showing the probability of ignition along the electric lines and equipmentWLDFRAggregatedAggregated | WLDFR | HFTD - Distribution - Tier 3 - 4QU CoRE ¦ 1QU LoRE | Red Flag Warning - Small Fires | Aggregated | Aggregated | 2041 | 0.0011208 | 0 | 655.3922 | 0.73459 | 2041 | Mitigation | 0.08575 | 30 | 0 | esc | 0.0012005 | 1.3456e-06 | 0.00060025 | 6.7278e-07 | 0.0015435 | 1.73e-06
[79 empty] | WLDFR | HFTD - Distribution - Tier 3 - 4QU CoRE ¦ 1QU LoRE | Non-Red Flag Warning - Small Fires | 2039 | 9.54e-06 | 4.77e-06 | 1.2266e-05 | 0.091184 | 0.042438 | 0.0018418 | 0.046905 | 0 | 0 | 0 | 0.0079467 |  | 8.6989e-07 | 0 | 8.6989e-07 | 4.3495e-07 | 0 | 4.3495e-07 | 1.1184e-06 | 0 | 1.1184e-06 | [16 empty] | 7.3.1.3 Ignition probability mapping showing the probability of ignition along the electric lines and equipmentWLDFRAggregatedAggregated | WLDFR | HFTD - Distribution - Tier 3 - 4QU CoRE ¦ 1QU LoRE | Red Flag Warning - Small Fires | Aggregated | Aggregated | 2042 | 0.0011208 | 0 | 655.3922 | 0.73459 | 2042 | Mitigation | 0.08575 | 30 | 0 | esc | 0.0012005 | 1.3456e-06 | 0.00060025 | 6.7278e-07 | 0.0015435 | 1.73e-06
[79 empty] | WLDFR | HFTD - Distribution - Tier 3 - 4QU CoRE ¦ 1QU LoRE | Non-Red Flag Warning - Small Fires | 2040 | 9.54e-06 | 4.77e-06 | 1.2266e-05 | 0.091184 | 0.042438 | 0.0018418 | 0.046905 | 0 | 0 | 0 | 0.0079467 |  | 8.6989e-07 | 0 | 8.6989e-07 | 4.3495e-07 | 0 | 4.3495e-07 | 1.1184e-06 | 0 | 1.1184e-06 | [16 empty] | 7.3.1.3 Ignition probability mapping showing the probability of ignition along the electric lines and equipmentWLDFRAggregatedAggregated | WLDFR | HFTD - Distribution - Tier 3 - 4QU CoRE ¦ 1QU LoRE | Red Flag Warning - Small Fires | Aggregated | Aggregated | 2043 | 0.0011208 | 0 | 655.3922 | 0.73459 | 2043 | Mitigation | 0.08575 | 30 | 0 | esc | 0.0012005 | 1.3456e-06 | 0.00060025 | 6.7278e-07 | 0.0015435 | 1.73e-06
[79 empty] | WLDFR | HFTD - Distribution - Tier 3 - 4QU CoRE ¦ 1QU LoRE | Non-Red Flag Warning - Small Fires | 2041 | 9.54e-06 | 4.77e-06 | 1.2266e-05 | 0.091184 | 0.042438 | 0.0018418 | 0.046905 | 0 | 0 | 0 | 0.0079467 |  | 8.6989e-07 | 0 | 8.6989e-07 | 4.3495e-07 | 0 | 4.3495e-07 | 1.1184e-06 | 0 | 1.1184e-06 | [16 empty] | 7.3.1.3 Ignition probability mapping showing the probability of ignition along the electric lines and equipmentWLDFRAggregatedAggregated | WLDFR | HFTD - Distribution - Tier 3 - 4QU CoRE ¦ 1QU LoRE | Red Flag Warning - Small Fires | Aggregated | Aggregated | 2044 | 0.0011208 | 0 | 655.3922 | 0.73459 | 2044 | Mitigation | 0.08575 | 30 | 0 | esc | 0.0012005 | 1.3456e-06 | 0.00060025 | 6.7278e-07 | 0.0015435 | 1.73e-06
[79 empty] | WLDFR | HFTD - Distribution - Tier 3 - 4QU CoRE ¦ 1QU LoRE | Non-Red Flag Warning - Small Fires | 2042 | 9.54e-06 | 4.77e-06 | 1.2266e-05 | 0.091184 | 0.042438 | 0.0018418 | 0.046905 | 0 | 0 | 0 | 0.0079467 |  | 8.6989e-07 | 0 | 8.6989e-07 | 4.3495e-07 | 0 | 4.3495e-07 | 1.1184e-06 | 0 | 1.1184e-06 | [16 empty] | 7.3.1.3 Ignition probability mapping showing the probability of ignition along the electric lines and equipmentWLDFRAggregatedAggregated | WLDFR | HFTD - Distribution - Tier 3 - 4QU CoRE ¦ 1QU LoRE | Red Flag Warning - Small Fires | Aggregated | Aggregated | 2045 | 0.0011208 | 0 | 655.3922 | 0.73459 | 2045 | Mitigation | 0.08575 | 30 | 0 | esc | 0.0012005 | 1.3456e-06 | 0.00060025 | 6.7278e-07 | 0.0015435 | 1.73e-06
[79 empty] | WLDFR | HFTD - Distribution - Tier 3 - 4QU CoRE ¦ 1QU LoRE | Non-Red Flag Warning - Small Fires | 2043 | 9.54e-06 | 4.77e-06 | 1.2266e-05 | 0.095486 | 0.044306 | 0.0019228 | 0.049257 | 0 | 0 | 0 | 0.0079467 |  | 9.1093e-07 | 0 | 9.1093e-07 | 4.5547e-07 | 0 | 4.5547e-07 | 1.1712e-06 | 0 | 1.1712e-06 | [16 empty] | 7.3.1.3 Ignition probability mapping showing the probability of ignition along the electric lines and equipmentWLDFRAggregatedAggregated | WLDFR | HFTD - Distribution - Tier 3 - 4QU CoRE ¦ 1QU LoRE | Red Flag Warning - Small Fires | Aggregated | Aggregated | 2046 | 0.0011208 | 0 | 655.3922 | 0.73459 | 2046 | Mitigation | 0.08575 | 30 | 0 | esc | 0.0012005 | 1.3456e-06 | 0.00060025 | 6.7278e-07 | 0.0015435 | 1.73e-06
[79 empty] | WLDFR | HFTD - Distribution - Tier 3 - 4QU CoRE ¦ 1QU LoRE | Non-Red Flag Warning - Small Fires | 2044 | 9.54e-06 | 4.77e-06 | 1.2266e-05 | 0.095486 | 0.044306 | 0.0019228 | 0.049257 | 0 | 0 | 0 | 0.0079467 |  | 9.1093e-07 | 0 | 9.1093e-07 | 4.5547e-07 | 0 | 4.5547e-07 | 1.1712e-06 | 0 | 1.1712e-06 | [16 empty] | 7.3.1.3 Ignition probability mapping showing the probability of ignition along the electric lines and equipmentWLDFRAggregatedAggregated | WLDFR | HFTD - Distribution - Tier 3 - 4QU CoRE ¦ 1QU LoRE | Red Flag Warning - Small Fires | Aggregated | Aggregated | 2047 | 0.0011208 | 0 | 655.3922 | 0.73459 | 2047 | Mitigation | 0.08575 | 30 | 0 | esc | 0.0012005 | 1.3456e-06 | 0.00060025 | 6.7278e-07 | 0.0015435 | 1.73e-06
[79 empty] | WLDFR | HFTD - Distribution - Tier 3 - 4QU CoRE ¦ 1QU LoRE | Non-Red Flag Warning - Small Fires | 2045 | 9.54e-06 | 4.77e-06 | 1.2266e-05 | 0.095486 | 0.044306 | 0.0019228 | 0.049257 | 0 | 0 | 0 | 0.0079467 |  | 9.1093e-07 | 0 | 9.1093e-07 | 4.5547e-07 | 0 | 4.5547e-07 | 1.1712e-06 | 0 | 1.1712e-06 | [16 empty] | 7.3.1.3 Ignition probability mapping showing the probability of ignition along the electric lines and equipmentWLDFRAggregatedAggregated | WLDFR | HFTD - Distribution - Tier 3 - 4QU CoRE ¦ 1QU LoRE | Red Flag Warning - Small Fires | Aggregated | Aggregated | 2048 | 0.0011208 | 0 | 655.3922 | 0.73459 | 2048 | Mitigation | 0.08575 | 30 | 0 | esc | 0.0012005 | 1.3456e-06 | 0.00060025 | 6.7278e-07 | 0.0015435 | 1.73e-06
[79 empty] | WLDFR | HFTD - Distribution - Tier 3 - 4QU CoRE ¦ 1QU LoRE | Non-Red Flag Warning - Small Fires | 2046 | 9.54e-06 | 4.77e-06 | 1.2266e-05 | 0.095486 | 0.044306 | 0.0019228 | 0.049257 | 0 | 0 | 0 | 0.0079467 |  | 9.1093e-07 | 0 | 9.1093e-07 | 4.5547e-07 | 0 | 4.5547e-07 | 1.1712e-06 | 0 | 1.1712e-06 | [16 empty] | 7.3.1.3 Ignition probability mapping showing the probability of ignition along the electric lines and equipmentWLDFRAggregatedAggregated | WLDFR | HFTD - Distribution - Tier 3 - 4QU CoRE ¦ 1QU LoRE | Red Flag Warning - Small Fires | Aggregated | Aggregated | 2049 | 0.0011208 | 0 | 655.3922 | 0.73459 | 2049 | Mitigation | 0.08575 | 30 | 0 | esc | 0.0012005 | 1.3456e-06 | 0.00060025 | 6.7278e-07 | 0.0015435 | 1.73e-06
[79 empty] | WLDFR | HFTD - Distribution - Tier 3 - 4QU CoRE ¦ 1QU LoRE | Non-Red Flag Warning - Small Fires | 2047 | 9.54e-06 | 4.77e-06 | 1.2266e-05 | 0.095486 | 0.044306 | 0.0019228 | 0.049257 | 0 | 0 | 0 | 0.0079467 |  | 9.1093e-07 | 0 | 9.1093e-07 | 4.5547e-07 | 0 | 4.5547e-07 | 1.1712e-06 | 0 | 1.1712e-06 | [16 empty] | 7.3.1.3 Ignition probability mapping showing the probability of ignition along the electric lines and equipmentWLDFRAggregatedAggregated | WLDFR | HFTD - Distribution - Tier 3 - 4QU CoRE ¦ 1QU LoRE | Red Flag Warning - Small Fires | Aggregated | Aggregated | 2050 | 0.0011208 | 0 | 655.3922 | 0.73459 | 2050 | Mitigation | 0.08575 | 30 | 0 | esc | 0 | 0 | 0.00060025 | 6.7278e-07 | 0.0015435 | 1.73e-06
[79 empty] | WLDFR | HFTD - Distribution - Tier 3 - 4QU CoRE ¦ 1QU LoRE | Non-Red Flag Warning - Small Fires | 2048 | 9.54e-06 | 4.77e-06 | 1.2266e-05 | 0.10007 | 0.04626 | 0.0020076 | 0.051804 | 0 | 0 | 0 | 0.0079467 |  | 9.5468e-07 | 0 | 9.5468e-07 | 4.7734e-07 | 0 | 4.7734e-07 | 1.2274e-06 | 0 | 1.2274e-06 | [16 empty] | 7.3.1.3 Ignition probability mapping showing the probability of ignition along the electric lines and equipmentWLDFRAggregatedAggregated | WLDFR | HFTD - Distribution - Tier 3 - 4QU CoRE ¦ 1QU LoRE | Red Flag Warning - Small Fires | Aggregated | Aggregated | 2051 | 0.0011208 | 0 | 655.3922 | 0.73459 | 2051 | Mitigation | 0.08575 | 30 | 0 | esc | 0 | 0 | 0 | 0 | 0.0015435 | 1.73e-06
[79 empty] | WLDFR | HFTD - Distribution - Tier 3 - 4QU CoRE ¦ 1QU LoRE | Non-Red Flag Warning - Small Fires | 2049 | 9.54e-06 | 4.77e-06 | 1.2266e-05 | 0.10007 | 0.04626 | 0.0020076 | 0.051804 | 0 | 0 | 0 | 0.0079467 |  | 9.5468e-07 | 0 | 9.5468e-07 | 4.7734e-07 | 0 | 4.7734e-07 | 1.2274e-06 | 0 | 1.2274e-06 | [16 empty] | 7.3.1.3 Ignition probability mapping showing the probability of ignition along the electric lines and equipmentWLDFRAggregatedAggregated | WLDFR | HFTD - Distribution - Tier 3 - 4QU CoRE ¦ 1QU LoRE | Seismic - Non-Red Flag Warning - Catastrophic Fires | Aggregated | Aggregated | 2021 | 5.973e-10 | 0 | 655.3922 | 3.9147e-07 | 2021 | Mitigation | 0.08575 | 30 | 0 | esc | 0.0012005 | 7.1706e-13 | 0.00060025 | 3.5853e-13 | 0 | 0
[79 empty] | WLDFR | HFTD - Distribution - Tier 3 - 4QU CoRE ¦ 1QU LoRE | Non-Red Flag Warning - Small Fires | 2050 | 0 | 4.77e-06 | 1.2266e-05 | 0.10007 | 0.04626 | 0.0020076 | 0.051804 | 0 | 0 | 0 | 0.0079467 |  | 0 | 0 | 0 | 4.7734e-07 | 0 | 4.7734e-07 | 1.2274e-06 | 0 | 1.2274e-06 | [16 empty] | 7.3.1.3 Ignition probability mapping showing the probability of ignition along the electric lines and equipmentWLDFRAggregatedAggregated | WLDFR | HFTD - Distribution - Tier 3 - 4QU CoRE ¦ 1QU LoRE | Seismic - Non-Red Flag Warning - Catastrophic Fires | Aggregated | Aggregated | 2022 | 5.973e-10 | 0 | 655.3922 | 3.9147e-07 | 2022 | Mitigation | 0.08575 | 30 | 0 | esc | 0.0012005 | 7.1706e-13 | 0.00060025 | 3.5853e-13 | 0.0015435 | 9.2193e-13
[79 empty] | WLDFR | HFTD - Distribution - Tier 3 - 4QU CoRE ¦ 1QU LoRE | Non-Red Flag Warning - Small Fires | 2051 | 0 | 0 | 1.2266e-05 | 0.10007 | 0.04626 | 0.0020076 | 0.051804 | 0 | 0 | 0 | 0.0079467 |  | 0 | 0 | 0 | 0 | 0 | 0 | 1.2274e-06 | 0 | 1.2274e-06 | [16 empty] | 7.3.1.3 Ignition probability mapping showing the probability of ignition along the electric lines and equipmentWLDFRAggregatedAggregated | WLDFR | HFTD - Distribution - Tier 3 - 4QU CoRE ¦ 1QU LoRE | Seismic - Non-Red Flag Warning - Catastrophic Fires | Aggregated | Aggregated | 2023 | 5.973e-10 | 0 | 655.3922 | 3.9147e-07 | 2023 | Mitigation | 0.08575 | 30 | 0 | esc | 0.0012005 | 7.1706e-13 | 0.00060025 | 3.5853e-13 | 0.0015435 | 9.2193e-13
[79 empty] | WLDFR | HFTD - Distribution - Tier 3 - 4QU CoRE ¦ 1QU LoRE | Red Flag Warning - Catastrophic Fires | 2020 | 2.1935e-08 | 0 | 0 | 14146.1306 | 222.2294 | 8585.7228 | 5338.1784 | 0 | 0 | 0 | 1.8272e-05 |  | 0.0003103 | 0 | 0.0003103 | 0 | 0 | 0 | 0 | 0 | 0 | [16 empty] | 7.3.1.3 Ignition probability mapping showing the probability of ignition along the electric lines and equipmentWLDFRAggregatedAggregated | WLDFR | HFTD - Distribution - Tier 3 - 4QU CoRE ¦ 1QU LoRE | Seismic - Non-Red Flag Warning - Catastrophic Fires | Aggregated | Aggregated | 2024 | 5.973e-10 | 0 | 655.3922 | 3.9147e-07 | 2024 | Mitigation | 0.08575 | 30 | 0 | esc | 0.0012005 | 7.1706e-13 | 0.00060025 | 3.5853e-13 | 0.0015435 | 9.2193e-13
[79 empty] | WLDFR | HFTD - Distribution - Tier 3 - 4QU CoRE ¦ 1QU LoRE | Red Flag Warning - Catastrophic Fires | 2021 | 2.1935e-08 | 1.0968e-08 | 0 | 14146.1306 | 222.2294 | 8585.7228 | 5338.1784 | 0 | 0 | 0 | 1.8272e-05 |  | 0.0003103 | 0 | 0.0003103 | 0.00015515 | 0 | 0.00015515 | 0 | 0 | 0 | [16 empty] | 7.3.1.3 Ignition probability mapping showing the probability of ignition along the electric lines and equipmentWLDFRAggregatedAggregated | WLDFR | HFTD - Distribution - Tier 3 - 4QU CoRE ¦ 1QU LoRE | Seismic - Non-Red Flag Warning - Catastrophic Fires | Aggregated | Aggregated | 2025 | 5.973e-10 | 0 | 655.3922 | 3.9147e-07 | 2025 | Mitigation | 0.08575 | 30 | 0 | esc | 0.0012005 | 7.1706e-13 | 0.00060025 | 3.5853e-13 | 0.0015435 | 9.2193e-13
[79 empty] | WLDFR | HFTD - Distribution - Tier 3 - 4QU CoRE ¦ 1QU LoRE | Red Flag Warning - Catastrophic Fires | 2022 | 2.1935e-08 | 1.0968e-08 | 2.8203e-08 | 14146.1306 | 222.2294 | 8585.7228 | 5338.1784 | 0 | 0 | 0 | 1.8272e-05 |  | 0.0003103 | 0 | 0.0003103 | 0.00015515 | 0 | 0.00015515 | 0.00039896 | 0 | 0.00039896 | [16 empty] | 7.3.1.3 Ignition probability mapping showing the probability of ignition along the electric lines and equipmentWLDFRAggregatedAggregated | WLDFR | HFTD - Distribution - Tier 3 - 4QU CoRE ¦ 1QU LoRE | Seismic - Non-Red Flag Warning - Catastrophic Fires | Aggregated | Aggregated | 2026 | 5.973e-10 | 0 | 655.3922 | 3.9147e-07 | 2026 | Mitigation | 0.08575 | 30 | 0 | esc | 0.0012005 | 7.1706e-13 | 0.00060025 | 3.5853e-13 | 0.0015435 | 9.2193e-13
[79 empty] | WLDFR | HFTD - Distribution - Tier 3 - 4QU CoRE ¦ 1QU LoRE | Red Flag Warning - Catastrophic Fires | 2023 | 2.1935e-08 | 1.0968e-08 | 2.8203e-08 | 14664.6376 | 233.2301 | 8896.516 | 5534.8915 | 0 | 0 | 0 | 1.8272e-05 |  | 0.00032167 | 0 | 0.00032167 | 0.00016084 | 0 | 0.00016084 | 0.00041358 | 0 | 0.00041358 | [16 empty] | 7.3.1.3 Ignition probability mapping showing the probability of ignition along the electric lines and equipmentWLDFRAggregatedAggregated | WLDFR | HFTD - Distribution - Tier 3 - 4QU CoRE ¦ 1QU LoRE | Seismic - Non-Red Flag Warning - Catastrophic Fires | Aggregated | Aggregated | 2027 | 5.973e-10 | 0 | 655.3922 | 3.9147e-07 | 2027 | Mitigation | 0.08575 | 30 | 0 | esc | 0.0012005 | 7.1706e-13 | 0.00060025 | 3.5853e-13 | 0.0015435 | 9.2193e-13
[79 empty] | WLDFR | HFTD - Distribution - Tier 3 - 4QU CoRE ¦ 1QU LoRE | Red Flag Warning - Catastrophic Fires | 2024 | 2.1935e-08 | 1.0968e-08 | 2.8203e-08 | 14664.6376 | 233.2301 | 8896.516 | 5534.8915 | 0 | 0 | 0 | 1.8272e-05 |  | 0.00032167 | 0 | 0.00032167 | 0.00016084 | 0 | 0.00016084 | 0.00041358 | 0 | 0.00041358 | [16 empty] | 7.3.1.3 Ignition probability mapping showing the probability of ignition along the electric lines and equipmentWLDFRAggregatedAggregated | WLDFR | HFTD - Distribution - Tier 3 - 4QU CoRE ¦ 1QU LoRE | Seismic - Non-Red Flag Warning - Catastrophic Fires | Aggregated | Aggregated | 2028 | 5.973e-10 | 0 | 655.3922 | 3.9147e-07 | 2028 | Mitigation | 0.08575 | 30 | 0 | esc | 0.0012005 | 7.1706e-13 | 0.00060025 | 3.5853e-13 | 0.0015435 | 9.2193e-13
[79 empty] | WLDFR | HFTD - Distribution - Tier 3 - 4QU CoRE ¦ 1QU LoRE | Red Flag Warning - Catastrophic Fires | 2025 | 2.1935e-08 | 1.0968e-08 | 2.8203e-08 | 14664.6376 | 233.2301 | 8896.516 | 5534.8915 | 0 | 0 | 0 | 1.8272e-05 |  | 0.00032167 | 0 | 0.00032167 | 0.00016084 | 0 | 0.00016084 | 0.00041358 | 0 | 0.00041358 | [16 empty] | 7.3.1.3 Ignition probability mapping showing the probability of ignition along the electric lines and equipmentWLDFRAggregatedAggregated | WLDFR | HFTD - Distribution - Tier 3 - 4QU CoRE ¦ 1QU LoRE | Seismic - Non-Red Flag Warning - Catastrophic Fires | Aggregated | Aggregated | 2029 | 5.973e-10 | 0 | 655.3922 | 3.9147e-07 | 2029 | Mitigation | 0.08575 | 30 | 0 | esc | 0.0012005 | 7.1706e-13 | 0.00060025 | 3.5853e-13 | 0.0015435 | 9.2193e-13
[79 empty] | WLDFR | HFTD - Distribution - Tier 3 - 4QU CoRE ¦ 1QU LoRE | Red Flag Warning - Catastrophic Fires | 2026 | 2.1935e-08 | 1.0968e-08 | 2.8203e-08 | 14664.6376 | 233.2301 | 8896.516 | 5534.8915 | 0 | 0 | 0 | 1.8272e-05 |  | 0.00032167 | 0 | 0.00032167 | 0.00016084 | 0 | 0.00016084 | 0.00041358 | 0 | 0.00041358 | [16 empty] | 7.3.1.3 Ignition probability mapping showing the probability of ignition along the electric lines and equipmentWLDFRAggregatedAggregated | WLDFR | HFTD - Distribution - Tier 3 - 4QU CoRE ¦ 1QU LoRE | Seismic - Non-Red Flag Warning - Catastrophic Fires | Aggregated | Aggregated | 2030 | 5.973e-10 | 0 | 655.3922 | 3.9147e-07 | 2030 | Mitigation | 0.08575 | 30 | 0 | esc | 0.0012005 | 7.1706e-13 | 0.00060025 | 3.5853e-13 | 0.0015435 | 9.2193e-13
[79 empty] | WLDFR | HFTD - Distribution - Tier 3 - 4QU CoRE ¦ 1QU LoRE | Red Flag Warning - Catastrophic Fires | 2027 | 2.1935e-08 | 1.0968e-08 | 2.8203e-08 | 14664.6376 | 233.2301 | 8896.516 | 5534.8915 | 0 | 0 | 0 | 1.8272e-05 |  | 0.00032167 | 0 | 0.00032167 | 0.00016084 | 0 | 0.00016084 | 0.00041358 | 0 | 0.00041358 | [16 empty] | 7.3.1.3 Ignition probability mapping showing the probability of ignition along the electric lines and equipmentWLDFRAggregatedAggregated | WLDFR | HFTD - Distribution - Tier 3 - 4QU CoRE ¦ 1QU LoRE | Seismic - Non-Red Flag Warning - Catastrophic Fires | Aggregated | Aggregated | 2031 | 5.973e-10 | 0 | 655.3922 | 3.9147e-07 | 2031 | Mitigation | 0.08575 | 30 | 0 | esc | 0.0012005 | 7.1706e-13 | 0.00060025 | 3.5853e-13 | 0.0015435 | 9.2193e-13
[79 empty] | WLDFR | HFTD - Distribution - Tier 3 - 4QU CoRE ¦ 1QU LoRE | Red Flag Warning - Catastrophic Fires | 2028 | 2.1935e-08 | 1.0968e-08 | 2.8203e-08 | 15317.9909 | 247.273 | 9287.6491 | 5783.0689 | 0 | 0 | 0 | 1.8272e-05 |  | 0.00033601 | 0 | 0.00033601 | 0.000168 | 0 | 0.000168 | 0.00043201 | 0 | 0.00043201 | [16 empty] | 7.3.1.3 Ignition probability mapping showing the probability of ignition along the electric lines and equipmentWLDFRAggregatedAggregated | WLDFR | HFTD - Distribution - Tier 3 - 4QU CoRE ¦ 1QU LoRE | Seismic - Non-Red Flag Warning - Catastrophic Fires | Aggregated | Aggregated | 2032 | 5.973e-10 | 0 | 655.3922 | 3.9147e-07 | 2032 | Mitigation | 0.08575 | 30 | 0 | esc | 0.0012005 | 7.1706e-13 | 0.00060025 | 3.5853e-13 | 0.0015435 | 9.2193e-13
[79 empty] | WLDFR | HFTD - Distribution - Tier 3 - 4QU CoRE ¦ 1QU LoRE | Red Flag Warning - Catastrophic Fires | 2029 | 2.1935e-08 | 1.0968e-08 | 2.8203e-08 | 15317.9909 | 247.273 | 9287.6491 | 5783.0689 | 0 | 0 | 0 | 1.8272e-05 |  | 0.00033601 | 0 | 0.00033601 | 0.000168 | 0 | 0.000168 | 0.00043201 | 0 | 0.00043201 | [16 empty] | 7.3.1.3 Ignition probability mapping showing the probability of ignition along the electric lines and equipmentWLDFRAggregatedAggregated | WLDFR | HFTD - Distribution - Tier 3 - 4QU CoRE ¦ 1QU LoRE | Seismic - Non-Red Flag Warning - Catastrophic Fires | Aggregated | Aggregated | 2033 | 5.973e-10 | 0 | 655.3922 | 3.9147e-07 | 2033 | Mitigation | 0.08575 | 30 | 0 | esc | 0.0012005 | 7.1706e-13 | 0.00060025 | 3.5853e-13 | 0.0015435 | 9.2193e-13
[79 empty] | WLDFR | HFTD - Distribution - Tier 3 - 4QU CoRE ¦ 1QU LoRE | Red Flag Warning - Catastrophic Fires | 2030 | 2.1935e-08 | 1.0968e-08 | 2.8203e-08 | 15317.9909 | 247.273 | 9287.6491 | 5783.0689 | 0 | 0 | 0 | 1.8272e-05 |  | 0.00033601 | 0 | 0.00033601 | 0.000168 | 0 | 0.000168 | 0.00043201 | 0 | 0.00043201 | [16 empty] | 7.3.1.3 Ignition probability mapping showing the probability of ignition along the electric lines and equipmentWLDFRAggregatedAggregated | WLDFR | HFTD - Distribution - Tier 3 - 4QU CoRE ¦ 1QU LoRE | Seismic - Non-Red Flag Warning - Catastrophic Fires | Aggregated | Aggregated | 2034 | 5.973e-10 | 0 | 655.3922 | 3.9147e-07 | 2034 | Mitigation | 0.08575 | 30 | 0 | esc | 0.0012005 | 7.1706e-13 | 0.00060025 | 3.5853e-13 | 0.0015435 | 9.2193e-13
[79 empty] | WLDFR | HFTD - Distribution - Tier 3 - 4QU CoRE ¦ 1QU LoRE | Red Flag Warning - Catastrophic Fires | 2031 | 2.1935e-08 | 1.0968e-08 | 2.8203e-08 | 15317.9909 | 247.273 | 9287.6491 | 5783.0689 | 0 | 0 | 0 | 1.8272e-05 |  | 0.00033601 | 0 | 0.00033601 | 0.000168 | 0 | 0.000168 | 0.00043201 | 0 | 0.00043201 | [16 empty] | 7.3.1.3 Ignition probability mapping showing the probability of ignition along the electric lines and equipmentWLDFRAggregatedAggregated | WLDFR | HFTD - Distribution - Tier 3 - 4QU CoRE ¦ 1QU LoRE | Seismic - Non-Red Flag Warning - Catastrophic Fires | Aggregated | Aggregated | 2035 | 5.973e-10 | 0 | 655.3922 | 3.9147e-07 | 2035 | Mitigation | 0.08575 | 30 | 0 | esc | 0.0012005 | 7.1706e-13 | 0.00060025 | 3.5853e-13 | 0.0015435 | 9.2193e-13
[79 empty] | WLDFR | HFTD - Distribution - Tier 3 - 4QU CoRE ¦ 1QU LoRE | Red Flag Warning - Catastrophic Fires | 2032 | 2.1935e-08 | 1.0968e-08 | 2.8203e-08 | 15317.9909 | 247.273 | 9287.6491 | 5783.0689 | 0 | 0 | 0 | 1.8272e-05 |  | 0.00033601 | 0 | 0.00033601 | 0.000168 | 0 | 0.000168 | 0.00043201 | 0 | 0.00043201 | [16 empty] | 7.3.1.3 Ignition probability mapping showing the probability of ignition along the electric lines and equipmentWLDFRAggregatedAggregated | WLDFR | HFTD - Distribution - Tier 3 - 4QU CoRE ¦ 1QU LoRE | Seismic - Non-Red Flag Warning - Catastrophic Fires | Aggregated | Aggregated | 2036 | 5.973e-10 | 0 | 655.3922 | 3.9147e-07 | 2036 | Mitigation | 0.08575 | 30 | 0 | esc | 0.0012005 | 7.1706e-13 | 0.00060025 | 3.5853e-13 | 0.0015435 | 9.2193e-13
[79 empty] | WLDFR | HFTD - Distribution - Tier 3 - 4QU CoRE ¦ 1QU LoRE | Red Flag Warning - Catastrophic Fires | 2033 | 2.1935e-08 | 1.0968e-08 | 2.8203e-08 | 16044.1264 | 263.1074 | 9721.74 | 6059.2791 | 0 | 0 | 0 | 1.8272e-05 |  | 0.00035193 | 0 | 0.00035193 | 0.00017597 | 0 | 0.00017597 | 0.00045249 | 0 | 0.00045249 | [16 empty] | 7.3.1.3 Ignition probability mapping showing the probability of ignition along the electric lines and equipmentWLDFRAggregatedAggregated | WLDFR | HFTD - Distribution - Tier 3 - 4QU CoRE ¦ 1QU LoRE | Seismic - Non-Red Flag Warning - Catastrophic Fires | Aggregated | Aggregated | 2037 | 5.973e-10 | 0 | 655.3922 | 3.9147e-07 | 2037 | Mitigation | 0.08575 | 30 | 0 | esc | 0.0012005 | 7.1706e-13 | 0.00060025 | 3.5853e-13 | 0.0015435 | 9.2193e-13
[79 empty] | WLDFR | HFTD - Distribution - Tier 3 - 4QU CoRE ¦ 1QU LoRE | Red Flag Warning - Catastrophic Fires | 2034 | 2.1935e-08 | 1.0968e-08 | 2.8203e-08 | 16044.1264 | 263.1074 | 9721.74 | 6059.2791 | 0 | 0 | 0 | 1.8272e-05 |  | 0.00035193 | 0 | 0.00035193 | 0.00017597 | 0 | 0.00017597 | 0.00045249 | 0 | 0.00045249 | [16 empty] | 7.3.1.3 Ignition probability mapping showing the probability of ignition along the electric lines and equipmentWLDFRAggregatedAggregated | WLDFR | HFTD - Distribution - Tier 3 - 4QU CoRE ¦ 1QU LoRE | Seismic - Non-Red Flag Warning - Catastrophic Fires | Aggregated | Aggregated | 2038 | 5.973e-10 | 0 | 655.3922 | 3.9147e-07 | 2038 | Mitigation | 0.08575 | 30 | 0 | esc | 0.0012005 | 7.1706e-13 | 0.00060025 | 3.5853e-13 | 0.0015435 | 9.2193e-13
[79 empty] | WLDFR | HFTD - Distribution - Tier 3 - 4QU CoRE ¦ 1QU LoRE | Red Flag Warning - Catastrophic Fires | 2035 | 2.1935e-08 | 1.0968e-08 | 2.8203e-08 | 16044.1264 | 263.1074 | 9721.74 | 6059.2791 | 0 | 0 | 0 | 1.8272e-05 |  | 0.00035193 | 0 | 0.00035193 | 0.00017597 | 0 | 0.00017597 | 0.00045249 | 0 | 0.00045249 | [16 empty] | 7.3.1.3 Ignition probability mapping showing the probability of ignition along the electric lines and equipmentWLDFRAggregatedAggregated | WLDFR | HFTD - Distribution - Tier 3 - 4QU CoRE ¦ 1QU LoRE | Seismic - Non-Red Flag Warning - Catastrophic Fires | Aggregated | Aggregated | 2039 | 5.973e-10 | 0 | 655.3922 | 3.9147e-07 | 2039 | Mitigation | 0.08575 | 30 | 0 | esc | 0.0012005 | 7.1706e-13 | 0.00060025 | 3.5853e-13 | 0.0015435 | 9.2193e-13
[79 empty] | WLDFR | HFTD - Distribution - Tier 3 - 4QU CoRE ¦ 1QU LoRE | Red Flag Warning - Catastrophic Fires | 2036 | 2.1935e-08 | 1.0968e-08 | 2.8203e-08 | 16044.1264 | 263.1074 | 9721.74 | 6059.2791 | 0 | 0 | 0 | 1.8272e-05 |  | 0.00035193 | 0 | 0.00035193 | 0.00017597 | 0 | 0.00017597 | 0.00045249 | 0 | 0.00045249 | [16 empty] | 7.3.1.3 Ignition probability mapping showing the probability of ignition along the electric lines and equipmentWLDFRAggregatedAggregated | WLDFR | HFTD - Distribution - Tier 3 - 4QU CoRE ¦ 1QU LoRE | Seismic - Non-Red Flag Warning - Catastrophic Fires | Aggregated | Aggregated | 2040 | 5.973e-10 | 0 | 655.3922 | 3.9147e-07 | 2040 | Mitigation | 0.08575 | 30 | 0 | esc | 0.0012005 | 7.1706e-13 | 0.00060025 | 3.5853e-13 | 0.0015435 | 9.2193e-13
[79 empty] | WLDFR | HFTD - Distribution - Tier 3 - 4QU CoRE ¦ 1QU LoRE | Red Flag Warning - Catastrophic Fires | 2037 | 2.1935e-08 | 1.0968e-08 | 2.8203e-08 | 16044.1264 | 263.1074 | 9721.74 | 6059.2791 | 0 | 0 | 0 | 1.8272e-05 |  | 0.00035193 | 0 | 0.00035193 | 0.00017597 | 0 | 0.00017597 | 0.00045249 | 0 | 0.00045249 | [16 empty] | 7.3.1.3 Ignition probability mapping showing the probability of ignition along the electric lines and equipmentWLDFRAggregatedAggregated | WLDFR | HFTD - Distribution - Tier 3 - 4QU CoRE ¦ 1QU LoRE | Seismic - Non-Red Flag Warning - Catastrophic Fires | Aggregated | Aggregated | 2041 | 5.973e-10 | 0 | 655.3922 | 3.9147e-07 | 2041 | Mitigation | 0.08575 | 30 | 0 | esc | 0.0012005 | 7.1706e-13 | 0.00060025 | 3.5853e-13 | 0.0015435 | 9.2193e-13
[79 empty] | WLDFR | HFTD - Distribution - Tier 3 - 4QU CoRE ¦ 1QU LoRE | Red Flag Warning - Catastrophic Fires | 2038 | 2.1935e-08 | 1.0968e-08 | 2.8203e-08 | 16832.3912 | 280.5544 | 10192.2718 | 6359.5651 | 0 | 0 | 0 | 1.8272e-05 |  | 0.00036922 | 0 | 0.00036922 | 0.00018461 | 0 | 0.00018461 | 0.00047472 | 0 | 0.00047472 | [16 empty] | 7.3.1.3 Ignition probability mapping showing the probability of ignition along the electric lines and equipmentWLDFRAggregatedAggregated | WLDFR | HFTD - Distribution - Tier 3 - 4QU CoRE ¦ 1QU LoRE | Seismic - Non-Red Flag Warning - Catastrophic Fires | Aggregated | Aggregated | 2042 | 5.973e-10 | 0 | 655.3922 | 3.9147e-07 | 2042 | Mitigation | 0.08575 | 30 | 0 | esc | 0.0012005 | 7.1706e-13 | 0.00060025 | 3.5853e-13 | 0.0015435 | 9.2193e-13
[79 empty] | WLDFR | HFTD - Distribution - Tier 3 - 4QU CoRE ¦ 1QU LoRE | Red Flag Warning - Catastrophic Fires | 2039 | 2.1935e-08 | 1.0968e-08 | 2.8203e-08 | 16832.3912 | 280.5544 | 10192.2718 | 6359.5651 | 0 | 0 | 0 | 1.8272e-05 |  | 0.00036922 | 0 | 0.00036922 | 0.00018461 | 0 | 0.00018461 | 0.00047472 | 0 | 0.00047472 | [16 empty] | 7.3.1.3 Ignition probability mapping showing the probability of ignition along the electric lines and equipmentWLDFRAggregatedAggregated | WLDFR | HFTD - Distribution - Tier 3 - 4QU CoRE ¦ 1QU LoRE | Seismic - Non-Red Flag Warning - Catastrophic Fires | Aggregated | Aggregated | 2043 | 5.973e-10 | 0 | 655.3922 | 3.9147e-07 | 2043 | Mitigation | 0.08575 | 30 | 0 | esc | 0.0012005 | 7.1706e-13 | 0.00060025 | 3.5853e-13 | 0.0015435 | 9.2193e-13
[79 empty] | WLDFR | HFTD - Distribution - Tier 3 - 4QU CoRE ¦ 1QU LoRE | Red Flag Warning - Catastrophic Fires | 2040 | 2.1935e-08 | 1.0968e-08 | 2.8203e-08 | 16832.3912 | 280.5544 | 10192.2718 | 6359.5651 | 0 | 0 | 0 | 1.8272e-05 |  | 0.00036922 | 0 | 0.00036922 | 0.00018461 | 0 | 0.00018461 | 0.00047472 | 0 | 0.00047472 | [16 empty] | 7.3.1.3 Ignition probability mapping showing the probability of ignition along the electric lines and equipmentWLDFRAggregatedAggregated | WLDFR | HFTD - Distribution - Tier 3 - 4QU CoRE ¦ 1QU LoRE | Seismic - Non-Red Flag Warning - Catastrophic Fires | Aggregated | Aggregated | 2044 | 5.973e-10 | 0 | 655.3922 | 3.9147e-07 | 2044 | Mitigation | 0.08575 | 30 | 0 | esc | 0.0012005 | 7.1706e-13 | 0.00060025 | 3.5853e-13 | 0.0015435 | 9.2193e-13
[79 empty] | WLDFR | HFTD - Distribution - Tier 3 - 4QU CoRE ¦ 1QU LoRE | Red Flag Warning - Catastrophic Fires | 2041 | 2.1935e-08 | 1.0968e-08 | 2.8203e-08 | 16832.3912 | 280.5544 | 10192.2718 | 6359.5651 | 0 | 0 | 0 | 1.8272e-05 |  | 0.00036922 | 0 | 0.00036922 | 0.00018461 | 0 | 0.00018461 | 0.00047472 | 0 | 0.00047472 | [16 empty] | 7.3.1.3 Ignition probability mapping showing the probability of ignition along the electric lines and equipmentWLDFRAggregatedAggregated | WLDFR | HFTD - Distribution - Tier 3 - 4QU CoRE ¦ 1QU LoRE | Seismic - Non-Red Flag Warning - Catastrophic Fires | Aggregated | Aggregated | 2045 | 5.973e-10 | 0 | 655.3922 | 3.9147e-07 | 2045 | Mitigation | 0.08575 | 30 | 0 | esc | 0.0012005 | 7.1706e-13 | 0.00060025 | 3.5853e-13 | 0.0015435 | 9.2193e-13
[79 empty] | WLDFR | HFTD - Distribution - Tier 3 - 4QU CoRE ¦ 1QU LoRE | Red Flag Warning - Catastrophic Fires | 2042 | 2.1935e-08 | 1.0968e-08 | 2.8203e-08 | 16832.3912 | 280.5544 | 10192.2718 | 6359.5651 | 0 | 0 | 0 | 1.8272e-05 |  | 0.00036922 | 0 | 0.00036922 | 0.00018461 | 0 | 0.00018461 | 0.00047472 | 0 | 0.00047472 | [16 empty] | 7.3.1.3 Ignition probability mapping showing the probability of ignition along the electric lines and equipmentWLDFRAggregatedAggregated | WLDFR | HFTD - Distribution - Tier 3 - 4QU CoRE ¦ 1QU LoRE | Seismic - Non-Red Flag Warning - Catastrophic Fires | Aggregated | Aggregated | 2046 | 5.973e-10 | 0 | 655.3922 | 3.9147e-07 | 2046 | Mitigation | 0.08575 | 30 | 0 | esc | 0.0012005 | 7.1706e-13 | 0.00060025 | 3.5853e-13 | 0.0015435 | 9.2193e-13
[79 empty] | WLDFR | HFTD - Distribution - Tier 3 - 4QU CoRE ¦ 1QU LoRE | Red Flag Warning - Catastrophic Fires | 2043 | 2.1935e-08 | 1.0968e-08 | 2.8203e-08 | 17672.0852 | 299.42 | 10692.7362 | 6679.929 | 0 | 0 | 0 | 1.8272e-05 |  | 0.00038764 | 0 | 0.00038764 | 0.00019382 | 0 | 0.00019382 | 0.0004984 | 0 | 0.0004984 | [16 empty] | 7.3.1.3 Ignition probability mapping showing the probability of ignition along the electric lines and equipmentWLDFRAggregatedAggregated | WLDFR | HFTD - Distribution - Tier 3 - 4QU CoRE ¦ 1QU LoRE | Seismic - Non-Red Flag Warning - Catastrophic Fires | Aggregated | Aggregated | 2047 | 5.973e-10 | 0 | 655.3922 | 3.9147e-07 | 2047 | Mitigation | 0.08575 | 30 | 0 | esc | 0.0012005 | 7.1706e-13 | 0.00060025 | 3.5853e-13 | 0.0015435 | 9.2193e-13
[79 empty] | WLDFR | HFTD - Distribution - Tier 3 - 4QU CoRE ¦ 1QU LoRE | Red Flag Warning - Catastrophic Fires | 2044 | 2.1935e-08 | 1.0968e-08 | 2.8203e-08 | 17672.0852 | 299.42 | 10692.7362 | 6679.929 | 0 | 0 | 0 | 1.8272e-05 |  | 0.00038764 | 0 | 0.00038764 | 0.00019382 | 0 | 0.00019382 | 0.0004984 | 0 | 0.0004984 | [16 empty] | 7.3.1.3 Ignition probability mapping showing the probability of ignition along the electric lines and equipmentWLDFRAggregatedAggregated | WLDFR | HFTD - Distribution - Tier 3 - 4QU CoRE ¦ 1QU LoRE | Seismic - Non-Red Flag Warning - Catastrophic Fires | Aggregated | Aggregated | 2048 | 5.973e-10 | 0 | 655.3922 | 3.9147e-07 | 2048 | Mitigation | 0.08575 | 30 | 0 | esc | 0.0012005 | 7.1706e-13 | 0.00060025 | 3.5853e-13 | 0.0015435 | 9.2193e-13
[79 empty] | WLDFR | HFTD - Distribution - Tier 3 - 4QU CoRE ¦ 1QU LoRE | Red Flag Warning - Catastrophic Fires | 2045 | 2.1935e-08 | 1.0968e-08 | 2.8203e-08 | 17672.0852 | 299.42 | 10692.7362 | 6679.929 | 0 | 0 | 0 | 1.8272e-05 |  | 0.00038764 | 0 | 0.00038764 | 0.00019382 | 0 | 0.00019382 | 0.0004984 | 0 | 0.0004984 | [16 empty] | 7.3.1.3 Ignition probability mapping showing the probability of ignition along the electric lines and equipmentWLDFRAggregatedAggregated | WLDFR | HFTD - Distribution - Tier 3 - 4QU CoRE ¦ 1QU LoRE | Seismic - Non-Red Flag Warning - Catastrophic Fires | Aggregated | Aggregated | 2049 | 5.973e-10 | 0 | 655.3922 | 3.9147e-07 | 2049 | Mitigation | 0.08575 | 30 | 0 | esc | 0.0012005 | 7.1706e-13 | 0.00060025 | 3.5853e-13 | 0.0015435 | 9.2193e-13
[79 empty] | WLDFR | HFTD - Distribution - Tier 3 - 4QU CoRE ¦ 1QU LoRE | Red Flag Warning - Catastrophic Fires | 2046 | 2.1935e-08 | 1.0968e-08 | 2.8203e-08 | 17672.0852 | 299.42 | 10692.7362 | 6679.929 | 0 | 0 | 0 | 1.8272e-05 |  | 0.00038764 | 0 | 0.00038764 | 0.00019382 | 0 | 0.00019382 | 0.0004984 | 0 | 0.0004984 | [16 empty] | 7.3.1.3 Ignition probability mapping showing the probability of ignition along the electric lines and equipmentWLDFRAggregatedAggregated | WLDFR | HFTD - Distribution - Tier 3 - 4QU CoRE ¦ 1QU LoRE | Seismic - Non-Red Flag Warning - Catastrophic Fires | Aggregated | Aggregated | 2050 | 5.973e-10 | 0 | 655.3922 | 3.9147e-07 | 2050 | Mitigation | 0.08575 | 30 | 0 | esc | 0 | 0 | 0.00060025 | 3.5853e-13 | 0.0015435 | 9.2193e-13
[79 empty] | WLDFR | HFTD - Distribution - Tier 3 - 4QU CoRE ¦ 1QU LoRE | Red Flag Warning - Catastrophic Fires | 2047 | 2.1935e-08 | 1.0968e-08 | 2.8203e-08 | 17672.0852 | 299.42 | 10692.7362 | 6679.929 | 0 | 0 | 0 | 1.8272e-05 |  | 0.00038764 | 0 | 0.00038764 | 0.00019382 | 0 | 0.00019382 | 0.0004984 | 0 | 0.0004984 | [16 empty] | 7.3.1.3 Ignition probability mapping showing the probability of ignition along the electric lines and equipmentWLDFRAggregatedAggregated | WLDFR | HFTD - Distribution - Tier 3 - 4QU CoRE ¦ 1QU LoRE | Seismic - Non-Red Flag Warning - Catastrophic Fires | Aggregated | Aggregated | 2051 | 5.973e-10 | 0 | 655.3922 | 3.9147e-07 | 2051 | Mitigation | 0.08575 | 30 | 0 | esc | 0 | 0 | 0 | 0 | 0.0015435 | 9.2193e-13
[79 empty] | WLDFR | HFTD - Distribution - Tier 3 - 4QU CoRE ¦ 1QU LoRE | Red Flag Warning - Catastrophic Fires | 2048 | 2.1935e-08 | 1.0968e-08 | 2.8203e-08 | 18552.3348 | 319.4911 | 11216.5626 | 7016.281 | 0 | 0 | 0 | 1.8272e-05 |  | 0.00040695 | 0 | 0.00040695 | 0.00020348 | 0 | 0.00020348 | 0.00052322 | 0 | 0.00052322 | [16 empty] | 7.3.1.3 Ignition probability mapping showing the probability of ignition along the electric lines and equipmentWLDFRAggregatedAggregated | WLDFR | HFTD - Distribution - Tier 3 - 4QU CoRE ¦ 1QU LoRE | Seismic - Red Flag Warning - Catastrophic Fires | Aggregated | Aggregated | 2021 | 2.5761e-08 | 0 | 655.3922 | 1.6883e-05 | 2021 | Mitigation | 0.08575 | 30 | 0 | esc | 0.0012005 | 3.0926e-11 | 0.00060025 | 1.5463e-11 | 0 | 0
[79 empty] | WLDFR | HFTD - Distribution - Tier 3 - 4QU CoRE ¦ 1QU LoRE | Red Flag Warning - Catastrophic Fires | 2049 | 2.1935e-08 | 1.0968e-08 | 2.8203e-08 | 18552.3348 | 319.4911 | 11216.5626 | 7016.281 | 0 | 0 | 0 | 1.8272e-05 |  | 0.00040695 | 0 | 0.00040695 | 0.00020348 | 0 | 0.00020348 | 0.00052322 | 0 | 0.00052322 | [16 empty] | 7.3.1.3 Ignition probability mapping showing the probability of ignition along the electric lines and equipmentWLDFRAggregatedAggregated | WLDFR | HFTD - Distribution - Tier 3 - 4QU CoRE ¦ 1QU LoRE | Seismic - Red Flag Warning - Catastrophic Fires | Aggregated | Aggregated | 2022 | 2.5761e-08 | 0 | 655.3922 | 1.6883e-05 | 2022 | Mitigation | 0.08575 | 30 | 0 | esc | 0.0012005 | 3.0926e-11 | 0.00060025 | 1.5463e-11 | 0.0015435 | 3.9762e-11
[79 empty] | WLDFR | HFTD - Distribution - Tier 3 - 4QU CoRE ¦ 1QU LoRE | Red Flag Warning - Catastrophic Fires | 2050 | 0 | 1.0968e-08 | 2.8203e-08 | 18552.3348 | 319.4911 | 11216.5626 | 7016.281 | 0 | 0 | 0 | 1.8272e-05 |  | 0 | 0 | 0 | 0.00020348 | 0 | 0.00020348 | 0.00052322 | 0 | 0.00052322 | [16 empty] | 7.3.1.3 Ignition probability mapping showing the probability of ignition along the electric lines and equipmentWLDFRAggregatedAggregated | WLDFR | HFTD - Distribution - Tier 3 - 4QU CoRE ¦ 1QU LoRE | Seismic - Red Flag Warning - Catastrophic Fires | Aggregated | Aggregated | 2023 | 2.5761e-08 | 0 | 655.3922 | 1.6883e-05 | 2023 | Mitigation | 0.08575 | 30 | 0 | esc | 0.0012005 | 3.0926e-11 | 0.00060025 | 1.5463e-11 | 0.0015435 | 3.9762e-11
[79 empty] | WLDFR | HFTD - Distribution - Tier 3 - 4QU CoRE ¦ 1QU LoRE | Red Flag Warning - Catastrophic Fires | 2051 | 0 | 0 | 2.8203e-08 | 18552.3348 | 319.4911 | 11216.5626 | 7016.281 | 0 | 0 | 0 | 1.8272e-05 |  | 0 | 0 | 0 | 0 | 0 | 0 | 0.00052322 | 0 | 0.00052322 | [16 empty] | 7.3.1.3 Ignition probability mapping showing the probability of ignition along the electric lines and equipmentWLDFRAggregatedAggregated | WLDFR | HFTD - Distribution - Tier 3 - 4QU CoRE ¦ 1QU LoRE | Seismic - Red Flag Warning - Catastrophic Fires | Aggregated | Aggregated | 2024 | 2.5761e-08 | 0 | 655.3922 | 1.6883e-05 | 2024 | Mitigation | 0.08575 | 30 | 0 | esc | 0.0012005 | 3.0926e-11 | 0.00060025 | 1.5463e-11 | 0.0015435 | 3.9762e-11
[79 empty] | WLDFR | HFTD - Distribution - Tier 3 - 4QU CoRE ¦ 1QU LoRE | Red Flag Warning - Destructive Fires | 2020 | 3.4345e-09 | 0 | 0 | 8807.9522 | 222.2294 | 8585.7228 | 0 | 0 | 0 | 0 | 2.8609e-06 |  | 3.0251e-05 | 0 | 3.0251e-05 | 0 | 0 | 0 | 0 | 0 | 0 | [16 empty] | 7.3.1.3 Ignition probability mapping showing the probability of ignition along the electric lines and equipmentWLDFRAggregatedAggregated | WLDFR | HFTD - Distribution - Tier 3 - 4QU CoRE ¦ 1QU LoRE | Seismic - Red Flag Warning - Catastrophic Fires | Aggregated | Aggregated | 2025 | 2.5761e-08 | 0 | 655.3922 | 1.6883e-05 | 2025 | Mitigation | 0.08575 | 30 | 0 | esc | 0.0012005 | 3.0926e-11 | 0.00060025 | 1.5463e-11 | 0.0015435 | 3.9762e-11
[79 empty] | WLDFR | HFTD - Distribution - Tier 3 - 4QU CoRE ¦ 1QU LoRE | Red Flag Warning - Destructive Fires | 2021 | 3.4345e-09 | 1.7172e-09 | 0 | 8807.9522 | 222.2294 | 8585.7228 | 0 | 0 | 0 | 0 | 2.8609e-06 |  | 3.0251e-05 | 0 | 3.0251e-05 | 1.5125e-05 | 0 | 1.5125e-05 | 0 | 0 | 0 | [16 empty] | 7.3.1.3 Ignition probability mapping showing the probability of ignition along the electric lines and equipmentWLDFRAggregatedAggregated | WLDFR | HFTD - Distribution - Tier 3 - 4QU CoRE ¦ 1QU LoRE | Seismic - Red Flag Warning - Catastrophic Fires | Aggregated | Aggregated | 2026 | 2.5761e-08 | 0 | 655.3922 | 1.6883e-05 | 2026 | Mitigation | 0.08575 | 30 | 0 | esc | 0.0012005 | 3.0926e-11 | 0.00060025 | 1.5463e-11 | 0.0015435 | 3.9762e-11
[79 empty] | WLDFR | HFTD - Distribution - Tier 3 - 4QU CoRE ¦ 1QU LoRE | Red Flag Warning - Destructive Fires | 2022 | 3.4345e-09 | 1.7172e-09 | 4.4157e-09 | 8807.9522 | 222.2294 | 8585.7228 | 0 | 0 | 0 | 0 | 2.8609e-06 |  | 3.0251e-05 | 0 | 3.0251e-05 | 1.5125e-05 | 0 | 1.5125e-05 | 3.8894e-05 | 0 | 3.8894e-05 | [16 empty] | 7.3.1.3 Ignition probability mapping showing the probability of ignition along the electric lines and equipmentWLDFRAggregatedAggregated | WLDFR | HFTD - Distribution - Tier 3 - 4QU CoRE ¦ 1QU LoRE | Seismic - Red Flag Warning - Catastrophic Fires | Aggregated | Aggregated | 2027 | 2.5761e-08 | 0 | 655.3922 | 1.6883e-05 | 2027 | Mitigation | 0.08575 | 30 | 0 | esc | 0.0012005 | 3.0926e-11 | 0.00060025 | 1.5463e-11 | 0.0015435 | 3.9762e-11
[79 empty] | WLDFR | HFTD - Distribution - Tier 3 - 4QU CoRE ¦ 1QU LoRE | Red Flag Warning - Destructive Fires | 2023 | 3.4345e-09 | 1.7172e-09 | 4.4157e-09 | 9129.7461 | 233.2301 | 8896.516 | 0 | 0 | 0 | 0 | 2.8609e-06 |  | 3.1356e-05 | 0 | 3.1356e-05 | 1.5678e-05 | 0 | 1.5678e-05 | 4.0315e-05 | 0 | 4.0315e-05 | [16 empty] | 7.3.1.3 Ignition probability mapping showing the probability of ignition along the electric lines and equipmentWLDFRAggregatedAggregated | WLDFR | HFTD - Distribution - Tier 3 - 4QU CoRE ¦ 1QU LoRE | Seismic - Red Flag Warning - Catastrophic Fires | Aggregated | Aggregated | 2028 | 2.5761e-08 | 0 | 655.3922 | 1.6883e-05 | 2028 | Mitigation | 0.08575 | 30 | 0 | esc | 0.0012005 | 3.0926e-11 | 0.00060025 | 1.5463e-11 | 0.0015435 | 3.9762e-11
[79 empty] | WLDFR | HFTD - Distribution - Tier 3 - 4QU CoRE ¦ 1QU LoRE | Red Flag Warning - Destructive Fires | 2024 | 3.4345e-09 | 1.7172e-09 | 4.4157e-09 | 9129.7461 | 233.2301 | 8896.516 | 0 | 0 | 0 | 0 | 2.8609e-06 |  | 3.1356e-05 | 0 | 3.1356e-05 | 1.5678e-05 | 0 | 1.5678e-05 | 4.0315e-05 | 0 | 4.0315e-05 | [16 empty] | 7.3.1.3 Ignition probability mapping showing the probability of ignition along the electric lines and equipmentWLDFRAggregatedAggregated | WLDFR | HFTD - Distribution - Tier 3 - 4QU CoRE ¦ 1QU LoRE | Seismic - Red Flag Warning - Catastrophic Fires | Aggregated | Aggregated | 2029 | 2.5761e-08 | 0 | 655.3922 | 1.6883e-05 | 2029 | Mitigation | 0.08575 | 30 | 0 | esc | 0.0012005 | 3.0926e-11 | 0.00060025 | 1.5463e-11 | 0.0015435 | 3.9762e-11
[79 empty] | WLDFR | HFTD - Distribution - Tier 3 - 4QU CoRE ¦ 1QU LoRE | Red Flag Warning - Destructive Fires | 2025 | 3.4345e-09 | 1.7172e-09 | 4.4157e-09 | 9129.7461 | 233.2301 | 8896.516 | 0 | 0 | 0 | 0 | 2.8609e-06 |  | 3.1356e-05 | 0 | 3.1356e-05 | 1.5678e-05 | 0 | 1.5678e-05 | 4.0315e-05 | 0 | 4.0315e-05 | [16 empty] | 7.3.1.3 Ignition probability mapping showing the probability of ignition along the electric lines and equipmentWLDFRAggregatedAggregated | WLDFR | HFTD - Distribution - Tier 3 - 4QU CoRE ¦ 1QU LoRE | Seismic - Red Flag Warning - Catastrophic Fires | Aggregated | Aggregated | 2030 | 2.5761e-08 | 0 | 655.3922 | 1.6883e-05 | 2030 | Mitigation | 0.08575 | 30 | 0 | esc | 0.0012005 | 3.0926e-11 | 0.00060025 | 1.5463e-11 | 0.0015435 | 3.9762e-11
[79 empty] | WLDFR | HFTD - Distribution - Tier 3 - 4QU CoRE ¦ 1QU LoRE | Red Flag Warning - Destructive Fires | 2026 | 3.4345e-09 | 1.7172e-09 | 4.4157e-09 | 9129.7461 | 233.2301 | 8896.516 | 0 | 0 | 0 | 0 | 2.8609e-06 |  | 3.1356e-05 | 0 | 3.1356e-05 | 1.5678e-05 | 0 | 1.5678e-05 | 4.0315e-05 | 0 | 4.0315e-05 | [16 empty] | 7.3.1.3 Ignition probability mapping showing the probability of ignition along the electric lines and equipmentWLDFRAggregatedAggregated | WLDFR | HFTD - Distribution - Tier 3 - 4QU CoRE ¦ 1QU LoRE | Seismic - Red Flag Warning - Catastrophic Fires | Aggregated | Aggregated | 2031 | 2.5761e-08 | 0 | 655.3922 | 1.6883e-05 | 2031 | Mitigation | 0.08575 | 30 | 0 | esc | 0.0012005 | 3.0926e-11 | 0.00060025 | 1.5463e-11 | 0.0015435 | 3.9762e-11
[79 empty] | WLDFR | HFTD - Distribution - Tier 3 - 4QU CoRE ¦ 1QU LoRE | Red Flag Warning - Destructive Fires | 2027 | 3.4345e-09 | 1.7172e-09 | 4.4157e-09 | 9129.7461 | 233.2301 | 8896.516 | 0 | 0 | 0 | 0 | 2.8609e-06 |  | 3.1356e-05 | 0 | 3.1356e-05 | 1.5678e-05 | 0 | 1.5678e-05 | 4.0315e-05 | 0 | 4.0315e-05 | [16 empty] | 7.3.1.3 Ignition probability mapping showing the probability of ignition along the electric lines and equipmentWLDFRAggregatedAggregated | WLDFR | HFTD - Distribution - Tier 3 - 4QU CoRE ¦ 1QU LoRE | Seismic - Red Flag Warning - Catastrophic Fires | Aggregated | Aggregated | 2032 | 2.5761e-08 | 0 | 655.3922 | 1.6883e-05 | 2032 | Mitigation | 0.08575 | 30 | 0 | esc | 0.0012005 | 3.0926e-11 | 0.00060025 | 1.5463e-11 | 0.0015435 | 3.9762e-11
[79 empty] | WLDFR | HFTD - Distribution - Tier 3 - 4QU CoRE ¦ 1QU LoRE | Red Flag Warning - Destructive Fires | 2028 | 3.4345e-09 | 1.7172e-09 | 4.4157e-09 | 9534.9221 | 247.273 | 9287.6491 | 0 | 0 | 0 | 0 | 2.8609e-06 |  | 3.2747e-05 | 0 | 3.2747e-05 | 1.6374e-05 | 0 | 1.6374e-05 | 4.2104e-05 | 0 | 4.2104e-05 | [16 empty] | 7.3.1.3 Ignition probability mapping showing the probability of ignition along the electric lines and equipmentWLDFRAggregatedAggregated | WLDFR | HFTD - Distribution - Tier 3 - 4QU CoRE ¦ 1QU LoRE | Seismic - Red Flag Warning - Catastrophic Fires | Aggregated | Aggregated | 2033 | 2.5761e-08 | 0 | 655.3922 | 1.6883e-05 | 2033 | Mitigation | 0.08575 | 30 | 0 | esc | 0.0012005 | 3.0926e-11 | 0.00060025 | 1.5463e-11 | 0.0015435 | 3.9762e-11
[79 empty] | WLDFR | HFTD - Distribution - Tier 3 - 4QU CoRE ¦ 1QU LoRE | Red Flag Warning - Destructive Fires | 2029 | 3.4345e-09 | 1.7172e-09 | 4.4157e-09 | 9534.9221 | 247.273 | 9287.6491 | 0 | 0 | 0 | 0 | 2.8609e-06 |  | 3.2747e-05 | 0 | 3.2747e-05 | 1.6374e-05 | 0 | 1.6374e-05 | 4.2104e-05 | 0 | 4.2104e-05 | [16 empty] | 7.3.1.3 Ignition probability mapping showing the probability of ignition along the electric lines and equipmentWLDFRAggregatedAggregated | WLDFR | HFTD - Distribution - Tier 3 - 4QU CoRE ¦ 1QU LoRE | Seismic - Red Flag Warning - Catastrophic Fires | Aggregated | Aggregated | 2034 | 2.5761e-08 | 0 | 655.3922 | 1.6883e-05 | 2034 | Mitigation | 0.08575 | 30 | 0 | esc | 0.0012005 | 3.0926e-11 | 0.00060025 | 1.5463e-11 | 0.0015435 | 3.9762e-11
[79 empty] | WLDFR | HFTD - Distribution - Tier 3 - 4QU CoRE ¦ 1QU LoRE | Red Flag Warning - Destructive Fires | 2030 | 3.4345e-09 | 1.7172e-09 | 4.4157e-09 | 9534.9221 | 247.273 | 9287.6491 | 0 | 0 | 0 | 0 | 2.8609e-06 |  | 3.2747e-05 | 0 | 3.2747e-05 | 1.6374e-05 | 0 | 1.6374e-05 | 4.2104e-05 | 0 | 4.2104e-05 | [16 empty] | 7.3.1.3 Ignition probability mapping showing the probability of ignition along the electric lines and equipmentWLDFRAggregatedAggregated | WLDFR | HFTD - Distribution - Tier 3 - 4QU CoRE ¦ 1QU LoRE | Seismic - Red Flag Warning - Catastrophic Fires | Aggregated | Aggregated | 2035 | 2.5761e-08 | 0 | 655.3922 | 1.6883e-05 | 2035 | Mitigation | 0.08575 | 30 | 0 | esc | 0.0012005 | 3.0926e-11 | 0.00060025 | 1.5463e-11 | 0.0015435 | 3.9762e-11
[79 empty] | WLDFR | HFTD - Distribution - Tier 3 - 4QU CoRE ¦ 1QU LoRE | Red Flag Warning - Destructive Fires | 2031 | 3.4345e-09 | 1.7172e-09 | 4.4157e-09 | 9534.9221 | 247.273 | 9287.6491 | 0 | 0 | 0 | 0 | 2.8609e-06 |  | 3.2747e-05 | 0 | 3.2747e-05 | 1.6374e-05 | 0 | 1.6374e-05 | 4.2104e-05 | 0 | 4.2104e-05 | [16 empty] | 7.3.1.3 Ignition probability mapping showing the probability of ignition along the electric lines and equipmentWLDFRAggregatedAggregated | WLDFR | HFTD - Distribution - Tier 3 - 4QU CoRE ¦ 1QU LoRE | Seismic - Red Flag Warning - Catastrophic Fires | Aggregated | Aggregated | 2036 | 2.5761e-08 | 0 | 655.3922 | 1.6883e-05 | 2036 | Mitigation | 0.08575 | 30 | 0 | esc | 0.0012005 | 3.0926e-11 | 0.00060025 | 1.5463e-11 | 0.0015435 | 3.9762e-11
[79 empty] | WLDFR | HFTD - Distribution - Tier 3 - 4QU CoRE ¦ 1QU LoRE | Red Flag Warning - Destructive Fires | 2032 | 3.4345e-09 | 1.7172e-09 | 4.4157e-09 | 9534.9221 | 247.273 | 9287.6491 | 0 | 0 | 0 | 0 | 2.8609e-06 |  | 3.2747e-05 | 0 | 3.2747e-05 | 1.6374e-05 | 0 | 1.6374e-05 | 4.2104e-05 | 0 | 4.2104e-05 | [16 empty] | 7.3.1.3 Ignition probability mapping showing the probability of ignition along the electric lines and equipmentWLDFRAggregatedAggregated | WLDFR | HFTD - Distribution - Tier 3 - 4QU CoRE ¦ 1QU LoRE | Seismic - Red Flag Warning - Catastrophic Fires | Aggregated | Aggregated | 2037 | 2.5761e-08 | 0 | 655.3922 | 1.6883e-05 | 2037 | Mitigation | 0.08575 | 30 | 0 | esc | 0.0012005 | 3.0926e-11 | 0.00060025 | 1.5463e-11 | 0.0015435 | 3.9762e-11
[79 empty] | WLDFR | HFTD - Distribution - Tier 3 - 4QU CoRE ¦ 1QU LoRE | Red Flag Warning - Destructive Fires | 2033 | 3.4345e-09 | 1.7172e-09 | 4.4157e-09 | 9984.8474 | 263.1074 | 9721.74 | 0 | 0 | 0 | 0 | 2.8609e-06 |  | 3.4293e-05 | 0 | 3.4293e-05 | 1.7146e-05 | 0 | 1.7146e-05 | 4.409e-05 | 0 | 4.409e-05 | [16 empty] | 7.3.1.3 Ignition probability mapping showing the probability of ignition along the electric lines and equipmentWLDFRAggregatedAggregated | WLDFR | HFTD - Distribution - Tier 3 - 4QU CoRE ¦ 1QU LoRE | Seismic - Red Flag Warning - Catastrophic Fires | Aggregated | Aggregated | 2038 | 2.5761e-08 | 0 | 655.3922 | 1.6883e-05 | 2038 | Mitigation | 0.08575 | 30 | 0 | esc | 0.0012005 | 3.0926e-11 | 0.00060025 | 1.5463e-11 | 0.0015435 | 3.9762e-11
[79 empty] | WLDFR | HFTD - Distribution - Tier 3 - 4QU CoRE ¦ 1QU LoRE | Red Flag Warning - Destructive Fires | 2034 | 3.4345e-09 | 1.7172e-09 | 4.4157e-09 | 9984.8474 | 263.1074 | 9721.74 | 0 | 0 | 0 | 0 | 2.8609e-06 |  | 3.4293e-05 | 0 | 3.4293e-05 | 1.7146e-05 | 0 | 1.7146e-05 | 4.409e-05 | 0 | 4.409e-05 | [16 empty] | 7.3.1.3 Ignition probability mapping showing the probability of ignition along the electric lines and equipmentWLDFRAggregatedAggregated | WLDFR | HFTD - Distribution - Tier 3 - 4QU CoRE ¦ 1QU LoRE | Seismic - Red Flag Warning - Catastrophic Fires | Aggregated | Aggregated | 2039 | 2.5761e-08 | 0 | 655.3922 | 1.6883e-05 | 2039 | Mitigation | 0.08575 | 30 | 0 | esc | 0.0012005 | 3.0926e-11 | 0.00060025 | 1.5463e-11 | 0.0015435 | 3.9762e-11
[79 empty] | WLDFR | HFTD - Distribution - Tier 3 - 4QU CoRE ¦ 1QU LoRE | Red Flag Warning - Destructive Fires | 2035 | 3.4345e-09 | 1.7172e-09 | 4.4157e-09 | 9984.8474 | 263.1074 | 9721.74 | 0 | 0 | 0 | 0 | 2.8609e-06 |  | 3.4293e-05 | 0 | 3.4293e-05 | 1.7146e-05 | 0 | 1.7146e-05 | 4.409e-05 | 0 | 4.409e-05 | [16 empty] | 7.3.1.3 Ignition probability mapping showing the probability of ignition along the electric lines and equipmentWLDFRAggregatedAggregated | WLDFR | HFTD - Distribution - Tier 3 - 4QU CoRE ¦ 1QU LoRE | Seismic - Red Flag Warning - Catastrophic Fires | Aggregated | Aggregated | 2040 | 2.5761e-08 | 0 | 655.3922 | 1.6883e-05 | 2040 | Mitigation | 0.08575 | 30 | 0 | esc | 0.0012005 | 3.0926e-11 | 0.00060025 | 1.5463e-11 | 0.0015435 | 3.9762e-11
[79 empty] | WLDFR | HFTD - Distribution - Tier 3 - 4QU CoRE ¦ 1QU LoRE | Red Flag Warning - Destructive Fires | 2036 | 3.4345e-09 | 1.7172e-09 | 4.4157e-09 | 9984.8474 | 263.1074 | 9721.74 | 0 | 0 | 0 | 0 | 2.8609e-06 |  | 3.4293e-05 | 0 | 3.4293e-05 | 1.7146e-05 | 0 | 1.7146e-05 | 4.409e-05 | 0 | 4.409e-05 | [16 empty] | 7.3.1.3 Ignition probability mapping showing the probability of ignition along the electric lines and equipmentWLDFRAggregatedAggregated | WLDFR | HFTD - Distribution - Tier 3 - 4QU CoRE ¦ 1QU LoRE | Seismic - Red Flag Warning - Catastrophic Fires | Aggregated | Aggregated | 2041 | 2.5761e-08 | 0 | 655.3922 | 1.6883e-05 | 2041 | Mitigation | 0.08575 | 30 | 0 | esc | 0.0012005 | 3.0926e-11 | 0.00060025 | 1.5463e-11 | 0.0015435 | 3.9762e-11
[79 empty] | WLDFR | HFTD - Distribution - Tier 3 - 4QU CoRE ¦ 1QU LoRE | Red Flag Warning - Destructive Fires | 2037 | 3.4345e-09 | 1.7172e-09 | 4.4157e-09 | 9984.8474 | 263.1074 | 9721.74 | 0 | 0 | 0 | 0 | 2.8609e-06 |  | 3.4293e-05 | 0 | 3.4293e-05 | 1.7146e-05 | 0 | 1.7146e-05 | 4.409e-05 | 0 | 4.409e-05 | [16 empty] | 7.3.1.3 Ignition probability mapping showing the probability of ignition along the electric lines and equipmentWLDFRAggregatedAggregated | WLDFR | HFTD - Distribution - Tier 3 - 4QU CoRE ¦ 1QU LoRE | Seismic - Red Flag Warning - Catastrophic Fires | Aggregated | Aggregated | 2042 | 2.5761e-08 | 0 | 655.3922 | 1.6883e-05 | 2042 | Mitigation | 0.08575 | 30 | 0 | esc | 0.0012005 | 3.0926e-11 | 0.00060025 | 1.5463e-11 | 0.0015435 | 3.9762e-11
[79 empty] | WLDFR | HFTD - Distribution - Tier 3 - 4QU CoRE ¦ 1QU LoRE | Red Flag Warning - Destructive Fires | 2038 | 3.4345e-09 | 1.7172e-09 | 4.4157e-09 | 10472.8261 | 280.5544 | 10192.2718 | 0 | 0 | 0 | 0 | 2.8609e-06 |  | 3.5969e-05 | 0 | 3.5969e-05 | 1.7984e-05 | 0 | 1.7984e-05 | 4.6245e-05 | 0 | 4.6245e-05 | [16 empty] | 7.3.1.3 Ignition probability mapping showing the probability of ignition along the electric lines and equipmentWLDFRAggregatedAggregated | WLDFR | HFTD - Distribution - Tier 3 - 4QU CoRE ¦ 1QU LoRE | Seismic - Red Flag Warning - Catastrophic Fires | Aggregated | Aggregated | 2043 | 2.5761e-08 | 0 | 655.3922 | 1.6883e-05 | 2043 | Mitigation | 0.08575 | 30 | 0 | esc | 0.0012005 | 3.0926e-11 | 0.00060025 | 1.5463e-11 | 0.0015435 | 3.9762e-11
[79 empty] | WLDFR | HFTD - Distribution - Tier 3 - 4QU CoRE ¦ 1QU LoRE | Red Flag Warning - Destructive Fires | 2039 | 3.4345e-09 | 1.7172e-09 | 4.4157e-09 | 10472.8261 | 280.5544 | 10192.2718 | 0 | 0 | 0 | 0 | 2.8609e-06 |  | 3.5969e-05 | 0 | 3.5969e-05 | 1.7984e-05 | 0 | 1.7984e-05 | 4.6245e-05 | 0 | 4.6245e-05 | [16 empty] | 7.3.1.3 Ignition probability mapping showing the probability of ignition along the electric lines and equipmentWLDFRAggregatedAggregated | WLDFR | HFTD - Distribution - Tier 3 - 4QU CoRE ¦ 1QU LoRE | Seismic - Red Flag Warning - Catastrophic Fires | Aggregated | Aggregated | 2044 | 2.5761e-08 | 0 | 655.3922 | 1.6883e-05 | 2044 | Mitigation | 0.08575 | 30 | 0 | esc | 0.0012005 | 3.0926e-11 | 0.00060025 | 1.5463e-11 | 0.0015435 | 3.9762e-11
[79 empty] | WLDFR | HFTD - Distribution - Tier 3 - 4QU CoRE ¦ 1QU LoRE | Red Flag Warning - Destructive Fires | 2040 | 3.4345e-09 | 1.7172e-09 | 4.4157e-09 | 10472.8261 | 280.5544 | 10192.2718 | 0 | 0 | 0 | 0 | 2.8609e-06 |  | 3.5969e-05 | 0 | 3.5969e-05 | 1.7984e-05 | 0 | 1.7984e-05 | 4.6245e-05 | 0 | 4.6245e-05 | [16 empty] | 7.3.1.3 Ignition probability mapping showing the probability of ignition along the electric lines and equipmentWLDFRAggregatedAggregated | WLDFR | HFTD - Distribution - Tier 3 - 4QU CoRE ¦ 1QU LoRE | Seismic - Red Flag Warning - Catastrophic Fires | Aggregated | Aggregated | 2045 | 2.5761e-08 | 0 | 655.3922 | 1.6883e-05 | 2045 | Mitigation | 0.08575 | 30 | 0 | esc | 0.0012005 | 3.0926e-11 | 0.00060025 | 1.5463e-11 | 0.0015435 | 3.9762e-11
[79 empty] | WLDFR | HFTD - Distribution - Tier 3 - 4QU CoRE ¦ 1QU LoRE | Red Flag Warning - Destructive Fires | 2041 | 3.4345e-09 | 1.7172e-09 | 4.4157e-09 | 10472.8261 | 280.5544 | 10192.2718 | 0 | 0 | 0 | 0 | 2.8609e-06 |  | 3.5969e-05 | 0 | 3.5969e-05 | 1.7984e-05 | 0 | 1.7984e-05 | 4.6245e-05 | 0 | 4.6245e-05 | [16 empty] | 7.3.1.3 Ignition probability mapping showing the probability of ignition along the electric lines and equipmentWLDFRAggregatedAggregated | WLDFR | HFTD - Distribution - Tier 3 - 4QU CoRE ¦ 1QU LoRE | Seismic - Red Flag Warning - Catastrophic Fires | Aggregated | Aggregated | 2046 | 2.5761e-08 | 0 | 655.3922 | 1.6883e-05 | 2046 | Mitigation | 0.08575 | 30 | 0 | esc | 0.0012005 | 3.0926e-11 | 0.00060025 | 1.5463e-11 | 0.0015435 | 3.9762e-11
[79 empty] | WLDFR | HFTD - Distribution - Tier 3 - 4QU CoRE ¦ 1QU LoRE | Red Flag Warning - Destructive Fires | 2042 | 3.4345e-09 | 1.7172e-09 | 4.4157e-09 | 10472.8261 | 280.5544 | 10192.2718 | 0 | 0 | 0 | 0 | 2.8609e-06 |  | 3.5969e-05 | 0 | 3.5969e-05 | 1.7984e-05 | 0 | 1.7984e-05 | 4.6245e-05 | 0 | 4.6245e-05 | [16 empty] | 7.3.1.3 Ignition probability mapping showing the probability of ignition along the electric lines and equipmentWLDFRAggregatedAggregated | WLDFR | HFTD - Distribution - Tier 3 - 4QU CoRE ¦ 1QU LoRE | Seismic - Red Flag Warning - Catastrophic Fires | Aggregated | Aggregated | 2047 | 2.5761e-08 | 0 | 655.3922 | 1.6883e-05 | 2047 | Mitigation | 0.08575 | 30 | 0 | esc | 0.0012005 | 3.0926e-11 | 0.00060025 | 1.5463e-11 | 0.0015435 | 3.9762e-11
[79 empty] | WLDFR | HFTD - Distribution - Tier 3 - 4QU CoRE ¦ 1QU LoRE | Red Flag Warning - Destructive Fires | 2043 | 3.4345e-09 | 1.7172e-09 | 4.4157e-09 | 10992.1562 | 299.42 | 10692.7362 | 0 | 0 | 0 | 0 | 2.8609e-06 |  | 3.7752e-05 | 0 | 3.7752e-05 | 1.8876e-05 | 0 | 1.8876e-05 | 4.8538e-05 | 0 | 4.8538e-05 | [16 empty] | 7.3.1.3 Ignition probability mapping showing the probability of ignition along the electric lines and equipmentWLDFRAggregatedAggregated | WLDFR | HFTD - Distribution - Tier 3 - 4QU CoRE ¦ 1QU LoRE | Seismic - Red Flag Warning - Catastrophic Fires | Aggregated | Aggregated | 2048 | 2.5761e-08 | 0 | 655.3922 | 1.6883e-05 | 2048 | Mitigation | 0.08575 | 30 | 0 | esc | 0.0012005 | 3.0926e-11 | 0.00060025 | 1.5463e-11 | 0.0015435 | 3.9762e-11
[79 empty] | WLDFR | HFTD - Distribution - Tier 3 - 4QU CoRE ¦ 1QU LoRE | Red Flag Warning - Destructive Fires | 2044 | 3.4345e-09 | 1.7172e-09 | 4.4157e-09 | 10992.1562 | 299.42 | 10692.7362 | 0 | 0 | 0 | 0 | 2.8609e-06 |  | 3.7752e-05 | 0 | 3.7752e-05 | 1.8876e-05 | 0 | 1.8876e-05 | 4.8538e-05 | 0 | 4.8538e-05 | [16 empty] | 7.3.1.3 Ignition probability mapping showing the probability of ignition along the electric lines and equipmentWLDFRAggregatedAggregated | WLDFR | HFTD - Distribution - Tier 3 - 4QU CoRE ¦ 1QU LoRE | Seismic - Red Flag Warning - Catastrophic Fires | Aggregated | Aggregated | 2049 | 2.5761e-08 | 0 | 655.3922 | 1.6883e-05 | 2049 | Mitigation | 0.08575 | 30 | 0 | esc | 0.0012005 | 3.0926e-11 | 0.00060025 | 1.5463e-11 | 0.0015435 | 3.9762e-11
[79 empty] | WLDFR | HFTD - Distribution - Tier 3 - 4QU CoRE ¦ 1QU LoRE | Red Flag Warning - Destructive Fires | 2045 | 3.4345e-09 | 1.7172e-09 | 4.4157e-09 | 10992.1562 | 299.42 | 10692.7362 | 0 | 0 | 0 | 0 | 2.8609e-06 |  | 3.7752e-05 | 0 | 3.7752e-05 | 1.8876e-05 | 0 | 1.8876e-05 | 4.8538e-05 | 0 | 4.8538e-05 | [16 empty] | 7.3.1.3 Ignition probability mapping showing the probability of ignition along the electric lines and equipmentWLDFRAggregatedAggregated | WLDFR | HFTD - Distribution - Tier 3 - 4QU CoRE ¦ 1QU LoRE | Seismic - Red Flag Warning - Catastrophic Fires | Aggregated | Aggregated | 2050 | 2.5761e-08 | 0 | 655.3922 | 1.6883e-05 | 2050 | Mitigation | 0.08575 | 30 | 0 | esc | 0 | 0 | 0.00060025 | 1.5463e-11 | 0.0015435 | 3.9762e-11
[79 empty] | WLDFR | HFTD - Distribution - Tier 3 - 4QU CoRE ¦ 1QU LoRE | Red Flag Warning - Destructive Fires | 2046 | 3.4345e-09 | 1.7172e-09 | 4.4157e-09 | 10992.1562 | 299.42 | 10692.7362 | 0 | 0 | 0 | 0 | 2.8609e-06 |  | 3.7752e-05 | 0 | 3.7752e-05 | 1.8876e-05 | 0 | 1.8876e-05 | 4.8538e-05 | 0 | 4.8538e-05 | [16 empty] | 7.3.1.3 Ignition probability mapping showing the probability of ignition along the electric lines and equipmentWLDFRAggregatedAggregated | WLDFR | HFTD - Distribution - Tier 3 - 4QU CoRE ¦ 1QU LoRE | Seismic - Red Flag Warning - Catastrophic Fires | Aggregated | Aggregated | 2051 | 2.5761e-08 | 0 | 655.3922 | 1.6883e-05 | 2051 | Mitigation | 0.08575 | 30 | 0 | esc | 0 | 0 | 0 | 0 | 0.0015435 | 3.9762e-11
[79 empty] | WLDFR | HFTD - Distribution - Tier 3 - 4QU CoRE ¦ 1QU LoRE | Red Flag Warning - Destructive Fires | 2047 | 3.4345e-09 | 1.7172e-09 | 4.4157e-09 | 10992.1562 | 299.42 | 10692.7362 | 0 | 0 | 0 | 0 | 2.8609e-06 |  | 3.7752e-05 | 0 | 3.7752e-05 | 1.8876e-05 | 0 | 1.8876e-05 | 4.8538e-05 | 0 | 4.8538e-05 | [16 empty] | 7.3.1.3 Ignition probability mapping showing the probability of ignition along the electric lines and equipmentWLDFRAggregatedAggregated | WLDFR | HFTD - Distribution - Tier 3 - 4QU CoRE ¦ 2QU LoRE | Non-Red Flag Warning - Catastrophic Fires | Aggregated | Aggregated | 2021 | 4.6393e-07 | 0 | 572.4174 | 0.00026556 | 2021 | Mitigation | 0.08575 | 30 | 0 | esc | 0.0012005 | 5.5695e-10 | 0.00060025 | 2.7847e-10 | 0 | 0
[79 empty] | WLDFR | HFTD - Distribution - Tier 3 - 4QU CoRE ¦ 1QU LoRE | Red Flag Warning - Destructive Fires | 2048 | 3.4345e-09 | 1.7172e-09 | 4.4157e-09 | 11536.0538 | 319.4911 | 11216.5626 | 0 | 0 | 0 | 0 | 2.8609e-06 |  | 3.962e-05 | 0 | 3.962e-05 | 1.981e-05 | 0 | 1.981e-05 | 5.094e-05 | 0 | 5.094e-05 | [16 empty] | 7.3.1.3 Ignition probability mapping showing the probability of ignition along the electric lines and equipmentWLDFRAggregatedAggregated | WLDFR | HFTD - Distribution - Tier 3 - 4QU CoRE ¦ 2QU LoRE | Non-Red Flag Warning - Catastrophic Fires | Aggregated | Aggregated | 2022 | 4.6393e-07 | 0 | 572.4174 | 0.00026556 | 2022 | Mitigation | 0.08575 | 30 | 0 | esc | 0.0012005 | 5.5695e-10 | 0.00060025 | 2.7847e-10 | 0.0015435 | 7.1607e-10
[79 empty] | WLDFR | HFTD - Distribution - Tier 3 - 4QU CoRE ¦ 1QU LoRE | Red Flag Warning - Destructive Fires | 2049 | 3.4345e-09 | 1.7172e-09 | 4.4157e-09 | 11536.0538 | 319.4911 | 11216.5626 | 0 | 0 | 0 | 0 | 2.8609e-06 |  | 3.962e-05 | 0 | 3.962e-05 | 1.981e-05 | 0 | 1.981e-05 | 5.094e-05 | 0 | 5.094e-05 | [16 empty] | 7.3.1.3 Ignition probability mapping showing the probability of ignition along the electric lines and equipmentWLDFRAggregatedAggregated | WLDFR | HFTD - Distribution - Tier 3 - 4QU CoRE ¦ 2QU LoRE | Non-Red Flag Warning - Catastrophic Fires | Aggregated | Aggregated | 2023 | 4.6393e-07 | 0 | 572.4174 | 0.00026556 | 2023 | Mitigation | 0.08575 | 30 | 0 | esc | 0.0012005 | 5.5695e-10 | 0.00060025 | 2.7847e-10 | 0.0015435 | 7.1607e-10
[79 empty] | WLDFR | HFTD - Distribution - Tier 3 - 4QU CoRE ¦ 1QU LoRE | Red Flag Warning - Destructive Fires | 2050 | 0 | 1.7172e-09 | 4.4157e-09 | 11536.0538 | 319.4911 | 11216.5626 | 0 | 0 | 0 | 0 | 2.8609e-06 |  | 0 | 0 | 0 | 1.981e-05 | 0 | 1.981e-05 | 5.094e-05 | 0 | 5.094e-05 | [16 empty] | 7.3.1.3 Ignition probability mapping showing the probability of ignition along the electric lines and equipmentWLDFRAggregatedAggregated | WLDFR | HFTD - Distribution - Tier 3 - 4QU CoRE ¦ 2QU LoRE | Non-Red Flag Warning - Catastrophic Fires | Aggregated | Aggregated | 2024 | 4.6393e-07 | 0 | 572.4174 | 0.00026556 | 2024 | Mitigation | 0.08575 | 30 | 0 | esc | 0.0012005 | 5.5695e-10 | 0.00060025 | 2.7847e-10 | 0.0015435 | 7.1607e-10
[79 empty] | WLDFR | HFTD - Distribution - Tier 3 - 4QU CoRE ¦ 1QU LoRE | Red Flag Warning - Destructive Fires | 2051 | 0 | 0 | 4.4157e-09 | 11536.0538 | 319.4911 | 11216.5626 | 0 | 0 | 0 | 0 | 2.8609e-06 |  | 0 | 0 | 0 | 0 | 0 | 0 | 5.094e-05 | 0 | 5.094e-05 | [16 empty] | 7.3.1.3 Ignition probability mapping showing the probability of ignition along the electric lines and equipmentWLDFRAggregatedAggregated | WLDFR | HFTD - Distribution - Tier 3 - 4QU CoRE ¦ 2QU LoRE | Non-Red Flag Warning - Catastrophic Fires | Aggregated | Aggregated | 2025 | 4.6393e-07 | 0 | 572.4174 | 0.00026556 | 2025 | Mitigation | 0.08575 | 30 | 0 | esc | 0.0012005 | 5.5695e-10 | 0.00060025 | 2.7847e-10 | 0.0015435 | 7.1607e-10
[79 empty] | WLDFR | HFTD - Distribution - Tier 3 - 4QU CoRE ¦ 1QU LoRE | Red Flag Warning - Large Fires | 2020 | 4.6288e-08 | 0 | 0 | 5.2406 | 0.69642 | 2.942 | 1.6022 | 0 | 0 | 0 | 3.8557e-05 |  | 2.4257e-07 | 0 | 2.4257e-07 | 0 | 0 | 0 | 0 | 0 | 0 | [16 empty] | 7.3.1.3 Ignition probability mapping showing the probability of ignition along the electric lines and equipmentWLDFRAggregatedAggregated | WLDFR | HFTD - Distribution - Tier 3 - 4QU CoRE ¦ 2QU LoRE | Non-Red Flag Warning - Catastrophic Fires | Aggregated | Aggregated | 2026 | 4.6393e-07 | 0 | 572.4174 | 0.00026556 | 2026 | Mitigation | 0.08575 | 30 | 0 | esc | 0.0012005 | 5.5695e-10 | 0.00060025 | 2.7847e-10 | 0.0015435 | 7.1607e-10
[79 empty] | WLDFR | HFTD - Distribution - Tier 3 - 4QU CoRE ¦ 1QU LoRE | Red Flag Warning - Large Fires | 2021 | 4.6288e-08 | 2.3144e-08 | 0 | 5.2406 | 0.69642 | 2.942 | 1.6022 | 0 | 0 | 0 | 3.8557e-05 |  | 2.4257e-07 | 0 | 2.4257e-07 | 1.2129e-07 | 0 | 1.2129e-07 | 0 | 0 | 0 | [16 empty] | 7.3.1.3 Ignition probability mapping showing the probability of ignition along the electric lines and equipmentWLDFRAggregatedAggregated | WLDFR | HFTD - Distribution - Tier 3 - 4QU CoRE ¦ 2QU LoRE | Non-Red Flag Warning - Catastrophic Fires | Aggregated | Aggregated | 2027 | 4.6393e-07 | 0 | 572.4174 | 0.00026556 | 2027 | Mitigation | 0.08575 | 30 | 0 | esc | 0.0012005 | 5.5695e-10 | 0.00060025 | 2.7847e-10 | 0.0015435 | 7.1607e-10
[79 empty] | WLDFR | HFTD - Distribution - Tier 3 - 4QU CoRE ¦ 1QU LoRE | Red Flag Warning - Large Fires | 2022 | 4.6288e-08 | 2.3144e-08 | 5.9513e-08 | 5.2406 | 0.69642 | 2.942 | 1.6022 | 0 | 0 | 0 | 3.8557e-05 |  | 2.4257e-07 | 0 | 2.4257e-07 | 1.2129e-07 | 0 | 1.2129e-07 | 3.1188e-07 | 0 | 3.1188e-07 | [16 empty] | 7.3.1.3 Ignition probability mapping showing the probability of ignition along the electric lines and equipmentWLDFRAggregatedAggregated | WLDFR | HFTD - Distribution - Tier 3 - 4QU CoRE ¦ 2QU LoRE | Non-Red Flag Warning - Catastrophic Fires | Aggregated | Aggregated | 2028 | 4.6393e-07 | 0 | 572.4174 | 0.00026556 | 2028 | Mitigation | 0.08575 | 30 | 0 | esc | 0.0012005 | 5.5695e-10 | 0.00060025 | 2.7847e-10 | 0.0015435 | 7.1607e-10
[79 empty] | WLDFR | HFTD - Distribution - Tier 3 - 4QU CoRE ¦ 1QU LoRE | Red Flag Warning - Large Fires | 2023 | 4.6288e-08 | 2.3144e-08 | 5.9513e-08 | 5.475 | 0.71896 | 3.0715 | 1.6846 | 0 | 0 | 0 | 3.8557e-05 |  | 2.5343e-07 | 0 | 2.5343e-07 | 1.2671e-07 | 0 | 1.2671e-07 | 3.2583e-07 | 0 | 3.2583e-07 | [16 empty] | 7.3.1.3 Ignition probability mapping showing the probability of ignition along the electric lines and equipmentWLDFRAggregatedAggregated | WLDFR | HFTD - Distribution - Tier 3 - 4QU CoRE ¦ 2QU LoRE | Non-Red Flag Warning - Catastrophic Fires | Aggregated | Aggregated | 2029 | 4.6393e-07 | 0 | 572.4174 | 0.00026556 | 2029 | Mitigation | 0.08575 | 30 | 0 | esc | 0.0012005 | 5.5695e-10 | 0.00060025 | 2.7847e-10 | 0.0015435 | 7.1607e-10
[79 empty] | WLDFR | HFTD - Distribution - Tier 3 - 4QU CoRE ¦ 1QU LoRE | Red Flag Warning - Large Fires | 2024 | 4.6288e-08 | 2.3144e-08 | 5.9513e-08 | 5.475 | 0.71896 | 3.0715 | 1.6846 | 0 | 0 | 0 | 3.8557e-05 |  | 2.5343e-07 | 0 | 2.5343e-07 | 1.2671e-07 | 0 | 1.2671e-07 | 3.2583e-07 | 0 | 3.2583e-07 | [16 empty] | 7.3.1.3 Ignition probability mapping showing the probability of ignition along the electric lines and equipmentWLDFRAggregatedAggregated | WLDFR | HFTD - Distribution - Tier 3 - 4QU CoRE ¦ 2QU LoRE | Non-Red Flag Warning - Catastrophic Fires | Aggregated | Aggregated | 2030 | 4.6393e-07 | 0 | 572.4174 | 0.00026556 | 2030 | Mitigation | 0.08575 | 30 | 0 | esc | 0.0012005 | 5.5695e-10 | 0.00060025 | 2.7847e-10 | 0.0015435 | 7.1607e-10
[79 empty] | WLDFR | HFTD - Distribution - Tier 3 - 4QU CoRE ¦ 1QU LoRE | Red Flag Warning - Large Fires | 2025 | 4.6288e-08 | 2.3144e-08 | 5.9513e-08 | 5.475 | 0.71896 | 3.0715 | 1.6846 | 0 | 0 | 0 | 3.8557e-05 |  | 2.5343e-07 | 0 | 2.5343e-07 | 1.2671e-07 | 0 | 1.2671e-07 | 3.2583e-07 | 0 | 3.2583e-07 | [16 empty] | 7.3.1.3 Ignition probability mapping showing the probability of ignition along the electric lines and equipmentWLDFRAggregatedAggregated | WLDFR | HFTD - Distribution - Tier 3 - 4QU CoRE ¦ 2QU LoRE | Non-Red Flag Warning - Catastrophic Fires | Aggregated | Aggregated | 2031 | 4.6393e-07 | 0 | 572.4174 | 0.00026556 | 2031 | Mitigation | 0.08575 | 30 | 0 | esc | 0.0012005 | 5.5695e-10 | 0.00060025 | 2.7847e-10 | 0.0015435 | 7.1607e-10
[79 empty] | WLDFR | HFTD - Distribution - Tier 3 - 4QU CoRE ¦ 1QU LoRE | Red Flag Warning - Large Fires | 2026 | 4.6288e-08 | 2.3144e-08 | 5.9513e-08 | 5.475 | 0.71896 | 3.0715 | 1.6846 | 0 | 0 | 0 | 3.8557e-05 |  | 2.5343e-07 | 0 | 2.5343e-07 | 1.2671e-07 | 0 | 1.2671e-07 | 3.2583e-07 | 0 | 3.2583e-07 | [16 empty] | 7.3.1.3 Ignition probability mapping showing the probability of ignition along the electric lines and equipmentWLDFRAggregatedAggregated | WLDFR | HFTD - Distribution - Tier 3 - 4QU CoRE ¦ 2QU LoRE | Non-Red Flag Warning - Catastrophic Fires | Aggregated | Aggregated | 2032 | 4.6393e-07 | 0 | 572.4174 | 0.00026556 | 2032 | Mitigation | 0.08575 | 30 | 0 | esc | 0.0012005 | 5.5695e-10 | 0.00060025 | 2.7847e-10 | 0.0015435 | 7.1607e-10
[79 empty] | WLDFR | HFTD - Distribution - Tier 3 - 4QU CoRE ¦ 1QU LoRE | Red Flag Warning - Large Fires | 2027 | 4.6288e-08 | 2.3144e-08 | 5.9513e-08 | 5.475 | 0.71896 | 3.0715 | 1.6846 | 0 | 0 | 0 | 3.8557e-05 |  | 2.5343e-07 | 0 | 2.5343e-07 | 1.2671e-07 | 0 | 1.2671e-07 | 3.2583e-07 | 0 | 3.2583e-07 | [16 empty] | 7.3.1.3 Ignition probability mapping showing the probability of ignition along the electric lines and equipmentWLDFRAggregatedAggregated | WLDFR | HFTD - Distribution - Tier 3 - 4QU CoRE ¦ 2QU LoRE | Non-Red Flag Warning - Catastrophic Fires | Aggregated | Aggregated | 2033 | 4.6393e-07 | 0 | 572.4174 | 0.00026556 | 2033 | Mitigation | 0.08575 | 30 | 0 | esc | 0.0012005 | 5.5695e-10 | 0.00060025 | 2.7847e-10 | 0.0015435 | 7.1607e-10
[79 empty] | WLDFR | HFTD - Distribution - Tier 3 - 4QU CoRE ¦ 1QU LoRE | Red Flag Warning - Large Fires | 2028 | 4.6288e-08 | 2.3144e-08 | 5.9513e-08 | 5.777 | 0.74734 | 3.238 | 1.7917 | 0 | 0 | 0 | 3.8557e-05 |  | 2.674e-07 | 0 | 2.674e-07 | 1.337e-07 | 0 | 1.337e-07 | 3.4381e-07 | 0 | 3.4381e-07 | [16 empty] | 7.3.1.3 Ignition probability mapping showing the probability of ignition along the electric lines and equipmentWLDFRAggregatedAggregated | WLDFR | HFTD - Distribution - Tier 3 - 4QU CoRE ¦ 2QU LoRE | Non-Red Flag Warning - Catastrophic Fires | Aggregated | Aggregated | 2034 | 4.6393e-07 | 0 | 572.4174 | 0.00026556 | 2034 | Mitigation | 0.08575 | 30 | 0 | esc | 0.0012005 | 5.5695e-10 | 0.00060025 | 2.7847e-10 | 0.0015435 | 7.1607e-10
[79 empty] | WLDFR | HFTD - Distribution - Tier 3 - 4QU CoRE ¦ 1QU LoRE | Red Flag Warning - Large Fires | 2029 | 4.6288e-08 | 2.3144e-08 | 5.9513e-08 | 5.777 | 0.74734 | 3.238 | 1.7917 | 0 | 0 | 0 | 3.8557e-05 |  | 2.674e-07 | 0 | 2.674e-07 | 1.337e-07 | 0 | 1.337e-07 | 3.4381e-07 | 0 | 3.4381e-07 | [16 empty] | 7.3.1.3 Ignition probability mapping showing the probability of ignition along the electric lines and equipmentWLDFRAggregatedAggregated | WLDFR | HFTD - Distribution - Tier 3 - 4QU CoRE ¦ 2QU LoRE | Non-Red Flag Warning - Catastrophic Fires | Aggregated | Aggregated | 2035 | 4.6393e-07 | 0 | 572.4174 | 0.00026556 | 2035 | Mitigation | 0.08575 | 30 | 0 | esc | 0.0012005 | 5.5695e-10 | 0.00060025 | 2.7847e-10 | 0.0015435 | 7.1607e-10
[79 empty] | WLDFR | HFTD - Distribution - Tier 3 - 4QU CoRE ¦ 1QU LoRE | Red Flag Warning - Large Fires | 2030 | 4.6288e-08 | 2.3144e-08 | 5.9513e-08 | 5.777 | 0.74734 | 3.238 | 1.7917 | 0 | 0 | 0 | 3.8557e-05 |  | 2.674e-07 | 0 | 2.674e-07 | 1.337e-07 | 0 | 1.337e-07 | 3.4381e-07 | 0 | 3.4381e-07 | [16 empty] | 7.3.1.3 Ignition probability mapping showing the probability of ignition along the electric lines and equipmentWLDFRAggregatedAggregated | WLDFR | HFTD - Distribution - Tier 3 - 4QU CoRE ¦ 2QU LoRE | Non-Red Flag Warning - Catastrophic Fires | Aggregated | Aggregated | 2036 | 4.6393e-07 | 0 | 572.4174 | 0.00026556 | 2036 | Mitigation | 0.08575 | 30 | 0 | esc | 0.0012005 | 5.5695e-10 | 0.00060025 | 2.7847e-10 | 0.0015435 | 7.1607e-10
[79 empty] | WLDFR | HFTD - Distribution - Tier 3 - 4QU CoRE ¦ 1QU LoRE | Red Flag Warning - Large Fires | 2031 | 4.6288e-08 | 2.3144e-08 | 5.9513e-08 | 5.777 | 0.74734 | 3.238 | 1.7917 | 0 | 0 | 0 | 3.8557e-05 |  | 2.674e-07 | 0 | 2.674e-07 | 1.337e-07 | 0 | 1.337e-07 | 3.4381e-07 | 0 | 3.4381e-07 | [16 empty] | 7.3.1.3 Ignition probability mapping showing the probability of ignition along the electric lines and equipmentWLDFRAggregatedAggregated | WLDFR | HFTD - Distribution - Tier 3 - 4QU CoRE ¦ 2QU LoRE | Non-Red Flag Warning - Catastrophic Fires | Aggregated | Aggregated | 2037 | 4.6393e-07 | 0 | 572.4174 | 0.00026556 | 2037 | Mitigation | 0.08575 | 30 | 0 | esc | 0.0012005 | 5.5695e-10 | 0.00060025 | 2.7847e-10 | 0.0015435 | 7.1607e-10
[79 empty] | WLDFR | HFTD - Distribution - Tier 3 - 4QU CoRE ¦ 1QU LoRE | Red Flag Warning - Large Fires | 2032 | 4.6288e-08 | 2.3144e-08 | 5.9513e-08 | 5.777 | 0.74734 | 3.238 | 1.7917 | 0 | 0 | 0 | 3.8557e-05 |  | 2.674e-07 | 0 | 2.674e-07 | 1.337e-07 | 0 | 1.337e-07 | 3.4381e-07 | 0 | 3.4381e-07 | [16 empty] | 7.3.1.3 Ignition probability mapping showing the probability of ignition along the electric lines and equipmentWLDFRAggregatedAggregated | WLDFR | HFTD - Distribution - Tier 3 - 4QU CoRE ¦ 2QU LoRE | Non-Red Flag Warning - Catastrophic Fires | Aggregated | Aggregated | 2038 | 4.6393e-07 | 0 | 572.4174 | 0.00026556 | 2038 | Mitigation | 0.08575 | 30 | 0 | esc | 0.0012005 | 5.5695e-10 | 0.00060025 | 2.7847e-10 | 0.0015435 | 7.1607e-10
[79 empty] | WLDFR | HFTD - Distribution - Tier 3 - 4QU CoRE ¦ 1QU LoRE | Red Flag Warning - Large Fires | 2033 | 4.6288e-08 | 2.3144e-08 | 5.9513e-08 | 6.1205 | 0.77885 | 3.4265 | 1.9151 | 0 | 0 | 0 | 3.8557e-05 |  | 2.833e-07 | 0 | 2.833e-07 | 1.4165e-07 | 0 | 1.4165e-07 | 3.6425e-07 | 0 | 3.6425e-07 | [16 empty] | 7.3.1.3 Ignition probability mapping showing the probability of ignition along the electric lines and equipmentWLDFRAggregatedAggregated | WLDFR | HFTD - Distribution - Tier 3 - 4QU CoRE ¦ 2QU LoRE | Non-Red Flag Warning - Catastrophic Fires | Aggregated | Aggregated | 2039 | 4.6393e-07 | 0 | 572.4174 | 0.00026556 | 2039 | Mitigation | 0.08575 | 30 | 0 | esc | 0.0012005 | 5.5695e-10 | 0.00060025 | 2.7847e-10 | 0.0015435 | 7.1607e-10
[79 empty] | WLDFR | HFTD - Distribution - Tier 3 - 4QU CoRE ¦ 1QU LoRE | Red Flag Warning - Large Fires | 2034 | 4.6288e-08 | 2.3144e-08 | 5.9513e-08 | 6.1205 | 0.77885 | 3.4265 | 1.9151 | 0 | 0 | 0 | 3.8557e-05 |  | 2.833e-07 | 0 | 2.833e-07 | 1.4165e-07 | 0 | 1.4165e-07 | 3.6425e-07 | 0 | 3.6425e-07 | [16 empty] | 7.3.1.3 Ignition probability mapping showing the probability of ignition along the electric lines and equipmentWLDFRAggregatedAggregated | WLDFR | HFTD - Distribution - Tier 3 - 4QU CoRE ¦ 2QU LoRE | Non-Red Flag Warning - Catastrophic Fires | Aggregated | Aggregated | 2040 | 4.6393e-07 | 0 | 572.4174 | 0.00026556 | 2040 | Mitigation | 0.08575 | 30 | 0 | esc | 0.0012005 | 5.5695e-10 | 0.00060025 | 2.7847e-10 | 0.0015435 | 7.1607e-10
[79 empty] | WLDFR | HFTD - Distribution - Tier 3 - 4QU CoRE ¦ 1QU LoRE | Red Flag Warning - Large Fires | 2035 | 4.6288e-08 | 2.3144e-08 | 5.9513e-08 | 6.1205 | 0.77885 | 3.4265 | 1.9151 | 0 | 0 | 0 | 3.8557e-05 |  | 2.833e-07 | 0 | 2.833e-07 | 1.4165e-07 | 0 | 1.4165e-07 | 3.6425e-07 | 0 | 3.6425e-07 | [16 empty] | 7.3.1.3 Ignition probability mapping showing the probability of ignition along the electric lines and equipmentWLDFRAggregatedAggregated | WLDFR | HFTD - Distribution - Tier 3 - 4QU CoRE ¦ 2QU LoRE | Non-Red Flag Warning - Catastrophic Fires | Aggregated | Aggregated | 2041 | 4.6393e-07 | 0 | 572.4174 | 0.00026556 | 2041 | Mitigation | 0.08575 | 30 | 0 | esc | 0.0012005 | 5.5695e-10 | 0.00060025 | 2.7847e-10 | 0.0015435 | 7.1607e-10
[79 empty] | WLDFR | HFTD - Distribution - Tier 3 - 4QU CoRE ¦ 1QU LoRE | Red Flag Warning - Large Fires | 2036 | 4.6288e-08 | 2.3144e-08 | 5.9513e-08 | 6.1205 | 0.77885 | 3.4265 | 1.9151 | 0 | 0 | 0 | 3.8557e-05 |  | 2.833e-07 | 0 | 2.833e-07 | 1.4165e-07 | 0 | 1.4165e-07 | 3.6425e-07 | 0 | 3.6425e-07 | [16 empty] | 7.3.1.3 Ignition probability mapping showing the probability of ignition along the electric lines and equipmentWLDFRAggregatedAggregated | WLDFR | HFTD - Distribution - Tier 3 - 4QU CoRE ¦ 2QU LoRE | Non-Red Flag Warning - Catastrophic Fires | Aggregated | Aggregated | 2042 | 4.6393e-07 | 0 | 572.4174 | 0.00026556 | 2042 | Mitigation | 0.08575 | 30 | 0 | esc | 0.0012005 | 5.5695e-10 | 0.00060025 | 2.7847e-10 | 0.0015435 | 7.1607e-10
[79 empty] | WLDFR | HFTD - Distribution - Tier 3 - 4QU CoRE ¦ 1QU LoRE | Red Flag Warning - Large Fires | 2037 | 4.6288e-08 | 2.3144e-08 | 5.9513e-08 | 6.1205 | 0.77885 | 3.4265 | 1.9151 | 0 | 0 | 0 | 3.8557e-05 |  | 2.833e-07 | 0 | 2.833e-07 | 1.4165e-07 | 0 | 1.4165e-07 | 3.6425e-07 | 0 | 3.6425e-07 | [16 empty] | 7.3.1.3 Ignition probability mapping showing the probability of ignition along the electric lines and equipmentWLDFRAggregatedAggregated | WLDFR | HFTD - Distribution - Tier 3 - 4QU CoRE ¦ 2QU LoRE | Non-Red Flag Warning - Catastrophic Fires | Aggregated | Aggregated | 2043 | 4.6393e-07 | 0 | 572.4174 | 0.00026556 | 2043 | Mitigation | 0.08575 | 30 | 0 | esc | 0.0012005 | 5.5695e-10 | 0.00060025 | 2.7847e-10 | 0.0015435 | 7.1607e-10
[79 empty] | WLDFR | HFTD - Distribution - Tier 3 - 4QU CoRE ¦ 1QU LoRE | Red Flag Warning - Large Fires | 2038 | 4.6288e-08 | 2.3144e-08 | 5.9513e-08 | 6.5028 | 0.81304 | 3.6355 | 2.0543 | 0 | 0 | 0 | 3.8557e-05 |  | 3.01e-07 | 0 | 3.01e-07 | 1.505e-07 | 0 | 1.505e-07 | 3.87e-07 | 0 | 3.87e-07 | [16 empty] | 7.3.1.3 Ignition probability mapping showing the probability of ignition along the electric lines and equipmentWLDFRAggregatedAggregated | WLDFR | HFTD - Distribution - Tier 3 - 4QU CoRE ¦ 2QU LoRE | Non-Red Flag Warning - Catastrophic Fires | Aggregated | Aggregated | 2044 | 4.6393e-07 | 0 | 572.4174 | 0.00026556 | 2044 | Mitigation | 0.08575 | 30 | 0 | esc | 0.0012005 | 5.5695e-10 | 0.00060025 | 2.7847e-10 | 0.0015435 | 7.1607e-10
[79 empty] | WLDFR | HFTD - Distribution - Tier 3 - 4QU CoRE ¦ 1QU LoRE | Red Flag Warning - Large Fires | 2039 | 4.6288e-08 | 2.3144e-08 | 5.9513e-08 | 6.5028 | 0.81304 | 3.6355 | 2.0543 | 0 | 0 | 0 | 3.8557e-05 |  | 3.01e-07 | 0 | 3.01e-07 | 1.505e-07 | 0 | 1.505e-07 | 3.87e-07 | 0 | 3.87e-07 | [16 empty] | 7.3.1.3 Ignition probability mapping showing the probability of ignition along the electric lines and equipmentWLDFRAggregatedAggregated | WLDFR | HFTD - Distribution - Tier 3 - 4QU CoRE ¦ 2QU LoRE | Non-Red Flag Warning - Catastrophic Fires | Aggregated | Aggregated | 2045 | 4.6393e-07 | 0 | 572.4174 | 0.00026556 | 2045 | Mitigation | 0.08575 | 30 | 0 | esc | 0.0012005 | 5.5695e-10 | 0.00060025 | 2.7847e-10 | 0.0015435 | 7.1607e-10
[79 empty] | WLDFR | HFTD - Distribution - Tier 3 - 4QU CoRE ¦ 1QU LoRE | Red Flag Warning - Large Fires | 2040 | 4.6288e-08 | 2.3144e-08 | 5.9513e-08 | 6.5028 | 0.81304 | 3.6355 | 2.0543 | 0 | 0 | 0 | 3.8557e-05 |  | 3.01e-07 | 0 | 3.01e-07 | 1.505e-07 | 0 | 1.505e-07 | 3.87e-07 | 0 | 3.87e-07 | [16 empty] | 7.3.1.3 Ignition probability mapping showing the probability of ignition along the electric lines and equipmentWLDFRAggregatedAggregated | WLDFR | HFTD - Distribution - Tier 3 - 4QU CoRE ¦ 2QU LoRE | Non-Red Flag Warning - Catastrophic Fires | Aggregated | Aggregated | 2046 | 4.6393e-07 | 0 | 572.4174 | 0.00026556 | 2046 | Mitigation | 0.08575 | 30 | 0 | esc | 0.0012005 | 5.5695e-10 | 0.00060025 | 2.7847e-10 | 0.0015435 | 7.1607e-10
[79 empty] | WLDFR | HFTD - Distribution - Tier 3 - 4QU CoRE ¦ 1QU LoRE | Red Flag Warning - Large Fires | 2041 | 4.6288e-08 | 2.3144e-08 | 5.9513e-08 | 6.5028 | 0.81304 | 3.6355 | 2.0543 | 0 | 0 | 0 | 3.8557e-05 |  | 3.01e-07 | 0 | 3.01e-07 | 1.505e-07 | 0 | 1.505e-07 | 3.87e-07 | 0 | 3.87e-07 | [16 empty] | 7.3.1.3 Ignition probability mapping showing the probability of ignition along the electric lines and equipmentWLDFRAggregatedAggregated | WLDFR | HFTD - Distribution - Tier 3 - 4QU CoRE ¦ 2QU LoRE | Non-Red Flag Warning - Catastrophic Fires | Aggregated | Aggregated | 2047 | 4.6393e-07 | 0 | 572.4174 | 0.00026556 | 2047 | Mitigation | 0.08575 | 30 | 0 | esc | 0.0012005 | 5.5695e-10 | 0.00060025 | 2.7847e-10 | 0.0015435 | 7.1607e-10
[79 empty] | WLDFR | HFTD - Distribution - Tier 3 - 4QU CoRE ¦ 1QU LoRE | Red Flag Warning - Large Fires | 2042 | 4.6288e-08 | 2.3144e-08 | 5.9513e-08 | 6.5028 | 0.81304 | 3.6355 | 2.0543 | 0 | 0 | 0 | 3.8557e-05 |  | 3.01e-07 | 0 | 3.01e-07 | 1.505e-07 | 0 | 1.505e-07 | 3.87e-07 | 0 | 3.87e-07 | [16 empty] | 7.3.1.3 Ignition probability mapping showing the probability of ignition along the electric lines and equipmentWLDFRAggregatedAggregated | WLDFR | HFTD - Distribution - Tier 3 - 4QU CoRE ¦ 2QU LoRE | Non-Red Flag Warning - Catastrophic Fires | Aggregated | Aggregated | 2048 | 4.6393e-07 | 0 | 572.4174 | 0.00026556 | 2048 | Mitigation | 0.08575 | 30 | 0 | esc | 0.0012005 | 5.5695e-10 | 0.00060025 | 2.7847e-10 | 0.0015435 | 7.1607e-10
[79 empty] | WLDFR | HFTD - Distribution - Tier 3 - 4QU CoRE ¦ 1QU LoRE | Red Flag Warning - Large Fires | 2043 | 4.6288e-08 | 2.3144e-08 | 5.9513e-08 | 6.9209 | 0.84944 | 3.8632 | 2.2083 | 0 | 0 | 0 | 3.8557e-05 |  | 3.2035e-07 | 0 | 3.2035e-07 | 1.6018e-07 | 0 | 1.6018e-07 | 4.1188e-07 | 0 | 4.1188e-07 | [16 empty] | 7.3.1.3 Ignition probability mapping showing the probability of ignition along the electric lines and equipmentWLDFRAggregatedAggregated | WLDFR | HFTD - Distribution - Tier 3 - 4QU CoRE ¦ 2QU LoRE | Non-Red Flag Warning - Catastrophic Fires | Aggregated | Aggregated | 2049 | 4.6393e-07 | 0 | 572.4174 | 0.00026556 | 2049 | Mitigation | 0.08575 | 30 | 0 | esc | 0.0012005 | 5.5695e-10 | 0.00060025 | 2.7847e-10 | 0.0015435 | 7.1607e-10
[79 empty] | WLDFR | HFTD - Distribution - Tier 3 - 4QU CoRE ¦ 1QU LoRE | Red Flag Warning - Large Fires | 2044 | 4.6288e-08 | 2.3144e-08 | 5.9513e-08 | 6.9209 | 0.84944 | 3.8632 | 2.2083 | 0 | 0 | 0 | 3.8557e-05 |  | 3.2035e-07 | 0 | 3.2035e-07 | 1.6018e-07 | 0 | 1.6018e-07 | 4.1188e-07 | 0 | 4.1188e-07 | [16 empty] | 7.3.1.3 Ignition probability mapping showing the probability of ignition along the electric lines and equipmentWLDFRAggregatedAggregated | WLDFR | HFTD - Distribution - Tier 3 - 4QU CoRE ¦ 2QU LoRE | Non-Red Flag Warning - Catastrophic Fires | Aggregated | Aggregated | 2050 | 4.6393e-07 | 0 | 572.4174 | 0.00026556 | 2050 | Mitigation | 0.08575 | 30 | 0 | esc | 0 | 0 | 0.00060025 | 2.7847e-10 | 0.0015435 | 7.1607e-10
[79 empty] | WLDFR | HFTD - Distribution - Tier 3 - 4QU CoRE ¦ 1QU LoRE | Red Flag Warning - Large Fires | 2045 | 4.6288e-08 | 2.3144e-08 | 5.9513e-08 | 6.9209 | 0.84944 | 3.8632 | 2.2083 | 0 | 0 | 0 | 3.8557e-05 |  | 3.2035e-07 | 0 | 3.2035e-07 | 1.6018e-07 | 0 | 1.6018e-07 | 4.1188e-07 | 0 | 4.1188e-07 | [16 empty] | 7.3.1.3 Ignition probability mapping showing the probability of ignition along the electric lines and equipmentWLDFRAggregatedAggregated | WLDFR | HFTD - Distribution - Tier 3 - 4QU CoRE ¦ 2QU LoRE | Non-Red Flag Warning - Catastrophic Fires | Aggregated | Aggregated | 2051 | 4.6393e-07 | 0 | 572.4174 | 0.00026556 | 2051 | Mitigation | 0.08575 | 30 | 0 | esc | 0 | 0 | 0 | 0 | 0.0015435 | 7.1607e-10
[79 empty] | WLDFR | HFTD - Distribution - Tier 3 - 4QU CoRE ¦ 1QU LoRE | Red Flag Warning - Large Fires | 2046 | 4.6288e-08 | 2.3144e-08 | 5.9513e-08 | 6.9209 | 0.84944 | 3.8632 | 2.2083 | 0 | 0 | 0 | 3.8557e-05 |  | 3.2035e-07 | 0 | 3.2035e-07 | 1.6018e-07 | 0 | 1.6018e-07 | 4.1188e-07 | 0 | 4.1188e-07 | [16 empty] | 7.3.1.3 Ignition probability mapping showing the probability of ignition along the electric lines and equipmentWLDFRAggregatedAggregated | WLDFR | HFTD - Distribution - Tier 3 - 4QU CoRE ¦ 2QU LoRE | Non-Red Flag Warning - Destructive Fires | Aggregated | Aggregated | 2021 | 5.8409e-07 | 0 | 572.4174 | 0.00033434 | 2021 | Mitigation | 0.08575 | 30 | 0 | esc | 0.0012005 | 7.0119e-10 | 0.00060025 | 3.506e-10 | 0 | 0
[79 empty] | WLDFR | HFTD - Distribution - Tier 3 - 4QU CoRE ¦ 1QU LoRE | Red Flag Warning - Large Fires | 2047 | 4.6288e-08 | 2.3144e-08 | 5.9513e-08 | 6.9209 | 0.84944 | 3.8632 | 2.2083 | 0 | 0 | 0 | 3.8557e-05 |  | 3.2035e-07 | 0 | 3.2035e-07 | 1.6018e-07 | 0 | 1.6018e-07 | 4.1188e-07 | 0 | 4.1188e-07 | [16 empty] | 7.3.1.3 Ignition probability mapping showing the probability of ignition along the electric lines and equipmentWLDFRAggregatedAggregated | WLDFR | HFTD - Distribution - Tier 3 - 4QU CoRE ¦ 2QU LoRE | Non-Red Flag Warning - Destructive Fires | Aggregated | Aggregated | 2022 | 5.8409e-07 | 0 | 572.4174 | 0.00033434 | 2022 | Mitigation | 0.08575 | 30 | 0 | esc | 0.0012005 | 7.0119e-10 | 0.00060025 | 3.506e-10 | 0.0015435 | 9.0154e-10
[79 empty] | WLDFR | HFTD - Distribution - Tier 3 - 4QU CoRE ¦ 1QU LoRE | Red Flag Warning - Large Fires | 2048 | 4.6288e-08 | 2.3144e-08 | 5.9513e-08 | 7.3713 | 0.88759 | 4.1075 | 2.3763 | 0 | 0 | 0 | 3.8557e-05 |  | 3.412e-07 | 0 | 3.412e-07 | 1.706e-07 | 0 | 1.706e-07 | 4.3869e-07 | 0 | 4.3869e-07 | [16 empty] | 7.3.1.3 Ignition probability mapping showing the probability of ignition along the electric lines and equipmentWLDFRAggregatedAggregated | WLDFR | HFTD - Distribution - Tier 3 - 4QU CoRE ¦ 2QU LoRE | Non-Red Flag Warning - Destructive Fires | Aggregated | Aggregated | 2023 | 5.8409e-07 | 0 | 572.4174 | 0.00033434 | 2023 | Mitigation | 0.08575 | 30 | 0 | esc | 0.0012005 | 7.0119e-10 | 0.00060025 | 3.506e-10 | 0.0015435 | 9.0154e-10
[79 empty] | WLDFR | HFTD - Distribution - Tier 3 - 4QU CoRE ¦ 1QU LoRE | Red Flag Warning - Large Fires | 2049 | 4.6288e-08 | 2.3144e-08 | 5.9513e-08 | 7.3713 | 0.88759 | 4.1075 | 2.3763 | 0 | 0 | 0 | 3.8557e-05 |  | 3.412e-07 | 0 | 3.412e-07 | 1.706e-07 | 0 | 1.706e-07 | 4.3869e-07 | 0 | 4.3869e-07 | [16 empty] | 7.3.1.3 Ignition probability mapping showing the probability of ignition along the electric lines and equipmentWLDFRAggregatedAggregated | WLDFR | HFTD - Distribution - Tier 3 - 4QU CoRE ¦ 2QU LoRE | Non-Red Flag Warning - Destructive Fires | Aggregated | Aggregated | 2024 | 5.8409e-07 | 0 | 572.4174 | 0.00033434 | 2024 | Mitigation | 0.08575 | 30 | 0 | esc | 0.0012005 | 7.0119e-10 | 0.00060025 | 3.506e-10 | 0.0015435 | 9.0154e-10
[79 empty] | WLDFR | HFTD - Distribution - Tier 3 - 4QU CoRE ¦ 1QU LoRE | Red Flag Warning - Large Fires | 2050 | 0 | 2.3144e-08 | 5.9513e-08 | 7.3713 | 0.88759 | 4.1075 | 2.3763 | 0 | 0 | 0 | 3.8557e-05 |  | 0 | 0 | 0 | 1.706e-07 | 0 | 1.706e-07 | 4.3869e-07 | 0 | 4.3869e-07 | [16 empty] | 7.3.1.3 Ignition probability mapping showing the probability of ignition along the electric lines and equipmentWLDFRAggregatedAggregated | WLDFR | HFTD - Distribution - Tier 3 - 4QU CoRE ¦ 2QU LoRE | Non-Red Flag Warning - Destructive Fires | Aggregated | Aggregated | 2025 | 5.8409e-07 | 0 | 572.4174 | 0.00033434 | 2025 | Mitigation | 0.08575 | 30 | 0 | esc | 0.0012005 | 7.0119e-10 | 0.00060025 | 3.506e-10 | 0.0015435 | 9.0154e-10
[79 empty] | WLDFR | HFTD - Distribution - Tier 3 - 4QU CoRE ¦ 1QU LoRE | Red Flag Warning - Large Fires | 2051 | 0 | 0 | 5.9513e-08 | 7.3713 | 0.88759 | 4.1075 | 2.3763 | 0 | 0 | 0 | 3.8557e-05 |  | 0 | 0 | 0 | 0 | 0 | 0 | 4.3869e-07 | 0 | 4.3869e-07 | [16 empty] | 7.3.1.3 Ignition probability mapping showing the probability of ignition along the electric lines and equipmentWLDFRAggregatedAggregated | WLDFR | HFTD - Distribution - Tier 3 - 4QU CoRE ¦ 2QU LoRE | Non-Red Flag Warning - Destructive Fires | Aggregated | Aggregated | 2026 | 5.8409e-07 | 0 | 572.4174 | 0.00033434 | 2026 | Mitigation | 0.08575 | 30 | 0 | esc | 0.0012005 | 7.0119e-10 | 0.00060025 | 3.506e-10 | 0.0015435 | 9.0154e-10
[79 empty] | WLDFR | HFTD - Distribution - Tier 3 - 4QU CoRE ¦ 1QU LoRE | Red Flag Warning - Small Fires | 2020 | 1.3456e-06 | 0 | 0 | 0.077901 | 0.036425 | 0.0015809 | 0.039895 | 0 | 0 | 0 | 0.0011208 |  | 1.0482e-07 | 0 | 1.0482e-07 | 0 | 0 | 0 | 0 | 0 | 0 | [16 empty] | 7.3.1.3 Ignition probability mapping showing the probability of ignition along the electric lines and equipmentWLDFRAggregatedAggregated | WLDFR | HFTD - Distribution - Tier 3 - 4QU CoRE ¦ 2QU LoRE | Non-Red Flag Warning - Destructive Fires | Aggregated | Aggregated | 2027 | 5.8409e-07 | 0 | 572.4174 | 0.00033434 | 2027 | Mitigation | 0.08575 | 30 | 0 | esc | 0.0012005 | 7.0119e-10 | 0.00060025 | 3.506e-10 | 0.0015435 | 9.0154e-10
[79 empty] | WLDFR | HFTD - Distribution - Tier 3 - 4QU CoRE ¦ 1QU LoRE | Red Flag Warning - Small Fires | 2021 | 1.3456e-06 | 6.7278e-07 | 0 | 0.077901 | 0.036425 | 0.0015809 | 0.039895 | 0 | 0 | 0 | 0.0011208 |  | 1.0482e-07 | 0 | 1.0482e-07 | 5.241e-08 | 0 | 5.241e-08 | 0 | 0 | 0 | [16 empty] | 7.3.1.3 Ignition probability mapping showing the probability of ignition along the electric lines and equipmentWLDFRAggregatedAggregated | WLDFR | HFTD - Distribution - Tier 3 - 4QU CoRE ¦ 2QU LoRE | Non-Red Flag Warning - Destructive Fires | Aggregated | Aggregated | 2028 | 5.8409e-07 | 0 | 572.4174 | 0.00033434 | 2028 | Mitigation | 0.08575 | 30 | 0 | esc | 0.0012005 | 7.0119e-10 | 0.00060025 | 3.506e-10 | 0.0015435 | 9.0154e-10
[79 empty] | WLDFR | HFTD - Distribution - Tier 3 - 4QU CoRE ¦ 1QU LoRE | Red Flag Warning - Small Fires | 2022 | 1.3456e-06 | 6.7278e-07 | 1.73e-06 | 0.077901 | 0.036425 | 0.0015809 | 0.039895 | 0 | 0 | 0 | 0.0011208 |  | 1.0482e-07 | 0 | 1.0482e-07 | 5.241e-08 | 0 | 5.241e-08 | 1.3477e-07 | 0 | 1.3477e-07 | [16 empty] | 7.3.1.3 Ignition probability mapping showing the probability of ignition along the electric lines and equipmentWLDFRAggregatedAggregated | WLDFR | HFTD - Distribution - Tier 3 - 4QU CoRE ¦ 2QU LoRE | Non-Red Flag Warning - Destructive Fires | Aggregated | Aggregated | 2029 | 5.8409e-07 | 0 | 572.4174 | 0.00033434 | 2029 | Mitigation | 0.08575 | 30 | 0 | esc | 0.0012005 | 7.0119e-10 | 0.00060025 | 3.506e-10 | 0.0015435 | 9.0154e-10
[79 empty] | WLDFR | HFTD - Distribution - Tier 3 - 4QU CoRE ¦ 1QU LoRE | Red Flag Warning - Small Fires | 2023 | 1.3456e-06 | 6.7278e-07 | 1.73e-06 | 0.080408 | 0.03759 | 0.0016314 | 0.041187 | 0 | 0 | 0 | 0.0011208 |  | 1.0819e-07 | 0 | 1.0819e-07 | 5.4097e-08 | 0 | 5.4097e-08 | 1.3911e-07 | 0 | 1.3911e-07 | [16 empty] | 7.3.1.3 Ignition probability mapping showing the probability of ignition along the electric lines and equipmentWLDFRAggregatedAggregated | WLDFR | HFTD - Distribution - Tier 3 - 4QU CoRE ¦ 2QU LoRE | Non-Red Flag Warning - Destructive Fires | Aggregated | Aggregated | 2030 | 5.8409e-07 | 0 | 572.4174 | 0.00033434 | 2030 | Mitigation | 0.08575 | 30 | 0 | esc | 0.0012005 | 7.0119e-10 | 0.00060025 | 3.506e-10 | 0.0015435 | 9.0154e-10
[79 empty] | WLDFR | HFTD - Distribution - Tier 3 - 4QU CoRE ¦ 1QU LoRE | Red Flag Warning - Small Fires | 2024 | 1.3456e-06 | 6.7278e-07 | 1.73e-06 | 0.080408 | 0.03759 | 0.0016314 | 0.041187 | 0 | 0 | 0 | 0.0011208 |  | 1.0819e-07 | 0 | 1.0819e-07 | 5.4097e-08 | 0 | 5.4097e-08 | 1.3911e-07 | 0 | 1.3911e-07 | [16 empty] | 7.3.1.3 Ignition probability mapping showing the probability of ignition along the electric lines and equipmentWLDFRAggregatedAggregated | WLDFR | HFTD - Distribution - Tier 3 - 4QU CoRE ¦ 2QU LoRE | Non-Red Flag Warning - Destructive Fires | Aggregated | Aggregated | 2031 | 5.8409e-07 | 0 | 572.4174 | 0.00033434 | 2031 | Mitigation | 0.08575 | 30 | 0 | esc | 0.0012005 | 7.0119e-10 | 0.00060025 | 3.506e-10 | 0.0015435 | 9.0154e-10
[79 empty] | WLDFR | HFTD - Distribution - Tier 3 - 4QU CoRE ¦ 1QU LoRE | Red Flag Warning - Small Fires | 2025 | 1.3456e-06 | 6.7278e-07 | 1.73e-06 | 0.080408 | 0.03759 | 0.0016314 | 0.041187 | 0 | 0 | 0 | 0.0011208 |  | 1.0819e-07 | 0 | 1.0819e-07 | 5.4097e-08 | 0 | 5.4097e-08 | 1.3911e-07 | 0 | 1.3911e-07 | [16 empty] | 7.3.1.3 Ignition probability mapping showing the probability of ignition along the electric lines and equipmentWLDFRAggregatedAggregated | WLDFR | HFTD - Distribution - Tier 3 - 4QU CoRE ¦ 2QU LoRE | Non-Red Flag Warning - Destructive Fires | Aggregated | Aggregated | 2032 | 5.8409e-07 | 0 | 572.4174 | 0.00033434 | 2032 | Mitigation | 0.08575 | 30 | 0 | esc | 0.0012005 | 7.0119e-10 | 0.00060025 | 3.506e-10 | 0.0015435 | 9.0154e-10
[79 empty] | WLDFR | HFTD - Distribution - Tier 3 - 4QU CoRE ¦ 1QU LoRE | Red Flag Warning - Small Fires | 2026 | 1.3456e-06 | 6.7278e-07 | 1.73e-06 | 0.080408 | 0.03759 | 0.0016314 | 0.041187 | 0 | 0 | 0 | 0.0011208 |  | 1.0819e-07 | 0 | 1.0819e-07 | 5.4097e-08 | 0 | 5.4097e-08 | 1.3911e-07 | 0 | 1.3911e-07 | [16 empty] | 7.3.1.3 Ignition probability mapping showing the probability of ignition along the electric lines and equipmentWLDFRAggregatedAggregated | WLDFR | HFTD - Distribution - Tier 3 - 4QU CoRE ¦ 2QU LoRE | Non-Red Flag Warning - Destructive Fires | Aggregated | Aggregated | 2033 | 5.8409e-07 | 0 | 572.4174 | 0.00033434 | 2033 | Mitigation | 0.08575 | 30 | 0 | esc | 0.0012005 | 7.0119e-10 | 0.00060025 | 3.506e-10 | 0.0015435 | 9.0154e-10
[79 empty] | WLDFR | HFTD - Distribution - Tier 3 - 4QU CoRE ¦ 1QU LoRE | Red Flag Warning - Small Fires | 2027 | 1.3456e-06 | 6.7278e-07 | 1.73e-06 | 0.080408 | 0.03759 | 0.0016314 | 0.041187 | 0 | 0 | 0 | 0.0011208 |  | 1.0819e-07 | 0 | 1.0819e-07 | 5.4097e-08 | 0 | 5.4097e-08 | 1.3911e-07 | 0 | 1.3911e-07 | [16 empty] | 7.3.1.3 Ignition probability mapping showing the probability of ignition along the electric lines and equipmentWLDFRAggregatedAggregated | WLDFR | HFTD - Distribution - Tier 3 - 4QU CoRE ¦ 2QU LoRE | Non-Red Flag Warning - Destructive Fires | Aggregated | Aggregated | 2034 | 5.8409e-07 | 0 | 572.4174 | 0.00033434 | 2034 | Mitigation | 0.08575 | 30 | 0 | esc | 0.0012005 | 7.0119e-10 | 0.00060025 | 3.506e-10 | 0.0015435 | 9.0154e-10
[79 empty] | WLDFR | HFTD - Distribution - Tier 3 - 4QU CoRE ¦ 1QU LoRE | Red Flag Warning - Small Fires | 2028 | 1.3456e-06 | 6.7278e-07 | 1.73e-06 | 0.083606 | 0.039055 | 0.001695 | 0.042856 | 0 | 0 | 0 | 0.0011208 |  | 1.125e-07 | 0 | 1.125e-07 | 5.6249e-08 | 0 | 5.6249e-08 | 1.4464e-07 | 0 | 1.4464e-07 | [16 empty] | 7.3.1.3 Ignition probability mapping showing the probability of ignition along the electric lines and equipmentWLDFRAggregatedAggregated | WLDFR | HFTD - Distribution - Tier 3 - 4QU CoRE ¦ 2QU LoRE | Non-Red Flag Warning - Destructive Fires | Aggregated | Aggregated | 2035 | 5.8409e-07 | 0 | 572.4174 | 0.00033434 | 2035 | Mitigation | 0.08575 | 30 | 0 | esc | 0.0012005 | 7.0119e-10 | 0.00060025 | 3.506e-10 | 0.0015435 | 9.0154e-10
[79 empty] | WLDFR | HFTD - Distribution - Tier 3 - 4QU CoRE ¦ 1QU LoRE | Red Flag Warning - Small Fires | 2029 | 1.3456e-06 | 6.7278e-07 | 1.73e-06 | 0.083606 | 0.039055 | 0.001695 | 0.042856 | 0 | 0 | 0 | 0.0011208 |  | 1.125e-07 | 0 | 1.125e-07 | 5.6249e-08 | 0 | 5.6249e-08 | 1.4464e-07 | 0 | 1.4464e-07 | [16 empty] | 7.3.1.3 Ignition probability mapping showing the probability of ignition along the electric lines and equipmentWLDFRAggregatedAggregated | WLDFR | HFTD - Distribution - Tier 3 - 4QU CoRE ¦ 2QU LoRE | Non-Red Flag Warning - Destructive Fires | Aggregated | Aggregated | 2036 | 5.8409e-07 | 0 | 572.4174 | 0.00033434 | 2036 | Mitigation | 0.08575 | 30 | 0 | esc | 0.0012005 | 7.0119e-10 | 0.00060025 | 3.506e-10 | 0.0015435 | 9.0154e-10
[79 empty] | WLDFR | HFTD - Distribution - Tier 3 - 4QU CoRE ¦ 1QU LoRE | Red Flag Warning - Small Fires | 2030 | 1.3456e-06 | 6.7278e-07 | 1.73e-06 | 0.083606 | 0.039055 | 0.001695 | 0.042856 | 0 | 0 | 0 | 0.0011208 |  | 1.125e-07 | 0 | 1.125e-07 | 5.6249e-08 | 0 | 5.6249e-08 | 1.4464e-07 | 0 | 1.4464e-07 | [16 empty] | 7.3.1.3 Ignition probability mapping showing the probability of ignition along the electric lines and equipmentWLDFRAggregatedAggregated | WLDFR | HFTD - Distribution - Tier 3 - 4QU CoRE ¦ 2QU LoRE | Non-Red Flag Warning - Destructive Fires | Aggregated | Aggregated | 2037 | 5.8409e-07 | 0 | 572.4174 | 0.00033434 | 2037 | Mitigation | 0.08575 | 30 | 0 | esc | 0.0012005 | 7.0119e-10 | 0.00060025 | 3.506e-10 | 0.0015435 | 9.0154e-10
[79 empty] | WLDFR | HFTD - Distribution - Tier 3 - 4QU CoRE ¦ 1QU LoRE | Red Flag Warning - Small Fires | 2031 | 1.3456e-06 | 6.7278e-07 | 1.73e-06 | 0.083606 | 0.039055 | 0.001695 | 0.042856 | 0 | 0 | 0 | 0.0011208 |  | 1.125e-07 | 0 | 1.125e-07 | 5.6249e-08 | 0 | 5.6249e-08 | 1.4464e-07 | 0 | 1.4464e-07 | [16 empty] | 7.3.1.3 Ignition probability mapping showing the probability of ignition along the electric lines and equipmentWLDFRAggregatedAggregated | WLDFR | HFTD - Distribution - Tier 3 - 4QU CoRE ¦ 2QU LoRE | Non-Red Flag Warning - Destructive Fires | Aggregated | Aggregated | 2038 | 5.8409e-07 | 0 | 572.4174 | 0.00033434 | 2038 | Mitigation | 0.08575 | 30 | 0 | esc | 0.0012005 | 7.0119e-10 | 0.00060025 | 3.506e-10 | 0.0015435 | 9.0154e-10
[79 empty] | WLDFR | HFTD - Distribution - Tier 3 - 4QU CoRE ¦ 1QU LoRE | Red Flag Warning - Small Fires | 2032 | 1.3456e-06 | 6.7278e-07 | 1.73e-06 | 0.083606 | 0.039055 | 0.001695 | 0.042856 | 0 | 0 | 0 | 0.0011208 |  | 1.125e-07 | 0 | 1.125e-07 | 5.6249e-08 | 0 | 5.6249e-08 | 1.4464e-07 | 0 | 1.4464e-07 | [16 empty] | 7.3.1.3 Ignition probability mapping showing the probability of ignition along the electric lines and equipmentWLDFRAggregatedAggregated | WLDFR | HFTD - Distribution - Tier 3 - 4QU CoRE ¦ 2QU LoRE | Non-Red Flag Warning - Destructive Fires | Aggregated | Aggregated | 2039 | 5.8409e-07 | 0 | 572.4174 | 0.00033434 | 2039 | Mitigation | 0.08575 | 30 | 0 | esc | 0.0012005 | 7.0119e-10 | 0.00060025 | 3.506e-10 | 0.0015435 | 9.0154e-10
[79 empty] | WLDFR | HFTD - Distribution - Tier 3 - 4QU CoRE ¦ 1QU LoRE | Red Flag Warning - Small Fires | 2033 | 1.3456e-06 | 6.7278e-07 | 1.73e-06 | 0.087211 | 0.040679 | 0.0017655 | 0.044766 | 0 | 0 | 0 | 0.0011208 |  | 1.1735e-07 | 0 | 1.1735e-07 | 5.8674e-08 | 0 | 5.8674e-08 | 1.5088e-07 | 0 | 1.5088e-07 | [16 empty] | 7.3.1.3 Ignition probability mapping showing the probability of ignition along the electric lines and equipmentWLDFRAggregatedAggregated | WLDFR | HFTD - Distribution - Tier 3 - 4QU CoRE ¦ 2QU LoRE | Non-Red Flag Warning - Destructive Fires | Aggregated | Aggregated | 2040 | 5.8409e-07 | 0 | 572.4174 | 0.00033434 | 2040 | Mitigation | 0.08575 | 30 | 0 | esc | 0.0012005 | 7.0119e-10 | 0.00060025 | 3.506e-10 | 0.0015435 | 9.0154e-10
[79 empty] | WLDFR | HFTD - Distribution - Tier 3 - 4QU CoRE ¦ 1QU LoRE | Red Flag Warning - Small Fires | 2034 | 1.3456e-06 | 6.7278e-07 | 1.73e-06 | 0.087211 | 0.040679 | 0.0017655 | 0.044766 | 0 | 0 | 0 | 0.0011208 |  | 1.1735e-07 | 0 | 1.1735e-07 | 5.8674e-08 | 0 | 5.8674e-08 | 1.5088e-07 | 0 | 1.5088e-07 | [16 empty] | 7.3.1.3 Ignition probability mapping showing the probability of ignition along the electric lines and equipmentWLDFRAggregatedAggregated | WLDFR | HFTD - Distribution - Tier 3 - 4QU CoRE ¦ 2QU LoRE | Non-Red Flag Warning - Destructive Fires | Aggregated | Aggregated | 2041 | 5.8409e-07 | 0 | 572.4174 | 0.00033434 | 2041 | Mitigation | 0.08575 | 30 | 0 | esc | 0.0012005 | 7.0119e-10 | 0.00060025 | 3.506e-10 | 0.0015435 | 9.0154e-10
[79 empty] | WLDFR | HFTD - Distribution - Tier 3 - 4QU CoRE ¦ 1QU LoRE | Red Flag Warning - Small Fires | 2035 | 1.3456e-06 | 6.7278e-07 | 1.73e-06 | 0.087211 | 0.040679 | 0.0017655 | 0.044766 | 0 | 0 | 0 | 0.0011208 |  | 1.1735e-07 | 0 | 1.1735e-07 | 5.8674e-08 | 0 | 5.8674e-08 | 1.5088e-07 | 0 | 1.5088e-07 | [16 empty] | 7.3.1.3 Ignition probability mapping showing the probability of ignition along the electric lines and equipmentWLDFRAggregatedAggregated | WLDFR | HFTD - Distribution - Tier 3 - 4QU CoRE ¦ 2QU LoRE | Non-Red Flag Warning - Destructive Fires | Aggregated | Aggregated | 2042 | 5.8409e-07 | 0 | 572.4174 | 0.00033434 | 2042 | Mitigation | 0.08575 | 30 | 0 | esc | 0.0012005 | 7.0119e-10 | 0.00060025 | 3.506e-10 | 0.0015435 | 9.0154e-10
[79 empty] | WLDFR | HFTD - Distribution - Tier 3 - 4QU CoRE ¦ 1QU LoRE | Red Flag Warning - Small Fires | 2036 | 1.3456e-06 | 6.7278e-07 | 1.73e-06 | 0.087211 | 0.040679 | 0.0017655 | 0.044766 | 0 | 0 | 0 | 0.0011208 |  | 1.1735e-07 | 0 | 1.1735e-07 | 5.8674e-08 | 0 | 5.8674e-08 | 1.5088e-07 | 0 | 1.5088e-07 | [16 empty] | 7.3.1.3 Ignition probability mapping showing the probability of ignition along the electric lines and equipmentWLDFRAggregatedAggregated | WLDFR | HFTD - Distribution - Tier 3 - 4QU CoRE ¦ 2QU LoRE | Non-Red Flag Warning - Destructive Fires | Aggregated | Aggregated | 2043 | 5.8409e-07 | 0 | 572.4174 | 0.00033434 | 2043 | Mitigation | 0.08575 | 30 | 0 | esc | 0.0012005 | 7.0119e-10 | 0.00060025 | 3.506e-10 | 0.0015435 | 9.0154e-10
[79 empty] | WLDFR | HFTD - Distribution - Tier 3 - 4QU CoRE ¦ 1QU LoRE | Red Flag Warning - Small Fires | 2037 | 1.3456e-06 | 6.7278e-07 | 1.73e-06 | 0.087211 | 0.040679 | 0.0017655 | 0.044766 | 0 | 0 | 0 | 0.0011208 |  | 1.1735e-07 | 0 | 1.1735e-07 | 5.8674e-08 | 0 | 5.8674e-08 | 1.5088e-07 | 0 | 1.5088e-07 | [16 empty] | 7.3.1.3 Ignition probability mapping showing the probability of ignition along the electric lines and equipmentWLDFRAggregatedAggregated | WLDFR | HFTD - Distribution - Tier 3 - 4QU CoRE ¦ 2QU LoRE | Non-Red Flag Warning - Destructive Fires | Aggregated | Aggregated | 2044 | 5.8409e-07 | 0 | 572.4174 | 0.00033434 | 2044 | Mitigation | 0.08575 | 30 | 0 | esc | 0.0012005 | 7.0119e-10 | 0.00060025 | 3.506e-10 | 0.0015435 | 9.0154e-10
[79 empty] | WLDFR | HFTD - Distribution - Tier 3 - 4QU CoRE ¦ 1QU LoRE | Red Flag Warning - Small Fires | 2038 | 1.3456e-06 | 6.7278e-07 | 1.73e-06 | 0.091184 | 0.042438 | 0.0018418 | 0.046905 | 0 | 0 | 0 | 0.0011208 |  | 1.2269e-07 | 0 | 1.2269e-07 | 6.1347e-08 | 0 | 6.1347e-08 | 1.5775e-07 | 0 | 1.5775e-07 | [16 empty] | 7.3.1.3 Ignition probability mapping showing the probability of ignition along the electric lines and equipmentWLDFRAggregatedAggregated | WLDFR | HFTD - Distribution - Tier 3 - 4QU CoRE ¦ 2QU LoRE | Non-Red Flag Warning - Destructive Fires | Aggregated | Aggregated | 2045 | 5.8409e-07 | 0 | 572.4174 | 0.00033434 | 2045 | Mitigation | 0.08575 | 30 | 0 | esc | 0.0012005 | 7.0119e-10 | 0.00060025 | 3.506e-10 | 0.0015435 | 9.0154e-10
[79 empty] | WLDFR | HFTD - Distribution - Tier 3 - 4QU CoRE ¦ 1QU LoRE | Red Flag Warning - Small Fires | 2039 | 1.3456e-06 | 6.7278e-07 | 1.73e-06 | 0.091184 | 0.042438 | 0.0018418 | 0.046905 | 0 | 0 | 0 | 0.0011208 |  | 1.2269e-07 | 0 | 1.2269e-07 | 6.1347e-08 | 0 | 6.1347e-08 | 1.5775e-07 | 0 | 1.5775e-07 | [16 empty] | 7.3.1.3 Ignition probability mapping showing the probability of ignition along the electric lines and equipmentWLDFRAggregatedAggregated | WLDFR | HFTD - Distribution - Tier 3 - 4QU CoRE ¦ 2QU LoRE | Non-Red Flag Warning - Destructive Fires | Aggregated | Aggregated | 2046 | 5.8409e-07 | 0 | 572.4174 | 0.00033434 | 2046 | Mitigation | 0.08575 | 30 | 0 | esc | 0.0012005 | 7.0119e-10 | 0.00060025 | 3.506e-10 | 0.0015435 | 9.0154e-10
[79 empty] | WLDFR | HFTD - Distribution - Tier 3 - 4QU CoRE ¦ 1QU LoRE | Red Flag Warning - Small Fires | 2040 | 1.3456e-06 | 6.7278e-07 | 1.73e-06 | 0.091184 | 0.042438 | 0.0018418 | 0.046905 | 0 | 0 | 0 | 0.0011208 |  | 1.2269e-07 | 0 | 1.2269e-07 | 6.1347e-08 | 0 | 6.1347e-08 | 1.5775e-07 | 0 | 1.5775e-07 | [16 empty] | 7.3.1.3 Ignition probability mapping showing the probability of ignition along the electric lines and equipmentWLDFRAggregatedAggregated | WLDFR | HFTD - Distribution - Tier 3 - 4QU CoRE ¦ 2QU LoRE | Non-Red Flag Warning - Destructive Fires | Aggregated | Aggregated | 2047 | 5.8409e-07 | 0 | 572.4174 | 0.00033434 | 2047 | Mitigation | 0.08575 | 30 | 0 | esc | 0.0012005 | 7.0119e-10 | 0.00060025 | 3.506e-10 | 0.0015435 | 9.0154e-10
[79 empty] | WLDFR | HFTD - Distribution - Tier 3 - 4QU CoRE ¦ 1QU LoRE | Red Flag Warning - Small Fires | 2041 | 1.3456e-06 | 6.7278e-07 | 1.73e-06 | 0.091184 | 0.042438 | 0.0018418 | 0.046905 | 0 | 0 | 0 | 0.0011208 |  | 1.2269e-07 | 0 | 1.2269e-07 | 6.1347e-08 | 0 | 6.1347e-08 | 1.5775e-07 | 0 | 1.5775e-07 | [16 empty] | 7.3.1.3 Ignition probability mapping showing the probability of ignition along the electric lines and equipmentWLDFRAggregatedAggregated | WLDFR | HFTD - Distribution - Tier 3 - 4QU CoRE ¦ 2QU LoRE | Non-Red Flag Warning - Destructive Fires | Aggregated | Aggregated | 2048 | 5.8409e-07 | 0 | 572.4174 | 0.00033434 | 2048 | Mitigation | 0.08575 | 30 | 0 | esc | 0.0012005 | 7.0119e-10 | 0.00060025 | 3.506e-10 | 0.0015435 | 9.0154e-10
[79 empty] | WLDFR | HFTD - Distribution - Tier 3 - 4QU CoRE ¦ 1QU LoRE | Red Flag Warning - Small Fires | 2042 | 1.3456e-06 | 6.7278e-07 | 1.73e-06 | 0.091184 | 0.042438 | 0.0018418 | 0.046905 | 0 | 0 | 0 | 0.0011208 |  | 1.2269e-07 | 0 | 1.2269e-07 | 6.1347e-08 | 0 | 6.1347e-08 | 1.5775e-07 | 0 | 1.5775e-07 | [16 empty] | 7.3.1.3 Ignition probability mapping showing the probability of ignition along the electric lines and equipmentWLDFRAggregatedAggregated | WLDFR | HFTD - Distribution - Tier 3 - 4QU CoRE ¦ 2QU LoRE | Non-Red Flag Warning - Destructive Fires | Aggregated | Aggregated | 2049 | 5.8409e-07 | 0 | 572.4174 | 0.00033434 | 2049 | Mitigation | 0.08575 | 30 | 0 | esc | 0.0012005 | 7.0119e-10 | 0.00060025 | 3.506e-10 | 0.0015435 | 9.0154e-10
[79 empty] | WLDFR | HFTD - Distribution - Tier 3 - 4QU CoRE ¦ 1QU LoRE | Red Flag Warning - Small Fires | 2043 | 1.3456e-06 | 6.7278e-07 | 1.73e-06 | 0.095486 | 0.044306 | 0.0019228 | 0.049257 | 0 | 0 | 0 | 0.0011208 |  | 1.2848e-07 | 0 | 1.2848e-07 | 6.4241e-08 | 0 | 6.4241e-08 | 1.6519e-07 | 0 | 1.6519e-07 | [16 empty] | 7.3.1.3 Ignition probability mapping showing the probability of ignition along the electric lines and equipmentWLDFRAggregatedAggregated | WLDFR | HFTD - Distribution - Tier 3 - 4QU CoRE ¦ 2QU LoRE | Non-Red Flag Warning - Destructive Fires | Aggregated | Aggregated | 2050 | 5.8409e-07 | 0 | 572.4174 | 0.00033434 | 2050 | Mitigation | 0.08575 | 30 | 0 | esc | 0 | 0 | 0.00060025 | 3.506e-10 | 0.0015435 | 9.0154e-10
[79 empty] | WLDFR | HFTD - Distribution - Tier 3 - 4QU CoRE ¦ 1QU LoRE | Red Flag Warning - Small Fires | 2044 | 1.3456e-06 | 6.7278e-07 | 1.73e-06 | 0.095486 | 0.044306 | 0.0019228 | 0.049257 | 0 | 0 | 0 | 0.0011208 |  | 1.2848e-07 | 0 | 1.2848e-07 | 6.4241e-08 | 0 | 6.4241e-08 | 1.6519e-07 | 0 | 1.6519e-07 | [16 empty] | 7.3.1.3 Ignition probability mapping showing the probability of ignition along the electric lines and equipmentWLDFRAggregatedAggregated | WLDFR | HFTD - Distribution - Tier 3 - 4QU CoRE ¦ 2QU LoRE | Non-Red Flag Warning - Destructive Fires | Aggregated | Aggregated | 2051 | 5.8409e-07 | 0 | 572.4174 | 0.00033434 | 2051 | Mitigation | 0.08575 | 30 | 0 | esc | 0 | 0 | 0 | 0 | 0.0015435 | 9.0154e-10
[79 empty] | WLDFR | HFTD - Distribution - Tier 3 - 4QU CoRE ¦ 1QU LoRE | Red Flag Warning - Small Fires | 2045 | 1.3456e-06 | 6.7278e-07 | 1.73e-06 | 0.095486 | 0.044306 | 0.0019228 | 0.049257 | 0 | 0 | 0 | 0.0011208 |  | 1.2848e-07 | 0 | 1.2848e-07 | 6.4241e-08 | 0 | 6.4241e-08 | 1.6519e-07 | 0 | 1.6519e-07 | [16 empty] | 7.3.1.3 Ignition probability mapping showing the probability of ignition along the electric lines and equipmentWLDFRAggregatedAggregated | WLDFR | HFTD - Distribution - Tier 3 - 4QU CoRE ¦ 2QU LoRE | Non-Red Flag Warning - Large Fires | Aggregated | Aggregated | 2021 | 1.4075e-05 | 0 | 572.4174 | 0.0080569 | 2021 | Mitigation | 0.08575 | 30 | 0 | esc | 0.0012005 | 1.6897e-08 | 0.00060025 | 8.4486e-09 | 0 | 0
[79 empty] | WLDFR | HFTD - Distribution - Tier 3 - 4QU CoRE ¦ 1QU LoRE | Red Flag Warning - Small Fires | 2046 | 1.3456e-06 | 6.7278e-07 | 1.73e-06 | 0.095486 | 0.044306 | 0.0019228 | 0.049257 | 0 | 0 | 0 | 0.0011208 |  | 1.2848e-07 | 0 | 1.2848e-07 | 6.4241e-08 | 0 | 6.4241e-08 | 1.6519e-07 | 0 | 1.6519e-07 | [16 empty] | 7.3.1.3 Ignition probability mapping showing the probability of ignition along the electric lines and equipmentWLDFRAggregatedAggregated | WLDFR | HFTD - Distribution - Tier 3 - 4QU CoRE ¦ 2QU LoRE | Non-Red Flag Warning - Large Fires | Aggregated | Aggregated | 2022 | 1.4075e-05 | 0 | 572.4174 | 0.0080569 | 2022 | Mitigation | 0.08575 | 30 | 0 | esc | 0.0012005 | 1.6897e-08 | 0.00060025 | 8.4486e-09 | 0.0015435 | 2.1725e-08
[79 empty] | WLDFR | HFTD - Distribution - Tier 3 - 4QU CoRE ¦ 1QU LoRE | Red Flag Warning - Small Fires | 2047 | 1.3456e-06 | 6.7278e-07 | 1.73e-06 | 0.095486 | 0.044306 | 0.0019228 | 0.049257 | 0 | 0 | 0 | 0.0011208 |  | 1.2848e-07 | 0 | 1.2848e-07 | 6.4241e-08 | 0 | 6.4241e-08 | 1.6519e-07 | 0 | 1.6519e-07 | [16 empty] | 7.3.1.3 Ignition probability mapping showing the probability of ignition along the electric lines and equipmentWLDFRAggregatedAggregated | WLDFR | HFTD - Distribution - Tier 3 - 4QU CoRE ¦ 2QU LoRE | Non-Red Flag Warning - Large Fires | Aggregated | Aggregated | 2023 | 1.4075e-05 | 0 | 572.4174 | 0.0080569 | 2023 | Mitigation | 0.08575 | 30 | 0 | esc | 0.0012005 | 1.6897e-08 | 0.00060025 | 8.4486e-09 | 0.0015435 | 2.1725e-08
[79 empty] | WLDFR | HFTD - Distribution - Tier 3 - 4QU CoRE ¦ 1QU LoRE | Red Flag Warning - Small Fires | 2048 | 1.3456e-06 | 6.7278e-07 | 1.73e-06 | 0.10007 | 0.04626 | 0.0020076 | 0.051804 | 0 | 0 | 0 | 0.0011208 |  | 1.3465e-07 | 0 | 1.3465e-07 | 6.7327e-08 | 0 | 6.7327e-08 | 1.7313e-07 | 0 | 1.7313e-07 | [16 empty] | 7.3.1.3 Ignition probability mapping showing the probability of ignition along the electric lines and equipmentWLDFRAggregatedAggregated | WLDFR | HFTD - Distribution - Tier 3 - 4QU CoRE ¦ 2QU LoRE | Non-Red Flag Warning - Large Fires | Aggregated | Aggregated | 2024 | 1.4075e-05 | 0 | 572.4174 | 0.0080569 | 2024 | Mitigation | 0.08575 | 30 | 0 | esc | 0.0012005 | 1.6897e-08 | 0.00060025 | 8.4486e-09 | 0.0015435 | 2.1725e-08
[79 empty] | WLDFR | HFTD - Distribution - Tier 3 - 4QU CoRE ¦ 1QU LoRE | Red Flag Warning - Small Fires | 2049 | 1.3456e-06 | 6.7278e-07 | 1.73e-06 | 0.10007 | 0.04626 | 0.0020076 | 0.051804 | 0 | 0 | 0 | 0.0011208 |  | 1.3465e-07 | 0 | 1.3465e-07 | 6.7327e-08 | 0 | 6.7327e-08 | 1.7313e-07 | 0 | 1.7313e-07 | [16 empty] | 7.3.1.3 Ignition probability mapping showing the probability of ignition along the electric lines and equipmentWLDFRAggregatedAggregated | WLDFR | HFTD - Distribution - Tier 3 - 4QU CoRE ¦ 2QU LoRE | Non-Red Flag Warning - Large Fires | Aggregated | Aggregated | 2025 | 1.4075e-05 | 0 | 572.4174 | 0.0080569 | 2025 | Mitigation | 0.08575 | 30 | 0 | esc | 0.0012005 | 1.6897e-08 | 0.00060025 | 8.4486e-09 | 0.0015435 | 2.1725e-08
[79 empty] | WLDFR | HFTD - Distribution - Tier 3 - 4QU CoRE ¦ 1QU LoRE | Red Flag Warning - Small Fires | 2050 | 0 | 6.7278e-07 | 1.73e-06 | 0.10007 | 0.04626 | 0.0020076 | 0.051804 | 0 | 0 | 0 | 0.0011208 |  | 0 | 0 | 0 | 6.7327e-08 | 0 | 6.7327e-08 | 1.7313e-07 | 0 | 1.7313e-07 | [16 empty] | 7.3.1.3 Ignition probability mapping showing the probability of ignition along the electric lines and equipmentWLDFRAggregatedAggregated | WLDFR | HFTD - Distribution - Tier 3 - 4QU CoRE ¦ 2QU LoRE | Non-Red Flag Warning - Large Fires | Aggregated | Aggregated | 2026 | 1.4075e-05 | 0 | 572.4174 | 0.0080569 | 2026 | Mitigation | 0.08575 | 30 | 0 | esc | 0.0012005 | 1.6897e-08 | 0.00060025 | 8.4486e-09 | 0.0015435 | 2.1725e-08
[79 empty] | WLDFR | HFTD - Distribution - Tier 3 - 4QU CoRE ¦ 1QU LoRE | Red Flag Warning - Small Fires | 2051 | 0 | 0 | 1.73e-06 | 0.10007 | 0.04626 | 0.0020076 | 0.051804 | 0 | 0 | 0 | 0.0011208 |  | 0 | 0 | 0 | 0 | 0 | 0 | 1.7313e-07 | 0 | 1.7313e-07 | [16 empty] | 7.3.1.3 Ignition probability mapping showing the probability of ignition along the electric lines and equipmentWLDFRAggregatedAggregated | WLDFR | HFTD - Distribution - Tier 3 - 4QU CoRE ¦ 2QU LoRE | Non-Red Flag Warning - Large Fires | Aggregated | Aggregated | 2027 | 1.4075e-05 | 0 | 572.4174 | 0.0080569 | 2027 | Mitigation | 0.08575 | 30 | 0 | esc | 0.0012005 | 1.6897e-08 | 0.00060025 | 8.4486e-09 | 0.0015435 | 2.1725e-08
[79 empty] | WLDFR | HFTD - Distribution - Tier 3 - 4QU CoRE ¦ 1QU LoRE | Seismic - Non-Red Flag Warning - Catastrophic Fires | 2020 | 7.1706e-13 | 0 | 0 | 21083.8428 | 409.2237 | 13469.0878 | 7205.5313 | 0 | 0 | 0 | 5.973e-10 |  | 1.5118e-08 | 0 | 1.5118e-08 | 0 | 0 | 0 | 0 | 0 | 0 | [16 empty] | 7.3.1.3 Ignition probability mapping showing the probability of ignition along the electric lines and equipmentWLDFRAggregatedAggregated | WLDFR | HFTD - Distribution - Tier 3 - 4QU CoRE ¦ 2QU LoRE | Non-Red Flag Warning - Large Fires | Aggregated | Aggregated | 2028 | 1.4075e-05 | 0 | 572.4174 | 0.0080569 | 2028 | Mitigation | 0.08575 | 30 | 0 | esc | 0.0012005 | 1.6897e-08 | 0.00060025 | 8.4486e-09 | 0.0015435 | 2.1725e-08
[79 empty] | WLDFR | HFTD - Distribution - Tier 3 - 4QU CoRE ¦ 1QU LoRE | Seismic - Non-Red Flag Warning - Catastrophic Fires | 2021 | 7.1706e-13 | 3.5853e-13 | 0 | 21083.8428 | 409.2237 | 13469.0878 | 7205.5313 | 0 | 0 | 0 | 5.973e-10 |  | 1.5118e-08 | 0 | 1.5118e-08 | 7.5592e-09 | 0 | 7.5592e-09 | 0 | 0 | 0 | [16 empty] | 7.3.1.3 Ignition probability mapping showing the probability of ignition along the electric lines and equipmentWLDFRAggregatedAggregated | WLDFR | HFTD - Distribution - Tier 3 - 4QU CoRE ¦ 2QU LoRE | Non-Red Flag Warning - Large Fires | Aggregated | Aggregated | 2029 | 1.4075e-05 | 0 | 572.4174 | 0.0080569 | 2029 | Mitigation | 0.08575 | 30 | 0 | esc | 0.0012005 | 1.6897e-08 | 0.00060025 | 8.4486e-09 | 0.0015435 | 2.1725e-08
[79 empty] | WLDFR | HFTD - Distribution - Tier 3 - 4QU CoRE ¦ 1QU LoRE | Seismic - Non-Red Flag Warning - Catastrophic Fires | 2022 | 7.1706e-13 | 3.5853e-13 | 9.2193e-13 | 21083.8428 | 409.2237 | 13469.0878 | 7205.5313 | 0 | 0 | 0 | 5.973e-10 |  | 1.5118e-08 | 0 | 1.5118e-08 | 7.5592e-09 | 0 | 7.5592e-09 | 1.9438e-08 | 0 | 1.9438e-08 | [16 empty] | 7.3.1.3 Ignition probability mapping showing the probability of ignition along the electric lines and equipmentWLDFRAggregatedAggregated | WLDFR | HFTD - Distribution - Tier 3 - 4QU CoRE ¦ 2QU LoRE | Non-Red Flag Warning - Large Fires | Aggregated | Aggregated | 2030 | 1.4075e-05 | 0 | 572.4174 | 0.0080569 | 2030 | Mitigation | 0.08575 | 30 | 0 | esc | 0.0012005 | 1.6897e-08 | 0.00060025 | 8.4486e-09 | 0.0015435 | 2.1725e-08
[79 empty] | WLDFR | HFTD - Distribution - Tier 3 - 4QU CoRE ¦ 1QU LoRE | Seismic - Non-Red Flag Warning - Catastrophic Fires | 2023 | 7.1706e-13 | 3.5853e-13 | 9.2193e-13 | 21835.9781 | 428.6023 | 13939.561 | 7467.8148 | 0 | 0 | 0 | 5.973e-10 |  | 1.5658e-08 | 0 | 1.5658e-08 | 7.8288e-09 | 0 | 7.8288e-09 | 2.0131e-08 | 0 | 2.0131e-08 | [16 empty] | 7.3.1.3 Ignition probability mapping showing the probability of ignition along the electric lines and equipmentWLDFRAggregatedAggregated | WLDFR | HFTD - Distribution - Tier 3 - 4QU CoRE ¦ 2QU LoRE | Non-Red Flag Warning - Large Fires | Aggregated | Aggregated | 2031 | 1.4075e-05 | 0 | 572.4174 | 0.0080569 | 2031 | Mitigation | 0.08575 | 30 | 0 | esc | 0.0012005 | 1.6897e-08 | 0.00060025 | 8.4486e-09 | 0.0015435 | 2.1725e-08
[79 empty] | WLDFR | HFTD - Distribution - Tier 3 - 4QU CoRE ¦ 1QU LoRE | Seismic - Non-Red Flag Warning - Catastrophic Fires | 2024 | 7.1706e-13 | 3.5853e-13 | 9.2193e-13 | 21835.9781 | 428.6023 | 13939.561 | 7467.8148 | 0 | 0 | 0 | 5.973e-10 |  | 1.5658e-08 | 0 | 1.5658e-08 | 7.8288e-09 | 0 | 7.8288e-09 | 2.0131e-08 | 0 | 2.0131e-08 | [16 empty] | 7.3.1.3 Ignition probability mapping showing the probability of ignition along the electric lines and equipmentWLDFRAggregatedAggregated | WLDFR | HFTD - Distribution - Tier 3 - 4QU CoRE ¦ 2QU LoRE | Non-Red Flag Warning - Large Fires | Aggregated | Aggregated | 2032 | 1.4075e-05 | 0 | 572.4174 | 0.0080569 | 2032 | Mitigation | 0.08575 | 30 | 0 | esc | 0.0012005 | 1.6897e-08 | 0.00060025 | 8.4486e-09 | 0.0015435 | 2.1725e-08
[79 empty] | WLDFR | HFTD - Distribution - Tier 3 - 4QU CoRE ¦ 1QU LoRE | Seismic - Non-Red Flag Warning - Catastrophic Fires | 2025 | 7.1706e-13 | 3.5853e-13 | 9.2193e-13 | 21835.9781 | 428.6023 | 13939.561 | 7467.8148 | 0 | 0 | 0 | 5.973e-10 |  | 1.5658e-08 | 0 | 1.5658e-08 | 7.8288e-09 | 0 | 7.8288e-09 | 2.0131e-08 | 0 | 2.0131e-08 | [16 empty] | 7.3.1.3 Ignition probability mapping showing the probability of ignition along the electric lines and equipmentWLDFRAggregatedAggregated | WLDFR | HFTD - Distribution - Tier 3 - 4QU CoRE ¦ 2QU LoRE | Non-Red Flag Warning - Large Fires | Aggregated | Aggregated | 2033 | 1.4075e-05 | 0 | 572.4174 | 0.0080569 | 2033 | Mitigation | 0.08575 | 30 | 0 | esc | 0.0012005 | 1.6897e-08 | 0.00060025 | 8.4486e-09 | 0.0015435 | 2.1725e-08
[79 empty] | WLDFR | HFTD - Distribution - Tier 3 - 4QU CoRE ¦ 1QU LoRE | Seismic - Non-Red Flag Warning - Catastrophic Fires | 2026 | 7.1706e-13 | 3.5853e-13 | 9.2193e-13 | 21835.9781 | 428.6023 | 13939.561 | 7467.8148 | 0 | 0 | 0 | 5.973e-10 |  | 1.5658e-08 | 0 | 1.5658e-08 | 7.8288e-09 | 0 | 7.8288e-09 | 2.0131e-08 | 0 | 2.0131e-08 | [16 empty] | 7.3.1.3 Ignition probability mapping showing the probability of ignition along the electric lines and equipmentWLDFRAggregatedAggregated | WLDFR | HFTD - Distribution - Tier 3 - 4QU CoRE ¦ 2QU LoRE | Non-Red Flag Warning - Large Fires | Aggregated | Aggregated | 2034 | 1.4075e-05 | 0 | 572.4174 | 0.0080569 | 2034 | Mitigation | 0.08575 | 30 | 0 | esc | 0.0012005 | 1.6897e-08 | 0.00060025 | 8.4486e-09 | 0.0015435 | 2.1725e-08
[79 empty] | WLDFR | HFTD - Distribution - Tier 3 - 4QU CoRE ¦ 1QU LoRE | Seismic - Non-Red Flag Warning - Catastrophic Fires | 2027 | 7.1706e-13 | 3.5853e-13 | 9.2193e-13 | 21835.9781 | 428.6023 | 13939.561 | 7467.8148 | 0 | 0 | 0 | 5.973e-10 |  | 1.5658e-08 | 0 | 1.5658e-08 | 7.8288e-09 | 0 | 7.8288e-09 | 2.0131e-08 | 0 | 2.0131e-08 | [16 empty] | 7.3.1.3 Ignition probability mapping showing the probability of ignition along the electric lines and equipmentWLDFRAggregatedAggregated | WLDFR | HFTD - Distribution - Tier 3 - 4QU CoRE ¦ 2QU LoRE | Non-Red Flag Warning - Large Fires | Aggregated | Aggregated | 2035 | 1.4075e-05 | 0 | 572.4174 | 0.0080569 | 2035 | Mitigation | 0.08575 | 30 | 0 | esc | 0.0012005 | 1.6897e-08 | 0.00060025 | 8.4486e-09 | 0.0015435 | 2.1725e-08
[79 empty] | WLDFR | HFTD - Distribution - Tier 3 - 4QU CoRE ¦ 1QU LoRE | Seismic - Non-Red Flag Warning - Catastrophic Fires | 2028 | 7.1706e-13 | 3.5853e-13 | 9.2193e-13 | 22783.187 | 453.261 | 14531.3357 | 7798.5904 | 0 | 0 | 0 | 5.973e-10 |  | 1.6337e-08 | 0 | 1.6337e-08 | 8.1684e-09 | 0 | 8.1684e-09 | 2.1005e-08 | 0 | 2.1005e-08 | [16 empty] | 7.3.1.3 Ignition probability mapping showing the probability of ignition along the electric lines and equipmentWLDFRAggregatedAggregated | WLDFR | HFTD - Distribution - Tier 3 - 4QU CoRE ¦ 2QU LoRE | Non-Red Flag Warning - Large Fires | Aggregated | Aggregated | 2036 | 1.4075e-05 | 0 | 572.4174 | 0.0080569 | 2036 | Mitigation | 0.08575 | 30 | 0 | esc | 0.0012005 | 1.6897e-08 | 0.00060025 | 8.4486e-09 | 0.0015435 | 2.1725e-08
[79 empty] | WLDFR | HFTD - Distribution - Tier 3 - 4QU CoRE ¦ 1QU LoRE | Seismic - Non-Red Flag Warning - Catastrophic Fires | 2029 | 7.1706e-13 | 3.5853e-13 | 9.2193e-13 | 22783.187 | 453.261 | 14531.3357 | 7798.5904 | 0 | 0 | 0 | 5.973e-10 |  | 1.6337e-08 | 0 | 1.6337e-08 | 8.1684e-09 | 0 | 8.1684e-09 | 2.1005e-08 | 0 | 2.1005e-08 | [16 empty] | 7.3.1.3 Ignition probability mapping showing the probability of ignition along the electric lines and equipmentWLDFRAggregatedAggregated | WLDFR | HFTD - Distribution - Tier 3 - 4QU CoRE ¦ 2QU LoRE | Non-Red Flag Warning - Large Fires | Aggregated | Aggregated | 2037 | 1.4075e-05 | 0 | 572.4174 | 0.0080569 | 2037 | Mitigation | 0.08575 | 30 | 0 | esc | 0.0012005 | 1.6897e-08 | 0.00060025 | 8.4486e-09 | 0.0015435 | 2.1725e-08
[79 empty] | WLDFR | HFTD - Distribution - Tier 3 - 4QU CoRE ¦ 1QU LoRE | Seismic - Non-Red Flag Warning - Catastrophic Fires | 2030 | 7.1706e-13 | 3.5853e-13 | 9.2193e-13 | 22783.187 | 453.261 | 14531.3357 | 7798.5904 | 0 | 0 | 0 | 5.973e-10 |  | 1.6337e-08 | 0 | 1.6337e-08 | 8.1684e-09 | 0 | 8.1684e-09 | 2.1005e-08 | 0 | 2.1005e-08 | [16 empty] | 7.3.1.3 Ignition probability mapping showing the probability of ignition along the electric lines and equipmentWLDFRAggregatedAggregated | WLDFR | HFTD - Distribution - Tier 3 - 4QU CoRE ¦ 2QU LoRE | Non-Red Flag Warning - Large Fires | Aggregated | Aggregated | 2038 | 1.4075e-05 | 0 | 572.4174 | 0.0080569 | 2038 | Mitigation | 0.08575 | 30 | 0 | esc | 0.0012005 | 1.6897e-08 | 0.00060025 | 8.4486e-09 | 0.0015435 | 2.1725e-08
[79 empty] | WLDFR | HFTD - Distribution - Tier 3 - 4QU CoRE ¦ 1QU LoRE | Seismic - Non-Red Flag Warning - Catastrophic Fires | 2031 | 7.1706e-13 | 3.5853e-13 | 9.2193e-13 | 22783.187 | 453.261 | 14531.3357 | 7798.5904 | 0 | 0 | 0 | 5.973e-10 |  | 1.6337e-08 | 0 | 1.6337e-08 | 8.1684e-09 | 0 | 8.1684e-09 | 2.1005e-08 | 0 | 2.1005e-08 | [16 empty] | 7.3.1.3 Ignition probability mapping showing the probability of ignition along the electric lines and equipmentWLDFRAggregatedAggregated | WLDFR | HFTD - Distribution - Tier 3 - 4QU CoRE ¦ 2QU LoRE | Non-Red Flag Warning - Large Fires | Aggregated | Aggregated | 2039 | 1.4075e-05 | 0 | 572.4174 | 0.0080569 | 2039 | Mitigation | 0.08575 | 30 | 0 | esc | 0.0012005 | 1.6897e-08 | 0.00060025 | 8.4486e-09 | 0.0015435 | 2.1725e-08
[79 empty] | WLDFR | HFTD - Distribution - Tier 3 - 4QU CoRE ¦ 1QU LoRE | Seismic - Non-Red Flag Warning - Catastrophic Fires | 2032 | 7.1706e-13 | 3.5853e-13 | 9.2193e-13 | 22783.187 | 453.261 | 14531.3357 | 7798.5904 | 0 | 0 | 0 | 5.973e-10 |  | 1.6337e-08 | 0 | 1.6337e-08 | 8.1684e-09 | 0 | 8.1684e-09 | 2.1005e-08 | 0 | 2.1005e-08 | [16 empty] | 7.3.1.3 Ignition probability mapping showing the probability of ignition along the electric lines and equipmentWLDFRAggregatedAggregated | WLDFR | HFTD - Distribution - Tier 3 - 4QU CoRE ¦ 2QU LoRE | Non-Red Flag Warning - Large Fires | Aggregated | Aggregated | 2040 | 1.4075e-05 | 0 | 572.4174 | 0.0080569 | 2040 | Mitigation | 0.08575 | 30 | 0 | esc | 0.0012005 | 1.6897e-08 | 0.00060025 | 8.4486e-09 | 0.0015435 | 2.1725e-08
[79 empty] | WLDFR | HFTD - Distribution - Tier 3 - 4QU CoRE ¦ 1QU LoRE | Seismic - Non-Red Flag Warning - Catastrophic Fires | 2033 | 7.1706e-13 | 3.5853e-13 | 9.2193e-13 | 23835.2641 | 480.9649 | 15187.7294 | 8166.5698 | 0 | 0 | 0 | 5.973e-10 |  | 1.7091e-08 | 0 | 1.7091e-08 | 8.5456e-09 | 0 | 8.5456e-09 | 2.1974e-08 | 0 | 2.1974e-08 | [16 empty] | 7.3.1.3 Ignition probability mapping showing the probability of ignition along the electric lines and equipmentWLDFRAggregatedAggregated | WLDFR | HFTD - Distribution - Tier 3 - 4QU CoRE ¦ 2QU LoRE | Non-Red Flag Warning - Large Fires | Aggregated | Aggregated | 2041 | 1.4075e-05 | 0 | 572.4174 | 0.0080569 | 2041 | Mitigation | 0.08575 | 30 | 0 | esc | 0.0012005 | 1.6897e-08 | 0.00060025 | 8.4486e-09 | 0.0015435 | 2.1725e-08
[79 empty] | WLDFR | HFTD - Distribution - Tier 3 - 4QU CoRE ¦ 1QU LoRE | Seismic - Non-Red Flag Warning - Catastrophic Fires | 2034 | 7.1706e-13 | 3.5853e-13 | 9.2193e-13 | 23835.2641 | 480.9649 | 15187.7294 | 8166.5698 | 0 | 0 | 0 | 5.973e-10 |  | 1.7091e-08 | 0 | 1.7091e-08 | 8.5456e-09 | 0 | 8.5456e-09 | 2.1974e-08 | 0 | 2.1974e-08 | [16 empty] | 7.3.1.3 Ignition probability mapping showing the probability of ignition along the electric lines and equipmentWLDFRAggregatedAggregated | WLDFR | HFTD - Distribution - Tier 3 - 4QU CoRE ¦ 2QU LoRE | Non-Red Flag Warning - Large Fires | Aggregated | Aggregated | 2042 | 1.4075e-05 | 0 | 572.4174 | 0.0080569 | 2042 | Mitigation | 0.08575 | 30 | 0 | esc | 0.0012005 | 1.6897e-08 | 0.00060025 | 8.4486e-09 | 0.0015435 | 2.1725e-08
[79 empty] | WLDFR | HFTD - Distribution - Tier 3 - 4QU CoRE ¦ 1QU LoRE | Seismic - Non-Red Flag Warning - Catastrophic Fires | 2035 | 7.1706e-13 | 3.5853e-13 | 9.2193e-13 | 23835.2641 | 480.9649 | 15187.7294 | 8166.5698 | 0 | 0 | 0 | 5.973e-10 |  | 1.7091e-08 | 0 | 1.7091e-08 | 8.5456e-09 | 0 | 8.5456e-09 | 2.1974e-08 | 0 | 2.1974e-08 | [16 empty] | 7.3.1.3 Ignition probability mapping showing the probability of ignition along the electric lines and equipmentWLDFRAggregatedAggregated | WLDFR | HFTD - Distribution - Tier 3 - 4QU CoRE ¦ 2QU LoRE | Non-Red Flag Warning - Large Fires | Aggregated | Aggregated | 2043 | 1.4075e-05 | 0 | 572.4174 | 0.0080569 | 2043 | Mitigation | 0.08575 | 30 | 0 | esc | 0.0012005 | 1.6897e-08 | 0.00060025 | 8.4486e-09 | 0.0015435 | 2.1725e-08
[79 empty] | WLDFR | HFTD - Distribution - Tier 3 - 4QU CoRE ¦ 1QU LoRE | Seismic - Non-Red Flag Warning - Catastrophic Fires | 2036 | 7.1706e-13 | 3.5853e-13 | 9.2193e-13 | 23835.2641 | 480.9649 | 15187.7294 | 8166.5698 | 0 | 0 | 0 | 5.973e-10 |  | 1.7091e-08 | 0 | 1.7091e-08 | 8.5456e-09 | 0 | 8.5456e-09 | 2.1974e-08 | 0 | 2.1974e-08 | [16 empty] | 7.3.1.3 Ignition probability mapping showing the probability of ignition along the electric lines and equipmentWLDFRAggregatedAggregated | WLDFR | HFTD - Distribution - Tier 3 - 4QU CoRE ¦ 2QU LoRE | Non-Red Flag Warning - Large Fires | Aggregated | Aggregated | 2044 | 1.4075e-05 | 0 | 572.4174 | 0.0080569 | 2044 | Mitigation | 0.08575 | 30 | 0 | esc | 0.0012005 | 1.6897e-08 | 0.00060025 | 8.4486e-09 | 0.0015435 | 2.1725e-08
[79 empty] | WLDFR | HFTD - Distribution - Tier 3 - 4QU CoRE ¦ 1QU LoRE | Seismic - Non-Red Flag Warning - Catastrophic Fires | 2037 | 7.1706e-13 | 3.5853e-13 | 9.2193e-13 | 23835.2641 | 480.9649 | 15187.7294 | 8166.5698 | 0 | 0 | 0 | 5.973e-10 |  | 1.7091e-08 | 0 | 1.7091e-08 | 8.5456e-09 | 0 | 8.5456e-09 | 2.1974e-08 | 0 | 2.1974e-08 | [16 empty] | 7.3.1.3 Ignition probability mapping showing the probability of ignition along the electric lines and equipmentWLDFRAggregatedAggregated | WLDFR | HFTD - Distribution - Tier 3 - 4QU CoRE ¦ 2QU LoRE | Non-Red Flag Warning - Large Fires | Aggregated | Aggregated | 2045 | 1.4075e-05 | 0 | 572.4174 | 0.0080569 | 2045 | Mitigation | 0.08575 | 30 | 0 | esc | 0.0012005 | 1.6897e-08 | 0.00060025 | 8.4486e-09 | 0.0015435 | 2.1725e-08
[79 empty] | WLDFR | HFTD - Distribution - Tier 3 - 4QU CoRE ¦ 1QU LoRE | Seismic - Non-Red Flag Warning - Catastrophic Fires | 2038 | 7.1706e-13 | 3.5853e-13 | 9.2193e-13 | 24976.6418 | 511.3745 | 15898.8237 | 8566.4437 | 0 | 0 | 0 | 5.973e-10 |  | 1.791e-08 | 0 | 1.791e-08 | 8.9548e-09 | 0 | 8.9548e-09 | 2.3027e-08 | 0 | 2.3027e-08 | [16 empty] | 7.3.1.3 Ignition probability mapping showing the probability of ignition along the electric lines and equipmentWLDFRAggregatedAggregated | WLDFR | HFTD - Distribution - Tier 3 - 4QU CoRE ¦ 2QU LoRE | Non-Red Flag Warning - Large Fires | Aggregated | Aggregated | 2046 | 1.4075e-05 | 0 | 572.4174 | 0.0080569 | 2046 | Mitigation | 0.08575 | 30 | 0 | esc | 0.0012005 | 1.6897e-08 | 0.00060025 | 8.4486e-09 | 0.0015435 | 2.1725e-08
[79 empty] | WLDFR | HFTD - Distribution - Tier 3 - 4QU CoRE ¦ 1QU LoRE | Seismic - Non-Red Flag Warning - Catastrophic Fires | 2039 | 7.1706e-13 | 3.5853e-13 | 9.2193e-13 | 24976.6418 | 511.3745 | 15898.8237 | 8566.4437 | 0 | 0 | 0 | 5.973e-10 |  | 1.791e-08 | 0 | 1.791e-08 | 8.9548e-09 | 0 | 8.9548e-09 | 2.3027e-08 | 0 | 2.3027e-08 | [16 empty] | 7.3.1.3 Ignition probability mapping showing the probability of ignition along the electric lines and equipmentWLDFRAggregatedAggregated | WLDFR | HFTD - Distribution - Tier 3 - 4QU CoRE ¦ 2QU LoRE | Non-Red Flag Warning - Large Fires | Aggregated | Aggregated | 2047 | 1.4075e-05 | 0 | 572.4174 | 0.0080569 | 2047 | Mitigation | 0.08575 | 30 | 0 | esc | 0.0012005 | 1.6897e-08 | 0.00060025 | 8.4486e-09 | 0.0015435 | 2.1725e-08
[79 empty] | WLDFR | HFTD - Distribution - Tier 3 - 4QU CoRE ¦ 1QU LoRE | Seismic - Non-Red Flag Warning - Catastrophic Fires | 2040 | 7.1706e-13 | 3.5853e-13 | 9.2193e-13 | 24976.6418 | 511.3745 | 15898.8237 | 8566.4437 | 0 | 0 | 0 | 5.973e-10 |  | 1.791e-08 | 0 | 1.791e-08 | 8.9548e-09 | 0 | 8.9548e-09 | 2.3027e-08 | 0 | 2.3027e-08 | [16 empty] | 7.3.1.3 Ignition probability mapping showing the probability of ignition along the electric lines and equipmentWLDFRAggregatedAggregated | WLDFR | HFTD - Distribution - Tier 3 - 4QU CoRE ¦ 2QU LoRE | Non-Red Flag Warning - Large Fires | Aggregated | Aggregated | 2048 | 1.4075e-05 | 0 | 572.4174 | 0.0080569 | 2048 | Mitigation | 0.08575 | 30 | 0 | esc | 0.0012005 | 1.6897e-08 | 0.00060025 | 8.4486e-09 | 0.0015435 | 2.1725e-08
[79 empty] | WLDFR | HFTD - Distribution - Tier 3 - 4QU CoRE ¦ 1QU LoRE | Seismic - Non-Red Flag Warning - Catastrophic Fires | 2041 | 7.1706e-13 | 3.5853e-13 | 9.2193e-13 | 24976.6418 | 511.3745 | 15898.8237 | 8566.4437 | 0 | 0 | 0 | 5.973e-10 |  | 1.791e-08 | 0 | 1.791e-08 | 8.9548e-09 | 0 | 8.9548e-09 | 2.3027e-08 | 0 | 2.3027e-08 | [16 empty] | 7.3.1.3 Ignition probability mapping showing the probability of ignition along the electric lines and equipmentWLDFRAggregatedAggregated | WLDFR | HFTD - Distribution - Tier 3 - 4QU CoRE ¦ 2QU LoRE | Non-Red Flag Warning - Large Fires | Aggregated | Aggregated | 2049 | 1.4075e-05 | 0 | 572.4174 | 0.0080569 | 2049 | Mitigation | 0.08575 | 30 | 0 | esc | 0.0012005 | 1.6897e-08 | 0.00060025 | 8.4486e-09 | 0.0015435 | 2.1725e-08
[79 empty] | WLDFR | HFTD - Distribution - Tier 3 - 4QU CoRE ¦ 1QU LoRE | Seismic - Non-Red Flag Warning - Catastrophic Fires | 2042 | 7.1706e-13 | 3.5853e-13 | 9.2193e-13 | 24976.6418 | 511.3745 | 15898.8237 | 8566.4437 | 0 | 0 | 0 | 5.973e-10 |  | 1.791e-08 | 0 | 1.791e-08 | 8.9548e-09 | 0 | 8.9548e-09 | 2.3027e-08 | 0 | 2.3027e-08 | [16 empty] | 7.3.1.3 Ignition probability mapping showing the probability of ignition along the electric lines and equipmentWLDFRAggregatedAggregated | WLDFR | HFTD - Distribution - Tier 3 - 4QU CoRE ¦ 2QU LoRE | Non-Red Flag Warning - Large Fires | Aggregated | Aggregated | 2050 | 1.4075e-05 | 0 | 572.4174 | 0.0080569 | 2050 | Mitigation | 0.08575 | 30 | 0 | esc | 0 | 0 | 0.00060025 | 8.4486e-09 | 0.0015435 | 2.1725e-08
[79 empty] | WLDFR | HFTD - Distribution - Tier 3 - 4QU CoRE ¦ 1QU LoRE | Seismic - Non-Red Flag Warning - Catastrophic Fires | 2043 | 7.1706e-13 | 3.5853e-13 | 9.2193e-13 | 26191.7278 | 544.1291 | 16654.7414 | 8992.8573 | 0 | 0 | 0 | 5.973e-10 |  | 1.8781e-08 | 0 | 1.8781e-08 | 9.3905e-09 | 0 | 9.3905e-09 | 2.4147e-08 | 0 | 2.4147e-08 | [16 empty] | 7.3.1.3 Ignition probability mapping showing the probability of ignition along the electric lines and equipmentWLDFRAggregatedAggregated | WLDFR | HFTD - Distribution - Tier 3 - 4QU CoRE ¦ 2QU LoRE | Non-Red Flag Warning - Large Fires | Aggregated | Aggregated | 2051 | 1.4075e-05 | 0 | 572.4174 | 0.0080569 | 2051 | Mitigation | 0.08575 | 30 | 0 | esc | 0 | 0 | 0 | 0 | 0.0015435 | 2.1725e-08
[79 empty] | WLDFR | HFTD - Distribution - Tier 3 - 4QU CoRE ¦ 1QU LoRE | Seismic - Non-Red Flag Warning - Catastrophic Fires | 2044 | 7.1706e-13 | 3.5853e-13 | 9.2193e-13 | 26191.7278 | 544.1291 | 16654.7414 | 8992.8573 | 0 | 0 | 0 | 5.973e-10 |  | 1.8781e-08 | 0 | 1.8781e-08 | 9.3905e-09 | 0 | 9.3905e-09 | 2.4147e-08 | 0 | 2.4147e-08 | [16 empty] | 7.3.1.3 Ignition probability mapping showing the probability of ignition along the electric lines and equipmentWLDFRAggregatedAggregated | WLDFR | HFTD - Distribution - Tier 3 - 4QU CoRE ¦ 2QU LoRE | Non-Red Flag Warning - Small Fires | Aggregated | Aggregated | 2021 | 0.0057253 | 0 | 572.4174 | 3.2772 | 2021 | Mitigation | 0.08575 | 30 | 0 | esc | 0.0012005 | 6.8732e-06 | 0.00060025 | 3.4366e-06 | 0 | 0
[79 empty] | WLDFR | HFTD - Distribution - Tier 3 - 4QU CoRE ¦ 1QU LoRE | Seismic - Non-Red Flag Warning - Catastrophic Fires | 2045 | 7.1706e-13 | 3.5853e-13 | 9.2193e-13 | 26191.7278 | 544.1291 | 16654.7414 | 8992.8573 | 0 | 0 | 0 | 5.973e-10 |  | 1.8781e-08 | 0 | 1.8781e-08 | 9.3905e-09 | 0 | 9.3905e-09 | 2.4147e-08 | 0 | 2.4147e-08 | [16 empty] | 7.3.1.3 Ignition probability mapping showing the probability of ignition along the electric lines and equipmentWLDFRAggregatedAggregated | WLDFR | HFTD - Distribution - Tier 3 - 4QU CoRE ¦ 2QU LoRE | Non-Red Flag Warning - Small Fires | Aggregated | Aggregated | 2022 | 0.0057253 | 0 | 572.4174 | 3.2772 | 2022 | Mitigation | 0.08575 | 30 | 0 | esc | 0.0012005 | 6.8732e-06 | 0.00060025 | 3.4366e-06 | 0.0015435 | 8.8369e-06
[79 empty] | WLDFR | HFTD - Distribution - Tier 3 - 4QU CoRE ¦ 1QU LoRE | Seismic - Non-Red Flag Warning - Catastrophic Fires | 2046 | 7.1706e-13 | 3.5853e-13 | 9.2193e-13 | 26191.7278 | 544.1291 | 16654.7414 | 8992.8573 | 0 | 0 | 0 | 5.973e-10 |  | 1.8781e-08 | 0 | 1.8781e-08 | 9.3905e-09 | 0 | 9.3905e-09 | 2.4147e-08 | 0 | 2.4147e-08 | [16 empty] | 7.3.1.3 Ignition probability mapping showing the probability of ignition along the electric lines and equipmentWLDFRAggregatedAggregated | WLDFR | HFTD - Distribution - Tier 3 - 4QU CoRE ¦ 2QU LoRE | Non-Red Flag Warning - Small Fires | Aggregated | Aggregated | 2023 | 0.0057253 | 0 | 572.4174 | 3.2772 | 2023 | Mitigation | 0.08575 | 30 | 0 | esc | 0.0012005 | 6.8732e-06 | 0.00060025 | 3.4366e-06 | 0.0015435 | 8.8369e-06
[79 empty] | WLDFR | HFTD - Distribution - Tier 3 - 4QU CoRE ¦ 1QU LoRE | Seismic - Non-Red Flag Warning - Catastrophic Fires | 2047 | 7.1706e-13 | 3.5853e-13 | 9.2193e-13 | 26191.7278 | 544.1291 | 16654.7414 | 8992.8573 | 0 | 0 | 0 | 5.973e-10 |  | 1.8781e-08 | 0 | 1.8781e-08 | 9.3905e-09 | 0 | 9.3905e-09 | 2.4147e-08 | 0 | 2.4147e-08 | [16 empty] | 7.3.1.3 Ignition probability mapping showing the probability of ignition along the electric lines and equipmentWLDFRAggregatedAggregated | WLDFR | HFTD - Distribution - Tier 3 - 4QU CoRE ¦ 2QU LoRE | Non-Red Flag Warning - Small Fires | Aggregated | Aggregated | 2024 | 0.0057253 | 0 | 572.4174 | 3.2772 | 2024 | Mitigation | 0.08575 | 30 | 0 | esc | 0.0012005 | 6.8732e-06 | 0.00060025 | 3.4366e-06 | 0.0015435 | 8.8369e-06
[79 empty] | WLDFR | HFTD - Distribution - Tier 3 - 4QU CoRE ¦ 1QU LoRE | Seismic - Non-Red Flag Warning - Catastrophic Fires | 2048 | 7.1706e-13 | 3.5853e-13 | 9.2193e-13 | 27464.7227 | 578.8407 | 17445.538 | 9440.3441 | 0 | 0 | 0 | 5.973e-10 |  | 1.9694e-08 | 0 | 1.9694e-08 | 9.8469e-09 | 0 | 9.8469e-09 | 2.5321e-08 | 0 | 2.5321e-08 | [16 empty] | 7.3.1.3 Ignition probability mapping showing the probability of ignition along the electric lines and equipmentWLDFRAggregatedAggregated | WLDFR | HFTD - Distribution - Tier 3 - 4QU CoRE ¦ 2QU LoRE | Non-Red Flag Warning - Small Fires | Aggregated | Aggregated | 2025 | 0.0057253 | 0 | 572.4174 | 3.2772 | 2025 | Mitigation | 0.08575 | 30 | 0 | esc | 0.0012005 | 6.8732e-06 | 0.00060025 | 3.4366e-06 | 0.0015435 | 8.8369e-06
[79 empty] | WLDFR | HFTD - Distribution - Tier 3 - 4QU CoRE ¦ 1QU LoRE | Seismic - Non-Red Flag Warning - Catastrophic Fires | 2049 | 7.1706e-13 | 3.5853e-13 | 9.2193e-13 | 27464.7227 | 578.8407 | 17445.538 | 9440.3441 | 0 | 0 | 0 | 5.973e-10 |  | 1.9694e-08 | 0 | 1.9694e-08 | 9.8469e-09 | 0 | 9.8469e-09 | 2.5321e-08 | 0 | 2.5321e-08 | [16 empty] | 7.3.1.3 Ignition probability mapping showing the probability of ignition along the electric lines and equipmentWLDFRAggregatedAggregated | WLDFR | HFTD - Distribution - Tier 3 - 4QU CoRE ¦ 2QU LoRE | Non-Red Flag Warning - Small Fires | Aggregated | Aggregated | 2026 | 0.0057253 | 0 | 572.4174 | 3.2772 | 2026 | Mitigation | 0.08575 | 30 | 0 | esc | 0.0012005 | 6.8732e-06 | 0.00060025 | 3.4366e-06 | 0.0015435 | 8.8369e-06
[79 empty] | WLDFR | HFTD - Distribution - Tier 3 - 4QU CoRE ¦ 1QU LoRE | Seismic - Non-Red Flag Warning - Catastrophic Fires | 2050 | 0 | 3.5853e-13 | 9.2193e-13 | 27464.7227 | 578.8407 | 17445.538 | 9440.3441 | 0 | 0 | 0 | 5.973e-10 |  | 0 | 0 | 0 | 9.8469e-09 | 0 | 9.8469e-09 | 2.5321e-08 | 0 | 2.5321e-08 | [16 empty] | 7.3.1.3 Ignition probability mapping showing the probability of ignition along the electric lines and equipmentWLDFRAggregatedAggregated | WLDFR | HFTD - Distribution - Tier 3 - 4QU CoRE ¦ 2QU LoRE | Non-Red Flag Warning - Small Fires | Aggregated | Aggregated | 2027 | 0.0057253 | 0 | 572.4174 | 3.2772 | 2027 | Mitigation | 0.08575 | 30 | 0 | esc | 0.0012005 | 6.8732e-06 | 0.00060025 | 3.4366e-06 | 0.0015435 | 8.8369e-06
[79 empty] | WLDFR | HFTD - Distribution - Tier 3 - 4QU CoRE ¦ 1QU LoRE | Seismic - Non-Red Flag Warning - Catastrophic Fires | 2051 | 0 | 0 | 9.2193e-13 | 27464.7227 | 578.8407 | 17445.538 | 9440.3441 | 0 | 0 | 0 | 5.973e-10 |  | 0 | 0 | 0 | 0 | 0 | 0 | 2.5321e-08 | 0 | 2.5321e-08 | [16 empty] | 7.3.1.3 Ignition probability mapping showing the probability of ignition along the electric lines and equipmentWLDFRAggregatedAggregated | WLDFR | HFTD - Distribution - Tier 3 - 4QU CoRE ¦ 2QU LoRE | Non-Red Flag Warning - Small Fires | Aggregated | Aggregated | 2028 | 0.0057253 | 0 | 572.4174 | 3.2772 | 2028 | Mitigation | 0.08575 | 30 | 0 | esc | 0.0012005 | 6.8732e-06 | 0.00060025 | 3.4366e-06 | 0.0015435 | 8.8369e-06
[79 empty] | WLDFR | HFTD - Distribution - Tier 3 - 4QU CoRE ¦ 1QU LoRE | Seismic - Red Flag Warning - Catastrophic Fires | 2020 | 3.0926e-11 | 0 | 0 | 21083.8428 | 409.2237 | 13469.0878 | 7205.5313 | 0 | 0 | 0 | 2.5761e-08 |  | 6.5204e-07 | 0 | 6.5204e-07 | 0 | 0 | 0 | 0 | 0 | 0 | [16 empty] | 7.3.1.3 Ignition probability mapping showing the probability of ignition along the electric lines and equipmentWLDFRAggregatedAggregated | WLDFR | HFTD - Distribution - Tier 3 - 4QU CoRE ¦ 2QU LoRE | Non-Red Flag Warning - Small Fires | Aggregated | Aggregated | 2029 | 0.0057253 | 0 | 572.4174 | 3.2772 | 2029 | Mitigation | 0.08575 | 30 | 0 | esc | 0.0012005 | 6.8732e-06 | 0.00060025 | 3.4366e-06 | 0.0015435 | 8.8369e-06
[79 empty] | WLDFR | HFTD - Distribution - Tier 3 - 4QU CoRE ¦ 1QU LoRE | Seismic - Red Flag Warning - Catastrophic Fires | 2021 | 3.0926e-11 | 1.5463e-11 | 0 | 21083.8428 | 409.2237 | 13469.0878 | 7205.5313 | 0 | 0 | 0 | 2.5761e-08 |  | 6.5204e-07 | 0 | 6.5204e-07 | 3.2602e-07 | 0 | 3.2602e-07 | 0 | 0 | 0 | [16 empty] | 7.3.1.3 Ignition probability mapping showing the probability of ignition along the electric lines and equipmentWLDFRAggregatedAggregated | WLDFR | HFTD - Distribution - Tier 3 - 4QU CoRE ¦ 2QU LoRE | Non-Red Flag Warning - Small Fires | Aggregated | Aggregated | 2030 | 0.0057253 | 0 | 572.4174 | 3.2772 | 2030 | Mitigation | 0.08575 | 30 | 0 | esc | 0.0012005 | 6.8732e-06 | 0.00060025 | 3.4366e-06 | 0.0015435 | 8.8369e-06
[79 empty] | WLDFR | HFTD - Distribution - Tier 3 - 4QU CoRE ¦ 1QU LoRE | Seismic - Red Flag Warning - Catastrophic Fires | 2022 | 3.0926e-11 | 1.5463e-11 | 3.9762e-11 | 21083.8428 | 409.2237 | 13469.0878 | 7205.5313 | 0 | 0 | 0 | 2.5761e-08 |  | 6.5204e-07 | 0 | 6.5204e-07 | 3.2602e-07 | 0 | 3.2602e-07 | 8.3833e-07 | 0 | 8.3833e-07 | [16 empty] | 7.3.1.3 Ignition probability mapping showing the probability of ignition along the electric lines and equipmentWLDFRAggregatedAggregated | WLDFR | HFTD - Distribution - Tier 3 - 4QU CoRE ¦ 2QU LoRE | Non-Red Flag Warning - Small Fires | Aggregated | Aggregated | 2031 | 0.0057253 | 0 | 572.4174 | 3.2772 | 2031 | Mitigation | 0.08575 | 30 | 0 | esc | 0.0012005 | 6.8732e-06 | 0.00060025 | 3.4366e-06 | 0.0015435 | 8.8369e-06
[79 empty] | WLDFR | HFTD - Distribution - Tier 3 - 4QU CoRE ¦ 1QU LoRE | Seismic - Red Flag Warning - Catastrophic Fires | 2023 | 3.0926e-11 | 1.5463e-11 | 3.9762e-11 | 21835.9781 | 428.6023 | 13939.561 | 7467.8148 | 0 | 0 | 0 | 2.5761e-08 |  | 6.753e-07 | 0 | 6.753e-07 | 3.3765e-07 | 0 | 3.3765e-07 | 8.6824e-07 | 0 | 8.6824e-07 | [16 empty] | 7.3.1.3 Ignition probability mapping showing the probability of ignition along the electric lines and equipmentWLDFRAggregatedAggregated | WLDFR | HFTD - Distribution - Tier 3 - 4QU CoRE ¦ 2QU LoRE | Non-Red Flag Warning - Small Fires | Aggregated | Aggregated | 2032 | 0.0057253 | 0 | 572.4174 | 3.2772 | 2032 | Mitigation | 0.08575 | 30 | 0 | esc | 0.0012005 | 6.8732e-06 | 0.00060025 | 3.4366e-06 | 0.0015435 | 8.8369e-06
[79 empty] | WLDFR | HFTD - Distribution - Tier 3 - 4QU CoRE ¦ 1QU LoRE | Seismic - Red Flag Warning - Catastrophic Fires | 2024 | 3.0926e-11 | 1.5463e-11 | 3.9762e-11 | 21835.9781 | 428.6023 | 13939.561 | 7467.8148 | 0 | 0 | 0 | 2.5761e-08 |  | 6.753e-07 | 0 | 6.753e-07 | 3.3765e-07 | 0 | 3.3765e-07 | 8.6824e-07 | 0 | 8.6824e-07 | [16 empty] | 7.3.1.3 Ignition probability mapping showing the probability of ignition along the electric lines and equipmentWLDFRAggregatedAggregated | WLDFR | HFTD - Distribution - Tier 3 - 4QU CoRE ¦ 2QU LoRE | Non-Red Flag Warning - Small Fires | Aggregated | Aggregated | 2033 | 0.0057253 | 0 | 572.4174 | 3.2772 | 2033 | Mitigation | 0.08575 | 30 | 0 | esc | 0.0012005 | 6.8732e-06 | 0.00060025 | 3.4366e-06 | 0.0015435 | 8.8369e-06
[79 empty] | WLDFR | HFTD - Distribution - Tier 3 - 4QU CoRE ¦ 1QU LoRE | Seismic - Red Flag Warning - Catastrophic Fires | 2025 | 3.0926e-11 | 1.5463e-11 | 3.9762e-11 | 21835.9781 | 428.6023 | 13939.561 | 7467.8148 | 0 | 0 | 0 | 2.5761e-08 |  | 6.753e-07 | 0 | 6.753e-07 | 3.3765e-07 | 0 | 3.3765e-07 | 8.6824e-07 | 0 | 8.6824e-07 | [16 empty] | 7.3.1.3 Ignition probability mapping showing the probability of ignition along the electric lines and equipmentWLDFRAggregatedAggregated | WLDFR | HFTD - Distribution - Tier 3 - 4QU CoRE ¦ 2QU LoRE | Non-Red Flag Warning - Small Fires | Aggregated | Aggregated | 2034 | 0.0057253 | 0 | 572.4174 | 3.2772 | 2034 | Mitigation | 0.08575 | 30 | 0 | esc | 0.0012005 | 6.8732e-06 | 0.00060025 | 3.4366e-06 | 0.0015435 | 8.8369e-06
[79 empty] | WLDFR | HFTD - Distribution - Tier 3 - 4QU CoRE ¦ 1QU LoRE | Seismic - Red Flag Warning - Catastrophic Fires | 2026 | 3.0926e-11 | 1.5463e-11 | 3.9762e-11 | 21835.9781 | 428.6023 | 13939.561 | 7467.8148 | 0 | 0 | 0 | 2.5761e-08 |  | 6.753e-07 | 0 | 6.753e-07 | 3.3765e-07 | 0 | 3.3765e-07 | 8.6824e-07 | 0 | 8.6824e-07 | [16 empty] | 7.3.1.3 Ignition probability mapping showing the probability of ignition along the electric lines and equipmentWLDFRAggregatedAggregated | WLDFR | HFTD - Distribution - Tier 3 - 4QU CoRE ¦ 2QU LoRE | Non-Red Flag Warning - Small Fires | Aggregated | Aggregated | 2035 | 0.0057253 | 0 | 572.4174 | 3.2772 | 2035 | Mitigation | 0.08575 | 30 | 0 | esc | 0.0012005 | 6.8732e-06 | 0.00060025 | 3.4366e-06 | 0.0015435 | 8.8369e-06
[79 empty] | WLDFR | HFTD - Distribution - Tier 3 - 4QU CoRE ¦ 1QU LoRE | Seismic - Red Flag Warning - Catastrophic Fires | 2027 | 3.0926e-11 | 1.5463e-11 | 3.9762e-11 | 21835.9781 | 428.6023 | 13939.561 | 7467.8148 | 0 | 0 | 0 | 2.5761e-08 |  | 6.753e-07 | 0 | 6.753e-07 | 3.3765e-07 | 0 | 3.3765e-07 | 8.6824e-07 | 0 | 8.6824e-07 | [16 empty] | 7.3.1.3 Ignition probability mapping showing the probability of ignition along the electric lines and equipmentWLDFRAggregatedAggregated | WLDFR | HFTD - Distribution - Tier 3 - 4QU CoRE ¦ 2QU LoRE | Non-Red Flag Warning - Small Fires | Aggregated | Aggregated | 2036 | 0.0057253 | 0 | 572.4174 | 3.2772 | 2036 | Mitigation | 0.08575 | 30 | 0 | esc | 0.0012005 | 6.8732e-06 | 0.00060025 | 3.4366e-06 | 0.0015435 | 8.8369e-06
[79 empty] | WLDFR | HFTD - Distribution - Tier 3 - 4QU CoRE ¦ 1QU LoRE | Seismic - Red Flag Warning - Catastrophic Fires | 2028 | 3.0926e-11 | 1.5463e-11 | 3.9762e-11 | 22783.187 | 453.261 | 14531.3357 | 7798.5904 | 0 | 0 | 0 | 2.5761e-08 |  | 7.0459e-07 | 0 | 7.0459e-07 | 3.5229e-07 | 0 | 3.5229e-07 | 9.059e-07 | 0 | 9.059e-07 | [16 empty] | 7.3.1.3 Ignition probability mapping showing the probability of ignition along the electric lines and equipmentWLDFRAggregatedAggregated | WLDFR | HFTD - Distribution - Tier 3 - 4QU CoRE ¦ 2QU LoRE | Non-Red Flag Warning - Small Fires | Aggregated | Aggregated | 2037 | 0.0057253 | 0 | 572.4174 | 3.2772 | 2037 | Mitigation | 0.08575 | 30 | 0 | esc | 0.0012005 | 6.8732e-06 | 0.00060025 | 3.4366e-06 | 0.0015435 | 8.8369e-06
[79 empty] | WLDFR | HFTD - Distribution - Tier 3 - 4QU CoRE ¦ 1QU LoRE | Seismic - Red Flag Warning - Catastrophic Fires | 2029 | 3.0926e-11 | 1.5463e-11 | 3.9762e-11 | 22783.187 | 453.261 | 14531.3357 | 7798.5904 | 0 | 0 | 0 | 2.5761e-08 |  | 7.0459e-07 | 0 | 7.0459e-07 | 3.5229e-07 | 0 | 3.5229e-07 | 9.059e-07 | 0 | 9.059e-07 | [16 empty] | 7.3.1.3 Ignition probability mapping showing the probability of ignition along the electric lines and equipmentWLDFRAggregatedAggregated | WLDFR | HFTD - Distribution - Tier 3 - 4QU CoRE ¦ 2QU LoRE | Non-Red Flag Warning - Small Fires | Aggregated | Aggregated | 2038 | 0.0057253 | 0 | 572.4174 | 3.2772 | 2038 | Mitigation | 0.08575 | 30 | 0 | esc | 0.0012005 | 6.8732e-06 | 0.00060025 | 3.4366e-06 | 0.0015435 | 8.8369e-06
[79 empty] | WLDFR | HFTD - Distribution - Tier 3 - 4QU CoRE ¦ 1QU LoRE | Seismic - Red Flag Warning - Catastrophic Fires | 2030 | 3.0926e-11 | 1.5463e-11 | 3.9762e-11 | 22783.187 | 453.261 | 14531.3357 | 7798.5904 | 0 | 0 | 0 | 2.5761e-08 |  | 7.0459e-07 | 0 | 7.0459e-07 | 3.5229e-07 | 0 | 3.5229e-07 | 9.059e-07 | 0 | 9.059e-07 | [16 empty] | 7.3.1.3 Ignition probability mapping showing the probability of ignition along the electric lines and equipmentWLDFRAggregatedAggregated | WLDFR | HFTD - Distribution - Tier 3 - 4QU CoRE ¦ 2QU LoRE | Non-Red Flag Warning - Small Fires | Aggregated | Aggregated | 2039 | 0.0057253 | 0 | 572.4174 | 3.2772 | 2039 | Mitigation | 0.08575 | 30 | 0 | esc | 0.0012005 | 6.8732e-06 | 0.00060025 | 3.4366e-06 | 0.0015435 | 8.8369e-06
[79 empty] | WLDFR | HFTD - Distribution - Tier 3 - 4QU CoRE ¦ 1QU LoRE | Seismic - Red Flag Warning - Catastrophic Fires | 2031 | 3.0926e-11 | 1.5463e-11 | 3.9762e-11 | 22783.187 | 453.261 | 14531.3357 | 7798.5904 | 0 | 0 | 0 | 2.5761e-08 |  | 7.0459e-07 | 0 | 7.0459e-07 | 3.5229e-07 | 0 | 3.5229e-07 | 9.059e-07 | 0 | 9.059e-07 | [16 empty] | 7.3.1.3 Ignition probability mapping showing the probability of ignition along the electric lines and equipmentWLDFRAggregatedAggregated | WLDFR | HFTD - Distribution - Tier 3 - 4QU CoRE ¦ 2QU LoRE | Non-Red Flag Warning - Small Fires | Aggregated | Aggregated | 2040 | 0.0057253 | 0 | 572.4174 | 3.2772 | 2040 | Mitigation | 0.08575 | 30 | 0 | esc | 0.0012005 | 6.8732e-06 | 0.00060025 | 3.4366e-06 | 0.0015435 | 8.8369e-06
[79 empty] | WLDFR | HFTD - Distribution - Tier 3 - 4QU CoRE ¦ 1QU LoRE | Seismic - Red Flag Warning - Catastrophic Fires | 2032 | 3.0926e-11 | 1.5463e-11 | 3.9762e-11 | 22783.187 | 453.261 | 14531.3357 | 7798.5904 | 0 | 0 | 0 | 2.5761e-08 |  | 7.0459e-07 | 0 | 7.0459e-07 | 3.5229e-07 | 0 | 3.5229e-07 | 9.059e-07 | 0 | 9.059e-07 | [16 empty] | 7.3.1.3 Ignition probability mapping showing the probability of ignition along the electric lines and equipmentWLDFRAggregatedAggregated | WLDFR | HFTD - Distribution - Tier 3 - 4QU CoRE ¦ 2QU LoRE | Non-Red Flag Warning - Small Fires | Aggregated | Aggregated | 2041 | 0.0057253 | 0 | 572.4174 | 3.2772 | 2041 | Mitigation | 0.08575 | 30 | 0 | esc | 0.0012005 | 6.8732e-06 | 0.00060025 | 3.4366e-06 | 0.0015435 | 8.8369e-06
[79 empty] | WLDFR | HFTD - Distribution - Tier 3 - 4QU CoRE ¦ 1QU LoRE | Seismic - Red Flag Warning - Catastrophic Fires | 2033 | 3.0926e-11 | 1.5463e-11 | 3.9762e-11 | 23835.2641 | 480.9649 | 15187.7294 | 8166.5698 | 0 | 0 | 0 | 2.5761e-08 |  | 7.3713e-07 | 0 | 7.3713e-07 | 3.6856e-07 | 0 | 3.6856e-07 | 9.4773e-07 | 0 | 9.4773e-07 | [16 empty] | 7.3.1.3 Ignition probability mapping showing the probability of ignition along the electric lines and equipmentWLDFRAggregatedAggregated | WLDFR | HFTD - Distribution - Tier 3 - 4QU CoRE ¦ 2QU LoRE | Non-Red Flag Warning - Small Fires | Aggregated | Aggregated | 2042 | 0.0057253 | 0 | 572.4174 | 3.2772 | 2042 | Mitigation | 0.08575 | 30 | 0 | esc | 0.0012005 | 6.8732e-06 | 0.00060025 | 3.4366e-06 | 0.0015435 | 8.8369e-06
[79 empty] | WLDFR | HFTD - Distribution - Tier 3 - 4QU CoRE ¦ 1QU LoRE | Seismic - Red Flag Warning - Catastrophic Fires | 2034 | 3.0926e-11 | 1.5463e-11 | 3.9762e-11 | 23835.2641 | 480.9649 | 15187.7294 | 8166.5698 | 0 | 0 | 0 | 2.5761e-08 |  | 7.3713e-07 | 0 | 7.3713e-07 | 3.6856e-07 | 0 | 3.6856e-07 | 9.4773e-07 | 0 | 9.4773e-07 | [16 empty] | 7.3.1.3 Ignition probability mapping showing the probability of ignition along the electric lines and equipmentWLDFRAggregatedAggregated | WLDFR | HFTD - Distribution - Tier 3 - 4QU CoRE ¦ 2QU LoRE | Non-Red Flag Warning - Small Fires | Aggregated | Aggregated | 2043 | 0.0057253 | 0 | 572.4174 | 3.2772 | 2043 | Mitigation | 0.08575 | 30 | 0 | esc | 0.0012005 | 6.8732e-06 | 0.00060025 | 3.4366e-06 | 0.0015435 | 8.8369e-06
[79 empty] | WLDFR | HFTD - Distribution - Tier 3 - 4QU CoRE ¦ 1QU LoRE | Seismic - Red Flag Warning - Catastrophic Fires | 2035 | 3.0926e-11 | 1.5463e-11 | 3.9762e-11 | 23835.2641 | 480.9649 | 15187.7294 | 8166.5698 | 0 | 0 | 0 | 2.5761e-08 |  | 7.3713e-07 | 0 | 7.3713e-07 | 3.6856e-07 | 0 | 3.6856e-07 | 9.4773e-07 | 0 | 9.4773e-07 | [16 empty] | 7.3.1.3 Ignition probability mapping showing the probability of ignition along the electric lines and equipmentWLDFRAggregatedAggregated | WLDFR | HFTD - Distribution - Tier 3 - 4QU CoRE ¦ 2QU LoRE | Non-Red Flag Warning - Small Fires | Aggregated | Aggregated | 2044 | 0.0057253 | 0 | 572.4174 | 3.2772 | 2044 | Mitigation | 0.08575 | 30 | 0 | esc | 0.0012005 | 6.8732e-06 | 0.00060025 | 3.4366e-06 | 0.0015435 | 8.8369e-06
[79 empty] | WLDFR | HFTD - Distribution - Tier 3 - 4QU CoRE ¦ 1QU LoRE | Seismic - Red Flag Warning - Catastrophic Fires | 2036 | 3.0926e-11 | 1.5463e-11 | 3.9762e-11 | 23835.2641 | 480.9649 | 15187.7294 | 8166.5698 | 0 | 0 | 0 | 2.5761e-08 |  | 7.3713e-07 | 0 | 7.3713e-07 | 3.6856e-07 | 0 | 3.6856e-07 | 9.4773e-07 | 0 | 9.4773e-07 | [16 empty] | 7.3.1.3 Ignition probability mapping showing the probability of ignition along the electric lines and equipmentWLDFRAggregatedAggregated | WLDFR | HFTD - Distribution - Tier 3 - 4QU CoRE ¦ 2QU LoRE | Non-Red Flag Warning - Small Fires | Aggregated | Aggregated | 2045 | 0.0057253 | 0 | 572.4174 | 3.2772 | 2045 | Mitigation | 0.08575 | 30 | 0 | esc | 0.0012005 | 6.8732e-06 | 0.00060025 | 3.4366e-06 | 0.0015435 | 8.8369e-06
[79 empty] | WLDFR | HFTD - Distribution - Tier 3 - 4QU CoRE ¦ 1QU LoRE | Seismic - Red Flag Warning - Catastrophic Fires | 2037 | 3.0926e-11 | 1.5463e-11 | 3.9762e-11 | 23835.2641 | 480.9649 | 15187.7294 | 8166.5698 | 0 | 0 | 0 | 2.5761e-08 |  | 7.3713e-07 | 0 | 7.3713e-07 | 3.6856e-07 | 0 | 3.6856e-07 | 9.4773e-07 | 0 | 9.4773e-07 | [16 empty] | 7.3.1.3 Ignition probability mapping showing the probability of ignition along the electric lines and equipmentWLDFRAggregatedAggregated | WLDFR | HFTD - Distribution - Tier 3 - 4QU CoRE ¦ 2QU LoRE | Non-Red Flag Warning - Small Fires | Aggregated | Aggregated | 2046 | 0.0057253 | 0 | 572.4174 | 3.2772 | 2046 | Mitigation | 0.08575 | 30 | 0 | esc | 0.0012005 | 6.8732e-06 | 0.00060025 | 3.4366e-06 | 0.0015435 | 8.8369e-06
[79 empty] | WLDFR | HFTD - Distribution - Tier 3 - 4QU CoRE ¦ 1QU LoRE | Seismic - Red Flag Warning - Catastrophic Fires | 2038 | 3.0926e-11 | 1.5463e-11 | 3.9762e-11 | 24976.6418 | 511.3745 | 15898.8237 | 8566.4437 | 0 | 0 | 0 | 2.5761e-08 |  | 7.7242e-07 | 0 | 7.7242e-07 | 3.8621e-07 | 0 | 3.8621e-07 | 9.9312e-07 | 0 | 9.9312e-07 | [16 empty] | 7.3.1.3 Ignition probability mapping showing the probability of ignition along the electric lines and equipmentWLDFRAggregatedAggregated | WLDFR | HFTD - Distribution - Tier 3 - 4QU CoRE ¦ 2QU LoRE | Non-Red Flag Warning - Small Fires | Aggregated | Aggregated | 2047 | 0.0057253 | 0 | 572.4174 | 3.2772 | 2047 | Mitigation | 0.08575 | 30 | 0 | esc | 0.0012005 | 6.8732e-06 | 0.00060025 | 3.4366e-06 | 0.0015435 | 8.8369e-06
[79 empty] | WLDFR | HFTD - Distribution - Tier 3 - 4QU CoRE ¦ 1QU LoRE | Seismic - Red Flag Warning - Catastrophic Fires | 2039 | 3.0926e-11 | 1.5463e-11 | 3.9762e-11 | 24976.6418 | 511.3745 | 15898.8237 | 8566.4437 | 0 | 0 | 0 | 2.5761e-08 |  | 7.7242e-07 | 0 | 7.7242e-07 | 3.8621e-07 | 0 | 3.8621e-07 | 9.9312e-07 | 0 | 9.9312e-07 | [16 empty] | 7.3.1.3 Ignition probability mapping showing the probability of ignition along the electric lines and equipmentWLDFRAggregatedAggregated | WLDFR | HFTD - Distribution - Tier 3 - 4QU CoRE ¦ 2QU LoRE | Non-Red Flag Warning - Small Fires | Aggregated | Aggregated | 2048 | 0.0057253 | 0 | 572.4174 | 3.2772 | 2048 | Mitigation | 0.08575 | 30 | 0 | esc | 0.0012005 | 6.8732e-06 | 0.00060025 | 3.4366e-06 | 0.0015435 | 8.8369e-06
[79 empty] | WLDFR | HFTD - Distribution - Tier 3 - 4QU CoRE ¦ 1QU LoRE | Seismic - Red Flag Warning - Catastrophic Fires | 2040 | 3.0926e-11 | 1.5463e-11 | 3.9762e-11 | 24976.6418 | 511.3745 | 15898.8237 | 8566.4437 | 0 | 0 | 0 | 2.5761e-08 |  | 7.7242e-07 | 0 | 7.7242e-07 | 3.8621e-07 | 0 | 3.8621e-07 | 9.9312e-07 | 0 | 9.9312e-07 | [16 empty] | 7.3.1.3 Ignition probability mapping showing the probability of ignition along the electric lines and equipmentWLDFRAggregatedAggregated | WLDFR | HFTD - Distribution - Tier 3 - 4QU CoRE ¦ 2QU LoRE | Non-Red Flag Warning - Small Fires | Aggregated | Aggregated | 2049 | 0.0057253 | 0 | 572.4174 | 3.2772 | 2049 | Mitigation | 0.08575 | 30 | 0 | esc | 0.0012005 | 6.8732e-06 | 0.00060025 | 3.4366e-06 | 0.0015435 | 8.8369e-06
[79 empty] | WLDFR | HFTD - Distribution - Tier 3 - 4QU CoRE ¦ 1QU LoRE | Seismic - Red Flag Warning - Catastrophic Fires | 2041 | 3.0926e-11 | 1.5463e-11 | 3.9762e-11 | 24976.6418 | 511.3745 | 15898.8237 | 8566.4437 | 0 | 0 | 0 | 2.5761e-08 |  | 7.7242e-07 | 0 | 7.7242e-07 | 3.8621e-07 | 0 | 3.8621e-07 | 9.9312e-07 | 0 | 9.9312e-07 | [16 empty] | 7.3.1.3 Ignition probability mapping showing the probability of ignition along the electric lines and equipmentWLDFRAggregatedAggregated | WLDFR | HFTD - Distribution - Tier 3 - 4QU CoRE ¦ 2QU LoRE | Non-Red Flag Warning - Small Fires | Aggregated | Aggregated | 2050 | 0.0057253 | 0 | 572.4174 | 3.2772 | 2050 | Mitigation | 0.08575 | 30 | 0 | esc | 0 | 0 | 0.00060025 | 3.4366e-06 | 0.0015435 | 8.8369e-06
[79 empty] | WLDFR | HFTD - Distribution - Tier 3 - 4QU CoRE ¦ 1QU LoRE | Seismic - Red Flag Warning - Catastrophic Fires | 2042 | 3.0926e-11 | 1.5463e-11 | 3.9762e-11 | 24976.6418 | 511.3745 | 15898.8237 | 8566.4437 | 0 | 0 | 0 | 2.5761e-08 |  | 7.7242e-07 | 0 | 7.7242e-07 | 3.8621e-07 | 0 | 3.8621e-07 | 9.9312e-07 | 0 | 9.9312e-07 | [16 empty] | 7.3.1.3 Ignition probability mapping showing the probability of ignition along the electric lines and equipmentWLDFRAggregatedAggregated | WLDFR | HFTD - Distribution - Tier 3 - 4QU CoRE ¦ 2QU LoRE | Non-Red Flag Warning - Small Fires | Aggregated | Aggregated | 2051 | 0.0057253 | 0 | 572.4174 | 3.2772 | 2051 | Mitigation | 0.08575 | 30 | 0 | esc | 0 | 0 | 0 | 0 | 0.0015435 | 8.8369e-06
[79 empty] | WLDFR | HFTD - Distribution - Tier 3 - 4QU CoRE ¦ 1QU LoRE | Seismic - Red Flag Warning - Catastrophic Fires | 2043 | 3.0926e-11 | 1.5463e-11 | 3.9762e-11 | 26191.7278 | 544.1291 | 16654.7414 | 8992.8573 | 0 | 0 | 0 | 2.5761e-08 |  | 8.1e-07 | 0 | 8.1e-07 | 4.05e-07 | 0 | 4.05e-07 | 1.0414e-06 | 0 | 1.0414e-06 | [16 empty] | 7.3.1.3 Ignition probability mapping showing the probability of ignition along the electric lines and equipmentWLDFRAggregatedAggregated | WLDFR | HFTD - Distribution - Tier 3 - 4QU CoRE ¦ 2QU LoRE | Red Flag Warning - Catastrophic Fires | Aggregated | Aggregated | 2021 | 1.1742e-05 | 0 | 572.4174 | 0.0067215 | 2021 | Mitigation | 0.08575 | 30 | 0 | esc | 0.0012005 | 1.4097e-08 | 0.00060025 | 7.0483e-09 | 0 | 0
[79 empty] | WLDFR | HFTD - Distribution - Tier 3 - 4QU CoRE ¦ 1QU LoRE | Seismic - Red Flag Warning - Catastrophic Fires | 2044 | 3.0926e-11 | 1.5463e-11 | 3.9762e-11 | 26191.7278 | 544.1291 | 16654.7414 | 8992.8573 | 0 | 0 | 0 | 2.5761e-08 |  | 8.1e-07 | 0 | 8.1e-07 | 4.05e-07 | 0 | 4.05e-07 | 1.0414e-06 | 0 | 1.0414e-06 | [16 empty] | 7.3.1.3 Ignition probability mapping showing the probability of ignition along the electric lines and equipmentWLDFRAggregatedAggregated | WLDFR | HFTD - Distribution - Tier 3 - 4QU CoRE ¦ 2QU LoRE | Red Flag Warning - Catastrophic Fires | Aggregated | Aggregated | 2022 | 1.1742e-05 | 0 | 572.4174 | 0.0067215 | 2022 | Mitigation | 0.08575 | 30 | 0 | esc | 0.0012005 | 1.4097e-08 | 0.00060025 | 7.0483e-09 | 0.0015435 | 1.8124e-08
[79 empty] | WLDFR | HFTD - Distribution - Tier 3 - 4QU CoRE ¦ 1QU LoRE | Seismic - Red Flag Warning - Catastrophic Fires | 2045 | 3.0926e-11 | 1.5463e-11 | 3.9762e-11 | 26191.7278 | 544.1291 | 16654.7414 | 8992.8573 | 0 | 0 | 0 | 2.5761e-08 |  | 8.1e-07 | 0 | 8.1e-07 | 4.05e-07 | 0 | 4.05e-07 | 1.0414e-06 | 0 | 1.0414e-06 | [16 empty] | 7.3.1.3 Ignition probability mapping showing the probability of ignition along the electric lines and equipmentWLDFRAggregatedAggregated | WLDFR | HFTD - Distribution - Tier 3 - 4QU CoRE ¦ 2QU LoRE | Red Flag Warning - Catastrophic Fires | Aggregated | Aggregated | 2023 | 1.1742e-05 | 0 | 572.4174 | 0.0067215 | 2023 | Mitigation | 0.08575 | 30 | 0 | esc | 0.0012005 | 1.4097e-08 | 0.00060025 | 7.0483e-09 | 0.0015435 | 1.8124e-08
[79 empty] | WLDFR | HFTD - Distribution - Tier 3 - 4QU CoRE ¦ 1QU LoRE | Seismic - Red Flag Warning - Catastrophic Fires | 2046 | 3.0926e-11 | 1.5463e-11 | 3.9762e-11 | 26191.7278 | 544.1291 | 16654.7414 | 8992.8573 | 0 | 0 | 0 | 2.5761e-08 |  | 8.1e-07 | 0 | 8.1e-07 | 4.05e-07 | 0 | 4.05e-07 | 1.0414e-06 | 0 | 1.0414e-06 | [16 empty] | 7.3.1.3 Ignition probability mapping showing the probability of ignition along the electric lines and equipmentWLDFRAggregatedAggregated | WLDFR | HFTD - Distribution - Tier 3 - 4QU CoRE ¦ 2QU LoRE | Red Flag Warning - Catastrophic Fires | Aggregated | Aggregated | 2024 | 1.1742e-05 | 0 | 572.4174 | 0.0067215 | 2024 | Mitigation | 0.08575 | 30 | 0 | esc | 0.0012005 | 1.4097e-08 | 0.00060025 | 7.0483e-09 | 0.0015435 | 1.8124e-08
[79 empty] | WLDFR | HFTD - Distribution - Tier 3 - 4QU CoRE ¦ 1QU LoRE | Seismic - Red Flag Warning - Catastrophic Fires | 2047 | 3.0926e-11 | 1.5463e-11 | 3.9762e-11 | 26191.7278 | 544.1291 | 16654.7414 | 8992.8573 | 0 | 0 | 0 | 2.5761e-08 |  | 8.1e-07 | 0 | 8.1e-07 | 4.05e-07 | 0 | 4.05e-07 | 1.0414e-06 | 0 | 1.0414e-06 | [16 empty] | 7.3.1.3 Ignition probability mapping showing the probability of ignition along the electric lines and equipmentWLDFRAggregatedAggregated | WLDFR | HFTD - Distribution - Tier 3 - 4QU CoRE ¦ 2QU LoRE | Red Flag Warning - Catastrophic Fires | Aggregated | Aggregated | 2025 | 1.1742e-05 | 0 | 572.4174 | 0.0067215 | 2025 | Mitigation | 0.08575 | 30 | 0 | esc | 0.0012005 | 1.4097e-08 | 0.00060025 | 7.0483e-09 | 0.0015435 | 1.8124e-08
[79 empty] | WLDFR | HFTD - Distribution - Tier 3 - 4QU CoRE ¦ 1QU LoRE | Seismic - Red Flag Warning - Catastrophic Fires | 2048 | 3.0926e-11 | 1.5463e-11 | 3.9762e-11 | 27464.7227 | 578.8407 | 17445.538 | 9440.3441 | 0 | 0 | 0 | 2.5761e-08 |  | 8.4937e-07 | 0 | 8.4937e-07 | 4.2468e-07 | 0 | 4.2468e-07 | 1.092e-06 | 0 | 1.092e-06 | [16 empty] | 7.3.1.3 Ignition probability mapping showing the probability of ignition along the electric lines and equipmentWLDFRAggregatedAggregated | WLDFR | HFTD - Distribution - Tier 3 - 4QU CoRE ¦ 2QU LoRE | Red Flag Warning - Catastrophic Fires | Aggregated | Aggregated | 2026 | 1.1742e-05 | 0 | 572.4174 | 0.0067215 | 2026 | Mitigation | 0.08575 | 30 | 0 | esc | 0.0012005 | 1.4097e-08 | 0.00060025 | 7.0483e-09 | 0.0015435 | 1.8124e-08
[79 empty] | WLDFR | HFTD - Distribution - Tier 3 - 4QU CoRE ¦ 1QU LoRE | Seismic - Red Flag Warning - Catastrophic Fires | 2049 | 3.0926e-11 | 1.5463e-11 | 3.9762e-11 | 27464.7227 | 578.8407 | 17445.538 | 9440.3441 | 0 | 0 | 0 | 2.5761e-08 |  | 8.4937e-07 | 0 | 8.4937e-07 | 4.2468e-07 | 0 | 4.2468e-07 | 1.092e-06 | 0 | 1.092e-06 | [16 empty] | 7.3.1.3 Ignition probability mapping showing the probability of ignition along the electric lines and equipmentWLDFRAggregatedAggregated | WLDFR | HFTD - Distribution - Tier 3 - 4QU CoRE ¦ 2QU LoRE | Red Flag Warning - Catastrophic Fires | Aggregated | Aggregated | 2027 | 1.1742e-05 | 0 | 572.4174 | 0.0067215 | 2027 | Mitigation | 0.08575 | 30 | 0 | esc | 0.0012005 | 1.4097e-08 | 0.00060025 | 7.0483e-09 | 0.0015435 | 1.8124e-08
[79 empty] | WLDFR | HFTD - Distribution - Tier 3 - 4QU CoRE ¦ 1QU LoRE | Seismic - Red Flag Warning - Catastrophic Fires | 2050 | 0 | 1.5463e-11 | 3.9762e-11 | 27464.7227 | 578.8407 | 17445.538 | 9440.3441 | 0 | 0 | 0 | 2.5761e-08 |  | 0 | 0 | 0 | 4.2468e-07 | 0 | 4.2468e-07 | 1.092e-06 | 0 | 1.092e-06 | [16 empty] | 7.3.1.3 Ignition probability mapping showing the probability of ignition along the electric lines and equipmentWLDFRAggregatedAggregated | WLDFR | HFTD - Distribution - Tier 3 - 4QU CoRE ¦ 2QU LoRE | Red Flag Warning - Catastrophic Fires | Aggregated | Aggregated | 2028 | 1.1742e-05 | 0 | 572.4174 | 0.0067215 | 2028 | Mitigation | 0.08575 | 30 | 0 | esc | 0.0012005 | 1.4097e-08 | 0.00060025 | 7.0483e-09 | 0.0015435 | 1.8124e-08
[79 empty] | WLDFR | HFTD - Distribution - Tier 3 - 4QU CoRE ¦ 1QU LoRE | Seismic - Red Flag Warning - Catastrophic Fires | 2051 | 0 | 0 | 3.9762e-11 | 27464.7227 | 578.8407 | 17445.538 | 9440.3441 | 0 | 0 | 0 | 2.5761e-08 |  | 0 | 0 | 0 | 0 | 0 | 0 | 1.092e-06 | 0 | 1.092e-06 | [16 empty] | 7.3.1.3 Ignition probability mapping showing the probability of ignition along the electric lines and equipmentWLDFRAggregatedAggregated | WLDFR | HFTD - Distribution - Tier 3 - 4QU CoRE ¦ 2QU LoRE | Red Flag Warning - Catastrophic Fires | Aggregated | Aggregated | 2029 | 1.1742e-05 | 0 | 572.4174 | 0.0067215 | 2029 | Mitigation | 0.08575 | 30 | 0 | esc | 0.0012005 | 1.4097e-08 | 0.00060025 | 7.0483e-09 | 0.0015435 | 1.8124e-08
[79 empty] | WLDFR | HFTD - Distribution - Tier 3 - 4QU CoRE ¦ 2QU LoRE | Non-Red Flag Warning - Catastrophic Fires | 2020 | 5.5695e-10 | 0 | 0 | 14146.1306 | 222.2294 | 8585.7228 | 5338.1784 | 0 | 0 | 0 | 4.6393e-07 |  | 7.8786e-06 | 0 | 7.8786e-06 | 0 | 0 | 0 | 0 | 0 | 0 | [16 empty] | 7.3.1.3 Ignition probability mapping showing the probability of ignition along the electric lines and equipmentWLDFRAggregatedAggregated | WLDFR | HFTD - Distribution - Tier 3 - 4QU CoRE ¦ 2QU LoRE | Red Flag Warning - Catastrophic Fires | Aggregated | Aggregated | 2030 | 1.1742e-05 | 0 | 572.4174 | 0.0067215 | 2030 | Mitigation | 0.08575 | 30 | 0 | esc | 0.0012005 | 1.4097e-08 | 0.00060025 | 7.0483e-09 | 0.0015435 | 1.8124e-08
[79 empty] | WLDFR | HFTD - Distribution - Tier 3 - 4QU CoRE ¦ 2QU LoRE | Non-Red Flag Warning - Catastrophic Fires | 2021 | 5.5695e-10 | 2.7847e-10 | 0 | 14146.1306 | 222.2294 | 8585.7228 | 5338.1784 | 0 | 0 | 0 | 4.6393e-07 |  | 7.8786e-06 | 0 | 7.8786e-06 | 3.9393e-06 | 0 | 3.9393e-06 | 0 | 0 | 0 | [16 empty] | 7.3.1.3 Ignition probability mapping showing the probability of ignition along the electric lines and equipmentWLDFRAggregatedAggregated | WLDFR | HFTD - Distribution - Tier 3 - 4QU CoRE ¦ 2QU LoRE | Red Flag Warning - Catastrophic Fires | Aggregated | Aggregated | 2031 | 1.1742e-05 | 0 | 572.4174 | 0.0067215 | 2031 | Mitigation | 0.08575 | 30 | 0 | esc | 0.0012005 | 1.4097e-08 | 0.00060025 | 7.0483e-09 | 0.0015435 | 1.8124e-08
[79 empty] | WLDFR | HFTD - Distribution - Tier 3 - 4QU CoRE ¦ 2QU LoRE | Non-Red Flag Warning - Catastrophic Fires | 2022 | 5.5695e-10 | 2.7847e-10 | 7.1607e-10 | 14146.1306 | 222.2294 | 8585.7228 | 5338.1784 | 0 | 0 | 0 | 4.6393e-07 |  | 7.8786e-06 | 0 | 7.8786e-06 | 3.9393e-06 | 0 | 3.9393e-06 | 1.013e-05 | 0 | 1.013e-05 | [16 empty] | 7.3.1.3 Ignition probability mapping showing the probability of ignition along the electric lines and equipmentWLDFRAggregatedAggregated | WLDFR | HFTD - Distribution - Tier 3 - 4QU CoRE ¦ 2QU LoRE | Red Flag Warning - Catastrophic Fires | Aggregated | Aggregated | 2032 | 1.1742e-05 | 0 | 572.4174 | 0.0067215 | 2032 | Mitigation | 0.08575 | 30 | 0 | esc | 0.0012005 | 1.4097e-08 | 0.00060025 | 7.0483e-09 | 0.0015435 | 1.8124e-08
[79 empty] | WLDFR | HFTD - Distribution - Tier 3 - 4QU CoRE ¦ 2QU LoRE | Non-Red Flag Warning - Catastrophic Fires | 2023 | 5.5695e-10 | 2.7847e-10 | 7.1607e-10 | 14664.6376 | 233.2301 | 8896.516 | 5534.8915 | 0 | 0 | 0 | 4.6393e-07 |  | 8.1674e-06 | 0 | 8.1674e-06 | 4.0837e-06 | 0 | 4.0837e-06 | 1.0501e-05 | 0 | 1.0501e-05 | [16 empty] | 7.3.1.3 Ignition probability mapping showing the probability of ignition along the electric lines and equipmentWLDFRAggregatedAggregated | WLDFR | HFTD - Distribution - Tier 3 - 4QU CoRE ¦ 2QU LoRE | Red Flag Warning - Catastrophic Fires | Aggregated | Aggregated | 2033 | 1.1742e-05 | 0 | 572.4174 | 0.0067215 | 2033 | Mitigation | 0.08575 | 30 | 0 | esc | 0.0012005 | 1.4097e-08 | 0.00060025 | 7.0483e-09 | 0.0015435 | 1.8124e-08
[79 empty] | WLDFR | HFTD - Distribution - Tier 3 - 4QU CoRE ¦ 2QU LoRE | Non-Red Flag Warning - Catastrophic Fires | 2024 | 5.5695e-10 | 2.7847e-10 | 7.1607e-10 | 14664.6376 | 233.2301 | 8896.516 | 5534.8915 | 0 | 0 | 0 | 4.6393e-07 |  | 8.1674e-06 | 0 | 8.1674e-06 | 4.0837e-06 | 0 | 4.0837e-06 | 1.0501e-05 | 0 | 1.0501e-05 | [16 empty] | 7.3.1.3 Ignition probability mapping showing the probability of ignition along the electric lines and equipmentWLDFRAggregatedAggregated | WLDFR | HFTD - Distribution - Tier 3 - 4QU CoRE ¦ 2QU LoRE | Red Flag Warning - Catastrophic Fires | Aggregated | Aggregated | 2034 | 1.1742e-05 | 0 | 572.4174 | 0.0067215 | 2034 | Mitigation | 0.08575 | 30 | 0 | esc | 0.0012005 | 1.4097e-08 | 0.00060025 | 7.0483e-09 | 0.0015435 | 1.8124e-08
[79 empty] | WLDFR | HFTD - Distribution - Tier 3 - 4QU CoRE ¦ 2QU LoRE | Non-Red Flag Warning - Catastrophic Fires | 2025 | 5.5695e-10 | 2.7847e-10 | 7.1607e-10 | 14664.6376 | 233.2301 | 8896.516 | 5534.8915 | 0 | 0 | 0 | 4.6393e-07 |  | 8.1674e-06 | 0 | 8.1674e-06 | 4.0837e-06 | 0 | 4.0837e-06 | 1.0501e-05 | 0 | 1.0501e-05 | [16 empty] | 7.3.1.3 Ignition probability mapping showing the probability of ignition along the electric lines and equipmentWLDFRAggregatedAggregated | WLDFR | HFTD - Distribution - Tier 3 - 4QU CoRE ¦ 2QU LoRE | Red Flag Warning - Catastrophic Fires | Aggregated | Aggregated | 2035 | 1.1742e-05 | 0 | 572.4174 | 0.0067215 | 2035 | Mitigation | 0.08575 | 30 | 0 | esc | 0.0012005 | 1.4097e-08 | 0.00060025 | 7.0483e-09 | 0.0015435 | 1.8124e-08
[79 empty] | WLDFR | HFTD - Distribution - Tier 3 - 4QU CoRE ¦ 2QU LoRE | Non-Red Flag Warning - Catastrophic Fires | 2026 | 5.5695e-10 | 2.7847e-10 | 7.1607e-10 | 14664.6376 | 233.2301 | 8896.516 | 5534.8915 | 0 | 0 | 0 | 4.6393e-07 |  | 8.1674e-06 | 0 | 8.1674e-06 | 4.0837e-06 | 0 | 4.0837e-06 | 1.0501e-05 | 0 | 1.0501e-05 | [16 empty] | 7.3.1.3 Ignition probability mapping showing the probability of ignition along the electric lines and equipmentWLDFRAggregatedAggregated | WLDFR | HFTD - Distribution - Tier 3 - 4QU CoRE ¦ 2QU LoRE | Red Flag Warning - Catastrophic Fires | Aggregated | Aggregated | 2036 | 1.1742e-05 | 0 | 572.4174 | 0.0067215 | 2036 | Mitigation | 0.08575 | 30 | 0 | esc | 0.0012005 | 1.4097e-08 | 0.00060025 | 7.0483e-09 | 0.0015435 | 1.8124e-08
[79 empty] | WLDFR | HFTD - Distribution - Tier 3 - 4QU CoRE ¦ 2QU LoRE | Non-Red Flag Warning - Catastrophic Fires | 2027 | 5.5695e-10 | 2.7847e-10 | 7.1607e-10 | 14664.6376 | 233.2301 | 8896.516 | 5534.8915 | 0 | 0 | 0 | 4.6393e-07 |  | 8.1674e-06 | 0 | 8.1674e-06 | 4.0837e-06 | 0 | 4.0837e-06 | 1.0501e-05 | 0 | 1.0501e-05 | [16 empty] | 7.3.1.3 Ignition probability mapping showing the probability of ignition along the electric lines and equipmentWLDFRAggregatedAggregated | WLDFR | HFTD - Distribution - Tier 3 - 4QU CoRE ¦ 2QU LoRE | Red Flag Warning - Catastrophic Fires | Aggregated | Aggregated | 2037 | 1.1742e-05 | 0 | 572.4174 | 0.0067215 | 2037 | Mitigation | 0.08575 | 30 | 0 | esc | 0.0012005 | 1.4097e-08 | 0.00060025 | 7.0483e-09 | 0.0015435 | 1.8124e-08
[79 empty] | WLDFR | HFTD - Distribution - Tier 3 - 4QU CoRE ¦ 2QU LoRE | Non-Red Flag Warning - Catastrophic Fires | 2028 | 5.5695e-10 | 2.7847e-10 | 7.1607e-10 | 15317.9909 | 247.273 | 9287.6491 | 5783.0689 | 0 | 0 | 0 | 4.6393e-07 |  | 8.5313e-06 | 0 | 8.5313e-06 | 4.2657e-06 | 0 | 4.2657e-06 | 1.0969e-05 | 0 | 1.0969e-05 | [16 empty] | 7.3.1.3 Ignition probability mapping showing the probability of ignition along the electric lines and equipmentWLDFRAggregatedAggregated | WLDFR | HFTD - Distribution - Tier 3 - 4QU CoRE ¦ 2QU LoRE | Red Flag Warning - Catastrophic Fires | Aggregated | Aggregated | 2038 | 1.1742e-05 | 0 | 572.4174 | 0.0067215 | 2038 | Mitigation | 0.08575 | 30 | 0 | esc | 0.0012005 | 1.4097e-08 | 0.00060025 | 7.0483e-09 | 0.0015435 | 1.8124e-08
[79 empty] | WLDFR | HFTD - Distribution - Tier 3 - 4QU CoRE ¦ 2QU LoRE | Non-Red Flag Warning - Catastrophic Fires | 2029 | 5.5695e-10 | 2.7847e-10 | 7.1607e-10 | 15317.9909 | 247.273 | 9287.6491 | 5783.0689 | 0 | 0 | 0 | 4.6393e-07 |  | 8.5313e-06 | 0 | 8.5313e-06 | 4.2657e-06 | 0 | 4.2657e-06 | 1.0969e-05 | 0 | 1.0969e-05 | [16 empty] | 7.3.1.3 Ignition probability mapping showing the probability of ignition along the electric lines and equipmentWLDFRAggregatedAggregated | WLDFR | HFTD - Distribution - Tier 3 - 4QU CoRE ¦ 2QU LoRE | Red Flag Warning - Catastrophic Fires | Aggregated | Aggregated | 2039 | 1.1742e-05 | 0 | 572.4174 | 0.0067215 | 2039 | Mitigation | 0.08575 | 30 | 0 | esc | 0.0012005 | 1.4097e-08 | 0.00060025 | 7.0483e-09 | 0.0015435 | 1.8124e-08
[79 empty] | WLDFR | HFTD - Distribution - Tier 3 - 4QU CoRE ¦ 2QU LoRE | Non-Red Flag Warning - Catastrophic Fires | 2030 | 5.5695e-10 | 2.7847e-10 | 7.1607e-10 | 15317.9909 | 247.273 | 9287.6491 | 5783.0689 | 0 | 0 | 0 | 4.6393e-07 |  | 8.5313e-06 | 0 | 8.5313e-06 | 4.2657e-06 | 0 | 4.2657e-06 | 1.0969e-05 | 0 | 1.0969e-05 | [16 empty] | 7.3.1.3 Ignition probability mapping showing the probability of ignition along the electric lines and equipmentWLDFRAggregatedAggregated | WLDFR | HFTD - Distribution - Tier 3 - 4QU CoRE ¦ 2QU LoRE | Red Flag Warning - Catastrophic Fires | Aggregated | Aggregated | 2040 | 1.1742e-05 | 0 | 572.4174 | 0.0067215 | 2040 | Mitigation | 0.08575 | 30 | 0 | esc | 0.0012005 | 1.4097e-08 | 0.00060025 | 7.0483e-09 | 0.0015435 | 1.8124e-08
[79 empty] | WLDFR | HFTD - Distribution - Tier 3 - 4QU CoRE ¦ 2QU LoRE | Non-Red Flag Warning - Catastrophic Fires | 2031 | 5.5695e-10 | 2.7847e-10 | 7.1607e-10 | 15317.9909 | 247.273 | 9287.6491 | 5783.0689 | 0 | 0 | 0 | 4.6393e-07 |  | 8.5313e-06 | 0 | 8.5313e-06 | 4.2657e-06 | 0 | 4.2657e-06 | 1.0969e-05 | 0 | 1.0969e-05 | [16 empty] | 7.3.1.3 Ignition probability mapping showing the probability of ignition along the electric lines and equipmentWLDFRAggregatedAggregated | WLDFR | HFTD - Distribution - Tier 3 - 4QU CoRE ¦ 2QU LoRE | Red Flag Warning - Catastrophic Fires | Aggregated | Aggregated | 2041 | 1.1742e-05 | 0 | 572.4174 | 0.0067215 | 2041 | Mitigation | 0.08575 | 30 | 0 | esc | 0.0012005 | 1.4097e-08 | 0.00060025 | 7.0483e-09 | 0.0015435 | 1.8124e-08
[79 empty] | WLDFR | HFTD - Distribution - Tier 3 - 4QU CoRE ¦ 2QU LoRE | Non-Red Flag Warning - Catastrophic Fires | 2032 | 5.5695e-10 | 2.7847e-10 | 7.1607e-10 | 15317.9909 | 247.273 | 9287.6491 | 5783.0689 | 0 | 0 | 0 | 4.6393e-07 |  | 8.5313e-06 | 0 | 8.5313e-06 | 4.2657e-06 | 0 | 4.2657e-06 | 1.0969e-05 | 0 | 1.0969e-05 | [16 empty] | 7.3.1.3 Ignition probability mapping showing the probability of ignition along the electric lines and equipmentWLDFRAggregatedAggregated | WLDFR | HFTD - Distribution - Tier 3 - 4QU CoRE ¦ 2QU LoRE | Red Flag Warning - Catastrophic Fires | Aggregated | Aggregated | 2042 | 1.1742e-05 | 0 | 572.4174 | 0.0067215 | 2042 | Mitigation | 0.08575 | 30 | 0 | esc | 0.0012005 | 1.4097e-08 | 0.00060025 | 7.0483e-09 | 0.0015435 | 1.8124e-08
[79 empty] | WLDFR | HFTD - Distribution - Tier 3 - 4QU CoRE ¦ 2QU LoRE | Non-Red Flag Warning - Catastrophic Fires | 2033 | 5.5695e-10 | 2.7847e-10 | 7.1607e-10 | 16044.1264 | 263.1074 | 9721.74 | 6059.2791 | 0 | 0 | 0 | 4.6393e-07 |  | 8.9357e-06 | 0 | 8.9357e-06 | 4.4679e-06 | 0 | 4.4679e-06 | 1.1489e-05 | 0 | 1.1489e-05 | [16 empty] | 7.3.1.3 Ignition probability mapping showing the probability of ignition along the electric lines and equipmentWLDFRAggregatedAggregated | WLDFR | HFTD - Distribution - Tier 3 - 4QU CoRE ¦ 2QU LoRE | Red Flag Warning - Catastrophic Fires | Aggregated | Aggregated | 2043 | 1.1742e-05 | 0 | 572.4174 | 0.0067215 | 2043 | Mitigation | 0.08575 | 30 | 0 | esc | 0.0012005 | 1.4097e-08 | 0.00060025 | 7.0483e-09 | 0.0015435 | 1.8124e-08
[79 empty] | WLDFR | HFTD - Distribution - Tier 3 - 4QU CoRE ¦ 2QU LoRE | Non-Red Flag Warning - Catastrophic Fires | 2034 | 5.5695e-10 | 2.7847e-10 | 7.1607e-10 | 16044.1264 | 263.1074 | 9721.74 | 6059.2791 | 0 | 0 | 0 | 4.6393e-07 |  | 8.9357e-06 | 0 | 8.9357e-06 | 4.4679e-06 | 0 | 4.4679e-06 | 1.1489e-05 | 0 | 1.1489e-05 | [16 empty] | 7.3.1.3 Ignition probability mapping showing the probability of ignition along the electric lines and equipmentWLDFRAggregatedAggregated | WLDFR | HFTD - Distribution - Tier 3 - 4QU CoRE ¦ 2QU LoRE | Red Flag Warning - Catastrophic Fires | Aggregated | Aggregated | 2044 | 1.1742e-05 | 0 | 572.4174 | 0.0067215 | 2044 | Mitigation | 0.08575 | 30 | 0 | esc | 0.0012005 | 1.4097e-08 | 0.00060025 | 7.0483e-09 | 0.0015435 | 1.8124e-08
[79 empty] | WLDFR | HFTD - Distribution - Tier 3 - 4QU CoRE ¦ 2QU LoRE | Non-Red Flag Warning - Catastrophic Fires | 2035 | 5.5695e-10 | 2.7847e-10 | 7.1607e-10 | 16044.1264 | 263.1074 | 9721.74 | 6059.2791 | 0 | 0 | 0 | 4.6393e-07 |  | 8.9357e-06 | 0 | 8.9357e-06 | 4.4679e-06 | 0 | 4.4679e-06 | 1.1489e-05 | 0 | 1.1489e-05 | [16 empty] | 7.3.1.3 Ignition probability mapping showing the probability of ignition along the electric lines and equipmentWLDFRAggregatedAggregated | WLDFR | HFTD - Distribution - Tier 3 - 4QU CoRE ¦ 2QU LoRE | Red Flag Warning - Catastrophic Fires | Aggregated | Aggregated | 2045 | 1.1742e-05 | 0 | 572.4174 | 0.0067215 | 2045 | Mitigation | 0.08575 | 30 | 0 | esc | 0.0012005 | 1.4097e-08 | 0.00060025 | 7.0483e-09 | 0.0015435 | 1.8124e-08
[79 empty] | WLDFR | HFTD - Distribution - Tier 3 - 4QU CoRE ¦ 2QU LoRE | Non-Red Flag Warning - Catastrophic Fires | 2036 | 5.5695e-10 | 2.7847e-10 | 7.1607e-10 | 16044.1264 | 263.1074 | 9721.74 | 6059.2791 | 0 | 0 | 0 | 4.6393e-07 |  | 8.9357e-06 | 0 | 8.9357e-06 | 4.4679e-06 | 0 | 4.4679e-06 | 1.1489e-05 | 0 | 1.1489e-05 | [16 empty] | 7.3.1.3 Ignition probability mapping showing the probability of ignition along the electric lines and equipmentWLDFRAggregatedAggregated | WLDFR | HFTD - Distribution - Tier 3 - 4QU CoRE ¦ 2QU LoRE | Red Flag Warning - Catastrophic Fires | Aggregated | Aggregated | 2046 | 1.1742e-05 | 0 | 572.4174 | 0.0067215 | 2046 | Mitigation | 0.08575 | 30 | 0 | esc | 0.0012005 | 1.4097e-08 | 0.00060025 | 7.0483e-09 | 0.0015435 | 1.8124e-08
[79 empty] | WLDFR | HFTD - Distribution - Tier 3 - 4QU CoRE ¦ 2QU LoRE | Non-Red Flag Warning - Catastrophic Fires | 2037 | 5.5695e-10 | 2.7847e-10 | 7.1607e-10 | 16044.1264 | 263.1074 | 9721.74 | 6059.2791 | 0 | 0 | 0 | 4.6393e-07 |  | 8.9357e-06 | 0 | 8.9357e-06 | 4.4679e-06 | 0 | 4.4679e-06 | 1.1489e-05 | 0 | 1.1489e-05 | [16 empty] | 7.3.1.3 Ignition probability mapping showing the probability of ignition along the electric lines and equipmentWLDFRAggregatedAggregated | WLDFR | HFTD - Distribution - Tier 3 - 4QU CoRE ¦ 2QU LoRE | Red Flag Warning - Catastrophic Fires | Aggregated | Aggregated | 2047 | 1.1742e-05 | 0 | 572.4174 | 0.0067215 | 2047 | Mitigation | 0.08575 | 30 | 0 | esc | 0.0012005 | 1.4097e-08 | 0.00060025 | 7.0483e-09 | 0.0015435 | 1.8124e-08
[79 empty] | WLDFR | HFTD - Distribution - Tier 3 - 4QU CoRE ¦ 2QU LoRE | Non-Red Flag Warning - Catastrophic Fires | 2038 | 5.5695e-10 | 2.7847e-10 | 7.1607e-10 | 16832.3912 | 280.5544 | 10192.2718 | 6359.5651 | 0 | 0 | 0 | 4.6393e-07 |  | 9.3747e-06 | 0 | 9.3747e-06 | 4.6874e-06 | 0 | 4.6874e-06 | 1.2053e-05 | 0 | 1.2053e-05 | [16 empty] | 7.3.1.3 Ignition probability mapping showing the probability of ignition along the electric lines and equipmentWLDFRAggregatedAggregated | WLDFR | HFTD - Distribution - Tier 3 - 4QU CoRE ¦ 2QU LoRE | Red Flag Warning - Catastrophic Fires | Aggregated | Aggregated | 2048 | 1.1742e-05 | 0 | 572.4174 | 0.0067215 | 2048 | Mitigation | 0.08575 | 30 | 0 | esc | 0.0012005 | 1.4097e-08 | 0.00060025 | 7.0483e-09 | 0.0015435 | 1.8124e-08
[79 empty] | WLDFR | HFTD - Distribution - Tier 3 - 4QU CoRE ¦ 2QU LoRE | Non-Red Flag Warning - Catastrophic Fires | 2039 | 5.5695e-10 | 2.7847e-10 | 7.1607e-10 | 16832.3912 | 280.5544 | 10192.2718 | 6359.5651 | 0 | 0 | 0 | 4.6393e-07 |  | 9.3747e-06 | 0 | 9.3747e-06 | 4.6874e-06 | 0 | 4.6874e-06 | 1.2053e-05 | 0 | 1.2053e-05 | [16 empty] | 7.3.1.3 Ignition probability mapping showing the probability of ignition along the electric lines and equipmentWLDFRAggregatedAggregated | WLDFR | HFTD - Distribution - Tier 3 - 4QU CoRE ¦ 2QU LoRE | Red Flag Warning - Catastrophic Fires | Aggregated | Aggregated | 2049 | 1.1742e-05 | 0 | 572.4174 | 0.0067215 | 2049 | Mitigation | 0.08575 | 30 | 0 | esc | 0.0012005 | 1.4097e-08 | 0.00060025 | 7.0483e-09 | 0.0015435 | 1.8124e-08
[79 empty] | WLDFR | HFTD - Distribution - Tier 3 - 4QU CoRE ¦ 2QU LoRE | Non-Red Flag Warning - Catastrophic Fires | 2040 | 5.5695e-10 | 2.7847e-10 | 7.1607e-10 | 16832.3912 | 280.5544 | 10192.2718 | 6359.5651 | 0 | 0 | 0 | 4.6393e-07 |  | 9.3747e-06 | 0 | 9.3747e-06 | 4.6874e-06 | 0 | 4.6874e-06 | 1.2053e-05 | 0 | 1.2053e-05 | [16 empty] | 7.3.1.3 Ignition probability mapping showing the probability of ignition along the electric lines and equipmentWLDFRAggregatedAggregated | WLDFR | HFTD - Distribution - Tier 3 - 4QU CoRE ¦ 2QU LoRE | Red Flag Warning - Catastrophic Fires | Aggregated | Aggregated | 2050 | 1.1742e-05 | 0 | 572.4174 | 0.0067215 | 2050 | Mitigation | 0.08575 | 30 | 0 | esc | 0 | 0 | 0.00060025 | 7.0483e-09 | 0.0015435 | 1.8124e-08
[79 empty] | WLDFR | HFTD - Distribution - Tier 3 - 4QU CoRE ¦ 2QU LoRE | Non-Red Flag Warning - Catastrophic Fires | 2041 | 5.5695e-10 | 2.7847e-10 | 7.1607e-10 | 16832.3912 | 280.5544 | 10192.2718 | 6359.5651 | 0 | 0 | 0 | 4.6393e-07 |  | 9.3747e-06 | 0 | 9.3747e-06 | 4.6874e-06 | 0 | 4.6874e-06 | 1.2053e-05 | 0 | 1.2053e-05 | [16 empty] | 7.3.1.3 Ignition probability mapping showing the probability of ignition along the electric lines and equipmentWLDFRAggregatedAggregated | WLDFR | HFTD - Distribution - Tier 3 - 4QU CoRE ¦ 2QU LoRE | Red Flag Warning - Catastrophic Fires | Aggregated | Aggregated | 2051 | 1.1742e-05 | 0 | 572.4174 | 0.0067215 | 2051 | Mitigation | 0.08575 | 30 | 0 | esc | 0 | 0 | 0 | 0 | 0.0015435 | 1.8124e-08
[79 empty] | WLDFR | HFTD - Distribution - Tier 3 - 4QU CoRE ¦ 2QU LoRE | Non-Red Flag Warning - Catastrophic Fires | 2042 | 5.5695e-10 | 2.7847e-10 | 7.1607e-10 | 16832.3912 | 280.5544 | 10192.2718 | 6359.5651 | 0 | 0 | 0 | 4.6393e-07 |  | 9.3747e-06 | 0 | 9.3747e-06 | 4.6874e-06 | 0 | 4.6874e-06 | 1.2053e-05 | 0 | 1.2053e-05 | [16 empty] | 7.3.1.3 Ignition probability mapping showing the probability of ignition along the electric lines and equipmentWLDFRAggregatedAggregated | WLDFR | HFTD - Distribution - Tier 3 - 4QU CoRE ¦ 2QU LoRE | Red Flag Warning - Destructive Fires | Aggregated | Aggregated | 2021 | 1.8114e-06 | 0 | 572.4174 | 0.0010369 | 2021 | Mitigation | 0.08575 | 30 | 0 | esc | 0.0012005 | 2.1746e-09 | 0.00060025 | 1.0873e-09 | 0 | 0
[79 empty] | WLDFR | HFTD - Distribution - Tier 3 - 4QU CoRE ¦ 2QU LoRE | Non-Red Flag Warning - Catastrophic Fires | 2043 | 5.5695e-10 | 2.7847e-10 | 7.1607e-10 | 17672.0852 | 299.42 | 10692.7362 | 6679.929 | 0 | 0 | 0 | 4.6393e-07 |  | 9.8424e-06 | 0 | 9.8424e-06 | 4.9212e-06 | 0 | 4.9212e-06 | 1.2655e-05 | 0 | 1.2655e-05 | [16 empty] | 7.3.1.3 Ignition probability mapping showing the probability of ignition along the electric lines and equipmentWLDFRAggregatedAggregated | WLDFR | HFTD - Distribution - Tier 3 - 4QU CoRE ¦ 2QU LoRE | Red Flag Warning - Destructive Fires | Aggregated | Aggregated | 2022 | 1.8114e-06 | 0 | 572.4174 | 0.0010369 | 2022 | Mitigation | 0.08575 | 30 | 0 | esc | 0.0012005 | 2.1746e-09 | 0.00060025 | 1.0873e-09 | 0.0015435 | 2.7959e-09
[79 empty] | WLDFR | HFTD - Distribution - Tier 3 - 4QU CoRE ¦ 2QU LoRE | Non-Red Flag Warning - Catastrophic Fires | 2044 | 5.5695e-10 | 2.7847e-10 | 7.1607e-10 | 17672.0852 | 299.42 | 10692.7362 | 6679.929 | 0 | 0 | 0 | 4.6393e-07 |  | 9.8424e-06 | 0 | 9.8424e-06 | 4.9212e-06 | 0 | 4.9212e-06 | 1.2655e-05 | 0 | 1.2655e-05 | [16 empty] | 7.3.1.3 Ignition probability mapping showing the probability of ignition along the electric lines and equipmentWLDFRAggregatedAggregated | WLDFR | HFTD - Distribution - Tier 3 - 4QU CoRE ¦ 2QU LoRE | Red Flag Warning - Destructive Fires | Aggregated | Aggregated | 2023 | 1.8114e-06 | 0 | 572.4174 | 0.0010369 | 2023 | Mitigation | 0.08575 | 30 | 0 | esc | 0.0012005 | 2.1746e-09 | 0.00060025 | 1.0873e-09 | 0.0015435 | 2.7959e-09
[79 empty] | WLDFR | HFTD - Distribution - Tier 3 - 4QU CoRE ¦ 2QU LoRE | Non-Red Flag Warning - Catastrophic Fires | 2045 | 5.5695e-10 | 2.7847e-10 | 7.1607e-10 | 17672.0852 | 299.42 | 10692.7362 | 6679.929 | 0 | 0 | 0 | 4.6393e-07 |  | 9.8424e-06 | 0 | 9.8424e-06 | 4.9212e-06 | 0 | 4.9212e-06 | 1.2655e-05 | 0 | 1.2655e-05 | [16 empty] | 7.3.1.3 Ignition probability mapping showing the probability of ignition along the electric lines and equipmentWLDFRAggregatedAggregated | WLDFR | HFTD - Distribution - Tier 3 - 4QU CoRE ¦ 2QU LoRE | Red Flag Warning - Destructive Fires | Aggregated | Aggregated | 2024 | 1.8114e-06 | 0 | 572.4174 | 0.0010369 | 2024 | Mitigation | 0.08575 | 30 | 0 | esc | 0.0012005 | 2.1746e-09 | 0.00060025 | 1.0873e-09 | 0.0015435 | 2.7959e-09
[79 empty] | WLDFR | HFTD - Distribution - Tier 3 - 4QU CoRE ¦ 2QU LoRE | Non-Red Flag Warning - Catastrophic Fires | 2046 | 5.5695e-10 | 2.7847e-10 | 7.1607e-10 | 17672.0852 | 299.42 | 10692.7362 | 6679.929 | 0 | 0 | 0 | 4.6393e-07 |  | 9.8424e-06 | 0 | 9.8424e-06 | 4.9212e-06 | 0 | 4.9212e-06 | 1.2655e-05 | 0 | 1.2655e-05 | [16 empty] | 7.3.1.3 Ignition probability mapping showing the probability of ignition along the electric lines and equipmentWLDFRAggregatedAggregated | WLDFR | HFTD - Distribution - Tier 3 - 4QU CoRE ¦ 2QU LoRE | Red Flag Warning - Destructive Fires | Aggregated | Aggregated | 2025 | 1.8114e-06 | 0 | 572.4174 | 0.0010369 | 2025 | Mitigation | 0.08575 | 30 | 0 | esc | 0.0012005 | 2.1746e-09 | 0.00060025 | 1.0873e-09 | 0.0015435 | 2.7959e-09
[79 empty] | WLDFR | HFTD - Distribution - Tier 3 - 4QU CoRE ¦ 2QU LoRE | Non-Red Flag Warning - Catastrophic Fires | 2047 | 5.5695e-10 | 2.7847e-10 | 7.1607e-10 | 17672.0852 | 299.42 | 10692.7362 | 6679.929 | 0 | 0 | 0 | 4.6393e-07 |  | 9.8424e-06 | 0 | 9.8424e-06 | 4.9212e-06 | 0 | 4.9212e-06 | 1.2655e-05 | 0 | 1.2655e-05 | [16 empty] | 7.3.1.3 Ignition probability mapping showing the probability of ignition along the electric lines and equipmentWLDFRAggregatedAggregated | WLDFR | HFTD - Distribution - Tier 3 - 4QU CoRE ¦ 2QU LoRE | Red Flag Warning - Destructive Fires | Aggregated | Aggregated | 2026 | 1.8114e-06 | 0 | 572.4174 | 0.0010369 | 2026 | Mitigation | 0.08575 | 30 | 0 | esc | 0.0012005 | 2.1746e-09 | 0.00060025 | 1.0873e-09 | 0.0015435 | 2.7959e-09
[79 empty] | WLDFR | HFTD - Distribution - Tier 3 - 4QU CoRE ¦ 2QU LoRE | Non-Red Flag Warning - Catastrophic Fires | 2048 | 5.5695e-10 | 2.7847e-10 | 7.1607e-10 | 18552.3348 | 319.4911 | 11216.5626 | 7016.281 | 0 | 0 | 0 | 4.6393e-07 |  | 1.0333e-05 | 0 | 1.0333e-05 | 5.1663e-06 | 0 | 5.1663e-06 | 1.3285e-05 | 0 | 1.3285e-05 | [16 empty] | 7.3.1.3 Ignition probability mapping showing the probability of ignition along the electric lines and equipmentWLDFRAggregatedAggregated | WLDFR | HFTD - Distribution - Tier 3 - 4QU CoRE ¦ 2QU LoRE | Red Flag Warning - Destructive Fires | Aggregated | Aggregated | 2027 | 1.8114e-06 | 0 | 572.4174 | 0.0010369 | 2027 | Mitigation | 0.08575 | 30 | 0 | esc | 0.0012005 | 2.1746e-09 | 0.00060025 | 1.0873e-09 | 0.0015435 | 2.7959e-09
[79 empty] | WLDFR | HFTD - Distribution - Tier 3 - 4QU CoRE ¦ 2QU LoRE | Non-Red Flag Warning - Catastrophic Fires | 2049 | 5.5695e-10 | 2.7847e-10 | 7.1607e-10 | 18552.3348 | 319.4911 | 11216.5626 | 7016.281 | 0 | 0 | 0 | 4.6393e-07 |  | 1.0333e-05 | 0 | 1.0333e-05 | 5.1663e-06 | 0 | 5.1663e-06 | 1.3285e-05 | 0 | 1.3285e-05 | [16 empty] | 7.3.1.3 Ignition probability mapping showing the probability of ignition along the electric lines and equipmentWLDFRAggregatedAggregated | WLDFR | HFTD - Distribution - Tier 3 - 4QU CoRE ¦ 2QU LoRE | Red Flag Warning - Destructive Fires | Aggregated | Aggregated | 2028 | 1.8114e-06 | 0 | 572.4174 | 0.0010369 | 2028 | Mitigation | 0.08575 | 30 | 0 | esc | 0.0012005 | 2.1746e-09 | 0.00060025 | 1.0873e-09 | 0.0015435 | 2.7959e-09
[79 empty] | WLDFR | HFTD - Distribution - Tier 3 - 4QU CoRE ¦ 2QU LoRE | Non-Red Flag Warning - Catastrophic Fires | 2050 | 0 | 2.7847e-10 | 7.1607e-10 | 18552.3348 | 319.4911 | 11216.5626 | 7016.281 | 0 | 0 | 0 | 4.6393e-07 |  | 0 | 0 | 0 | 5.1663e-06 | 0 | 5.1663e-06 | 1.3285e-05 | 0 | 1.3285e-05 | [16 empty] | 7.3.1.3 Ignition probability mapping showing the probability of ignition along the electric lines and equipmentWLDFRAggregatedAggregated | WLDFR | HFTD - Distribution - Tier 3 - 4QU CoRE ¦ 2QU LoRE | Red Flag Warning - Destructive Fires | Aggregated | Aggregated | 2029 | 1.8114e-06 | 0 | 572.4174 | 0.0010369 | 2029 | Mitigation | 0.08575 | 30 | 0 | esc | 0.0012005 | 2.1746e-09 | 0.00060025 | 1.0873e-09 | 0.0015435 | 2.7959e-09
[79 empty] | WLDFR | HFTD - Distribution - Tier 3 - 4QU CoRE ¦ 2QU LoRE | Non-Red Flag Warning - Catastrophic Fires | 2051 | 0 | 0 | 7.1607e-10 | 18552.3348 | 319.4911 | 11216.5626 | 7016.281 | 0 | 0 | 0 | 4.6393e-07 |  | 0 | 0 | 0 | 0 | 0 | 0 | 1.3285e-05 | 0 | 1.3285e-05 | [16 empty] | 7.3.1.3 Ignition probability mapping showing the probability of ignition along the electric lines and equipmentWLDFRAggregatedAggregated | WLDFR | HFTD - Distribution - Tier 3 - 4QU CoRE ¦ 2QU LoRE | Red Flag Warning - Destructive Fires | Aggregated | Aggregated | 2030 | 1.8114e-06 | 0 | 572.4174 | 0.0010369 | 2030 | Mitigation | 0.08575 | 30 | 0 | esc | 0.0012005 | 2.1746e-09 | 0.00060025 | 1.0873e-09 | 0.0015435 | 2.7959e-09
[79 empty] | WLDFR | HFTD - Distribution - Tier 3 - 4QU CoRE ¦ 2QU LoRE | Non-Red Flag Warning - Destructive Fires | 2020 | 7.0119e-10 | 0 | 0 | 8807.9522 | 222.2294 | 8585.7228 | 0 | 0 | 0 | 0 | 5.8409e-07 |  | 6.1761e-06 | 0 | 6.1761e-06 | 0 | 0 | 0 | 0 | 0 | 0 | [16 empty] | 7.3.1.3 Ignition probability mapping showing the probability of ignition along the electric lines and equipmentWLDFRAggregatedAggregated | WLDFR | HFTD - Distribution - Tier 3 - 4QU CoRE ¦ 2QU LoRE | Red Flag Warning - Destructive Fires | Aggregated | Aggregated | 2031 | 1.8114e-06 | 0 | 572.4174 | 0.0010369 | 2031 | Mitigation | 0.08575 | 30 | 0 | esc | 0.0012005 | 2.1746e-09 | 0.00060025 | 1.0873e-09 | 0.0015435 | 2.7959e-09
[79 empty] | WLDFR | HFTD - Distribution - Tier 3 - 4QU CoRE ¦ 2QU LoRE | Non-Red Flag Warning - Destructive Fires | 2021 | 7.0119e-10 | 3.506e-10 | 0 | 8807.9522 | 222.2294 | 8585.7228 | 0 | 0 | 0 | 0 | 5.8409e-07 |  | 6.1761e-06 | 0 | 6.1761e-06 | 3.088e-06 | 0 | 3.088e-06 | 0 | 0 | 0 | [16 empty] | 7.3.1.3 Ignition probability mapping showing the probability of ignition along the electric lines and equipmentWLDFRAggregatedAggregated | WLDFR | HFTD - Distribution - Tier 3 - 4QU CoRE ¦ 2QU LoRE | Red Flag Warning - Destructive Fires | Aggregated | Aggregated | 2032 | 1.8114e-06 | 0 | 572.4174 | 0.0010369 | 2032 | Mitigation | 0.08575 | 30 | 0 | esc | 0.0012005 | 2.1746e-09 | 0.00060025 | 1.0873e-09 | 0.0015435 | 2.7959e-09
[79 empty] | WLDFR | HFTD - Distribution - Tier 3 - 4QU CoRE ¦ 2QU LoRE | Non-Red Flag Warning - Destructive Fires | 2022 | 7.0119e-10 | 3.506e-10 | 9.0154e-10 | 8807.9522 | 222.2294 | 8585.7228 | 0 | 0 | 0 | 0 | 5.8409e-07 |  | 6.1761e-06 | 0 | 6.1761e-06 | 3.088e-06 | 0 | 3.088e-06 | 7.9407e-06 | 0 | 7.9407e-06 | [16 empty] | 7.3.1.3 Ignition probability mapping showing the probability of ignition along the electric lines and equipmentWLDFRAggregatedAggregated | WLDFR | HFTD - Distribution - Tier 3 - 4QU CoRE ¦ 2QU LoRE | Red Flag Warning - Destructive Fires | Aggregated | Aggregated | 2033 | 1.8114e-06 | 0 | 572.4174 | 0.0010369 | 2033 | Mitigation | 0.08575 | 30 | 0 | esc | 0.0012005 | 2.1746e-09 | 0.00060025 | 1.0873e-09 | 0.0015435 | 2.7959e-09
[79 empty] | WLDFR | HFTD - Distribution - Tier 3 - 4QU CoRE ¦ 2QU LoRE | Non-Red Flag Warning - Destructive Fires | 2023 | 7.0119e-10 | 3.506e-10 | 9.0154e-10 | 9129.7461 | 233.2301 | 8896.516 | 0 | 0 | 0 | 0 | 5.8409e-07 |  | 6.4017e-06 | 0 | 6.4017e-06 | 3.2009e-06 | 0 | 3.2009e-06 | 8.2308e-06 | 0 | 8.2308e-06 | [16 empty] | 7.3.1.3 Ignition probability mapping showing the probability of ignition along the electric lines and equipmentWLDFRAggregatedAggregated | WLDFR | HFTD - Distribution - Tier 3 - 4QU CoRE ¦ 2QU LoRE | Red Flag Warning - Destructive Fires | Aggregated | Aggregated | 2034 | 1.8114e-06 | 0 | 572.4174 | 0.0010369 | 2034 | Mitigation | 0.08575 | 30 | 0 | esc | 0.0012005 | 2.1746e-09 | 0.00060025 | 1.0873e-09 | 0.0015435 | 2.7959e-09
[79 empty] | WLDFR | HFTD - Distribution - Tier 3 - 4QU CoRE ¦ 2QU LoRE | Non-Red Flag Warning - Destructive Fires | 2024 | 7.0119e-10 | 3.506e-10 | 9.0154e-10 | 9129.7461 | 233.2301 | 8896.516 | 0 | 0 | 0 | 0 | 5.8409e-07 |  | 6.4017e-06 | 0 | 6.4017e-06 | 3.2009e-06 | 0 | 3.2009e-06 | 8.2308e-06 | 0 | 8.2308e-06 | [16 empty] | 7.3.1.3 Ignition probability mapping showing the probability of ignition along the electric lines and equipmentWLDFRAggregatedAggregated | WLDFR | HFTD - Distribution - Tier 3 - 4QU CoRE ¦ 2QU LoRE | Red Flag Warning - Destructive Fires | Aggregated | Aggregated | 2035 | 1.8114e-06 | 0 | 572.4174 | 0.0010369 | 2035 | Mitigation | 0.08575 | 30 | 0 | esc | 0.0012005 | 2.1746e-09 | 0.00060025 | 1.0873e-09 | 0.0015435 | 2.7959e-09
[79 empty] | WLDFR | HFTD - Distribution - Tier 3 - 4QU CoRE ¦ 2QU LoRE | Non-Red Flag Warning - Destructive Fires | 2025 | 7.0119e-10 | 3.506e-10 | 9.0154e-10 | 9129.7461 | 233.2301 | 8896.516 | 0 | 0 | 0 | 0 | 5.8409e-07 |  | 6.4017e-06 | 0 | 6.4017e-06 | 3.2009e-06 | 0 | 3.2009e-06 | 8.2308e-06 | 0 | 8.2308e-06 | [16 empty] | 7.3.1.3 Ignition probability mapping showing the probability of ignition along the electric lines and equipmentWLDFRAggregatedAggregated | WLDFR | HFTD - Distribution - Tier 3 - 4QU CoRE ¦ 2QU LoRE | Red Flag Warning - Destructive Fires | Aggregated | Aggregated | 2036 | 1.8114e-06 | 0 | 572.4174 | 0.0010369 | 2036 | Mitigation | 0.08575 | 30 | 0 | esc | 0.0012005 | 2.1746e-09 | 0.00060025 | 1.0873e-09 | 0.0015435 | 2.7959e-09
[79 empty] | WLDFR | HFTD - Distribution - Tier 3 - 4QU CoRE ¦ 2QU LoRE | Non-Red Flag Warning - Destructive Fires | 2026 | 7.0119e-10 | 3.506e-10 | 9.0154e-10 | 9129.7461 | 233.2301 | 8896.516 | 0 | 0 | 0 | 0 | 5.8409e-07 |  | 6.4017e-06 | 0 | 6.4017e-06 | 3.2009e-06 | 0 | 3.2009e-06 | 8.2308e-06 | 0 | 8.2308e-06 | [16 empty] | 7.3.1.3 Ignition probability mapping showing the probability of ignition along the electric lines and equipmentWLDFRAggregatedAggregated | WLDFR | HFTD - Distribution - Tier 3 - 4QU CoRE ¦ 2QU LoRE | Red Flag Warning - Destructive Fires | Aggregated | Aggregated | 2037 | 1.8114e-06 | 0 | 572.4174 | 0.0010369 | 2037 | Mitigation | 0.08575 | 30 | 0 | esc | 0.0012005 | 2.1746e-09 | 0.00060025 | 1.0873e-09 | 0.0015435 | 2.7959e-09
[79 empty] | WLDFR | HFTD - Distribution - Tier 3 - 4QU CoRE ¦ 2QU LoRE | Non-Red Flag Warning - Destructive Fires | 2027 | 7.0119e-10 | 3.506e-10 | 9.0154e-10 | 9129.7461 | 233.2301 | 8896.516 | 0 | 0 | 0 | 0 | 5.8409e-07 |  | 6.4017e-06 | 0 | 6.4017e-06 | 3.2009e-06 | 0 | 3.2009e-06 | 8.2308e-06 | 0 | 8.2308e-06 | [16 empty] | 7.3.1.3 Ignition probability mapping showing the probability of ignition along the electric lines and equipmentWLDFRAggregatedAggregated | WLDFR | HFTD - Distribution - Tier 3 - 4QU CoRE ¦ 2QU LoRE | Red Flag Warning - Destructive Fires | Aggregated | Aggregated | 2038 | 1.8114e-06 | 0 | 572.4174 | 0.0010369 | 2038 | Mitigation | 0.08575 | 30 | 0 | esc | 0.0012005 | 2.1746e-09 | 0.00060025 | 1.0873e-09 | 0.0015435 | 2.7959e-09
[79 empty] | WLDFR | HFTD - Distribution - Tier 3 - 4QU CoRE ¦ 2QU LoRE | Non-Red Flag Warning - Destructive Fires | 2028 | 7.0119e-10 | 3.506e-10 | 9.0154e-10 | 9534.9221 | 247.273 | 9287.6491 | 0 | 0 | 0 | 0 | 5.8409e-07 |  | 6.6858e-06 | 0 | 6.6858e-06 | 3.3429e-06 | 0 | 3.3429e-06 | 8.5961e-06 | 0 | 8.5961e-06 | [16 empty] | 7.3.1.3 Ignition probability mapping showing the probability of ignition along the electric lines and equipmentWLDFRAggregatedAggregated | WLDFR | HFTD - Distribution - Tier 3 - 4QU CoRE ¦ 2QU LoRE | Red Flag Warning - Destructive Fires | Aggregated | Aggregated | 2039 | 1.8114e-06 | 0 | 572.4174 | 0.0010369 | 2039 | Mitigation | 0.08575 | 30 | 0 | esc | 0.0012005 | 2.1746e-09 | 0.00060025 | 1.0873e-09 | 0.0015435 | 2.7959e-09
[79 empty] | WLDFR | HFTD - Distribution - Tier 3 - 4QU CoRE ¦ 2QU LoRE | Non-Red Flag Warning - Destructive Fires | 2029 | 7.0119e-10 | 3.506e-10 | 9.0154e-10 | 9534.9221 | 247.273 | 9287.6491 | 0 | 0 | 0 | 0 | 5.8409e-07 |  | 6.6858e-06 | 0 | 6.6858e-06 | 3.3429e-06 | 0 | 3.3429e-06 | 8.5961e-06 | 0 | 8.5961e-06 | [16 empty] | 7.3.1.3 Ignition probability mapping showing the probability of ignition along the electric lines and equipmentWLDFRAggregatedAggregated | WLDFR | HFTD - Distribution - Tier 3 - 4QU CoRE ¦ 2QU LoRE | Red Flag Warning - Destructive Fires | Aggregated | Aggregated | 2040 | 1.8114e-06 | 0 | 572.4174 | 0.0010369 | 2040 | Mitigation | 0.08575 | 30 | 0 | esc | 0.0012005 | 2.1746e-09 | 0.00060025 | 1.0873e-09 | 0.0015435 | 2.7959e-09
[79 empty] | WLDFR | HFTD - Distribution - Tier 3 - 4QU CoRE ¦ 2QU LoRE | Non-Red Flag Warning - Destructive Fires | 2030 | 7.0119e-10 | 3.506e-10 | 9.0154e-10 | 9534.9221 | 247.273 | 9287.6491 | 0 | 0 | 0 | 0 | 5.8409e-07 |  | 6.6858e-06 | 0 | 6.6858e-06 | 3.3429e-06 | 0 | 3.3429e-06 | 8.5961e-06 | 0 | 8.5961e-06 | [16 empty] | 7.3.1.3 Ignition probability mapping showing the probability of ignition along the electric lines and equipmentWLDFRAggregatedAggregated | WLDFR | HFTD - Distribution - Tier 3 - 4QU CoRE ¦ 2QU LoRE | Red Flag Warning - Destructive Fires | Aggregated | Aggregated | 2041 | 1.8114e-06 | 0 | 572.4174 | 0.0010369 | 2041 | Mitigation | 0.08575 | 30 | 0 | esc | 0.0012005 | 2.1746e-09 | 0.00060025 | 1.0873e-09 | 0.0015435 | 2.7959e-09
[79 empty] | WLDFR | HFTD - Distribution - Tier 3 - 4QU CoRE ¦ 2QU LoRE | Non-Red Flag Warning - Destructive Fires | 2031 | 7.0119e-10 | 3.506e-10 | 9.0154e-10 | 9534.9221 | 247.273 | 9287.6491 | 0 | 0 | 0 | 0 | 5.8409e-07 |  | 6.6858e-06 | 0 | 6.6858e-06 | 3.3429e-06 | 0 | 3.3429e-06 | 8.5961e-06 | 0 | 8.5961e-06 | [16 empty] | 7.3.1.3 Ignition probability mapping showing the probability of ignition along the electric lines and equipmentWLDFRAggregatedAggregated | WLDFR | HFTD - Distribution - Tier 3 - 4QU CoRE ¦ 2QU LoRE | Red Flag Warning - Destructive Fires | Aggregated | Aggregated | 2042 | 1.8114e-06 | 0 | 572.4174 | 0.0010369 | 2042 | Mitigation | 0.08575 | 30 | 0 | esc | 0.0012005 | 2.1746e-09 | 0.00060025 | 1.0873e-09 | 0.0015435 | 2.7959e-09
[79 empty] | WLDFR | HFTD - Distribution - Tier 3 - 4QU CoRE ¦ 2QU LoRE | Non-Red Flag Warning - Destructive Fires | 2032 | 7.0119e-10 | 3.506e-10 | 9.0154e-10 | 9534.9221 | 247.273 | 9287.6491 | 0 | 0 | 0 | 0 | 5.8409e-07 |  | 6.6858e-06 | 0 | 6.6858e-06 | 3.3429e-06 | 0 | 3.3429e-06 | 8.5961e-06 | 0 | 8.5961e-06 | [16 empty] | 7.3.1.3 Ignition probability mapping showing the probability of ignition along the electric lines and equipmentWLDFRAggregatedAggregated | WLDFR | HFTD - Distribution - Tier 3 - 4QU CoRE ¦ 2QU LoRE | Red Flag Warning - Destructive Fires | Aggregated | Aggregated | 2043 | 1.8114e-06 | 0 | 572.4174 | 0.0010369 | 2043 | Mitigation | 0.08575 | 30 | 0 | esc | 0.0012005 | 2.1746e-09 | 0.00060025 | 1.0873e-09 | 0.0015435 | 2.7959e-09
[79 empty] | WLDFR | HFTD - Distribution - Tier 3 - 4QU CoRE ¦ 2QU LoRE | Non-Red Flag Warning - Destructive Fires | 2033 | 7.0119e-10 | 3.506e-10 | 9.0154e-10 | 9984.8474 | 263.1074 | 9721.74 | 0 | 0 | 0 | 0 | 5.8409e-07 |  | 7.0013e-06 | 0 | 7.0013e-06 | 3.5007e-06 | 0 | 3.5007e-06 | 9.0017e-06 | 0 | 9.0017e-06 | [16 empty] | 7.3.1.3 Ignition probability mapping showing the probability of ignition along the electric lines and equipmentWLDFRAggregatedAggregated | WLDFR | HFTD - Distribution - Tier 3 - 4QU CoRE ¦ 2QU LoRE | Red Flag Warning - Destructive Fires | Aggregated | Aggregated | 2044 | 1.8114e-06 | 0 | 572.4174 | 0.0010369 | 2044 | Mitigation | 0.08575 | 30 | 0 | esc | 0.0012005 | 2.1746e-09 | 0.00060025 | 1.0873e-09 | 0.0015435 | 2.7959e-09
[79 empty] | WLDFR | HFTD - Distribution - Tier 3 - 4QU CoRE ¦ 2QU LoRE | Non-Red Flag Warning - Destructive Fires | 2034 | 7.0119e-10 | 3.506e-10 | 9.0154e-10 | 9984.8474 | 263.1074 | 9721.74 | 0 | 0 | 0 | 0 | 5.8409e-07 |  | 7.0013e-06 | 0 | 7.0013e-06 | 3.5007e-06 | 0 | 3.5007e-06 | 9.0017e-06 | 0 | 9.0017e-06 | [16 empty] | 7.3.1.3 Ignition probability mapping showing the probability of ignition along the electric lines and equipmentWLDFRAggregatedAggregated | WLDFR | HFTD - Distribution - Tier 3 - 4QU CoRE ¦ 2QU LoRE | Red Flag Warning - Destructive Fires | Aggregated | Aggregated | 2045 | 1.8114e-06 | 0 | 572.4174 | 0.0010369 | 2045 | Mitigation | 0.08575 | 30 | 0 | esc | 0.0012005 | 2.1746e-09 | 0.00060025 | 1.0873e-09 | 0.0015435 | 2.7959e-09
[79 empty] | WLDFR | HFTD - Distribution - Tier 3 - 4QU CoRE ¦ 2QU LoRE | Non-Red Flag Warning - Destructive Fires | 2035 | 7.0119e-10 | 3.506e-10 | 9.0154e-10 | 9984.8474 | 263.1074 | 9721.74 | 0 | 0 | 0 | 0 | 5.8409e-07 |  | 7.0013e-06 | 0 | 7.0013e-06 | 3.5007e-06 | 0 | 3.5007e-06 | 9.0017e-06 | 0 | 9.0017e-06 | [16 empty] | 7.3.1.3 Ignition probability mapping showing the probability of ignition along the electric lines and equipmentWLDFRAggregatedAggregated | WLDFR | HFTD - Distribution - Tier 3 - 4QU CoRE ¦ 2QU LoRE | Red Flag Warning - Destructive Fires | Aggregated | Aggregated | 2046 | 1.8114e-06 | 0 | 572.4174 | 0.0010369 | 2046 | Mitigation | 0.08575 | 30 | 0 | esc | 0.0012005 | 2.1746e-09 | 0.00060025 | 1.0873e-09 | 0.0015435 | 2.7959e-09
[79 empty] | WLDFR | HFTD - Distribution - Tier 3 - 4QU CoRE ¦ 2QU LoRE | Non-Red Flag Warning - Destructive Fires | 2036 | 7.0119e-10 | 3.506e-10 | 9.0154e-10 | 9984.8474 | 263.1074 | 9721.74 | 0 | 0 | 0 | 0 | 5.8409e-07 |  | 7.0013e-06 | 0 | 7.0013e-06 | 3.5007e-06 | 0 | 3.5007e-06 | 9.0017e-06 | 0 | 9.0017e-06 | [16 empty] | 7.3.1.3 Ignition probability mapping showing the probability of ignition along the electric lines and equipmentWLDFRAggregatedAggregated | WLDFR | HFTD - Distribution - Tier 3 - 4QU CoRE ¦ 2QU LoRE | Red Flag Warning - Destructive Fires | Aggregated | Aggregated | 2047 | 1.8114e-06 | 0 | 572.4174 | 0.0010369 | 2047 | Mitigation | 0.08575 | 30 | 0 | esc | 0.0012005 | 2.1746e-09 | 0.00060025 | 1.0873e-09 | 0.0015435 | 2.7959e-09
[79 empty] | WLDFR | HFTD - Distribution - Tier 3 - 4QU CoRE ¦ 2QU LoRE | Non-Red Flag Warning - Destructive Fires | 2037 | 7.0119e-10 | 3.506e-10 | 9.0154e-10 | 9984.8474 | 263.1074 | 9721.74 | 0 | 0 | 0 | 0 | 5.8409e-07 |  | 7.0013e-06 | 0 | 7.0013e-06 | 3.5007e-06 | 0 | 3.5007e-06 | 9.0017e-06 | 0 | 9.0017e-06 | [16 empty] | 7.3.1.3 Ignition probability mapping showing the probability of ignition along the electric lines and equipmentWLDFRAggregatedAggregated | WLDFR | HFTD - Distribution - Tier 3 - 4QU CoRE ¦ 2QU LoRE | Red Flag Warning - Destructive Fires | Aggregated | Aggregated | 2048 | 1.8114e-06 | 0 | 572.4174 | 0.0010369 | 2048 | Mitigation | 0.08575 | 30 | 0 | esc | 0.0012005 | 2.1746e-09 | 0.00060025 | 1.0873e-09 | 0.0015435 | 2.7959e-09
[79 empty] | WLDFR | HFTD - Distribution - Tier 3 - 4QU CoRE ¦ 2QU LoRE | Non-Red Flag Warning - Destructive Fires | 2038 | 7.0119e-10 | 3.506e-10 | 9.0154e-10 | 10472.8261 | 280.5544 | 10192.2718 | 0 | 0 | 0 | 0 | 5.8409e-07 |  | 7.3435e-06 | 0 | 7.3435e-06 | 3.6717e-06 | 0 | 3.6717e-06 | 9.4416e-06 | 0 | 9.4416e-06 | [16 empty] | 7.3.1.3 Ignition probability mapping showing the probability of ignition along the electric lines and equipmentWLDFRAggregatedAggregated | WLDFR | HFTD - Distribution - Tier 3 - 4QU CoRE ¦ 2QU LoRE | Red Flag Warning - Destructive Fires | Aggregated | Aggregated | 2049 | 1.8114e-06 | 0 | 572.4174 | 0.0010369 | 2049 | Mitigation | 0.08575 | 30 | 0 | esc | 0.0012005 | 2.1746e-09 | 0.00060025 | 1.0873e-09 | 0.0015435 | 2.7959e-09
[79 empty] | WLDFR | HFTD - Distribution - Tier 3 - 4QU CoRE ¦ 2QU LoRE | Non-Red Flag Warning - Destructive Fires | 2039 | 7.0119e-10 | 3.506e-10 | 9.0154e-10 | 10472.8261 | 280.5544 | 10192.2718 | 0 | 0 | 0 | 0 | 5.8409e-07 |  | 7.3435e-06 | 0 | 7.3435e-06 | 3.6717e-06 | 0 | 3.6717e-06 | 9.4416e-06 | 0 | 9.4416e-06 | [16 empty] | 7.3.1.3 Ignition probability mapping showing the probability of ignition along the electric lines and equipmentWLDFRAggregatedAggregated | WLDFR | HFTD - Distribution - Tier 3 - 4QU CoRE ¦ 2QU LoRE | Red Flag Warning - Destructive Fires | Aggregated | Aggregated | 2050 | 1.8114e-06 | 0 | 572.4174 | 0.0010369 | 2050 | Mitigation | 0.08575 | 30 | 0 | esc | 0 | 0 | 0.00060025 | 1.0873e-09 | 0.0015435 | 2.7959e-09
[79 empty] | WLDFR | HFTD - Distribution - Tier 3 - 4QU CoRE ¦ 2QU LoRE | Non-Red Flag Warning - Destructive Fires | 2040 | 7.0119e-10 | 3.506e-10 | 9.0154e-10 | 10472.8261 | 280.5544 | 10192.2718 | 0 | 0 | 0 | 0 | 5.8409e-07 |  | 7.3435e-06 | 0 | 7.3435e-06 | 3.6717e-06 | 0 | 3.6717e-06 | 9.4416e-06 | 0 | 9.4416e-06 | [16 empty] | 7.3.1.3 Ignition probability mapping showing the probability of ignition along the electric lines and equipmentWLDFRAggregatedAggregated | WLDFR | HFTD - Distribution - Tier 3 - 4QU CoRE ¦ 2QU LoRE | Red Flag Warning - Destructive Fires | Aggregated | Aggregated | 2051 | 1.8114e-06 | 0 | 572.4174 | 0.0010369 | 2051 | Mitigation | 0.08575 | 30 | 0 | esc | 0 | 0 | 0 | 0 | 0.0015435 | 2.7959e-09
[79 empty] | WLDFR | HFTD - Distribution - Tier 3 - 4QU CoRE ¦ 2QU LoRE | Non-Red Flag Warning - Destructive Fires | 2041 | 7.0119e-10 | 3.506e-10 | 9.0154e-10 | 10472.8261 | 280.5544 | 10192.2718 | 0 | 0 | 0 | 0 | 5.8409e-07 |  | 7.3435e-06 | 0 | 7.3435e-06 | 3.6717e-06 | 0 | 3.6717e-06 | 9.4416e-06 | 0 | 9.4416e-06 | [16 empty] | 7.3.1.3 Ignition probability mapping showing the probability of ignition along the electric lines and equipmentWLDFRAggregatedAggregated | WLDFR | HFTD - Distribution - Tier 3 - 4QU CoRE ¦ 2QU LoRE | Red Flag Warning - Large Fires | Aggregated | Aggregated | 2021 | 2.6698e-05 | 0 | 572.4174 | 0.015282 | 2021 | Mitigation | 0.08575 | 30 | 0 | esc | 0.0012005 | 3.2051e-08 | 0.00060025 | 1.6025e-08 | 0 | 0
[79 empty] | WLDFR | HFTD - Distribution - Tier 3 - 4QU CoRE ¦ 2QU LoRE | Non-Red Flag Warning - Destructive Fires | 2042 | 7.0119e-10 | 3.506e-10 | 9.0154e-10 | 10472.8261 | 280.5544 | 10192.2718 | 0 | 0 | 0 | 0 | 5.8409e-07 |  | 7.3435e-06 | 0 | 7.3435e-06 | 3.6717e-06 | 0 | 3.6717e-06 | 9.4416e-06 | 0 | 9.4416e-06 | [16 empty] | 7.3.1.3 Ignition probability mapping showing the probability of ignition along the electric lines and equipmentWLDFRAggregatedAggregated | WLDFR | HFTD - Distribution - Tier 3 - 4QU CoRE ¦ 2QU LoRE | Red Flag Warning - Large Fires | Aggregated | Aggregated | 2022 | 2.6698e-05 | 0 | 572.4174 | 0.015282 | 2022 | Mitigation | 0.08575 | 30 | 0 | esc | 0.0012005 | 3.2051e-08 | 0.00060025 | 1.6025e-08 | 0.0015435 | 4.1208e-08
[79 empty] | WLDFR | HFTD - Distribution - Tier 3 - 4QU CoRE ¦ 2QU LoRE | Non-Red Flag Warning - Destructive Fires | 2043 | 7.0119e-10 | 3.506e-10 | 9.0154e-10 | 10992.1562 | 299.42 | 10692.7362 | 0 | 0 | 0 | 0 | 5.8409e-07 |  | 7.7076e-06 | 0 | 7.7076e-06 | 3.8538e-06 | 0 | 3.8538e-06 | 9.9098e-06 | 0 | 9.9098e-06 | [16 empty] | 7.3.1.3 Ignition probability mapping showing the probability of ignition along the electric lines and equipmentWLDFRAggregatedAggregated | WLDFR | HFTD - Distribution - Tier 3 - 4QU CoRE ¦ 2QU LoRE | Red Flag Warning - Large Fires | Aggregated | Aggregated | 2023 | 2.6698e-05 | 0 | 572.4174 | 0.015282 | 2023 | Mitigation | 0.08575 | 30 | 0 | esc | 0.0012005 | 3.2051e-08 | 0.00060025 | 1.6025e-08 | 0.0015435 | 4.1208e-08
[79 empty] | WLDFR | HFTD - Distribution - Tier 3 - 4QU CoRE ¦ 2QU LoRE | Non-Red Flag Warning - Destructive Fires | 2044 | 7.0119e-10 | 3.506e-10 | 9.0154e-10 | 10992.1562 | 299.42 | 10692.7362 | 0 | 0 | 0 | 0 | 5.8409e-07 |  | 7.7076e-06 | 0 | 7.7076e-06 | 3.8538e-06 | 0 | 3.8538e-06 | 9.9098e-06 | 0 | 9.9098e-06 | [16 empty] | 7.3.1.3 Ignition probability mapping showing the probability of ignition along the electric lines and equipmentWLDFRAggregatedAggregated | WLDFR | HFTD - Distribution - Tier 3 - 4QU CoRE ¦ 2QU LoRE | Red Flag Warning - Large Fires | Aggregated | Aggregated | 2024 | 2.6698e-05 | 0 | 572.4174 | 0.015282 | 2024 | Mitigation | 0.08575 | 30 | 0 | esc | 0.0012005 | 3.2051e-08 | 0.00060025 | 1.6025e-08 | 0.0015435 | 4.1208e-08
[79 empty] | WLDFR | HFTD - Distribution - Tier 3 - 4QU CoRE ¦ 2QU LoRE | Non-Red Flag Warning - Destructive Fires | 2045 | 7.0119e-10 | 3.506e-10 | 9.0154e-10 | 10992.1562 | 299.42 | 10692.7362 | 0 | 0 | 0 | 0 | 5.8409e-07 |  | 7.7076e-06 | 0 | 7.7076e-06 | 3.8538e-06 | 0 | 3.8538e-06 | 9.9098e-06 | 0 | 9.9098e-06 | [16 empty] | 7.3.1.3 Ignition probability mapping showing the probability of ignition along the electric lines and equipmentWLDFRAggregatedAggregated | WLDFR | HFTD - Distribution - Tier 3 - 4QU CoRE ¦ 2QU LoRE | Red Flag Warning - Large Fires | Aggregated | Aggregated | 2025 | 2.6698e-05 | 0 | 572.4174 | 0.015282 | 2025 | Mitigation | 0.08575 | 30 | 0 | esc | 0.0012005 | 3.2051e-08 | 0.00060025 | 1.6025e-08 | 0.0015435 | 4.1208e-08
[79 empty] | WLDFR | HFTD - Distribution - Tier 3 - 4QU CoRE ¦ 2QU LoRE | Non-Red Flag Warning - Destructive Fires | 2046 | 7.0119e-10 | 3.506e-10 | 9.0154e-10 | 10992.1562 | 299.42 | 10692.7362 | 0 | 0 | 0 | 0 | 5.8409e-07 |  | 7.7076e-06 | 0 | 7.7076e-06 | 3.8538e-06 | 0 | 3.8538e-06 | 9.9098e-06 | 0 | 9.9098e-06 | [16 empty] | 7.3.1.3 Ignition probability mapping showing the probability of ignition along the electric lines and equipmentWLDFRAggregatedAggregated | WLDFR | HFTD - Distribution - Tier 3 - 4QU CoRE ¦ 2QU LoRE | Red Flag Warning - Large Fires | Aggregated | Aggregated | 2026 | 2.6698e-05 | 0 | 572.4174 | 0.015282 | 2026 | Mitigation | 0.08575 | 30 | 0 | esc | 0.0012005 | 3.2051e-08 | 0.00060025 | 1.6025e-08 | 0.0015435 | 4.1208e-08
[79 empty] | WLDFR | HFTD - Distribution - Tier 3 - 4QU CoRE ¦ 2QU LoRE | Non-Red Flag Warning - Destructive Fires | 2047 | 7.0119e-10 | 3.506e-10 | 9.0154e-10 | 10992.1562 | 299.42 | 10692.7362 | 0 | 0 | 0 | 0 | 5.8409e-07 |  | 7.7076e-06 | 0 | 7.7076e-06 | 3.8538e-06 | 0 | 3.8538e-06 | 9.9098e-06 | 0 | 9.9098e-06 | [16 empty] | 7.3.1.3 Ignition probability mapping showing the probability of ignition along the electric lines and equipmentWLDFRAggregatedAggregated | WLDFR | HFTD - Distribution - Tier 3 - 4QU CoRE ¦ 2QU LoRE | Red Flag Warning - Large Fires | Aggregated | Aggregated | 2027 | 2.6698e-05 | 0 | 572.4174 | 0.015282 | 2027 | Mitigation | 0.08575 | 30 | 0 | esc | 0.0012005 | 3.2051e-08 | 0.00060025 | 1.6025e-08 | 0.0015435 | 4.1208e-08
[79 empty] | WLDFR | HFTD - Distribution - Tier 3 - 4QU CoRE ¦ 2QU LoRE | Non-Red Flag Warning - Destructive Fires | 2048 | 7.0119e-10 | 3.506e-10 | 9.0154e-10 | 11536.0538 | 319.4911 | 11216.5626 | 0 | 0 | 0 | 0 | 5.8409e-07 |  | 8.089e-06 | 0 | 8.089e-06 | 4.0445e-06 | 0 | 4.0445e-06 | 1.04e-05 | 0 | 1.04e-05 | [16 empty] | 7.3.1.3 Ignition probability mapping showing the probability of ignition along the electric lines and equipmentWLDFRAggregatedAggregated | WLDFR | HFTD - Distribution - Tier 3 - 4QU CoRE ¦ 2QU LoRE | Red Flag Warning - Large Fires | Aggregated | Aggregated | 2028 | 2.6698e-05 | 0 | 572.4174 | 0.015282 | 2028 | Mitigation | 0.08575 | 30 | 0 | esc | 0.0012005 | 3.2051e-08 | 0.00060025 | 1.6025e-08 | 0.0015435 | 4.1208e-08
[79 empty] | WLDFR | HFTD - Distribution - Tier 3 - 4QU CoRE ¦ 2QU LoRE | Non-Red Flag Warning - Destructive Fires | 2049 | 7.0119e-10 | 3.506e-10 | 9.0154e-10 | 11536.0538 | 319.4911 | 11216.5626 | 0 | 0 | 0 | 0 | 5.8409e-07 |  | 8.089e-06 | 0 | 8.089e-06 | 4.0445e-06 | 0 | 4.0445e-06 | 1.04e-05 | 0 | 1.04e-05 | [16 empty] | 7.3.1.3 Ignition probability mapping showing the probability of ignition along the electric lines and equipmentWLDFRAggregatedAggregated | WLDFR | HFTD - Distribution - Tier 3 - 4QU CoRE ¦ 2QU LoRE | Red Flag Warning - Large Fires | Aggregated | Aggregated | 2029 | 2.6698e-05 | 0 | 572.4174 | 0.015282 | 2029 | Mitigation | 0.08575 | 30 | 0 | esc | 0.0012005 | 3.2051e-08 | 0.00060025 | 1.6025e-08 | 0.0015435 | 4.1208e-08
[79 empty] | WLDFR | HFTD - Distribution - Tier 3 - 4QU CoRE ¦ 2QU LoRE | Non-Red Flag Warning - Destructive Fires | 2050 | 0 | 3.506e-10 | 9.0154e-10 | 11536.0538 | 319.4911 | 11216.5626 | 0 | 0 | 0 | 0 | 5.8409e-07 |  | 0 | 0 | 0 | 4.0445e-06 | 0 | 4.0445e-06 | 1.04e-05 | 0 | 1.04e-05 | [16 empty] | 7.3.1.3 Ignition probability mapping showing the probability of ignition along the electric lines and equipmentWLDFRAggregatedAggregated | WLDFR | HFTD - Distribution - Tier 3 - 4QU CoRE ¦ 2QU LoRE | Red Flag Warning - Large Fires | Aggregated | Aggregated | 2030 | 2.6698e-05 | 0 | 572.4174 | 0.015282 | 2030 | Mitigation | 0.08575 | 30 | 0 | esc | 0.0012005 | 3.2051e-08 | 0.00060025 | 1.6025e-08 | 0.0015435 | 4.1208e-08
[79 empty] | WLDFR | HFTD - Distribution - Tier 3 - 4QU CoRE ¦ 2QU LoRE | Non-Red Flag Warning - Destructive Fires | 2051 | 0 | 0 | 9.0154e-10 | 11536.0538 | 319.4911 | 11216.5626 | 0 | 0 | 0 | 0 | 5.8409e-07 |  | 0 | 0 | 0 | 0 | 0 | 0 | 1.04e-05 | 0 | 1.04e-05 | [16 empty] | 7.3.1.3 Ignition probability mapping showing the probability of ignition along the electric lines and equipmentWLDFRAggregatedAggregated | WLDFR | HFTD - Distribution - Tier 3 - 4QU CoRE ¦ 2QU LoRE | Red Flag Warning - Large Fires | Aggregated | Aggregated | 2031 | 2.6698e-05 | 0 | 572.4174 | 0.015282 | 2031 | Mitigation | 0.08575 | 30 | 0 | esc | 0.0012005 | 3.2051e-08 | 0.00060025 | 1.6025e-08 | 0.0015435 | 4.1208e-08