[35 empty] | 7.3.1.3 Ignition probability mapping showing the probability of ignition along the electric lines and equipment | WLDFR | HFTD - Distribution - Tier 3 - 4QU CoRE ¦ 1QU LoRE | 2022 | 0.93458 | 0.021886 | 0.75407 | 0 | 0.75407 | 0.013623 | 0.46938 | 0 | 0.46938 | 0.031054 | 1.0699 | 0 | 1.0699 | 0 | 0 | 0 | 0 | 0.70474 | 0.43867 | 0.99994 | 0 | 0.031054 | 0.029022 | 1.0699 | 0.99994 | 0 | 0 | 1.0699 | 0.99994 | [11 empty] | WLDFR | HFTD - Distribution - Tier 2 - 2QU CoRE ¦ 5QU LoRE | Red Flag Warning - Small Fires | 2020 | 3.3914e-07 | 0 | 0 | 0.077901 | 0.036425 | 0.0015809 | 0.039895 | 0 | 0 | 0 | 0.0002825 |  | 2.6419e-08 | 0 | 2.6419e-08 | 0 | 0 | 0 | 0 | 0 | 0 | [16 empty] | 7.3.1.3 Ignition probability mapping showing the probability of ignition along the electric lines and equipmentWLDFRAggregatedAggregated | WLDFR | HFTD - Distribution - Tier 2 - 3QU CoRE ¦ 1QU LoRE | Non-Red Flag Warning - Catastrophic Fires | Aggregated | Aggregated | 2025 | 4.4097e-06 | 0 | 500.9897 | 0.0022092 | 2025 | Mitigation | 0.08575 | 30 | 0 | esc | 0.0012005 | 5.2938e-09 | 0.00060025 | 2.6469e-09 | 0.0015435 | 6.8063e-09
[35 empty] | 7.3.1.3 Ignition probability mapping showing the probability of ignition along the electric lines and equipment | WLDFR | HFTD - Distribution - Tier 3 - 4QU CoRE ¦ 1QU LoRE | 2023 | 0.87344 | 0.021886 | 0.7817 | 0 | 0.7817 | 0.013623 | 0.48657 | 0 | 0.48657 | 0.031054 | 1.1091 | 0 | 1.1091 | 0.032611 | 1.1647 | 0 | 1.1647 | 0.68277 | 0.42499 | 0.96876 | 1.0173 | 0.031054 | 0.027124 | 1.1091 | 0.96876 | 0 | 0 | 1.1091 | 0.96876 | [11 empty] | WLDFR | HFTD - Distribution - Tier 2 - 2QU CoRE ¦ 5QU LoRE | Red Flag Warning - Small Fires | 2021 | 3.3914e-07 | 1.6957e-07 | 0 | 0.077901 | 0.036425 | 0.0015809 | 0.039895 | 0 | 0 | 0 | 0.0002825 |  | 2.6419e-08 | 0 | 2.6419e-08 | 1.321e-08 | 0 | 1.321e-08 | 0 | 0 | 0 | [16 empty] | 7.3.1.3 Ignition probability mapping showing the probability of ignition along the electric lines and equipmentWLDFRAggregatedAggregated | WLDFR | HFTD - Distribution - Tier 2 - 3QU CoRE ¦ 1QU LoRE | Non-Red Flag Warning - Catastrophic Fires | Aggregated | Aggregated | 2026 | 4.4097e-06 | 0 | 500.9897 | 0.0022092 | 2026 | Mitigation | 0.08575 | 30 | 0 | esc | 0.0012005 | 5.2938e-09 | 0.00060025 | 2.6469e-09 | 0.0015435 | 6.8063e-09
[35 empty] | 7.3.1.3 Ignition probability mapping showing the probability of ignition along the electric lines and equipment | WLDFR | HFTD - Distribution - Tier 3 - 4QU CoRE ¦ 1QU LoRE | 2024 | 0.8163 | 0.021886 | 0.7817 | 0 | 0.7817 | 0.013623 | 0.48657 | 0 | 0.48657 | 0.031054 | 1.1091 | 0 | 1.1091 | 0.032611 | 1.1647 | 0 | 1.1647 | 0.6381 | 0.39719 | 0.90538 | 0.95078 | 0.031054 | 0.025349 | 1.1091 | 0.90538 | 0 | 0 | 1.1091 | 0.90538 | [11 empty] | WLDFR | HFTD - Distribution - Tier 2 - 2QU CoRE ¦ 5QU LoRE | Red Flag Warning - Small Fires | 2022 | 3.3914e-07 | 1.6957e-07 | 4.3604e-07 | 0.077901 | 0.036425 | 0.0015809 | 0.039895 | 0 | 0 | 0 | 0.0002825 |  | 2.6419e-08 | 0 | 2.6419e-08 | 1.321e-08 | 0 | 1.321e-08 | 3.3968e-08 | 0 | 3.3968e-08 | [16 empty] | 7.3.1.3 Ignition probability mapping showing the probability of ignition along the electric lines and equipmentWLDFRAggregatedAggregated | WLDFR | HFTD - Distribution - Tier 2 - 3QU CoRE ¦ 1QU LoRE | Non-Red Flag Warning - Catastrophic Fires | Aggregated | Aggregated | 2027 | 4.4097e-06 | 0 | 500.9897 | 0.0022092 | 2027 | Mitigation | 0.08575 | 30 | 0 | esc | 0.0012005 | 5.2938e-09 | 0.00060025 | 2.6469e-09 | 0.0015435 | 6.8063e-09
[35 empty] | 7.3.1.3 Ignition probability mapping showing the probability of ignition along the electric lines and equipment | WLDFR | HFTD - Distribution - Tier 3 - 4QU CoRE ¦ 1QU LoRE | 2025 | 0.7629 | 0.021886 | 0.7817 | 0 | 0.7817 | 0.013623 | 0.48657 | 0 | 0.48657 | 0.031054 | 1.1091 | 0 | 1.1091 | 0.032611 | 1.1647 | 0 | 1.1647 | 0.59636 | 0.3712 | 0.84615 | 0.88858 | 0.031054 | 0.023691 | 1.1091 | 0.84615 | 0 | 0 | 1.1091 | 0.84615 | [11 empty] | WLDFR | HFTD - Distribution - Tier 2 - 2QU CoRE ¦ 5QU LoRE | Red Flag Warning - Small Fires | 2023 | 3.3914e-07 | 1.6957e-07 | 4.3604e-07 | 0.080408 | 0.03759 | 0.0016314 | 0.041187 | 0 | 0 | 0 | 0.0002825 |  | 2.727e-08 | 0 | 2.727e-08 | 1.3635e-08 | 0 | 1.3635e-08 | 3.5061e-08 | 0 | 3.5061e-08 | [16 empty] | 7.3.1.3 Ignition probability mapping showing the probability of ignition along the electric lines and equipmentWLDFRAggregatedAggregated | WLDFR | HFTD - Distribution - Tier 2 - 3QU CoRE ¦ 1QU LoRE | Non-Red Flag Warning - Catastrophic Fires | Aggregated | Aggregated | 2028 | 4.4097e-06 | 0 | 500.9897 | 0.0022092 | 2028 | Mitigation | 0.08575 | 30 | 0 | esc | 0.0012005 | 5.2938e-09 | 0.00060025 | 2.6469e-09 | 0.0015435 | 6.8063e-09
[35 empty] | 7.3.1.3 Ignition probability mapping showing the probability of ignition along the electric lines and equipment | WLDFR | HFTD - Distribution - Tier 3 - 4QU CoRE ¦ 1QU LoRE | 2026 | 0.71299 | 0.021886 | 0.7817 | 0 | 0.7817 | 0.013623 | 0.48657 | 0 | 0.48657 | 0.031054 | 1.1091 | 0 | 1.1091 | 0.032611 | 1.1647 | 0 | 1.1647 | 0.55734 | 0.34692 | 0.79079 | 0.83045 | 0.031054 | 0.022141 | 1.1091 | 0.79079 | 0 | 0 | 1.1091 | 0.79079 | [11 empty] | WLDFR | HFTD - Distribution - Tier 2 - 2QU CoRE ¦ 5QU LoRE | Red Flag Warning - Small Fires | 2024 | 3.3914e-07 | 1.6957e-07 | 4.3604e-07 | 0.080408 | 0.03759 | 0.0016314 | 0.041187 | 0 | 0 | 0 | 0.0002825 |  | 2.727e-08 | 0 | 2.727e-08 | 1.3635e-08 | 0 | 1.3635e-08 | 3.5061e-08 | 0 | 3.5061e-08 | [16 empty] | 7.3.1.3 Ignition probability mapping showing the probability of ignition along the electric lines and equipmentWLDFRAggregatedAggregated | WLDFR | HFTD - Distribution - Tier 2 - 3QU CoRE ¦ 1QU LoRE | Non-Red Flag Warning - Catastrophic Fires | Aggregated | Aggregated | 2029 | 4.4097e-06 | 0 | 500.9897 | 0.0022092 | 2029 | Mitigation | 0.08575 | 30 | 0 | esc | 0.0012005 | 5.2938e-09 | 0.00060025 | 2.6469e-09 | 0.0015435 | 6.8063e-09
[35 empty] | 7.3.1.3 Ignition probability mapping showing the probability of ignition along the electric lines and equipment | WLDFR | HFTD - Distribution - Tier 3 - 4QU CoRE ¦ 1QU LoRE | 2027 | 0.66634 | 0.021886 | 0.7817 | 0 | 0.7817 | 0.013623 | 0.48657 | 0 | 0.48657 | 0.031054 | 1.1091 | 0 | 1.1091 | 0.032611 | 1.1647 | 0 | 1.1647 | 0.52088 | 0.32422 | 0.73906 | 0.77612 | 0.031054 | 0.020692 | 1.1091 | 0.73906 | 0 | 0 | 1.1091 | 0.73906 | [11 empty] | WLDFR | HFTD - Distribution - Tier 2 - 2QU CoRE ¦ 5QU LoRE | Red Flag Warning - Small Fires | 2025 | 3.3914e-07 | 1.6957e-07 | 4.3604e-07 | 0.080408 | 0.03759 | 0.0016314 | 0.041187 | 0 | 0 | 0 | 0.0002825 |  | 2.727e-08 | 0 | 2.727e-08 | 1.3635e-08 | 0 | 1.3635e-08 | 3.5061e-08 | 0 | 3.5061e-08 | [16 empty] | 7.3.1.3 Ignition probability mapping showing the probability of ignition along the electric lines and equipmentWLDFRAggregatedAggregated | WLDFR | HFTD - Distribution - Tier 2 - 3QU CoRE ¦ 1QU LoRE | Non-Red Flag Warning - Catastrophic Fires | Aggregated | Aggregated | 2030 | 4.4097e-06 | 0 | 500.9897 | 0.0022092 | 2030 | Mitigation | 0.08575 | 30 | 0 | esc | 0.0012005 | 5.2938e-09 | 0.00060025 | 2.6469e-09 | 0.0015435 | 6.8063e-09
[35 empty] | 7.3.1.3 Ignition probability mapping showing the probability of ignition along the electric lines and equipment | WLDFR | HFTD - Distribution - Tier 3 - 4QU CoRE ¦ 1QU LoRE | 2028 | 0.62275 | 0.021886 | 0.81651 | 0 | 0.81651 | 0.013623 | 0.50824 | 0 | 0.50824 | 0.031054 | 1.1585 | 0 | 1.1585 | 0.032611 | 1.2166 | 0 | 1.2166 | 0.50848 | 0.31651 | 0.72147 | 0.75765 | 0.031054 | 0.019339 | 1.1585 | 0.72147 | 0 | 0 | 1.1585 | 0.72147 | [11 empty] | WLDFR | HFTD - Distribution - Tier 2 - 2QU CoRE ¦ 5QU LoRE | Red Flag Warning - Small Fires | 2026 | 3.3914e-07 | 1.6957e-07 | 4.3604e-07 | 0.080408 | 0.03759 | 0.0016314 | 0.041187 | 0 | 0 | 0 | 0.0002825 |  | 2.727e-08 | 0 | 2.727e-08 | 1.3635e-08 | 0 | 1.3635e-08 | 3.5061e-08 | 0 | 3.5061e-08 | [16 empty] | 7.3.1.3 Ignition probability mapping showing the probability of ignition along the electric lines and equipmentWLDFRAggregatedAggregated | WLDFR | HFTD - Distribution - Tier 2 - 3QU CoRE ¦ 1QU LoRE | Non-Red Flag Warning - Catastrophic Fires | Aggregated | Aggregated | 2031 | 4.4097e-06 | 0 | 500.9897 | 0.0022092 | 2031 | Mitigation | 0.08575 | 30 | 0 | esc | 0.0012005 | 5.2938e-09 | 0.00060025 | 2.6469e-09 | 0.0015435 | 6.8063e-09
[35 empty] | 7.3.1.3 Ignition probability mapping showing the probability of ignition along the electric lines and equipment | WLDFR | HFTD - Distribution - Tier 3 - 4QU CoRE ¦ 1QU LoRE | 2029 | 0.58201 | 0.021886 | 0.81651 | 0 | 0.81651 | 0.013623 | 0.50824 | 0 | 0.50824 | 0.031054 | 1.1585 | 0 | 1.1585 | 0.032611 | 1.2166 | 0 | 1.2166 | 0.47522 | 0.2958 | 0.67427 | 0.70808 | 0.031054 | 0.018074 | 1.1585 | 0.67427 | 0 | 0 | 1.1585 | 0.67427 | [11 empty] | WLDFR | HFTD - Distribution - Tier 2 - 2QU CoRE ¦ 5QU LoRE | Red Flag Warning - Small Fires | 2027 | 3.3914e-07 | 1.6957e-07 | 4.3604e-07 | 0.080408 | 0.03759 | 0.0016314 | 0.041187 | 0 | 0 | 0 | 0.0002825 |  | 2.727e-08 | 0 | 2.727e-08 | 1.3635e-08 | 0 | 1.3635e-08 | 3.5061e-08 | 0 | 3.5061e-08 | [16 empty] | 7.3.1.3 Ignition probability mapping showing the probability of ignition along the electric lines and equipmentWLDFRAggregatedAggregated | WLDFR | HFTD - Distribution - Tier 2 - 3QU CoRE ¦ 1QU LoRE | Non-Red Flag Warning - Catastrophic Fires | Aggregated | Aggregated | 2032 | 4.4097e-06 | 0 | 500.9897 | 0.0022092 | 2032 | Mitigation | 0.08575 | 30 | 0 | esc | 0.0012005 | 5.2938e-09 | 0.00060025 | 2.6469e-09 | 0.0015435 | 6.8063e-09
[35 empty] | 7.3.1.3 Ignition probability mapping showing the probability of ignition along the electric lines and equipment | WLDFR | HFTD - Distribution - Tier 3 - 4QU CoRE ¦ 1QU LoRE | 2030 | 0.54393 | 0.021886 | 0.81651 | 0 | 0.81651 | 0.013623 | 0.50824 | 0 | 0.50824 | 0.031054 | 1.1585 | 0 | 1.1585 | 0.032611 | 1.2166 | 0 | 1.2166 | 0.44413 | 0.27645 | 0.63016 | 0.66176 | 0.031054 | 0.016891 | 1.1585 | 0.63016 | 0 | 0 | 1.1585 | 0.63016 | [11 empty] | WLDFR | HFTD - Distribution - Tier 2 - 2QU CoRE ¦ 5QU LoRE | Red Flag Warning - Small Fires | 2028 | 3.3914e-07 | 1.6957e-07 | 4.3604e-07 | 0.083606 | 0.039055 | 0.001695 | 0.042856 | 0 | 0 | 0 | 0.0002825 |  | 2.8354e-08 | 0 | 2.8354e-08 | 1.4177e-08 | 0 | 1.4177e-08 | 3.6456e-08 | 0 | 3.6456e-08 | [16 empty] | 7.3.1.3 Ignition probability mapping showing the probability of ignition along the electric lines and equipmentWLDFRAggregatedAggregated | WLDFR | HFTD - Distribution - Tier 2 - 3QU CoRE ¦ 1QU LoRE | Non-Red Flag Warning - Catastrophic Fires | Aggregated | Aggregated | 2033 | 4.4097e-06 | 0 | 500.9897 | 0.0022092 | 2033 | Mitigation | 0.08575 | 30 | 0 | esc | 0.0012005 | 5.2938e-09 | 0.00060025 | 2.6469e-09 | 0.0015435 | 6.8063e-09
[35 empty] | 7.3.1.3 Ignition probability mapping showing the probability of ignition along the electric lines and equipment | WLDFR | HFTD - Distribution - Tier 3 - 4QU CoRE ¦ 1QU LoRE | 2031 | 0.50835 | 0.021886 | 0.81651 | 0 | 0.81651 | 0.013623 | 0.50824 | 0 | 0.50824 | 0.031054 | 1.1585 | 0 | 1.1585 | 0.032611 | 1.2166 | 0 | 1.2166 | 0.41507 | 0.25836 | 0.58893 | 0.61847 | 0.031054 | 0.015786 | 1.1585 | 0.58893 | 0 | 0 | 1.1585 | 0.58893 | [11 empty] | WLDFR | HFTD - Distribution - Tier 2 - 2QU CoRE ¦ 5QU LoRE | Red Flag Warning - Small Fires | 2029 | 3.3914e-07 | 1.6957e-07 | 4.3604e-07 | 0.083606 | 0.039055 | 0.001695 | 0.042856 | 0 | 0 | 0 | 0.0002825 |  | 2.8354e-08 | 0 | 2.8354e-08 | 1.4177e-08 | 0 | 1.4177e-08 | 3.6456e-08 | 0 | 3.6456e-08 | [16 empty] | 7.3.1.3 Ignition probability mapping showing the probability of ignition along the electric lines and equipmentWLDFRAggregatedAggregated | WLDFR | HFTD - Distribution - Tier 2 - 3QU CoRE ¦ 1QU LoRE | Non-Red Flag Warning - Catastrophic Fires | Aggregated | Aggregated | 2034 | 4.4097e-06 | 0 | 500.9897 | 0.0022092 | 2034 | Mitigation | 0.08575 | 30 | 0 | esc | 0.0012005 | 5.2938e-09 | 0.00060025 | 2.6469e-09 | 0.0015435 | 6.8063e-09
[35 empty] | 7.3.1.3 Ignition probability mapping showing the probability of ignition along the electric lines and equipment | WLDFR | HFTD - Distribution - Tier 3 - 4QU CoRE ¦ 1QU LoRE | 2032 | 0.47509 | 0.021886 | 0.81651 | 0 | 0.81651 | 0.013623 | 0.50824 | 0 | 0.50824 | 0.031054 | 1.1585 | 0 | 1.1585 | 0.032611 | 1.2166 | 0 | 1.2166 | 0.38792 | 0.24146 | 0.5504 | 0.578 | 0.031054 | 0.014753 | 1.1585 | 0.5504 | 0 | 0 | 1.1585 | 0.5504 | [11 empty] | WLDFR | HFTD - Distribution - Tier 2 - 2QU CoRE ¦ 5QU LoRE | Red Flag Warning - Small Fires | 2030 | 3.3914e-07 | 1.6957e-07 | 4.3604e-07 | 0.083606 | 0.039055 | 0.001695 | 0.042856 | 0 | 0 | 0 | 0.0002825 |  | 2.8354e-08 | 0 | 2.8354e-08 | 1.4177e-08 | 0 | 1.4177e-08 | 3.6456e-08 | 0 | 3.6456e-08 | [16 empty] | 7.3.1.3 Ignition probability mapping showing the probability of ignition along the electric lines and equipmentWLDFRAggregatedAggregated | WLDFR | HFTD - Distribution - Tier 2 - 3QU CoRE ¦ 1QU LoRE | Non-Red Flag Warning - Catastrophic Fires | Aggregated | Aggregated | 2035 | 4.4097e-06 | 0 | 500.9897 | 0.0022092 | 2035 | Mitigation | 0.08575 | 30 | 0 | esc | 0.0012005 | 5.2938e-09 | 0.00060025 | 2.6469e-09 | 0.0015435 | 6.8063e-09
[35 empty] | 7.3.1.3 Ignition probability mapping showing the probability of ignition along the electric lines and equipment | WLDFR | HFTD - Distribution - Tier 3 - 4QU CoRE ¦ 1QU LoRE | 2033 | 0.44401 | 0.021886 | 0.8552 | 0 | 0.8552 | 0.013623 | 0.53232 | 0 | 0.53232 | 0.031054 | 1.2134 | 0 | 1.2134 | 0.032611 | 1.2743 | 0 | 1.2743 | 0.37972 | 0.23636 | 0.53877 | 0.56579 | 0.031054 | 0.013788 | 1.2134 | 0.53877 | 0 | 0 | 1.2134 | 0.53877 | [11 empty] | WLDFR | HFTD - Distribution - Tier 2 - 2QU CoRE ¦ 5QU LoRE | Red Flag Warning - Small Fires | 2031 | 3.3914e-07 | 1.6957e-07 | 4.3604e-07 | 0.083606 | 0.039055 | 0.001695 | 0.042856 | 0 | 0 | 0 | 0.0002825 |  | 2.8354e-08 | 0 | 2.8354e-08 | 1.4177e-08 | 0 | 1.4177e-08 | 3.6456e-08 | 0 | 3.6456e-08 | [16 empty] | 7.3.1.3 Ignition probability mapping showing the probability of ignition along the electric lines and equipmentWLDFRAggregatedAggregated | WLDFR | HFTD - Distribution - Tier 2 - 3QU CoRE ¦ 1QU LoRE | Non-Red Flag Warning - Catastrophic Fires | Aggregated | Aggregated | 2036 | 4.4097e-06 | 0 | 500.9897 | 0.0022092 | 2036 | Mitigation | 0.08575 | 30 | 0 | esc | 0.0012005 | 5.2938e-09 | 0.00060025 | 2.6469e-09 | 0.0015435 | 6.8063e-09
[35 empty] | 7.3.1.3 Ignition probability mapping showing the probability of ignition along the electric lines and equipment | WLDFR | HFTD - Distribution - Tier 3 - 4QU CoRE ¦ 1QU LoRE | 2034 | 0.41496 | 0.021886 | 0.8552 | 0 | 0.8552 | 0.013623 | 0.53232 | 0 | 0.53232 | 0.031054 | 1.2134 | 0 | 1.2134 | 0.032611 | 1.2743 | 0 | 1.2743 | 0.35488 | 0.22089 | 0.50352 | 0.52877 | 0.031054 | 0.012886 | 1.2134 | 0.50352 | 0 | 0 | 1.2134 | 0.50352 | [11 empty] | WLDFR | HFTD - Distribution - Tier 2 - 2QU CoRE ¦ 5QU LoRE | Red Flag Warning - Small Fires | 2032 | 3.3914e-07 | 1.6957e-07 | 4.3604e-07 | 0.083606 | 0.039055 | 0.001695 | 0.042856 | 0 | 0 | 0 | 0.0002825 |  | 2.8354e-08 | 0 | 2.8354e-08 | 1.4177e-08 | 0 | 1.4177e-08 | 3.6456e-08 | 0 | 3.6456e-08 | [16 empty] | 7.3.1.3 Ignition probability mapping showing the probability of ignition along the electric lines and equipmentWLDFRAggregatedAggregated | WLDFR | HFTD - Distribution - Tier 2 - 3QU CoRE ¦ 1QU LoRE | Non-Red Flag Warning - Catastrophic Fires | Aggregated | Aggregated | 2037 | 4.4097e-06 | 0 | 500.9897 | 0.0022092 | 2037 | Mitigation | 0.08575 | 30 | 0 | esc | 0.0012005 | 5.2938e-09 | 0.00060025 | 2.6469e-09 | 0.0015435 | 6.8063e-09
[35 empty] | 7.3.1.3 Ignition probability mapping showing the probability of ignition along the electric lines and equipment | WLDFR | HFTD - Distribution - Tier 3 - 4QU CoRE ¦ 1QU LoRE | 2035 | 0.38782 | 0.021886 | 0.8552 | 0 | 0.8552 | 0.013623 | 0.53232 | 0 | 0.53232 | 0.031054 | 1.2134 | 0 | 1.2134 | 0.032611 | 1.2743 | 0 | 1.2743 | 0.33166 | 0.20644 | 0.47058 | 0.49418 | 0.031054 | 0.012043 | 1.2134 | 0.47058 | 0 | 0 | 1.2134 | 0.47058 | [11 empty] | WLDFR | HFTD - Distribution - Tier 2 - 2QU CoRE ¦ 5QU LoRE | Red Flag Warning - Small Fires | 2033 | 3.3914e-07 | 1.6957e-07 | 4.3604e-07 | 0.087211 | 0.040679 | 0.0017655 | 0.044766 | 0 | 0 | 0 | 0.0002825 |  | 2.9577e-08 | 0 | 2.9577e-08 | 1.4788e-08 | 0 | 1.4788e-08 | 3.8027e-08 | 0 | 3.8027e-08 | [16 empty] | 7.3.1.3 Ignition probability mapping showing the probability of ignition along the electric lines and equipmentWLDFRAggregatedAggregated | WLDFR | HFTD - Distribution - Tier 2 - 3QU CoRE ¦ 1QU LoRE | Non-Red Flag Warning - Catastrophic Fires | Aggregated | Aggregated | 2038 | 4.4097e-06 | 0 | 500.9897 | 0.0022092 | 2038 | Mitigation | 0.08575 | 30 | 0 | esc | 0.0012005 | 5.2938e-09 | 0.00060025 | 2.6469e-09 | 0.0015435 | 6.8063e-09
[35 empty] | 7.3.1.3 Ignition probability mapping showing the probability of ignition along the electric lines and equipment | WLDFR | HFTD - Distribution - Tier 3 - 4QU CoRE ¦ 1QU LoRE | 2036 | 0.36245 | 0.021886 | 0.8552 | 0 | 0.8552 | 0.013623 | 0.53232 | 0 | 0.53232 | 0.031054 | 1.2134 | 0 | 1.2134 | 0.032611 | 1.2743 | 0 | 1.2743 | 0.30996 | 0.19294 | 0.4398 | 0.46185 | 0.031054 | 0.011255 | 1.2134 | 0.4398 | 0 | 0 | 1.2134 | 0.4398 | [11 empty] | WLDFR | HFTD - Distribution - Tier 2 - 2QU CoRE ¦ 5QU LoRE | Red Flag Warning - Small Fires | 2034 | 3.3914e-07 | 1.6957e-07 | 4.3604e-07 | 0.087211 | 0.040679 | 0.0017655 | 0.044766 | 0 | 0 | 0 | 0.0002825 |  | 2.9577e-08 | 0 | 2.9577e-08 | 1.4788e-08 | 0 | 1.4788e-08 | 3.8027e-08 | 0 | 3.8027e-08 | [16 empty] | 7.3.1.3 Ignition probability mapping showing the probability of ignition along the electric lines and equipmentWLDFRAggregatedAggregated | WLDFR | HFTD - Distribution - Tier 2 - 3QU CoRE ¦ 1QU LoRE | Non-Red Flag Warning - Catastrophic Fires | Aggregated | Aggregated | 2039 | 4.4097e-06 | 0 | 500.9897 | 0.0022092 | 2039 | Mitigation | 0.08575 | 30 | 0 | esc | 0.0012005 | 5.2938e-09 | 0.00060025 | 2.6469e-09 | 0.0015435 | 6.8063e-09
[35 empty] | 7.3.1.3 Ignition probability mapping showing the probability of ignition along the electric lines and equipment | WLDFR | HFTD - Distribution - Tier 3 - 4QU CoRE ¦ 1QU LoRE | 2037 | 0.33873 | 0.021886 | 0.8552 | 0 | 0.8552 | 0.013623 | 0.53232 | 0 | 0.53232 | 0.031054 | 1.2134 | 0 | 1.2134 | 0.032611 | 1.2743 | 0 | 1.2743 | 0.28968 | 0.18032 | 0.41102 | 0.43164 | 0.031054 | 0.010519 | 1.2134 | 0.41102 | 0 | 0 | 1.2134 | 0.41102 | [11 empty] | WLDFR | HFTD - Distribution - Tier 2 - 2QU CoRE ¦ 5QU LoRE | Red Flag Warning - Small Fires | 2035 | 3.3914e-07 | 1.6957e-07 | 4.3604e-07 | 0.087211 | 0.040679 | 0.0017655 | 0.044766 | 0 | 0 | 0 | 0.0002825 |  | 2.9577e-08 | 0 | 2.9577e-08 | 1.4788e-08 | 0 | 1.4788e-08 | 3.8027e-08 | 0 | 3.8027e-08 | [16 empty] | 7.3.1.3 Ignition probability mapping showing the probability of ignition along the electric lines and equipmentWLDFRAggregatedAggregated | WLDFR | HFTD - Distribution - Tier 2 - 3QU CoRE ¦ 1QU LoRE | Non-Red Flag Warning - Catastrophic Fires | Aggregated | Aggregated | 2040 | 4.4097e-06 | 0 | 500.9897 | 0.0022092 | 2040 | Mitigation | 0.08575 | 30 | 0 | esc | 0.0012005 | 5.2938e-09 | 0.00060025 | 2.6469e-09 | 0.0015435 | 6.8063e-09
[35 empty] | 7.3.1.3 Ignition probability mapping showing the probability of ignition along the electric lines and equipment | WLDFR | HFTD - Distribution - Tier 3 - 4QU CoRE ¦ 1QU LoRE | 2038 | 0.31657 | 0.021886 | 0.89719 | 0 | 0.89719 | 0.013623 | 0.55846 | 0 | 0.55846 | 0.031054 | 1.273 | 0 | 1.273 | 0.032611 | 1.3368 | 0 | 1.3368 | 0.28403 | 0.17679 | 0.403 | 0.42321 | 0.031054 | 0.0098308 | 1.273 | 0.403 | 0 | 0 | 1.273 | 0.403 | [11 empty] | WLDFR | HFTD - Distribution - Tier 2 - 2QU CoRE ¦ 5QU LoRE | Red Flag Warning - Small Fires | 2036 | 3.3914e-07 | 1.6957e-07 | 4.3604e-07 | 0.087211 | 0.040679 | 0.0017655 | 0.044766 | 0 | 0 | 0 | 0.0002825 |  | 2.9577e-08 | 0 | 2.9577e-08 | 1.4788e-08 | 0 | 1.4788e-08 | 3.8027e-08 | 0 | 3.8027e-08 | [16 empty] | 7.3.1.3 Ignition probability mapping showing the probability of ignition along the electric lines and equipmentWLDFRAggregatedAggregated | WLDFR | HFTD - Distribution - Tier 2 - 3QU CoRE ¦ 1QU LoRE | Non-Red Flag Warning - Catastrophic Fires | Aggregated | Aggregated | 2041 | 4.4097e-06 | 0 | 500.9897 | 0.0022092 | 2041 | Mitigation | 0.08575 | 30 | 0 | esc | 0.0012005 | 5.2938e-09 | 0.00060025 | 2.6469e-09 | 0.0015435 | 6.8063e-09
[35 empty] | 7.3.1.3 Ignition probability mapping showing the probability of ignition along the electric lines and equipment | WLDFR | HFTD - Distribution - Tier 3 - 4QU CoRE ¦ 1QU LoRE | 2039 | 0.29586 | 0.021886 | 0.89719 | 0 | 0.89719 | 0.013623 | 0.55846 | 0 | 0.55846 | 0.031054 | 1.273 | 0 | 1.273 | 0.032611 | 1.3368 | 0 | 1.3368 | 0.26545 | 0.16523 | 0.37663 | 0.39552 | 0.031054 | 0.0091877 | 1.273 | 0.37663 | 0 | 0 | 1.273 | 0.37663 | [11 empty] | WLDFR | HFTD - Distribution - Tier 2 - 2QU CoRE ¦ 5QU LoRE | Red Flag Warning - Small Fires | 2037 | 3.3914e-07 | 1.6957e-07 | 4.3604e-07 | 0.087211 | 0.040679 | 0.0017655 | 0.044766 | 0 | 0 | 0 | 0.0002825 |  | 2.9577e-08 | 0 | 2.9577e-08 | 1.4788e-08 | 0 | 1.4788e-08 | 3.8027e-08 | 0 | 3.8027e-08 | [16 empty] | 7.3.1.3 Ignition probability mapping showing the probability of ignition along the electric lines and equipmentWLDFRAggregatedAggregated | WLDFR | HFTD - Distribution - Tier 2 - 3QU CoRE ¦ 1QU LoRE | Non-Red Flag Warning - Catastrophic Fires | Aggregated | Aggregated | 2042 | 4.4097e-06 | 0 | 500.9897 | 0.0022092 | 2042 | Mitigation | 0.08575 | 30 | 0 | esc | 0.0012005 | 5.2938e-09 | 0.00060025 | 2.6469e-09 | 0.0015435 | 6.8063e-09
[35 empty] | 7.3.1.3 Ignition probability mapping showing the probability of ignition along the electric lines and equipment | WLDFR | HFTD - Distribution - Tier 3 - 4QU CoRE ¦ 1QU LoRE | 2040 | 0.27651 | 0.021886 | 0.89719 | 0 | 0.89719 | 0.013623 | 0.55846 | 0 | 0.55846 | 0.031054 | 1.273 | 0 | 1.273 | 0.032611 | 1.3368 | 0 | 1.3368 | 0.24808 | 0.15442 | 0.35199 | 0.36965 | 0.031054 | 0.0085866 | 1.273 | 0.35199 | 0 | 0 | 1.273 | 0.35199 | [11 empty] | WLDFR | HFTD - Distribution - Tier 2 - 2QU CoRE ¦ 5QU LoRE | Red Flag Warning - Small Fires | 2038 | 3.3914e-07 | 1.6957e-07 | 4.3604e-07 | 0.091184 | 0.042438 | 0.0018418 | 0.046905 | 0 | 0 | 0 | 0.0002825 |  | 3.0924e-08 | 0 | 3.0924e-08 | 1.5462e-08 | 0 | 1.5462e-08 | 3.976e-08 | 0 | 3.976e-08 | [16 empty] | 7.3.1.3 Ignition probability mapping showing the probability of ignition along the electric lines and equipmentWLDFRAggregatedAggregated | WLDFR | HFTD - Distribution - Tier 2 - 3QU CoRE ¦ 1QU LoRE | Non-Red Flag Warning - Catastrophic Fires | Aggregated | Aggregated | 2043 | 4.4097e-06 | 0 | 500.9897 | 0.0022092 | 2043 | Mitigation | 0.08575 | 30 | 0 | esc | 0.0012005 | 5.2938e-09 | 0.00060025 | 2.6469e-09 | 0.0015435 | 6.8063e-09
[35 empty] | 7.3.1.3 Ignition probability mapping showing the probability of ignition along the electric lines and equipment | WLDFR | HFTD - Distribution - Tier 3 - 4QU CoRE ¦ 1QU LoRE | 2041 | 0.25842 | 0.021886 | 0.89719 | 0 | 0.89719 | 0.013623 | 0.55846 | 0 | 0.55846 | 0.031054 | 1.273 | 0 | 1.273 | 0.032611 | 1.3368 | 0 | 1.3368 | 0.23185 | 0.14432 | 0.32897 | 0.34546 | 0.031054 | 0.0080249 | 1.273 | 0.32897 | 0 | 0 | 1.273 | 0.32897 | [11 empty] | WLDFR | HFTD - Distribution - Tier 2 - 2QU CoRE ¦ 5QU LoRE | Red Flag Warning - Small Fires | 2039 | 3.3914e-07 | 1.6957e-07 | 4.3604e-07 | 0.091184 | 0.042438 | 0.0018418 | 0.046905 | 0 | 0 | 0 | 0.0002825 |  | 3.0924e-08 | 0 | 3.0924e-08 | 1.5462e-08 | 0 | 1.5462e-08 | 3.976e-08 | 0 | 3.976e-08 | [16 empty] | 7.3.1.3 Ignition probability mapping showing the probability of ignition along the electric lines and equipmentWLDFRAggregatedAggregated | WLDFR | HFTD - Distribution - Tier 2 - 3QU CoRE ¦ 1QU LoRE | Non-Red Flag Warning - Catastrophic Fires | Aggregated | Aggregated | 2044 | 4.4097e-06 | 0 | 500.9897 | 0.0022092 | 2044 | Mitigation | 0.08575 | 30 | 0 | esc | 0.0012005 | 5.2938e-09 | 0.00060025 | 2.6469e-09 | 0.0015435 | 6.8063e-09
[35 empty] | 7.3.1.3 Ignition probability mapping showing the probability of ignition along the electric lines and equipment | WLDFR | HFTD - Distribution - Tier 3 - 4QU CoRE ¦ 1QU LoRE | 2042 | 0.24151 | 0.021886 | 0.89719 | 0 | 0.89719 | 0.013623 | 0.55846 | 0 | 0.55846 | 0.031054 | 1.273 | 0 | 1.273 | 0.032611 | 1.3368 | 0 | 1.3368 | 0.21668 | 0.13488 | 0.30745 | 0.32286 | 0.031054 | 0.0074999 | 1.273 | 0.30745 | 0 | 0 | 1.273 | 0.30745 | [11 empty] | WLDFR | HFTD - Distribution - Tier 2 - 2QU CoRE ¦ 5QU LoRE | Red Flag Warning - Small Fires | 2040 | 3.3914e-07 | 1.6957e-07 | 4.3604e-07 | 0.091184 | 0.042438 | 0.0018418 | 0.046905 | 0 | 0 | 0 | 0.0002825 |  | 3.0924e-08 | 0 | 3.0924e-08 | 1.5462e-08 | 0 | 1.5462e-08 | 3.976e-08 | 0 | 3.976e-08 | [16 empty] | 7.3.1.3 Ignition probability mapping showing the probability of ignition along the electric lines and equipmentWLDFRAggregatedAggregated | WLDFR | HFTD - Distribution - Tier 2 - 3QU CoRE ¦ 1QU LoRE | Non-Red Flag Warning - Catastrophic Fires | Aggregated | Aggregated | 2045 | 4.4097e-06 | 0 | 500.9897 | 0.0022092 | 2045 | Mitigation | 0.08575 | 30 | 0 | esc | 0.0012005 | 5.2938e-09 | 0.00060025 | 2.6469e-09 | 0.0015435 | 6.8063e-09
[35 empty] | 7.3.1.3 Ignition probability mapping showing the probability of ignition along the electric lines and equipment | WLDFR | HFTD - Distribution - Tier 3 - 4QU CoRE ¦ 1QU LoRE | 2043 | 0.22571 | 0.021886 | 0.94192 | 0 | 0.94192 | 0.013623 | 0.5863 | 0 | 0.5863 | 0.031054 | 1.3365 | 0 | 1.3365 | 0.032611 | 1.4035 | 0 | 1.4035 | 0.2126 | 0.13234 | 0.30166 | 0.31679 | 0.031054 | 0.0070093 | 1.3365 | 0.30166 | 0 | 0 | 1.3365 | 0.30166 | [11 empty] | WLDFR | HFTD - Distribution - Tier 2 - 2QU CoRE ¦ 5QU LoRE | Red Flag Warning - Small Fires | 2041 | 3.3914e-07 | 1.6957e-07 | 4.3604e-07 | 0.091184 | 0.042438 | 0.0018418 | 0.046905 | 0 | 0 | 0 | 0.0002825 |  | 3.0924e-08 | 0 | 3.0924e-08 | 1.5462e-08 | 0 | 1.5462e-08 | 3.976e-08 | 0 | 3.976e-08 | [16 empty] | 7.3.1.3 Ignition probability mapping showing the probability of ignition along the electric lines and equipmentWLDFRAggregatedAggregated | WLDFR | HFTD - Distribution - Tier 2 - 3QU CoRE ¦ 1QU LoRE | Non-Red Flag Warning - Catastrophic Fires | Aggregated | Aggregated | 2046 | 4.4097e-06 | 0 | 500.9897 | 0.0022092 | 2046 | Mitigation | 0.08575 | 30 | 0 | esc | 0.0012005 | 5.2938e-09 | 0.00060025 | 2.6469e-09 | 0.0015435 | 6.8063e-09
[35 empty] | 7.3.1.3 Ignition probability mapping showing the probability of ignition along the electric lines and equipment | WLDFR | HFTD - Distribution - Tier 3 - 4QU CoRE ¦ 1QU LoRE | 2044 | 0.21095 | 0.021886 | 0.94192 | 0 | 0.94192 | 0.013623 | 0.5863 | 0 | 0.5863 | 0.031054 | 1.3365 | 0 | 1.3365 | 0.032611 | 1.4035 | 0 | 1.4035 | 0.1987 | 0.12368 | 0.28192 | 0.29606 | 0.031054 | 0.0065507 | 1.3365 | 0.28192 | 0 | 0 | 1.3365 | 0.28192 | [11 empty] | WLDFR | HFTD - Distribution - Tier 2 - 2QU CoRE ¦ 5QU LoRE | Red Flag Warning - Small Fires | 2042 | 3.3914e-07 | 1.6957e-07 | 4.3604e-07 | 0.091184 | 0.042438 | 0.0018418 | 0.046905 | 0 | 0 | 0 | 0.0002825 |  | 3.0924e-08 | 0 | 3.0924e-08 | 1.5462e-08 | 0 | 1.5462e-08 | 3.976e-08 | 0 | 3.976e-08 | [16 empty] | 7.3.1.3 Ignition probability mapping showing the probability of ignition along the electric lines and equipmentWLDFRAggregatedAggregated | WLDFR | HFTD - Distribution - Tier 2 - 3QU CoRE ¦ 1QU LoRE | Non-Red Flag Warning - Catastrophic Fires | Aggregated | Aggregated | 2047 | 4.4097e-06 | 0 | 500.9897 | 0.0022092 | 2047 | Mitigation | 0.08575 | 30 | 0 | esc | 0.0012005 | 5.2938e-09 | 0.00060025 | 2.6469e-09 | 0.0015435 | 6.8063e-09
[35 empty] | 7.3.1.3 Ignition probability mapping showing the probability of ignition along the electric lines and equipment | WLDFR | HFTD - Distribution - Tier 3 - 4QU CoRE ¦ 1QU LoRE | 2045 | 0.19715 | 0.021886 | 0.94192 | 0 | 0.94192 | 0.013623 | 0.5863 | 0 | 0.5863 | 0.031054 | 1.3365 | 0 | 1.3365 | 0.032611 | 1.4035 | 0 | 1.4035 | 0.1857 | 0.11559 | 0.26348 | 0.27669 | 0.031054 | 0.0061222 | 1.3365 | 0.26348 | 0 | 0 | 1.3365 | 0.26348 | [11 empty] | WLDFR | HFTD - Distribution - Tier 2 - 2QU CoRE ¦ 5QU LoRE | Red Flag Warning - Small Fires | 2043 | 3.3914e-07 | 1.6957e-07 | 4.3604e-07 | 0.095486 | 0.044306 | 0.0019228 | 0.049257 | 0 | 0 | 0 | 0.0002825 |  | 3.2383e-08 | 0 | 3.2383e-08 | 1.6192e-08 | 0 | 1.6192e-08 | 4.1635e-08 | 0 | 4.1635e-08 | [16 empty] | 7.3.1.3 Ignition probability mapping showing the probability of ignition along the electric lines and equipmentWLDFRAggregatedAggregated | WLDFR | HFTD - Distribution - Tier 2 - 3QU CoRE ¦ 1QU LoRE | Non-Red Flag Warning - Catastrophic Fires | Aggregated | Aggregated | 2048 | 4.4097e-06 | 0 | 500.9897 | 0.0022092 | 2048 | Mitigation | 0.08575 | 30 | 0 | esc | 0.0012005 | 5.2938e-09 | 0.00060025 | 2.6469e-09 | 0.0015435 | 6.8063e-09
[35 empty] | 7.3.1.3 Ignition probability mapping showing the probability of ignition along the electric lines and equipment | WLDFR | HFTD - Distribution - Tier 3 - 4QU CoRE ¦ 1QU LoRE | 2046 | 0.18425 | 0.021886 | 0.94192 | 0 | 0.94192 | 0.013623 | 0.5863 | 0 | 0.5863 | 0.031054 | 1.3365 | 0 | 1.3365 | 0.032611 | 1.4035 | 0 | 1.4035 | 0.17355 | 0.10803 | 0.24624 | 0.25859 | 0.031054 | 0.0057216 | 1.3365 | 0.24624 | 0 | 0 | 1.3365 | 0.24624 | [11 empty] | WLDFR | HFTD - Distribution - Tier 2 - 2QU CoRE ¦ 5QU LoRE | Red Flag Warning - Small Fires | 2044 | 3.3914e-07 | 1.6957e-07 | 4.3604e-07 | 0.095486 | 0.044306 | 0.0019228 | 0.049257 | 0 | 0 | 0 | 0.0002825 |  | 3.2383e-08 | 0 | 3.2383e-08 | 1.6192e-08 | 0 | 1.6192e-08 | 4.1635e-08 | 0 | 4.1635e-08 | [16 empty] | 7.3.1.3 Ignition probability mapping showing the probability of ignition along the electric lines and equipmentWLDFRAggregatedAggregated | WLDFR | HFTD - Distribution - Tier 2 - 3QU CoRE ¦ 1QU LoRE | Non-Red Flag Warning - Catastrophic Fires | Aggregated | Aggregated | 2049 | 4.4097e-06 | 0 | 500.9897 | 0.0022092 | 2049 | Mitigation | 0.08575 | 30 | 0 | esc | 0.0012005 | 5.2938e-09 | 0.00060025 | 2.6469e-09 | 0.0015435 | 6.8063e-09
[35 empty] | 7.3.1.3 Ignition probability mapping showing the probability of ignition along the electric lines and equipment | WLDFR | HFTD - Distribution - Tier 3 - 4QU CoRE ¦ 1QU LoRE | 2047 | 0.1722 | 0.021886 | 0.94192 | 0 | 0.94192 | 0.013623 | 0.5863 | 0 | 0.5863 | 0.031054 | 1.3365 | 0 | 1.3365 | 0.032611 | 1.4035 | 0 | 1.4035 | 0.1622 | 0.10096 | 0.23013 | 0.24167 | 0.031054 | 0.0053473 | 1.3365 | 0.23013 | 0 | 0 | 1.3365 | 0.23013 | [11 empty] | WLDFR | HFTD - Distribution - Tier 2 - 2QU CoRE ¦ 5QU LoRE | Red Flag Warning - Small Fires | 2045 | 3.3914e-07 | 1.6957e-07 | 4.3604e-07 | 0.095486 | 0.044306 | 0.0019228 | 0.049257 | 0 | 0 | 0 | 0.0002825 |  | 3.2383e-08 | 0 | 3.2383e-08 | 1.6192e-08 | 0 | 1.6192e-08 | 4.1635e-08 | 0 | 4.1635e-08 | [16 empty] | 7.3.1.3 Ignition probability mapping showing the probability of ignition along the electric lines and equipmentWLDFRAggregatedAggregated | WLDFR | HFTD - Distribution - Tier 2 - 3QU CoRE ¦ 1QU LoRE | Non-Red Flag Warning - Catastrophic Fires | Aggregated | Aggregated | 2050 | 4.4097e-06 | 0 | 500.9897 | 0.0022092 | 2050 | Mitigation | 0.08575 | 30 | 0 | esc | 0 | 0 | 0.00060025 | 2.6469e-09 | 0.0015435 | 6.8063e-09
[35 empty] | 7.3.1.3 Ignition probability mapping showing the probability of ignition along the electric lines and equipment | WLDFR | HFTD - Distribution - Tier 3 - 4QU CoRE ¦ 1QU LoRE | 2048 | 0.16093 | 0.021886 | 0.98882 | 0 | 0.98882 | 0.013623 | 0.61549 | 0 | 0.61549 | 0.031054 | 1.403 | 0 | 1.403 | 0.032611 | 1.4734 | 0 | 1.4734 | 0.15913 | 0.099052 | 0.22579 | 0.23711 | 0.031054 | 0.0049975 | 1.403 | 0.22579 | 0 | 0 | 1.403 | 0.22579 | [11 empty] | WLDFR | HFTD - Distribution - Tier 2 - 2QU CoRE ¦ 5QU LoRE | Red Flag Warning - Small Fires | 2046 | 3.3914e-07 | 1.6957e-07 | 4.3604e-07 | 0.095486 | 0.044306 | 0.0019228 | 0.049257 | 0 | 0 | 0 | 0.0002825 |  | 3.2383e-08 | 0 | 3.2383e-08 | 1.6192e-08 | 0 | 1.6192e-08 | 4.1635e-08 | 0 | 4.1635e-08 | [16 empty] | 7.3.1.3 Ignition probability mapping showing the probability of ignition along the electric lines and equipmentWLDFRAggregatedAggregated | WLDFR | HFTD - Distribution - Tier 2 - 3QU CoRE ¦ 1QU LoRE | Non-Red Flag Warning - Catastrophic Fires | Aggregated | Aggregated | 2051 | 4.4097e-06 | 0 | 500.9897 | 0.0022092 | 2051 | Mitigation | 0.08575 | 30 | 0 | esc | 0 | 0 | 0 | 0 | 0.0015435 | 6.8063e-09
[35 empty] | 7.3.1.3 Ignition probability mapping showing the probability of ignition along the electric lines and equipment | WLDFR | HFTD - Distribution - Tier 3 - 4QU CoRE ¦ 1QU LoRE | 2049 | 0.1504 | 0.021886 | 0.98882 | 0 | 0.98882 | 0.013623 | 0.61549 | 0 | 0.61549 | 0.031054 | 1.403 | 0 | 1.403 | 0.032611 | 1.4734 | 0 | 1.4734 | 0.14872 | 0.092572 | 0.21101 | 0.2216 | 0.031054 | 0.0046706 | 1.403 | 0.21101 | 0 | 0 | 1.403 | 0.21101 | [11 empty] | WLDFR | HFTD - Distribution - Tier 2 - 2QU CoRE ¦ 5QU LoRE | Red Flag Warning - Small Fires | 2047 | 3.3914e-07 | 1.6957e-07 | 4.3604e-07 | 0.095486 | 0.044306 | 0.0019228 | 0.049257 | 0 | 0 | 0 | 0.0002825 |  | 3.2383e-08 | 0 | 3.2383e-08 | 1.6192e-08 | 0 | 1.6192e-08 | 4.1635e-08 | 0 | 4.1635e-08 | [16 empty] | 7.3.1.3 Ignition probability mapping showing the probability of ignition along the electric lines and equipmentWLDFRAggregatedAggregated | WLDFR | HFTD - Distribution - Tier 2 - 3QU CoRE ¦ 1QU LoRE | Non-Red Flag Warning - Destructive Fires | Aggregated | Aggregated | 2021 | 4.9873e-06 | 0 | 500.9897 | 0.0024986 | 2021 | Mitigation | 0.08575 | 30 | 0 | esc | 0.0012005 | 5.9872e-09 | 0.00060025 | 2.9936e-09 | 0 | 0
[35 empty] | 7.3.1.3 Ignition probability mapping showing the probability of ignition along the electric lines and equipment | WLDFR | HFTD - Distribution - Tier 3 - 4QU CoRE ¦ 1QU LoRE | 2050 | 0.14056 | 0 | 0 | 0 | 0 | 0.013623 | 0.61549 | 0 | 0.61549 | 0.031054 | 1.403 | 0 | 1.403 | 0.032611 | 1.4734 | 0 | 1.4734 | 0 | 0.086515 | 0.19721 | 0.2071 | 0.031054 | 0.004365 | 1.403 | 0.19721 | 0 | 0 | 1.403 | 0.19721 | [11 empty] | WLDFR | HFTD - Distribution - Tier 2 - 2QU CoRE ¦ 5QU LoRE | Red Flag Warning - Small Fires | 2048 | 3.3914e-07 | 1.6957e-07 | 4.3604e-07 | 0.10007 | 0.04626 | 0.0020076 | 0.051804 | 0 | 0 | 0 | 0.0002825 |  | 3.3938e-08 | 0 | 3.3938e-08 | 1.6969e-08 | 0 | 1.6969e-08 | 4.3635e-08 | 0 | 4.3635e-08 | [16 empty] | 7.3.1.3 Ignition probability mapping showing the probability of ignition along the electric lines and equipmentWLDFRAggregatedAggregated | WLDFR | HFTD - Distribution - Tier 2 - 3QU CoRE ¦ 1QU LoRE | Non-Red Flag Warning - Destructive Fires | Aggregated | Aggregated | 2022 | 4.9873e-06 | 0 | 500.9897 | 0.0024986 | 2022 | Mitigation | 0.08575 | 30 | 0 | esc | 0.0012005 | 5.9872e-09 | 0.00060025 | 2.9936e-09 | 0.0015435 | 7.6979e-09
[35 empty] | 7.3.1.3 Ignition probability mapping showing the probability of ignition along the electric lines and equipment | WLDFR | HFTD - Distribution - Tier 3 - 4QU CoRE ¦ 1QU LoRE | 2051 | 0.13137 | 0 | 0 | 0 | 0 | 0 | 0 | 0 | 0 | 0.031054 | 1.403 | 0 | 1.403 | 0.032611 | 1.4734 | 0 | 1.4734 | 0 | 0 | 0.18431 | 0.19355 | 0.031054 | 0.0040794 | 1.403 | 0.18431 | 0 | 0 | 1.403 | 0.18431 | [11 empty] | WLDFR | HFTD - Distribution - Tier 2 - 2QU CoRE ¦ 5QU LoRE | Red Flag Warning - Small Fires | 2049 | 3.3914e-07 | 1.6957e-07 | 4.3604e-07 | 0.10007 | 0.04626 | 0.0020076 | 0.051804 | 0 | 0 | 0 | 0.0002825 |  | 3.3938e-08 | 0 | 3.3938e-08 | 1.6969e-08 | 0 | 1.6969e-08 | 4.3635e-08 | 0 | 4.3635e-08 | [16 empty] | 7.3.1.3 Ignition probability mapping showing the probability of ignition along the electric lines and equipmentWLDFRAggregatedAggregated | WLDFR | HFTD - Distribution - Tier 2 - 3QU CoRE ¦ 1QU LoRE | Non-Red Flag Warning - Destructive Fires | Aggregated | Aggregated | 2023 | 4.9873e-06 | 0 | 500.9897 | 0.0024986 | 2023 | Mitigation | 0.08575 | 30 | 0 | esc | 0.0012005 | 5.9872e-09 | 0.00060025 | 2.9936e-09 | 0.0015435 | 7.6979e-09
[35 empty] | 7.3.1.3 Ignition probability mapping showing the probability of ignition along the electric lines and equipment | WLDFR | HFTD - Distribution - Tier 3 - 4QU CoRE ¦ 1QU LoRE | 2052 | 0.12277 | 0 | 0 | 0 | 0 | 0 | 0 | 0 | 0 | 0 | 0 | 0 | 0 | 0.032611 | 1.4734 | 0 | 1.4734 | 0 | 0 | 0 | 0.18089 | 0 | 0 | 0 | 0 | 0 | 0 | 0 | 0 | [11 empty] | WLDFR | HFTD - Distribution - Tier 2 - 2QU CoRE ¦ 5QU LoRE | Red Flag Warning - Small Fires | 2050 | 0 | 1.6957e-07 | 4.3604e-07 | 0.10007 | 0.04626 | 0.0020076 | 0.051804 | 0 | 0 | 0 | 0.0002825 |  | 0 | 0 | 0 | 1.6969e-08 | 0 | 1.6969e-08 | 4.3635e-08 | 0 | 4.3635e-08 | [16 empty] | 7.3.1.3 Ignition probability mapping showing the probability of ignition along the electric lines and equipmentWLDFRAggregatedAggregated | WLDFR | HFTD - Distribution - Tier 2 - 3QU CoRE ¦ 1QU LoRE | Non-Red Flag Warning - Destructive Fires | Aggregated | Aggregated | 2024 | 4.9873e-06 | 0 | 500.9897 | 0.0024986 | 2024 | Mitigation | 0.08575 | 30 | 0 | esc | 0.0012005 | 5.9872e-09 | 0.00060025 | 2.9936e-09 | 0.0015435 | 7.6979e-09
[35 empty] | 7.3.1.3 Ignition probability mapping showing the probability of ignition along the electric lines and equipment | WLDFR | HFTD - Distribution - Tier 3 - 4QU CoRE ¦ 2QU LoRE | 2020 | 1 | 0.014526 | 0.42389 | 0 | 0.42389 | 0 | 0 | 0 | 0 | 0 | 0 | 0 | 0 | 0 | 0 | 0 | 0 | 0.42389 | 0 | 0 | 0 | 0 | 0 | 0 | 0 | 0 | 0 | 0 | 0 | [11 empty] | WLDFR | HFTD - Distribution - Tier 2 - 2QU CoRE ¦ 5QU LoRE | Red Flag Warning - Small Fires | 2051 | 0 | 0 | 4.3604e-07 | 0.10007 | 0.04626 | 0.0020076 | 0.051804 | 0 | 0 | 0 | 0.0002825 |  | 0 | 0 | 0 | 0 | 0 | 0 | 4.3635e-08 | 0 | 4.3635e-08 | [16 empty] | 7.3.1.3 Ignition probability mapping showing the probability of ignition along the electric lines and equipmentWLDFRAggregatedAggregated | WLDFR | HFTD - Distribution - Tier 2 - 3QU CoRE ¦ 1QU LoRE | Non-Red Flag Warning - Destructive Fires | Aggregated | Aggregated | 2025 | 4.9873e-06 | 0 | 500.9897 | 0.0024986 | 2025 | Mitigation | 0.08575 | 30 | 0 | esc | 0.0012005 | 5.9872e-09 | 0.00060025 | 2.9936e-09 | 0.0015435 | 7.6979e-09
[35 empty] | 7.3.1.3 Ignition probability mapping showing the probability of ignition along the electric lines and equipment | WLDFR | HFTD - Distribution - Tier 3 - 4QU CoRE ¦ 2QU LoRE | 2021 | 1 | 0.014526 | 0.42389 | 0 | 0.42389 | 0.0090415 | 0.26385 | 0 | 0.26385 | 0 | 0 | 0 | 0 | 0 | 0 | 0 | 0 | 0.42389 | 0.26385 | 0 | 0 | 0 | 0 | 0 | 0 | 0 | 0 | 0 | 0 | [11 empty] | WLDFR | HFTD - Distribution - Tier 2 - 2QU CoRE ¦ 5QU LoRE | Seismic - Non-Red Flag Warning - Catastrophic Fires | 2020 | 1.609e-13 | 0 | 0 | 21083.8428 | 409.2237 | 13469.0878 | 7205.5313 | 0 | 0 | 0 | 1.3403e-10 |  | 3.3924e-09 | 0 | 3.3924e-09 | 0 | 0 | 0 | 0 | 0 | 0 | [16 empty] | 7.3.1.3 Ignition probability mapping showing the probability of ignition along the electric lines and equipmentWLDFRAggregatedAggregated | WLDFR | HFTD - Distribution - Tier 2 - 3QU CoRE ¦ 1QU LoRE | Non-Red Flag Warning - Destructive Fires | Aggregated | Aggregated | 2026 | 4.9873e-06 | 0 | 500.9897 | 0.0024986 | 2026 | Mitigation | 0.08575 | 30 | 0 | esc | 0.0012005 | 5.9872e-09 | 0.00060025 | 2.9936e-09 | 0.0015435 | 7.6979e-09
[35 empty] | 7.3.1.3 Ignition probability mapping showing the probability of ignition along the electric lines and equipment | WLDFR | HFTD - Distribution - Tier 3 - 4QU CoRE ¦ 2QU LoRE | 2022 | 0.93458 | 0.014214 | 0.4129 | 0 | 0.4129 | 0.0088477 | 0.25701 | 0 | 0.25701 | 0.020938 | 0.60823 | 0 | 0.60823 | 0 | 0 | 0 | 0 | 0.38589 | 0.2402 | 0.56844 | 0 | 0.020938 | 0.019569 | 0.60823 | 0.56844 | 0 | 0 | 0.60823 | 0.56844 | [11 empty] | WLDFR | HFTD - Distribution - Tier 2 - 2QU CoRE ¦ 5QU LoRE | Seismic - Non-Red Flag Warning - Catastrophic Fires | 2021 | 1.609e-13 | 8.0451e-14 | 0 | 21083.8428 | 409.2237 | 13469.0878 | 7205.5313 | 0 | 0 | 0 | 1.3403e-10 |  | 3.3924e-09 | 0 | 3.3924e-09 | 1.6962e-09 | 0 | 1.6962e-09 | 0 | 0 | 0 | [16 empty] | 7.3.1.3 Ignition probability mapping showing the probability of ignition along the electric lines and equipmentWLDFRAggregatedAggregated | WLDFR | HFTD - Distribution - Tier 2 - 3QU CoRE ¦ 1QU LoRE | Non-Red Flag Warning - Destructive Fires | Aggregated | Aggregated | 2027 | 4.9873e-06 | 0 | 500.9897 | 0.0024986 | 2027 | Mitigation | 0.08575 | 30 | 0 | esc | 0.0012005 | 5.9872e-09 | 0.00060025 | 2.9936e-09 | 0.0015435 | 7.6979e-09
[35 empty] | 7.3.1.3 Ignition probability mapping showing the probability of ignition along the electric lines and equipment | WLDFR | HFTD - Distribution - Tier 3 - 4QU CoRE ¦ 2QU LoRE | 2023 | 0.87344 | 0.014214 | 0.42803 | 0 | 0.42803 | 0.0088477 | 0.26643 | 0 | 0.26643 | 0.020938 | 0.63051 | 0 | 0.63051 | 0.021988 | 0.66213 | 0 | 0.66213 | 0.37386 | 0.23271 | 0.55071 | 0.57833 | 0.020938 | 0.018288 | 0.63051 | 0.55071 | 0 | 0 | 0.63051 | 0.55071 | [11 empty] | WLDFR | HFTD - Distribution - Tier 2 - 2QU CoRE ¦ 5QU LoRE | Seismic - Non-Red Flag Warning - Catastrophic Fires | 2022 | 1.609e-13 | 8.0451e-14 | 2.0687e-13 | 21083.8428 | 409.2237 | 13469.0878 | 7205.5313 | 0 | 0 | 0 | 1.3403e-10 |  | 3.3924e-09 | 0 | 3.3924e-09 | 1.6962e-09 | 0 | 1.6962e-09 | 4.3617e-09 | 0 | 4.3617e-09 | [16 empty] | 7.3.1.3 Ignition probability mapping showing the probability of ignition along the electric lines and equipmentWLDFRAggregatedAggregated | WLDFR | HFTD - Distribution - Tier 2 - 3QU CoRE ¦ 1QU LoRE | Non-Red Flag Warning - Destructive Fires | Aggregated | Aggregated | 2028 | 4.9873e-06 | 0 | 500.9897 | 0.0024986 | 2028 | Mitigation | 0.08575 | 30 | 0 | esc | 0.0012005 | 5.9872e-09 | 0.00060025 | 2.9936e-09 | 0.0015435 | 7.6979e-09
[35 empty] | 7.3.1.3 Ignition probability mapping showing the probability of ignition along the electric lines and equipment | WLDFR | HFTD - Distribution - Tier 3 - 4QU CoRE ¦ 2QU LoRE | 2024 | 0.8163 | 0.014214 | 0.42803 | 0 | 0.42803 | 0.0088477 | 0.26643 | 0 | 0.26643 | 0.020938 | 0.63051 | 0 | 0.63051 | 0.021988 | 0.66213 | 0 | 0.66213 | 0.3494 | 0.21749 | 0.51468 | 0.54049 | 0.020938 | 0.017092 | 0.63051 | 0.51468 | 0 | 0 | 0.63051 | 0.51468 | [11 empty] | WLDFR | HFTD - Distribution - Tier 2 - 2QU CoRE ¦ 5QU LoRE | Seismic - Non-Red Flag Warning - Catastrophic Fires | 2023 | 1.609e-13 | 8.0451e-14 | 2.0687e-13 | 21835.9781 | 428.6023 | 13939.561 | 7467.8148 | 0 | 0 | 0 | 1.3403e-10 |  | 3.5134e-09 | 0 | 3.5134e-09 | 1.7567e-09 | 0 | 1.7567e-09 | 4.5173e-09 | 0 | 4.5173e-09 | [16 empty] | 7.3.1.3 Ignition probability mapping showing the probability of ignition along the electric lines and equipmentWLDFRAggregatedAggregated | WLDFR | HFTD - Distribution - Tier 2 - 3QU CoRE ¦ 1QU LoRE | Non-Red Flag Warning - Destructive Fires | Aggregated | Aggregated | 2029 | 4.9873e-06 | 0 | 500.9897 | 0.0024986 | 2029 | Mitigation | 0.08575 | 30 | 0 | esc | 0.0012005 | 5.9872e-09 | 0.00060025 | 2.9936e-09 | 0.0015435 | 7.6979e-09
[35 empty] | 7.3.1.3 Ignition probability mapping showing the probability of ignition along the electric lines and equipment | WLDFR | HFTD - Distribution - Tier 3 - 4QU CoRE ¦ 2QU LoRE | 2025 | 0.7629 | 0.014214 | 0.42803 | 0 | 0.42803 | 0.0088477 | 0.26643 | 0 | 0.26643 | 0.020938 | 0.63051 | 0 | 0.63051 | 0.021988 | 0.66213 | 0 | 0.66213 | 0.32654 | 0.20326 | 0.48101 | 0.50513 | 0.020938 | 0.015974 | 0.63051 | 0.48101 | 0 | 0 | 0.63051 | 0.48101 | [11 empty] | WLDFR | HFTD - Distribution - Tier 2 - 2QU CoRE ¦ 5QU LoRE | Seismic - Non-Red Flag Warning - Catastrophic Fires | 2024 | 1.609e-13 | 8.0451e-14 | 2.0687e-13 | 21835.9781 | 428.6023 | 13939.561 | 7467.8148 | 0 | 0 | 0 | 1.3403e-10 |  | 3.5134e-09 | 0 | 3.5134e-09 | 1.7567e-09 | 0 | 1.7567e-09 | 4.5173e-09 | 0 | 4.5173e-09 | [16 empty] | 7.3.1.3 Ignition probability mapping showing the probability of ignition along the electric lines and equipmentWLDFRAggregatedAggregated | WLDFR | HFTD - Distribution - Tier 2 - 3QU CoRE ¦ 1QU LoRE | Non-Red Flag Warning - Destructive Fires | Aggregated | Aggregated | 2030 | 4.9873e-06 | 0 | 500.9897 | 0.0024986 | 2030 | Mitigation | 0.08575 | 30 | 0 | esc | 0.0012005 | 5.9872e-09 | 0.00060025 | 2.9936e-09 | 0.0015435 | 7.6979e-09
[35 empty] | 7.3.1.3 Ignition probability mapping showing the probability of ignition along the electric lines and equipment | WLDFR | HFTD - Distribution - Tier 3 - 4QU CoRE ¦ 2QU LoRE | 2026 | 0.71299 | 0.014214 | 0.42803 | 0 | 0.42803 | 0.0088477 | 0.26643 | 0 | 0.26643 | 0.020938 | 0.63051 | 0 | 0.63051 | 0.021988 | 0.66213 | 0 | 0.66213 | 0.30518 | 0.18996 | 0.44954 | 0.47209 | 0.020938 | 0.014929 | 0.63051 | 0.44954 | 0 | 0 | 0.63051 | 0.44954 | [11 empty] | WLDFR | HFTD - Distribution - Tier 2 - 2QU CoRE ¦ 5QU LoRE | Seismic - Non-Red Flag Warning - Catastrophic Fires | 2025 | 1.609e-13 | 8.0451e-14 | 2.0687e-13 | 21835.9781 | 428.6023 | 13939.561 | 7467.8148 | 0 | 0 | 0 | 1.3403e-10 |  | 3.5134e-09 | 0 | 3.5134e-09 | 1.7567e-09 | 0 | 1.7567e-09 | 4.5173e-09 | 0 | 4.5173e-09 | [16 empty] | 7.3.1.3 Ignition probability mapping showing the probability of ignition along the electric lines and equipmentWLDFRAggregatedAggregated | WLDFR | HFTD - Distribution - Tier 2 - 3QU CoRE ¦ 1QU LoRE | Non-Red Flag Warning - Destructive Fires | Aggregated | Aggregated | 2031 | 4.9873e-06 | 0 | 500.9897 | 0.0024986 | 2031 | Mitigation | 0.08575 | 30 | 0 | esc | 0.0012005 | 5.9872e-09 | 0.00060025 | 2.9936e-09 | 0.0015435 | 7.6979e-09
[35 empty] | 7.3.1.3 Ignition probability mapping showing the probability of ignition along the electric lines and equipment | WLDFR | HFTD - Distribution - Tier 3 - 4QU CoRE ¦ 2QU LoRE | 2027 | 0.66634 | 0.014214 | 0.42803 | 0 | 0.42803 | 0.0088477 | 0.26643 | 0 | 0.26643 | 0.020938 | 0.63051 | 0 | 0.63051 | 0.021988 | 0.66213 | 0 | 0.66213 | 0.28521 | 0.17753 | 0.42014 | 0.4412 | 0.020938 | 0.013952 | 0.63051 | 0.42014 | 0 | 0 | 0.63051 | 0.42014 | [11 empty] | WLDFR | HFTD - Distribution - Tier 2 - 2QU CoRE ¦ 5QU LoRE | Seismic - Non-Red Flag Warning - Catastrophic Fires | 2026 | 1.609e-13 | 8.0451e-14 | 2.0687e-13 | 21835.9781 | 428.6023 | 13939.561 | 7467.8148 | 0 | 0 | 0 | 1.3403e-10 |  | 3.5134e-09 | 0 | 3.5134e-09 | 1.7567e-09 | 0 | 1.7567e-09 | 4.5173e-09 | 0 | 4.5173e-09 | [16 empty] | 7.3.1.3 Ignition probability mapping showing the probability of ignition along the electric lines and equipmentWLDFRAggregatedAggregated | WLDFR | HFTD - Distribution - Tier 2 - 3QU CoRE ¦ 1QU LoRE | Non-Red Flag Warning - Destructive Fires | Aggregated | Aggregated | 2032 | 4.9873e-06 | 0 | 500.9897 | 0.0024986 | 2032 | Mitigation | 0.08575 | 30 | 0 | esc | 0.0012005 | 5.9872e-09 | 0.00060025 | 2.9936e-09 | 0.0015435 | 7.6979e-09
[35 empty] | 7.3.1.3 Ignition probability mapping showing the probability of ignition along the electric lines and equipment | WLDFR | HFTD - Distribution - Tier 3 - 4QU CoRE ¦ 2QU LoRE | 2028 | 0.62275 | 0.014214 | 0.44709 | 0 | 0.44709 | 0.0088477 | 0.27829 | 0 | 0.27829 | 0.020938 | 0.65859 | 0 | 0.65859 | 0.021988 | 0.69161 | 0 | 0.69161 | 0.27843 | 0.17331 | 0.41014 | 0.4307 | 0.020938 | 0.013039 | 0.65859 | 0.41014 | 0 | 0 | 0.65859 | 0.41014 | [11 empty] | WLDFR | HFTD - Distribution - Tier 2 - 2QU CoRE ¦ 5QU LoRE | Seismic - Non-Red Flag Warning - Catastrophic Fires | 2027 | 1.609e-13 | 8.0451e-14 | 2.0687e-13 | 21835.9781 | 428.6023 | 13939.561 | 7467.8148 | 0 | 0 | 0 | 1.3403e-10 |  | 3.5134e-09 | 0 | 3.5134e-09 | 1.7567e-09 | 0 | 1.7567e-09 | 4.5173e-09 | 0 | 4.5173e-09 | [16 empty] | 7.3.1.3 Ignition probability mapping showing the probability of ignition along the electric lines and equipmentWLDFRAggregatedAggregated | WLDFR | HFTD - Distribution - Tier 2 - 3QU CoRE ¦ 1QU LoRE | Non-Red Flag Warning - Destructive Fires | Aggregated | Aggregated | 2033 | 4.9873e-06 | 0 | 500.9897 | 0.0024986 | 2033 | Mitigation | 0.08575 | 30 | 0 | esc | 0.0012005 | 5.9872e-09 | 0.00060025 | 2.9936e-09 | 0.0015435 | 7.6979e-09
[35 empty] | 7.3.1.3 Ignition probability mapping showing the probability of ignition along the electric lines and equipment | WLDFR | HFTD - Distribution - Tier 3 - 4QU CoRE ¦ 2QU LoRE | 2029 | 0.58201 | 0.014214 | 0.44709 | 0 | 0.44709 | 0.0088477 | 0.27829 | 0 | 0.27829 | 0.020938 | 0.65859 | 0 | 0.65859 | 0.021988 | 0.69161 | 0 | 0.69161 | 0.26021 | 0.16197 | 0.3833 | 0.40252 | 0.020938 | 0.012186 | 0.65859 | 0.3833 | 0 | 0 | 0.65859 | 0.3833 | [11 empty] | WLDFR | HFTD - Distribution - Tier 2 - 2QU CoRE ¦ 5QU LoRE | Seismic - Non-Red Flag Warning - Catastrophic Fires | 2028 | 1.609e-13 | 8.0451e-14 | 2.0687e-13 | 22783.187 | 453.261 | 14531.3357 | 7798.5904 | 0 | 0 | 0 | 1.3403e-10 |  | 3.6658e-09 | 0 | 3.6658e-09 | 1.8329e-09 | 0 | 1.8329e-09 | 4.7132e-09 | 0 | 4.7132e-09 | [16 empty] | 7.3.1.3 Ignition probability mapping showing the probability of ignition along the electric lines and equipmentWLDFRAggregatedAggregated | WLDFR | HFTD - Distribution - Tier 2 - 3QU CoRE ¦ 1QU LoRE | Non-Red Flag Warning - Destructive Fires | Aggregated | Aggregated | 2034 | 4.9873e-06 | 0 | 500.9897 | 0.0024986 | 2034 | Mitigation | 0.08575 | 30 | 0 | esc | 0.0012005 | 5.9872e-09 | 0.00060025 | 2.9936e-09 | 0.0015435 | 7.6979e-09
[35 empty] | 7.3.1.3 Ignition probability mapping showing the probability of ignition along the electric lines and equipment | WLDFR | HFTD - Distribution - Tier 3 - 4QU CoRE ¦ 2QU LoRE | 2030 | 0.54393 | 0.014214 | 0.44709 | 0 | 0.44709 | 0.0088477 | 0.27829 | 0 | 0.27829 | 0.020938 | 0.65859 | 0 | 0.65859 | 0.021988 | 0.69161 | 0 | 0.69161 | 0.24319 | 0.15137 | 0.35823 | 0.37619 | 0.020938 | 0.011389 | 0.65859 | 0.35823 | 0 | 0 | 0.65859 | 0.35823 | [11 empty] | WLDFR | HFTD - Distribution - Tier 2 - 2QU CoRE ¦ 5QU LoRE | Seismic - Non-Red Flag Warning - Catastrophic Fires | 2029 | 1.609e-13 | 8.0451e-14 | 2.0687e-13 | 22783.187 | 453.261 | 14531.3357 | 7798.5904 | 0 | 0 | 0 | 1.3403e-10 |  | 3.6658e-09 | 0 | 3.6658e-09 | 1.8329e-09 | 0 | 1.8329e-09 | 4.7132e-09 | 0 | 4.7132e-09 | [16 empty] | 7.3.1.3 Ignition probability mapping showing the probability of ignition along the electric lines and equipmentWLDFRAggregatedAggregated | WLDFR | HFTD - Distribution - Tier 2 - 3QU CoRE ¦ 1QU LoRE | Non-Red Flag Warning - Destructive Fires | Aggregated | Aggregated | 2035 | 4.9873e-06 | 0 | 500.9897 | 0.0024986 | 2035 | Mitigation | 0.08575 | 30 | 0 | esc | 0.0012005 | 5.9872e-09 | 0.00060025 | 2.9936e-09 | 0.0015435 | 7.6979e-09
[35 empty] | 7.3.1.3 Ignition probability mapping showing the probability of ignition along the electric lines and equipment | WLDFR | HFTD - Distribution - Tier 3 - 4QU CoRE ¦ 2QU LoRE | 2031 | 0.50835 | 0.014214 | 0.44709 | 0 | 0.44709 | 0.0088477 | 0.27829 | 0 | 0.27829 | 0.020938 | 0.65859 | 0 | 0.65859 | 0.021988 | 0.69161 | 0 | 0.69161 | 0.22728 | 0.14147 | 0.33479 | 0.35158 | 0.020938 | 0.010644 | 0.65859 | 0.33479 | 0 | 0 | 0.65859 | 0.33479 | [11 empty] | WLDFR | HFTD - Distribution - Tier 2 - 2QU CoRE ¦ 5QU LoRE | Seismic - Non-Red Flag Warning - Catastrophic Fires | 2030 | 1.609e-13 | 8.0451e-14 | 2.0687e-13 | 22783.187 | 453.261 | 14531.3357 | 7798.5904 | 0 | 0 | 0 | 1.3403e-10 |  | 3.6658e-09 | 0 | 3.6658e-09 | 1.8329e-09 | 0 | 1.8329e-09 | 4.7132e-09 | 0 | 4.7132e-09 | [16 empty] | 7.3.1.3 Ignition probability mapping showing the probability of ignition along the electric lines and equipmentWLDFRAggregatedAggregated | WLDFR | HFTD - Distribution - Tier 2 - 3QU CoRE ¦ 1QU LoRE | Non-Red Flag Warning - Destructive Fires | Aggregated | Aggregated | 2036 | 4.9873e-06 | 0 | 500.9897 | 0.0024986 | 2036 | Mitigation | 0.08575 | 30 | 0 | esc | 0.0012005 | 5.9872e-09 | 0.00060025 | 2.9936e-09 | 0.0015435 | 7.6979e-09
[35 empty] | 7.3.1.3 Ignition probability mapping showing the probability of ignition along the electric lines and equipment | WLDFR | HFTD - Distribution - Tier 3 - 4QU CoRE ¦ 2QU LoRE | 2032 | 0.47509 | 0.014214 | 0.44709 | 0 | 0.44709 | 0.0088477 | 0.27829 | 0 | 0.27829 | 0.020938 | 0.65859 | 0 | 0.65859 | 0.021988 | 0.69161 | 0 | 0.69161 | 0.21241 | 0.13222 | 0.31289 | 0.32858 | 0.020938 | 0.0099477 | 0.65859 | 0.31289 | 0 | 0 | 0.65859 | 0.31289 | [11 empty] | WLDFR | HFTD - Distribution - Tier 2 - 2QU CoRE ¦ 5QU LoRE | Seismic - Non-Red Flag Warning - Catastrophic Fires | 2031 | 1.609e-13 | 8.0451e-14 | 2.0687e-13 | 22783.187 | 453.261 | 14531.3357 | 7798.5904 | 0 | 0 | 0 | 1.3403e-10 |  | 3.6658e-09 | 0 | 3.6658e-09 | 1.8329e-09 | 0 | 1.8329e-09 | 4.7132e-09 | 0 | 4.7132e-09 | [16 empty] | 7.3.1.3 Ignition probability mapping showing the probability of ignition along the electric lines and equipmentWLDFRAggregatedAggregated | WLDFR | HFTD - Distribution - Tier 2 - 3QU CoRE ¦ 1QU LoRE | Non-Red Flag Warning - Destructive Fires | Aggregated | Aggregated | 2037 | 4.9873e-06 | 0 | 500.9897 | 0.0024986 | 2037 | Mitigation | 0.08575 | 30 | 0 | esc | 0.0012005 | 5.9872e-09 | 0.00060025 | 2.9936e-09 | 0.0015435 | 7.6979e-09
[35 empty] | 7.3.1.3 Ignition probability mapping showing the probability of ignition along the electric lines and equipment | WLDFR | HFTD - Distribution - Tier 3 - 4QU CoRE ¦ 2QU LoRE | 2033 | 0.44401 | 0.014214 | 0.46827 | 0 | 0.46827 | 0.0088477 | 0.29148 | 0 | 0.29148 | 0.020938 | 0.68979 | 0 | 0.68979 | 0.021988 | 0.72438 | 0 | 0.72438 | 0.20792 | 0.12942 | 0.30628 | 0.32163 | 0.020938 | 0.0092969 | 0.68979 | 0.30628 | 0 | 0 | 0.68979 | 0.30628 | [11 empty] | WLDFR | HFTD - Distribution - Tier 2 - 2QU CoRE ¦ 5QU LoRE | Seismic - Non-Red Flag Warning - Catastrophic Fires | 2032 | 1.609e-13 | 8.0451e-14 | 2.0687e-13 | 22783.187 | 453.261 | 14531.3357 | 7798.5904 | 0 | 0 | 0 | 1.3403e-10 |  | 3.6658e-09 | 0 | 3.6658e-09 | 1.8329e-09 | 0 | 1.8329e-09 | 4.7132e-09 | 0 | 4.7132e-09 | [16 empty] | 7.3.1.3 Ignition probability mapping showing the probability of ignition along the electric lines and equipmentWLDFRAggregatedAggregated | WLDFR | HFTD - Distribution - Tier 2 - 3QU CoRE ¦ 1QU LoRE | Non-Red Flag Warning - Destructive Fires | Aggregated | Aggregated | 2038 | 4.9873e-06 | 0 | 500.9897 | 0.0024986 | 2038 | Mitigation | 0.08575 | 30 | 0 | esc | 0.0012005 | 5.9872e-09 | 0.00060025 | 2.9936e-09 | 0.0015435 | 7.6979e-09
[35 empty] | 7.3.1.3 Ignition probability mapping showing the probability of ignition along the electric lines and equipment | WLDFR | HFTD - Distribution - Tier 3 - 4QU CoRE ¦ 2QU LoRE | 2034 | 0.41496 | 0.014214 | 0.46827 | 0 | 0.46827 | 0.0088477 | 0.29148 | 0 | 0.29148 | 0.020938 | 0.68979 | 0 | 0.68979 | 0.021988 | 0.72438 | 0 | 0.72438 | 0.19432 | 0.12095 | 0.28624 | 0.30059 | 0.020938 | 0.0086887 | 0.68979 | 0.28624 | 0 | 0 | 0.68979 | 0.28624 | [11 empty] | WLDFR | HFTD - Distribution - Tier 2 - 2QU CoRE ¦ 5QU LoRE | Seismic - Non-Red Flag Warning - Catastrophic Fires | 2033 | 1.609e-13 | 8.0451e-14 | 2.0687e-13 | 23835.2641 | 480.9649 | 15187.7294 | 8166.5698 | 0 | 0 | 0 | 1.3403e-10 |  | 3.8351e-09 | 0 | 3.8351e-09 | 1.9176e-09 | 0 | 1.9176e-09 | 4.9309e-09 | 0 | 4.9309e-09 | [16 empty] | 7.3.1.3 Ignition probability mapping showing the probability of ignition along the electric lines and equipmentWLDFRAggregatedAggregated | WLDFR | HFTD - Distribution - Tier 2 - 3QU CoRE ¦ 1QU LoRE | Non-Red Flag Warning - Destructive Fires | Aggregated | Aggregated | 2039 | 4.9873e-06 | 0 | 500.9897 | 0.0024986 | 2039 | Mitigation | 0.08575 | 30 | 0 | esc | 0.0012005 | 5.9872e-09 | 0.00060025 | 2.9936e-09 | 0.0015435 | 7.6979e-09
[35 empty] | 7.3.1.3 Ignition probability mapping showing the probability of ignition along the electric lines and equipment | WLDFR | HFTD - Distribution - Tier 3 - 4QU CoRE ¦ 2QU LoRE | 2035 | 0.38782 | 0.014214 | 0.46827 | 0 | 0.46827 | 0.0088477 | 0.29148 | 0 | 0.29148 | 0.020938 | 0.68979 | 0 | 0.68979 | 0.021988 | 0.72438 | 0 | 0.72438 | 0.1816 | 0.11304 | 0.26751 | 0.28093 | 0.020938 | 0.0081203 | 0.68979 | 0.26751 | 0 | 0 | 0.68979 | 0.26751 | [11 empty] | WLDFR | HFTD - Distribution - Tier 2 - 2QU CoRE ¦ 5QU LoRE | Seismic - Non-Red Flag Warning - Catastrophic Fires | 2034 | 1.609e-13 | 8.0451e-14 | 2.0687e-13 | 23835.2641 | 480.9649 | 15187.7294 | 8166.5698 | 0 | 0 | 0 | 1.3403e-10 |  | 3.8351e-09 | 0 | 3.8351e-09 | 1.9176e-09 | 0 | 1.9176e-09 | 4.9309e-09 | 0 | 4.9309e-09 | [16 empty] | 7.3.1.3 Ignition probability mapping showing the probability of ignition along the electric lines and equipmentWLDFRAggregatedAggregated | WLDFR | HFTD - Distribution - Tier 2 - 3QU CoRE ¦ 1QU LoRE | Non-Red Flag Warning - Destructive Fires | Aggregated | Aggregated | 2040 | 4.9873e-06 | 0 | 500.9897 | 0.0024986 | 2040 | Mitigation | 0.08575 | 30 | 0 | esc | 0.0012005 | 5.9872e-09 | 0.00060025 | 2.9936e-09 | 0.0015435 | 7.6979e-09
[35 empty] | 7.3.1.3 Ignition probability mapping showing the probability of ignition along the electric lines and equipment | WLDFR | HFTD - Distribution - Tier 3 - 4QU CoRE ¦ 2QU LoRE | 2036 | 0.36245 | 0.014214 | 0.46827 | 0 | 0.46827 | 0.0088477 | 0.29148 | 0 | 0.29148 | 0.020938 | 0.68979 | 0 | 0.68979 | 0.021988 | 0.72438 | 0 | 0.72438 | 0.16972 | 0.10565 | 0.25001 | 0.26255 | 0.020938 | 0.007589 | 0.68979 | 0.25001 | 0 | 0 | 0.68979 | 0.25001 | [11 empty] | WLDFR | HFTD - Distribution - Tier 2 - 2QU CoRE ¦ 5QU LoRE | Seismic - Non-Red Flag Warning - Catastrophic Fires | 2035 | 1.609e-13 | 8.0451e-14 | 2.0687e-13 | 23835.2641 | 480.9649 | 15187.7294 | 8166.5698 | 0 | 0 | 0 | 1.3403e-10 |  | 3.8351e-09 | 0 | 3.8351e-09 | 1.9176e-09 | 0 | 1.9176e-09 | 4.9309e-09 | 0 | 4.9309e-09 | [16 empty] | 7.3.1.3 Ignition probability mapping showing the probability of ignition along the electric lines and equipmentWLDFRAggregatedAggregated | WLDFR | HFTD - Distribution - Tier 2 - 3QU CoRE ¦ 1QU LoRE | Non-Red Flag Warning - Destructive Fires | Aggregated | Aggregated | 2041 | 4.9873e-06 | 0 | 500.9897 | 0.0024986 | 2041 | Mitigation | 0.08575 | 30 | 0 | esc | 0.0012005 | 5.9872e-09 | 0.00060025 | 2.9936e-09 | 0.0015435 | 7.6979e-09
[35 empty] | 7.3.1.3 Ignition probability mapping showing the probability of ignition along the electric lines and equipment | WLDFR | HFTD - Distribution - Tier 3 - 4QU CoRE ¦ 2QU LoRE | 2037 | 0.33873 | 0.014214 | 0.46827 | 0 | 0.46827 | 0.0088477 | 0.29148 | 0 | 0.29148 | 0.020938 | 0.68979 | 0 | 0.68979 | 0.021988 | 0.72438 | 0 | 0.72438 | 0.15862 | 0.098734 | 0.23366 | 0.24537 | 0.020938 | 0.0070926 | 0.68979 | 0.23366 | 0 | 0 | 0.68979 | 0.23366 | [11 empty] | WLDFR | HFTD - Distribution - Tier 2 - 2QU CoRE ¦ 5QU LoRE | Seismic - Non-Red Flag Warning - Catastrophic Fires | 2036 | 1.609e-13 | 8.0451e-14 | 2.0687e-13 | 23835.2641 | 480.9649 | 15187.7294 | 8166.5698 | 0 | 0 | 0 | 1.3403e-10 |  | 3.8351e-09 | 0 | 3.8351e-09 | 1.9176e-09 | 0 | 1.9176e-09 | 4.9309e-09 | 0 | 4.9309e-09 | [16 empty] | 7.3.1.3 Ignition probability mapping showing the probability of ignition along the electric lines and equipmentWLDFRAggregatedAggregated | WLDFR | HFTD - Distribution - Tier 2 - 3QU CoRE ¦ 1QU LoRE | Non-Red Flag Warning - Destructive Fires | Aggregated | Aggregated | 2042 | 4.9873e-06 | 0 | 500.9897 | 0.0024986 | 2042 | Mitigation | 0.08575 | 30 | 0 | esc | 0.0012005 | 5.9872e-09 | 0.00060025 | 2.9936e-09 | 0.0015435 | 7.6979e-09
[35 empty] | 7.3.1.3 Ignition probability mapping showing the probability of ignition along the electric lines and equipment | WLDFR | HFTD - Distribution - Tier 3 - 4QU CoRE ¦ 2QU LoRE | 2038 | 0.31657 | 0.014214 | 0.49127 | 0 | 0.49127 | 0.0088477 | 0.30579 | 0 | 0.30579 | 0.020938 | 0.72366 | 0 | 0.72366 | 0.021988 | 0.75995 | 0 | 0.75995 | 0.15552 | 0.096806 | 0.22909 | 0.24058 | 0.020938 | 0.0066286 | 0.72366 | 0.22909 | 0 | 0 | 0.72366 | 0.22909 | [11 empty] | WLDFR | HFTD - Distribution - Tier 2 - 2QU CoRE ¦ 5QU LoRE | Seismic - Non-Red Flag Warning - Catastrophic Fires | 2037 | 1.609e-13 | 8.0451e-14 | 2.0687e-13 | 23835.2641 | 480.9649 | 15187.7294 | 8166.5698 | 0 | 0 | 0 | 1.3403e-10 |  | 3.8351e-09 | 0 | 3.8351e-09 | 1.9176e-09 | 0 | 1.9176e-09 | 4.9309e-09 | 0 | 4.9309e-09 | [16 empty] | 7.3.1.3 Ignition probability mapping showing the probability of ignition along the electric lines and equipmentWLDFRAggregatedAggregated | WLDFR | HFTD - Distribution - Tier 2 - 3QU CoRE ¦ 1QU LoRE | Non-Red Flag Warning - Destructive Fires | Aggregated | Aggregated | 2043 | 4.9873e-06 | 0 | 500.9897 | 0.0024986 | 2043 | Mitigation | 0.08575 | 30 | 0 | esc | 0.0012005 | 5.9872e-09 | 0.00060025 | 2.9936e-09 | 0.0015435 | 7.6979e-09
[35 empty] | 7.3.1.3 Ignition probability mapping showing the probability of ignition along the electric lines and equipment | WLDFR | HFTD - Distribution - Tier 3 - 4QU CoRE ¦ 2QU LoRE | 2039 | 0.29586 | 0.014214 | 0.49127 | 0 | 0.49127 | 0.0088477 | 0.30579 | 0 | 0.30579 | 0.020938 | 0.72366 | 0 | 0.72366 | 0.021988 | 0.75995 | 0 | 0.75995 | 0.14535 | 0.090473 | 0.21411 | 0.22484 | 0.020938 | 0.0061949 | 0.72366 | 0.21411 | 0 | 0 | 0.72366 | 0.21411 | [11 empty] | WLDFR | HFTD - Distribution - Tier 2 - 2QU CoRE ¦ 5QU LoRE | Seismic - Non-Red Flag Warning - Catastrophic Fires | 2038 | 1.609e-13 | 8.0451e-14 | 2.0687e-13 | 24976.6418 | 511.3745 | 15898.8237 | 8566.4437 | 0 | 0 | 0 | 1.3403e-10 |  | 4.0188e-09 | 0 | 4.0188e-09 | 2.0094e-09 | 0 | 2.0094e-09 | 5.167e-09 | 0 | 5.167e-09 | [16 empty] | 7.3.1.3 Ignition probability mapping showing the probability of ignition along the electric lines and equipmentWLDFRAggregatedAggregated | WLDFR | HFTD - Distribution - Tier 2 - 3QU CoRE ¦ 1QU LoRE | Non-Red Flag Warning - Destructive Fires | Aggregated | Aggregated | 2044 | 4.9873e-06 | 0 | 500.9897 | 0.0024986 | 2044 | Mitigation | 0.08575 | 30 | 0 | esc | 0.0012005 | 5.9872e-09 | 0.00060025 | 2.9936e-09 | 0.0015435 | 7.6979e-09
[35 empty] | 7.3.1.3 Ignition probability mapping showing the probability of ignition along the electric lines and equipment | WLDFR | HFTD - Distribution - Tier 3 - 4QU CoRE ¦ 2QU LoRE | 2040 | 0.27651 | 0.014214 | 0.49127 | 0 | 0.49127 | 0.0088477 | 0.30579 | 0 | 0.30579 | 0.020938 | 0.72366 | 0 | 0.72366 | 0.021988 | 0.75995 | 0 | 0.75995 | 0.13584 | 0.084554 | 0.2001 | 0.21013 | 0.020938 | 0.0057896 | 0.72366 | 0.2001 | 0 | 0 | 0.72366 | 0.2001 | [11 empty] | WLDFR | HFTD - Distribution - Tier 2 - 2QU CoRE ¦ 5QU LoRE | Seismic - Non-Red Flag Warning - Catastrophic Fires | 2039 | 1.609e-13 | 8.0451e-14 | 2.0687e-13 | 24976.6418 | 511.3745 | 15898.8237 | 8566.4437 | 0 | 0 | 0 | 1.3403e-10 |  | 4.0188e-09 | 0 | 4.0188e-09 | 2.0094e-09 | 0 | 2.0094e-09 | 5.167e-09 | 0 | 5.167e-09 | [16 empty] | 7.3.1.3 Ignition probability mapping showing the probability of ignition along the electric lines and equipmentWLDFRAggregatedAggregated | WLDFR | HFTD - Distribution - Tier 2 - 3QU CoRE ¦ 1QU LoRE | Non-Red Flag Warning - Destructive Fires | Aggregated | Aggregated | 2045 | 4.9873e-06 | 0 | 500.9897 | 0.0024986 | 2045 | Mitigation | 0.08575 | 30 | 0 | esc | 0.0012005 | 5.9872e-09 | 0.00060025 | 2.9936e-09 | 0.0015435 | 7.6979e-09
[35 empty] | 7.3.1.3 Ignition probability mapping showing the probability of ignition along the electric lines and equipment | WLDFR | HFTD - Distribution - Tier 3 - 4QU CoRE ¦ 2QU LoRE | 2041 | 0.25842 | 0.014214 | 0.49127 | 0 | 0.49127 | 0.0088477 | 0.30579 | 0 | 0.30579 | 0.020938 | 0.72366 | 0 | 0.72366 | 0.021988 | 0.75995 | 0 | 0.75995 | 0.12695 | 0.079022 | 0.18701 | 0.19639 | 0.020938 | 0.0054109 | 0.72366 | 0.18701 | 0 | 0 | 0.72366 | 0.18701 | [11 empty] | WLDFR | HFTD - Distribution - Tier 2 - 2QU CoRE ¦ 5QU LoRE | Seismic - Non-Red Flag Warning - Catastrophic Fires | 2040 | 1.609e-13 | 8.0451e-14 | 2.0687e-13 | 24976.6418 | 511.3745 | 15898.8237 | 8566.4437 | 0 | 0 | 0 | 1.3403e-10 |  | 4.0188e-09 | 0 | 4.0188e-09 | 2.0094e-09 | 0 | 2.0094e-09 | 5.167e-09 | 0 | 5.167e-09 | [16 empty] | 7.3.1.3 Ignition probability mapping showing the probability of ignition along the electric lines and equipmentWLDFRAggregatedAggregated | WLDFR | HFTD - Distribution - Tier 2 - 3QU CoRE ¦ 1QU LoRE | Non-Red Flag Warning - Destructive Fires | Aggregated | Aggregated | 2046 | 4.9873e-06 | 0 | 500.9897 | 0.0024986 | 2046 | Mitigation | 0.08575 | 30 | 0 | esc | 0.0012005 | 5.9872e-09 | 0.00060025 | 2.9936e-09 | 0.0015435 | 7.6979e-09
[35 empty] | 7.3.1.3 Ignition probability mapping showing the probability of ignition along the electric lines and equipment | WLDFR | HFTD - Distribution - Tier 3 - 4QU CoRE ¦ 2QU LoRE | 2042 | 0.24151 | 0.014214 | 0.49127 | 0 | 0.49127 | 0.0088477 | 0.30579 | 0 | 0.30579 | 0.020938 | 0.72366 | 0 | 0.72366 | 0.021988 | 0.75995 | 0 | 0.75995 | 0.11865 | 0.073853 | 0.17477 | 0.18354 | 0.020938 | 0.0050569 | 0.72366 | 0.17477 | 0 | 0 | 0.72366 | 0.17477 | [11 empty] | WLDFR | HFTD - Distribution - Tier 2 - 2QU CoRE ¦ 5QU LoRE | Seismic - Non-Red Flag Warning - Catastrophic Fires | 2041 | 1.609e-13 | 8.0451e-14 | 2.0687e-13 | 24976.6418 | 511.3745 | 15898.8237 | 8566.4437 | 0 | 0 | 0 | 1.3403e-10 |  | 4.0188e-09 | 0 | 4.0188e-09 | 2.0094e-09 | 0 | 2.0094e-09 | 5.167e-09 | 0 | 5.167e-09 | [16 empty] | 7.3.1.3 Ignition probability mapping showing the probability of ignition along the electric lines and equipmentWLDFRAggregatedAggregated | WLDFR | HFTD - Distribution - Tier 2 - 3QU CoRE ¦ 1QU LoRE | Non-Red Flag Warning - Destructive Fires | Aggregated | Aggregated | 2047 | 4.9873e-06 | 0 | 500.9897 | 0.0024986 | 2047 | Mitigation | 0.08575 | 30 | 0 | esc | 0.0012005 | 5.9872e-09 | 0.00060025 | 2.9936e-09 | 0.0015435 | 7.6979e-09
[35 empty] | 7.3.1.3 Ignition probability mapping showing the probability of ignition along the electric lines and equipment | WLDFR | HFTD - Distribution - Tier 3 - 4QU CoRE ¦ 2QU LoRE | 2043 | 0.22571 | 0.014214 | 0.51576 | 0 | 0.51576 | 0.0088477 | 0.32104 | 0 | 0.32104 | 0.020938 | 0.75975 | 0 | 0.75975 | 0.021988 | 0.79784 | 0 | 0.79784 | 0.11641 | 0.072463 | 0.17148 | 0.18008 | 0.020938 | 0.0047261 | 0.75975 | 0.17148 | 0 | 0 | 0.75975 | 0.17148 | [11 empty] | WLDFR | HFTD - Distribution - Tier 2 - 2QU CoRE ¦ 5QU LoRE | Seismic - Non-Red Flag Warning - Catastrophic Fires | 2042 | 1.609e-13 | 8.0451e-14 | 2.0687e-13 | 24976.6418 | 511.3745 | 15898.8237 | 8566.4437 | 0 | 0 | 0 | 1.3403e-10 |  | 4.0188e-09 | 0 | 4.0188e-09 | 2.0094e-09 | 0 | 2.0094e-09 | 5.167e-09 | 0 | 5.167e-09 | [16 empty] | 7.3.1.3 Ignition probability mapping showing the probability of ignition along the electric lines and equipmentWLDFRAggregatedAggregated | WLDFR | HFTD - Distribution - Tier 2 - 3QU CoRE ¦ 1QU LoRE | Non-Red Flag Warning - Destructive Fires | Aggregated | Aggregated | 2048 | 4.9873e-06 | 0 | 500.9897 | 0.0024986 | 2048 | Mitigation | 0.08575 | 30 | 0 | esc | 0.0012005 | 5.9872e-09 | 0.00060025 | 2.9936e-09 | 0.0015435 | 7.6979e-09
[35 empty] | 7.3.1.3 Ignition probability mapping showing the probability of ignition along the electric lines and equipment | WLDFR | HFTD - Distribution - Tier 3 - 4QU CoRE ¦ 2QU LoRE | 2044 | 0.21095 | 0.014214 | 0.51576 | 0 | 0.51576 | 0.0088477 | 0.32104 | 0 | 0.32104 | 0.020938 | 0.75975 | 0 | 0.75975 | 0.021988 | 0.79784 | 0 | 0.79784 | 0.1088 | 0.067722 | 0.16027 | 0.1683 | 0.020938 | 0.0044169 | 0.75975 | 0.16027 | 0 | 0 | 0.75975 | 0.16027 | [11 empty] | WLDFR | HFTD - Distribution - Tier 2 - 2QU CoRE ¦ 5QU LoRE | Seismic - Non-Red Flag Warning - Catastrophic Fires | 2043 | 1.609e-13 | 8.0451e-14 | 2.0687e-13 | 26191.7278 | 544.1291 | 16654.7414 | 8992.8573 | 0 | 0 | 0 | 1.3403e-10 |  | 4.2143e-09 | 0 | 4.2143e-09 | 2.1071e-09 | 0 | 2.1071e-09 | 5.4184e-09 | 0 | 5.4184e-09 | [16 empty] | 7.3.1.3 Ignition probability mapping showing the probability of ignition along the electric lines and equipmentWLDFRAggregatedAggregated | WLDFR | HFTD - Distribution - Tier 2 - 3QU CoRE ¦ 1QU LoRE | Non-Red Flag Warning - Destructive Fires | Aggregated | Aggregated | 2049 | 4.9873e-06 | 0 | 500.9897 | 0.0024986 | 2049 | Mitigation | 0.08575 | 30 | 0 | esc | 0.0012005 | 5.9872e-09 | 0.00060025 | 2.9936e-09 | 0.0015435 | 7.6979e-09
[35 empty] | 7.3.1.3 Ignition probability mapping showing the probability of ignition along the electric lines and equipment | WLDFR | HFTD - Distribution - Tier 3 - 4QU CoRE ¦ 2QU LoRE | 2045 | 0.19715 | 0.014214 | 0.51576 | 0 | 0.51576 | 0.0088477 | 0.32104 | 0 | 0.32104 | 0.020938 | 0.75975 | 0 | 0.75975 | 0.021988 | 0.79784 | 0 | 0.79784 | 0.10168 | 0.063292 | 0.14978 | 0.15729 | 0.020938 | 0.0041279 | 0.75975 | 0.14978 | 0 | 0 | 0.75975 | 0.14978 | [11 empty] | WLDFR | HFTD - Distribution - Tier 2 - 2QU CoRE ¦ 5QU LoRE | Seismic - Non-Red Flag Warning - Catastrophic Fires | 2044 | 1.609e-13 | 8.0451e-14 | 2.0687e-13 | 26191.7278 | 544.1291 | 16654.7414 | 8992.8573 | 0 | 0 | 0 | 1.3403e-10 |  | 4.2143e-09 | 0 | 4.2143e-09 | 2.1071e-09 | 0 | 2.1071e-09 | 5.4184e-09 | 0 | 5.4184e-09 | [16 empty] | 7.3.1.3 Ignition probability mapping showing the probability of ignition along the electric lines and equipmentWLDFRAggregatedAggregated | WLDFR | HFTD - Distribution - Tier 2 - 3QU CoRE ¦ 1QU LoRE | Non-Red Flag Warning - Destructive Fires | Aggregated | Aggregated | 2050 | 4.9873e-06 | 0 | 500.9897 | 0.0024986 | 2050 | Mitigation | 0.08575 | 30 | 0 | esc | 0 | 0 | 0.00060025 | 2.9936e-09 | 0.0015435 | 7.6979e-09
[35 empty] | 7.3.1.3 Ignition probability mapping showing the probability of ignition along the electric lines and equipment | WLDFR | HFTD - Distribution - Tier 3 - 4QU CoRE ¦ 2QU LoRE | 2046 | 0.18425 | 0.014214 | 0.51576 | 0 | 0.51576 | 0.0088477 | 0.32104 | 0 | 0.32104 | 0.020938 | 0.75975 | 0 | 0.75975 | 0.021988 | 0.79784 | 0 | 0.79784 | 0.095029 | 0.059151 | 0.13998 | 0.147 | 0.020938 | 0.0038579 | 0.75975 | 0.13998 | 0 | 0 | 0.75975 | 0.13998 | [11 empty] | WLDFR | HFTD - Distribution - Tier 2 - 2QU CoRE ¦ 5QU LoRE | Seismic - Non-Red Flag Warning - Catastrophic Fires | 2045 | 1.609e-13 | 8.0451e-14 | 2.0687e-13 | 26191.7278 | 544.1291 | 16654.7414 | 8992.8573 | 0 | 0 | 0 | 1.3403e-10 |  | 4.2143e-09 | 0 | 4.2143e-09 | 2.1071e-09 | 0 | 2.1071e-09 | 5.4184e-09 | 0 | 5.4184e-09 | [16 empty] | 7.3.1.3 Ignition probability mapping showing the probability of ignition along the electric lines and equipmentWLDFRAggregatedAggregated | WLDFR | HFTD - Distribution - Tier 2 - 3QU CoRE ¦ 1QU LoRE | Non-Red Flag Warning - Destructive Fires | Aggregated | Aggregated | 2051 | 4.9873e-06 | 0 | 500.9897 | 0.0024986 | 2051 | Mitigation | 0.08575 | 30 | 0 | esc | 0 | 0 | 0 | 0 | 0.0015435 | 7.6979e-09
[35 empty] | 7.3.1.3 Ignition probability mapping showing the probability of ignition along the electric lines and equipment | WLDFR | HFTD - Distribution - Tier 3 - 4QU CoRE ¦ 2QU LoRE | 2047 | 0.1722 | 0.014214 | 0.51576 | 0 | 0.51576 | 0.0088477 | 0.32104 | 0 | 0.32104 | 0.020938 | 0.75975 | 0 | 0.75975 | 0.021988 | 0.79784 | 0 | 0.79784 | 0.088812 | 0.055281 | 0.13082 | 0.13739 | 0.020938 | 0.0036055 | 0.75975 | 0.13082 | 0 | 0 | 0.75975 | 0.13082 | [11 empty] | WLDFR | HFTD - Distribution - Tier 2 - 2QU CoRE ¦ 5QU LoRE | Seismic - Non-Red Flag Warning - Catastrophic Fires | 2046 | 1.609e-13 | 8.0451e-14 | 2.0687e-13 | 26191.7278 | 544.1291 | 16654.7414 | 8992.8573 | 0 | 0 | 0 | 1.3403e-10 |  | 4.2143e-09 | 0 | 4.2143e-09 | 2.1071e-09 | 0 | 2.1071e-09 | 5.4184e-09 | 0 | 5.4184e-09 | [16 empty] | 7.3.1.3 Ignition probability mapping showing the probability of ignition along the electric lines and equipmentWLDFRAggregatedAggregated | WLDFR | HFTD - Distribution - Tier 2 - 3QU CoRE ¦ 1QU LoRE | Non-Red Flag Warning - Large Fires | Aggregated | Aggregated | 2021 | 4.1931e-05 | 0 | 500.9897 | 0.021007 | 2021 | Mitigation | 0.08575 | 30 | 0 | esc | 0.0012005 | 5.0338e-08 | 0.00060025 | 2.5169e-08 | 0 | 0
[35 empty] | 7.3.1.3 Ignition probability mapping showing the probability of ignition along the electric lines and equipment | WLDFR | HFTD - Distribution - Tier 3 - 4QU CoRE ¦ 2QU LoRE | 2048 | 0.16093 | 0.014214 | 0.54144 | 0 | 0.54144 | 0.0088477 | 0.33702 | 0 | 0.33702 | 0.020938 | 0.79757 | 0 | 0.79757 | 0.021988 | 0.83757 | 0 | 0.83757 | 0.087134 | 0.054237 | 0.12835 | 0.13479 | 0.020938 | 0.0033696 | 0.79757 | 0.12835 | 0 | 0 | 0.79757 | 0.12835 | [11 empty] | WLDFR | HFTD - Distribution - Tier 2 - 2QU CoRE ¦ 5QU LoRE | Seismic - Non-Red Flag Warning - Catastrophic Fires | 2047 | 1.609e-13 | 8.0451e-14 | 2.0687e-13 | 26191.7278 | 544.1291 | 16654.7414 | 8992.8573 | 0 | 0 | 0 | 1.3403e-10 |  | 4.2143e-09 | 0 | 4.2143e-09 | 2.1071e-09 | 0 | 2.1071e-09 | 5.4184e-09 | 0 | 5.4184e-09 | [16 empty] | 7.3.1.3 Ignition probability mapping showing the probability of ignition along the electric lines and equipmentWLDFRAggregatedAggregated | WLDFR | HFTD - Distribution - Tier 2 - 3QU CoRE ¦ 1QU LoRE | Non-Red Flag Warning - Large Fires | Aggregated | Aggregated | 2022 | 4.1931e-05 | 0 | 500.9897 | 0.021007 | 2022 | Mitigation | 0.08575 | 30 | 0 | esc | 0.0012005 | 5.0338e-08 | 0.00060025 | 2.5169e-08 | 0.0015435 | 6.472e-08
[35 empty] | 7.3.1.3 Ignition probability mapping showing the probability of ignition along the electric lines and equipment | WLDFR | HFTD - Distribution - Tier 3 - 4QU CoRE ¦ 2QU LoRE | 2049 | 0.1504 | 0.014214 | 0.54144 | 0 | 0.54144 | 0.0088477 | 0.33702 | 0 | 0.33702 | 0.020938 | 0.79757 | 0 | 0.79757 | 0.021988 | 0.83757 | 0 | 0.83757 | 0.081434 | 0.050689 | 0.11996 | 0.12597 | 0.020938 | 0.0031492 | 0.79757 | 0.11996 | 0 | 0 | 0.79757 | 0.11996 | [11 empty] | WLDFR | HFTD - Distribution - Tier 2 - 2QU CoRE ¦ 5QU LoRE | Seismic - Non-Red Flag Warning - Catastrophic Fires | 2048 | 1.609e-13 | 8.0451e-14 | 2.0687e-13 | 27464.7227 | 578.8407 | 17445.538 | 9440.3441 | 0 | 0 | 0 | 1.3403e-10 |  | 4.4191e-09 | 0 | 4.4191e-09 | 2.2096e-09 | 0 | 2.2096e-09 | 5.6817e-09 | 0 | 5.6817e-09 | [16 empty] | 7.3.1.3 Ignition probability mapping showing the probability of ignition along the electric lines and equipmentWLDFRAggregatedAggregated | WLDFR | HFTD - Distribution - Tier 2 - 3QU CoRE ¦ 1QU LoRE | Non-Red Flag Warning - Large Fires | Aggregated | Aggregated | 2023 | 4.1931e-05 | 0 | 500.9897 | 0.021007 | 2023 | Mitigation | 0.08575 | 30 | 0 | esc | 0.0012005 | 5.0338e-08 | 0.00060025 | 2.5169e-08 | 0.0015435 | 6.472e-08
[35 empty] | 7.3.1.3 Ignition probability mapping showing the probability of ignition along the electric lines and equipment | WLDFR | HFTD - Distribution - Tier 3 - 4QU CoRE ¦ 2QU LoRE | 2050 | 0.14056 | 0 | 0 | 0 | 0 | 0.0088477 | 0.33702 | 0 | 0.33702 | 0.020938 | 0.79757 | 0 | 0.79757 | 0.021988 | 0.83757 | 0 | 0.83757 | 0 | 0.047373 | 0.11211 | 0.11773 | 0.020938 | 0.0029432 | 0.79757 | 0.11211 | 0 | 0 | 0.79757 | 0.11211 | [11 empty] | WLDFR | HFTD - Distribution - Tier 2 - 2QU CoRE ¦ 5QU LoRE | Seismic - Non-Red Flag Warning - Catastrophic Fires | 2049 | 1.609e-13 | 8.0451e-14 | 2.0687e-13 | 27464.7227 | 578.8407 | 17445.538 | 9440.3441 | 0 | 0 | 0 | 1.3403e-10 |  | 4.4191e-09 | 0 | 4.4191e-09 | 2.2096e-09 | 0 | 2.2096e-09 | 5.6817e-09 | 0 | 5.6817e-09 | [16 empty] | 7.3.1.3 Ignition probability mapping showing the probability of ignition along the electric lines and equipmentWLDFRAggregatedAggregated | WLDFR | HFTD - Distribution - Tier 2 - 3QU CoRE ¦ 1QU LoRE | Non-Red Flag Warning - Large Fires | Aggregated | Aggregated | 2024 | 4.1931e-05 | 0 | 500.9897 | 0.021007 | 2024 | Mitigation | 0.08575 | 30 | 0 | esc | 0.0012005 | 5.0338e-08 | 0.00060025 | 2.5169e-08 | 0.0015435 | 6.472e-08
[35 empty] | 7.3.1.3 Ignition probability mapping showing the probability of ignition along the electric lines and equipment | WLDFR | HFTD - Distribution - Tier 3 - 4QU CoRE ¦ 2QU LoRE | 2051 | 0.13137 | 0 | 0 | 0 | 0 | 0 | 0 | 0 | 0 | 0.020938 | 0.79757 | 0 | 0.79757 | 0.021988 | 0.83757 | 0 | 0.83757 | 0 | 0 | 0.10477 | 0.11003 | 0.020938 | 0.0027506 | 0.79757 | 0.10477 | 0 | 0 | 0.79757 | 0.10477 | [11 empty] | WLDFR | HFTD - Distribution - Tier 2 - 2QU CoRE ¦ 5QU LoRE | Seismic - Non-Red Flag Warning - Catastrophic Fires | 2050 | 0 | 8.0451e-14 | 2.0687e-13 | 27464.7227 | 578.8407 | 17445.538 | 9440.3441 | 0 | 0 | 0 | 1.3403e-10 |  | 0 | 0 | 0 | 2.2096e-09 | 0 | 2.2096e-09 | 5.6817e-09 | 0 | 5.6817e-09 | [16 empty] | 7.3.1.3 Ignition probability mapping showing the probability of ignition along the electric lines and equipmentWLDFRAggregatedAggregated | WLDFR | HFTD - Distribution - Tier 2 - 3QU CoRE ¦ 1QU LoRE | Non-Red Flag Warning - Large Fires | Aggregated | Aggregated | 2025 | 4.1931e-05 | 0 | 500.9897 | 0.021007 | 2025 | Mitigation | 0.08575 | 30 | 0 | esc | 0.0012005 | 5.0338e-08 | 0.00060025 | 2.5169e-08 | 0.0015435 | 6.472e-08
[35 empty] | 7.3.1.3 Ignition probability mapping showing the probability of ignition along the electric lines and equipment | WLDFR | HFTD - Distribution - Tier 3 - 4QU CoRE ¦ 2QU LoRE | 2052 | 0.12277 | 0 | 0 | 0 | 0 | 0 | 0 | 0 | 0 | 0 | 0 | 0 | 0 | 0.021988 | 0.83757 | 0 | 0.83757 | 0 | 0 | 0 | 0.10283 | 0 | 0 | 0 | 0 | 0 | 0 | 0 | 0 | [11 empty] | WLDFR | HFTD - Distribution - Tier 2 - 2QU CoRE ¦ 5QU LoRE | Seismic - Non-Red Flag Warning - Catastrophic Fires | 2051 | 0 | 0 | 2.0687e-13 | 27464.7227 | 578.8407 | 17445.538 | 9440.3441 | 0 | 0 | 0 | 1.3403e-10 |  | 0 | 0 | 0 | 0 | 0 | 0 | 5.6817e-09 | 0 | 5.6817e-09 | [16 empty] | 7.3.1.3 Ignition probability mapping showing the probability of ignition along the electric lines and equipmentWLDFRAggregatedAggregated | WLDFR | HFTD - Distribution - Tier 2 - 3QU CoRE ¦ 1QU LoRE | Non-Red Flag Warning - Large Fires | Aggregated | Aggregated | 2026 | 4.1931e-05 | 0 | 500.9897 | 0.021007 | 2026 | Mitigation | 0.08575 | 30 | 0 | esc | 0.0012005 | 5.0338e-08 | 0.00060025 | 2.5169e-08 | 0.0015435 | 6.472e-08
[35 empty] | 7.3.1.3 Ignition probability mapping showing the probability of ignition along the electric lines and equipment | WLDFR | HFTD - Distribution - Tier 3 - 4QU CoRE ¦ 3QU LoRE | 2020 | 1 | 0.0082234 | 0.22881 | 0 | 0.22881 | 0 | 0 | 0 | 0 | 0 | 0 | 0 | 0 | 0 | 0 | 0 | 0 | 0.22881 | 0 | 0 | 0 | 0 | 0 | 0 | 0 | 0 | 0 | 0 | 0 | [11 empty] | WLDFR | HFTD - Distribution - Tier 2 - 2QU CoRE ¦ 5QU LoRE | Seismic - Red Flag Warning - Catastrophic Fires | 2020 | 6.9395e-12 | 0 | 0 | 21083.8428 | 409.2237 | 13469.0878 | 7205.5313 | 0 | 0 | 0 | 5.7805e-09 |  | 1.4631e-07 | 0 | 1.4631e-07 | 0 | 0 | 0 | 0 | 0 | 0 | [16 empty] | 7.3.1.3 Ignition probability mapping showing the probability of ignition along the electric lines and equipmentWLDFRAggregatedAggregated | WLDFR | HFTD - Distribution - Tier 2 - 3QU CoRE ¦ 1QU LoRE | Non-Red Flag Warning - Large Fires | Aggregated | Aggregated | 2027 | 4.1931e-05 | 0 | 500.9897 | 0.021007 | 2027 | Mitigation | 0.08575 | 30 | 0 | esc | 0.0012005 | 5.0338e-08 | 0.00060025 | 2.5169e-08 | 0.0015435 | 6.472e-08
[35 empty] | 7.3.1.3 Ignition probability mapping showing the probability of ignition along the electric lines and equipment | WLDFR | HFTD - Distribution - Tier 3 - 4QU CoRE ¦ 3QU LoRE | 2021 | 1 | 0.0082234 | 0.22881 | 0 | 0.22881 | 0.0051187 | 0.14242 | 0 | 0.14242 | 0 | 0 | 0 | 0 | 0 | 0 | 0 | 0 | 0.22881 | 0.14242 | 0 | 0 | 0 | 0 | 0 | 0 | 0 | 0 | 0 | 0 | [11 empty] | WLDFR | HFTD - Distribution - Tier 2 - 2QU CoRE ¦ 5QU LoRE | Seismic - Red Flag Warning - Catastrophic Fires | 2021 | 6.9395e-12 | 3.4697e-12 | 0 | 21083.8428 | 409.2237 | 13469.0878 | 7205.5313 | 0 | 0 | 0 | 5.7805e-09 |  | 1.4631e-07 | 0 | 1.4631e-07 | 7.3156e-08 | 0 | 7.3156e-08 | 0 | 0 | 0 | [16 empty] | 7.3.1.3 Ignition probability mapping showing the probability of ignition along the electric lines and equipmentWLDFRAggregatedAggregated | WLDFR | HFTD - Distribution - Tier 2 - 3QU CoRE ¦ 1QU LoRE | Non-Red Flag Warning - Large Fires | Aggregated | Aggregated | 2028 | 4.1931e-05 | 0 | 500.9897 | 0.021007 | 2028 | Mitigation | 0.08575 | 30 | 0 | esc | 0.0012005 | 5.0338e-08 | 0.00060025 | 2.5169e-08 | 0.0015435 | 6.472e-08
[35 empty] | 7.3.1.3 Ignition probability mapping showing the probability of ignition along the electric lines and equipment | WLDFR | HFTD - Distribution - Tier 3 - 4QU CoRE ¦ 3QU LoRE | 2022 | 0.93458 | 0.0081184 | 0.22941 | 0 | 0.22941 | 0.0050533 | 0.1428 | 0 | 0.1428 | 0.011084 | 0.31321 | 0 | 0.31321 | 0 | 0 | 0 | 0 | 0.2144 | 0.13346 | 0.29272 | 0 | 0.011084 | 0.010359 | 0.31321 | 0.29272 | 0 | 0 | 0.31321 | 0.29272 | [11 empty] | WLDFR | HFTD - Distribution - Tier 2 - 2QU CoRE ¦ 5QU LoRE | Seismic - Red Flag Warning - Catastrophic Fires | 2022 | 6.9395e-12 | 3.4697e-12 | 8.9222e-12 | 21083.8428 | 409.2237 | 13469.0878 | 7205.5313 | 0 | 0 | 0 | 5.7805e-09 |  | 1.4631e-07 | 0 | 1.4631e-07 | 7.3156e-08 | 0 | 7.3156e-08 | 1.8811e-07 | 0 | 1.8811e-07 | [16 empty] | 7.3.1.3 Ignition probability mapping showing the probability of ignition along the electric lines and equipmentWLDFRAggregatedAggregated | WLDFR | HFTD - Distribution - Tier 2 - 3QU CoRE ¦ 1QU LoRE | Non-Red Flag Warning - Large Fires | Aggregated | Aggregated | 2029 | 4.1931e-05 | 0 | 500.9897 | 0.021007 | 2029 | Mitigation | 0.08575 | 30 | 0 | esc | 0.0012005 | 5.0338e-08 | 0.00060025 | 2.5169e-08 | 0.0015435 | 6.472e-08
[35 empty] | 7.3.1.3 Ignition probability mapping showing the probability of ignition along the electric lines and equipment | WLDFR | HFTD - Distribution - Tier 3 - 4QU CoRE ¦ 3QU LoRE | 2023 | 0.87344 | 0.0081184 | 0.23782 | 0 | 0.23782 | 0.0050533 | 0.14803 | 0 | 0.14803 | 0.011084 | 0.32469 | 0 | 0.32469 | 0.01164 | 0.34097 | 0 | 0.34097 | 0.20772 | 0.12929 | 0.2836 | 0.29782 | 0.011084 | 0.0096812 | 0.32469 | 0.2836 | 0 | 0 | 0.32469 | 0.2836 | [11 empty] | WLDFR | HFTD - Distribution - Tier 2 - 2QU CoRE ¦ 5QU LoRE | Seismic - Red Flag Warning - Catastrophic Fires | 2023 | 6.9395e-12 | 3.4697e-12 | 8.9222e-12 | 21835.9781 | 428.6023 | 13939.561 | 7467.8148 | 0 | 0 | 0 | 5.7805e-09 |  | 1.5153e-07 | 0 | 1.5153e-07 | 7.5765e-08 | 0 | 7.5765e-08 | 1.9482e-07 | 0 | 1.9482e-07 | [16 empty] | 7.3.1.3 Ignition probability mapping showing the probability of ignition along the electric lines and equipmentWLDFRAggregatedAggregated | WLDFR | HFTD - Distribution - Tier 2 - 3QU CoRE ¦ 1QU LoRE | Non-Red Flag Warning - Large Fires | Aggregated | Aggregated | 2030 | 4.1931e-05 | 0 | 500.9897 | 0.021007 | 2030 | Mitigation | 0.08575 | 30 | 0 | esc | 0.0012005 | 5.0338e-08 | 0.00060025 | 2.5169e-08 | 0.0015435 | 6.472e-08
[35 empty] | 7.3.1.3 Ignition probability mapping showing the probability of ignition along the electric lines and equipment | WLDFR | HFTD - Distribution - Tier 3 - 4QU CoRE ¦ 3QU LoRE | 2024 | 0.8163 | 0.0081184 | 0.23782 | 0 | 0.23782 | 0.0050533 | 0.14803 | 0 | 0.14803 | 0.011084 | 0.32469 | 0 | 0.32469 | 0.01164 | 0.34097 | 0 | 0.34097 | 0.19413 | 0.12084 | 0.26504 | 0.27833 | 0.011084 | 0.0090479 | 0.32469 | 0.26504 | 0 | 0 | 0.32469 | 0.26504 | [11 empty] | WLDFR | HFTD - Distribution - Tier 2 - 2QU CoRE ¦ 5QU LoRE | Seismic - Red Flag Warning - Catastrophic Fires | 2024 | 6.9395e-12 | 3.4697e-12 | 8.9222e-12 | 21835.9781 | 428.6023 | 13939.561 | 7467.8148 | 0 | 0 | 0 | 5.7805e-09 |  | 1.5153e-07 | 0 | 1.5153e-07 | 7.5765e-08 | 0 | 7.5765e-08 | 1.9482e-07 | 0 | 1.9482e-07 | [16 empty] | 7.3.1.3 Ignition probability mapping showing the probability of ignition along the electric lines and equipmentWLDFRAggregatedAggregated | WLDFR | HFTD - Distribution - Tier 2 - 3QU CoRE ¦ 1QU LoRE | Non-Red Flag Warning - Large Fires | Aggregated | Aggregated | 2031 | 4.1931e-05 | 0 | 500.9897 | 0.021007 | 2031 | Mitigation | 0.08575 | 30 | 0 | esc | 0.0012005 | 5.0338e-08 | 0.00060025 | 2.5169e-08 | 0.0015435 | 6.472e-08
[35 empty] | 7.3.1.3 Ignition probability mapping showing the probability of ignition along the electric lines and equipment | WLDFR | HFTD - Distribution - Tier 3 - 4QU CoRE ¦ 3QU LoRE | 2025 | 0.7629 | 0.0081184 | 0.23782 | 0 | 0.23782 | 0.0050533 | 0.14803 | 0 | 0.14803 | 0.011084 | 0.32469 | 0 | 0.32469 | 0.01164 | 0.34097 | 0 | 0.34097 | 0.18143 | 0.11293 | 0.2477 | 0.26013 | 0.011084 | 0.0084559 | 0.32469 | 0.2477 | 0 | 0 | 0.32469 | 0.2477 | [11 empty] | WLDFR | HFTD - Distribution - Tier 2 - 2QU CoRE ¦ 5QU LoRE | Seismic - Red Flag Warning - Catastrophic Fires | 2025 | 6.9395e-12 | 3.4697e-12 | 8.9222e-12 | 21835.9781 | 428.6023 | 13939.561 | 7467.8148 | 0 | 0 | 0 | 5.7805e-09 |  | 1.5153e-07 | 0 | 1.5153e-07 | 7.5765e-08 | 0 | 7.5765e-08 | 1.9482e-07 | 0 | 1.9482e-07 | [16 empty] | 7.3.1.3 Ignition probability mapping showing the probability of ignition along the electric lines and equipmentWLDFRAggregatedAggregated | WLDFR | HFTD - Distribution - Tier 2 - 3QU CoRE ¦ 1QU LoRE | Non-Red Flag Warning - Large Fires | Aggregated | Aggregated | 2032 | 4.1931e-05 | 0 | 500.9897 | 0.021007 | 2032 | Mitigation | 0.08575 | 30 | 0 | esc | 0.0012005 | 5.0338e-08 | 0.00060025 | 2.5169e-08 | 0.0015435 | 6.472e-08
[35 empty] | 7.3.1.3 Ignition probability mapping showing the probability of ignition along the electric lines and equipment | WLDFR | HFTD - Distribution - Tier 3 - 4QU CoRE ¦ 3QU LoRE | 2026 | 0.71299 | 0.0081184 | 0.23782 | 0 | 0.23782 | 0.0050533 | 0.14803 | 0 | 0.14803 | 0.011084 | 0.32469 | 0 | 0.32469 | 0.01164 | 0.34097 | 0 | 0.34097 | 0.16956 | 0.10554 | 0.2315 | 0.24311 | 0.011084 | 0.0079028 | 0.32469 | 0.2315 | 0 | 0 | 0.32469 | 0.2315 | [11 empty] | WLDFR | HFTD - Distribution - Tier 2 - 2QU CoRE ¦ 5QU LoRE | Seismic - Red Flag Warning - Catastrophic Fires | 2026 | 6.9395e-12 | 3.4697e-12 | 8.9222e-12 | 21835.9781 | 428.6023 | 13939.561 | 7467.8148 | 0 | 0 | 0 | 5.7805e-09 |  | 1.5153e-07 | 0 | 1.5153e-07 | 7.5765e-08 | 0 | 7.5765e-08 | 1.9482e-07 | 0 | 1.9482e-07 | [16 empty] | 7.3.1.3 Ignition probability mapping showing the probability of ignition along the electric lines and equipmentWLDFRAggregatedAggregated | WLDFR | HFTD - Distribution - Tier 2 - 3QU CoRE ¦ 1QU LoRE | Non-Red Flag Warning - Large Fires | Aggregated | Aggregated | 2033 | 4.1931e-05 | 0 | 500.9897 | 0.021007 | 2033 | Mitigation | 0.08575 | 30 | 0 | esc | 0.0012005 | 5.0338e-08 | 0.00060025 | 2.5169e-08 | 0.0015435 | 6.472e-08
[35 empty] | 7.3.1.3 Ignition probability mapping showing the probability of ignition along the electric lines and equipment | WLDFR | HFTD - Distribution - Tier 3 - 4QU CoRE ¦ 3QU LoRE | 2027 | 0.66634 | 0.0081184 | 0.23782 | 0 | 0.23782 | 0.0050533 | 0.14803 | 0 | 0.14803 | 0.011084 | 0.32469 | 0 | 0.32469 | 0.01164 | 0.34097 | 0 | 0.34097 | 0.15847 | 0.098638 | 0.21635 | 0.2272 | 0.011084 | 0.0073858 | 0.32469 | 0.21635 | 0 | 0 | 0.32469 | 0.21635 | [11 empty] | WLDFR | HFTD - Distribution - Tier 2 - 2QU CoRE ¦ 5QU LoRE | Seismic - Red Flag Warning - Catastrophic Fires | 2027 | 6.9395e-12 | 3.4697e-12 | 8.9222e-12 | 21835.9781 | 428.6023 | 13939.561 | 7467.8148 | 0 | 0 | 0 | 5.7805e-09 |  | 1.5153e-07 | 0 | 1.5153e-07 | 7.5765e-08 | 0 | 7.5765e-08 | 1.9482e-07 | 0 | 1.9482e-07 | [16 empty] | 7.3.1.3 Ignition probability mapping showing the probability of ignition along the electric lines and equipmentWLDFRAggregatedAggregated | WLDFR | HFTD - Distribution - Tier 2 - 3QU CoRE ¦ 1QU LoRE | Non-Red Flag Warning - Large Fires | Aggregated | Aggregated | 2034 | 4.1931e-05 | 0 | 500.9897 | 0.021007 | 2034 | Mitigation | 0.08575 | 30 | 0 | esc | 0.0012005 | 5.0338e-08 | 0.00060025 | 2.5169e-08 | 0.0015435 | 6.472e-08
[35 empty] | 7.3.1.3 Ignition probability mapping showing the probability of ignition along the electric lines and equipment | WLDFR | HFTD - Distribution - Tier 3 - 4QU CoRE ¦ 3QU LoRE | 2028 | 0.62275 | 0.0081184 | 0.24841 | 0 | 0.24841 | 0.0050533 | 0.15462 | 0 | 0.15462 | 0.011084 | 0.33915 | 0 | 0.33915 | 0.01164 | 0.35615 | 0 | 0.35615 | 0.15469 | 0.09629 | 0.2112 | 0.2218 | 0.011084 | 0.0069026 | 0.33915 | 0.2112 | 0 | 0 | 0.33915 | 0.2112 | [11 empty] | WLDFR | HFTD - Distribution - Tier 2 - 2QU CoRE ¦ 5QU LoRE | Seismic - Red Flag Warning - Catastrophic Fires | 2028 | 6.9395e-12 | 3.4697e-12 | 8.9222e-12 | 22783.187 | 453.261 | 14531.3357 | 7798.5904 | 0 | 0 | 0 | 5.7805e-09 |  | 1.581e-07 | 0 | 1.581e-07 | 7.9052e-08 | 0 | 7.9052e-08 | 2.0328e-07 | 0 | 2.0328e-07 | [16 empty] | 7.3.1.3 Ignition probability mapping showing the probability of ignition along the electric lines and equipmentWLDFRAggregatedAggregated | WLDFR | HFTD - Distribution - Tier 2 - 3QU CoRE ¦ 1QU LoRE | Non-Red Flag Warning - Large Fires | Aggregated | Aggregated | 2035 | 4.1931e-05 | 0 | 500.9897 | 0.021007 | 2035 | Mitigation | 0.08575 | 30 | 0 | esc | 0.0012005 | 5.0338e-08 | 0.00060025 | 2.5169e-08 | 0.0015435 | 6.472e-08
[35 empty] | 7.3.1.3 Ignition probability mapping showing the probability of ignition along the electric lines and equipment | WLDFR | HFTD - Distribution - Tier 3 - 4QU CoRE ¦ 3QU LoRE | 2029 | 0.58201 | 0.0081184 | 0.24841 | 0 | 0.24841 | 0.0050533 | 0.15462 | 0 | 0.15462 | 0.011084 | 0.33915 | 0 | 0.33915 | 0.01164 | 0.35615 | 0 | 0.35615 | 0.14457 | 0.089991 | 0.19739 | 0.20729 | 0.011084 | 0.006451 | 0.33915 | 0.19739 | 0 | 0 | 0.33915 | 0.19739 | [11 empty] | WLDFR | HFTD - Distribution - Tier 2 - 2QU CoRE ¦ 5QU LoRE | Seismic - Red Flag Warning - Catastrophic Fires | 2029 | 6.9395e-12 | 3.4697e-12 | 8.9222e-12 | 22783.187 | 453.261 | 14531.3357 | 7798.5904 | 0 | 0 | 0 | 5.7805e-09 |  | 1.581e-07 | 0 | 1.581e-07 | 7.9052e-08 | 0 | 7.9052e-08 | 2.0328e-07 | 0 | 2.0328e-07 | [16 empty] | 7.3.1.3 Ignition probability mapping showing the probability of ignition along the electric lines and equipmentWLDFRAggregatedAggregated | WLDFR | HFTD - Distribution - Tier 2 - 3QU CoRE ¦ 1QU LoRE | Non-Red Flag Warning - Large Fires | Aggregated | Aggregated | 2036 | 4.1931e-05 | 0 | 500.9897 | 0.021007 | 2036 | Mitigation | 0.08575 | 30 | 0 | esc | 0.0012005 | 5.0338e-08 | 0.00060025 | 2.5169e-08 | 0.0015435 | 6.472e-08
[35 empty] | 7.3.1.3 Ignition probability mapping showing the probability of ignition along the electric lines and equipment | WLDFR | HFTD - Distribution - Tier 3 - 4QU CoRE ¦ 3QU LoRE | 2030 | 0.54393 | 0.0081184 | 0.24841 | 0 | 0.24841 | 0.0050533 | 0.15462 | 0 | 0.15462 | 0.011084 | 0.33915 | 0 | 0.33915 | 0.01164 | 0.35615 | 0 | 0.35615 | 0.13512 | 0.084103 | 0.18447 | 0.19372 | 0.011084 | 0.006029 | 0.33915 | 0.18447 | 0 | 0 | 0.33915 | 0.18447 | [11 empty] | WLDFR | HFTD - Distribution - Tier 2 - 2QU CoRE ¦ 5QU LoRE | Seismic - Red Flag Warning - Catastrophic Fires | 2030 | 6.9395e-12 | 3.4697e-12 | 8.9222e-12 | 22783.187 | 453.261 | 14531.3357 | 7798.5904 | 0 | 0 | 0 | 5.7805e-09 |  | 1.581e-07 | 0 | 1.581e-07 | 7.9052e-08 | 0 | 7.9052e-08 | 2.0328e-07 | 0 | 2.0328e-07 | [16 empty] | 7.3.1.3 Ignition probability mapping showing the probability of ignition along the electric lines and equipmentWLDFRAggregatedAggregated | WLDFR | HFTD - Distribution - Tier 2 - 3QU CoRE ¦ 1QU LoRE | Non-Red Flag Warning - Large Fires | Aggregated | Aggregated | 2037 | 4.1931e-05 | 0 | 500.9897 | 0.021007 | 2037 | Mitigation | 0.08575 | 30 | 0 | esc | 0.0012005 | 5.0338e-08 | 0.00060025 | 2.5169e-08 | 0.0015435 | 6.472e-08
[35 empty] | 7.3.1.3 Ignition probability mapping showing the probability of ignition along the electric lines and equipment | WLDFR | HFTD - Distribution - Tier 3 - 4QU CoRE ¦ 3QU LoRE | 2031 | 0.50835 | 0.0081184 | 0.24841 | 0 | 0.24841 | 0.0050533 | 0.15462 | 0 | 0.15462 | 0.011084 | 0.33915 | 0 | 0.33915 | 0.01164 | 0.35615 | 0 | 0.35615 | 0.12628 | 0.078601 | 0.17241 | 0.18105 | 0.011084 | 0.0056346 | 0.33915 | 0.17241 | 0 | 0 | 0.33915 | 0.17241 | [11 empty] | WLDFR | HFTD - Distribution - Tier 2 - 2QU CoRE ¦ 5QU LoRE | Seismic - Red Flag Warning - Catastrophic Fires | 2031 | 6.9395e-12 | 3.4697e-12 | 8.9222e-12 | 22783.187 | 453.261 | 14531.3357 | 7798.5904 | 0 | 0 | 0 | 5.7805e-09 |  | 1.581e-07 | 0 | 1.581e-07 | 7.9052e-08 | 0 | 7.9052e-08 | 2.0328e-07 | 0 | 2.0328e-07 | [16 empty] | 7.3.1.3 Ignition probability mapping showing the probability of ignition along the electric lines and equipmentWLDFRAggregatedAggregated | WLDFR | HFTD - Distribution - Tier 2 - 3QU CoRE ¦ 1QU LoRE | Non-Red Flag Warning - Large Fires | Aggregated | Aggregated | 2038 | 4.1931e-05 | 0 | 500.9897 | 0.021007 | 2038 | Mitigation | 0.08575 | 30 | 0 | esc | 0.0012005 | 5.0338e-08 | 0.00060025 | 2.5169e-08 | 0.0015435 | 6.472e-08
[35 empty] | 7.3.1.3 Ignition probability mapping showing the probability of ignition along the electric lines and equipment | WLDFR | HFTD - Distribution - Tier 3 - 4QU CoRE ¦ 3QU LoRE | 2032 | 0.47509 | 0.0081184 | 0.24841 | 0 | 0.24841 | 0.0050533 | 0.15462 | 0 | 0.15462 | 0.011084 | 0.33915 | 0 | 0.33915 | 0.01164 | 0.35615 | 0 | 0.35615 | 0.11802 | 0.073459 | 0.16113 | 0.16921 | 0.011084 | 0.0052659 | 0.33915 | 0.16113 | 0 | 0 | 0.33915 | 0.16113 | [11 empty] | WLDFR | HFTD - Distribution - Tier 2 - 2QU CoRE ¦ 5QU LoRE | Seismic - Red Flag Warning - Catastrophic Fires | 2032 | 6.9395e-12 | 3.4697e-12 | 8.9222e-12 | 22783.187 | 453.261 | 14531.3357 | 7798.5904 | 0 | 0 | 0 | 5.7805e-09 |  | 1.581e-07 | 0 | 1.581e-07 | 7.9052e-08 | 0 | 7.9052e-08 | 2.0328e-07 | 0 | 2.0328e-07 | [16 empty] | 7.3.1.3 Ignition probability mapping showing the probability of ignition along the electric lines and equipmentWLDFRAggregatedAggregated | WLDFR | HFTD - Distribution - Tier 2 - 3QU CoRE ¦ 1QU LoRE | Non-Red Flag Warning - Large Fires | Aggregated | Aggregated | 2039 | 4.1931e-05 | 0 | 500.9897 | 0.021007 | 2039 | Mitigation | 0.08575 | 30 | 0 | esc | 0.0012005 | 5.0338e-08 | 0.00060025 | 2.5169e-08 | 0.0015435 | 6.472e-08
[35 empty] | 7.3.1.3 Ignition probability mapping showing the probability of ignition along the electric lines and equipment | WLDFR | HFTD - Distribution - Tier 3 - 4QU CoRE ¦ 3QU LoRE | 2033 | 0.44401 | 0.0081184 | 0.26017 | 0 | 0.26017 | 0.0050533 | 0.16195 | 0 | 0.16195 | 0.011084 | 0.35522 | 0 | 0.35522 | 0.01164 | 0.37303 | 0 | 0.37303 | 0.11552 | 0.071906 | 0.15772 | 0.16563 | 0.011084 | 0.0049214 | 0.35522 | 0.15772 | 0 | 0 | 0.35522 | 0.15772 | [11 empty] | WLDFR | HFTD - Distribution - Tier 2 - 2QU CoRE ¦ 5QU LoRE | Seismic - Red Flag Warning - Catastrophic Fires | 2033 | 6.9395e-12 | 3.4697e-12 | 8.9222e-12 | 23835.2641 | 480.9649 | 15187.7294 | 8166.5698 | 0 | 0 | 0 | 5.7805e-09 |  | 1.654e-07 | 0 | 1.654e-07 | 8.2702e-08 | 0 | 8.2702e-08 | 2.1266e-07 | 0 | 2.1266e-07 | [16 empty] | 7.3.1.3 Ignition probability mapping showing the probability of ignition along the electric lines and equipmentWLDFRAggregatedAggregated | WLDFR | HFTD - Distribution - Tier 2 - 3QU CoRE ¦ 1QU LoRE | Non-Red Flag Warning - Large Fires | Aggregated | Aggregated | 2040 | 4.1931e-05 | 0 | 500.9897 | 0.021007 | 2040 | Mitigation | 0.08575 | 30 | 0 | esc | 0.0012005 | 5.0338e-08 | 0.00060025 | 2.5169e-08 | 0.0015435 | 6.472e-08
[35 empty] | 7.3.1.3 Ignition probability mapping showing the probability of ignition along the electric lines and equipment | WLDFR | HFTD - Distribution - Tier 3 - 4QU CoRE ¦ 3QU LoRE | 2034 | 0.41496 | 0.0081184 | 0.26017 | 0 | 0.26017 | 0.0050533 | 0.16195 | 0 | 0.16195 | 0.011084 | 0.35522 | 0 | 0.35522 | 0.01164 | 0.37303 | 0 | 0.37303 | 0.10796 | 0.067202 | 0.1474 | 0.15479 | 0.011084 | 0.0045995 | 0.35522 | 0.1474 | 0 | 0 | 0.35522 | 0.1474 | [11 empty] | WLDFR | HFTD - Distribution - Tier 2 - 2QU CoRE ¦ 5QU LoRE | Seismic - Red Flag Warning - Catastrophic Fires | 2034 | 6.9395e-12 | 3.4697e-12 | 8.9222e-12 | 23835.2641 | 480.9649 | 15187.7294 | 8166.5698 | 0 | 0 | 0 | 5.7805e-09 |  | 1.654e-07 | 0 | 1.654e-07 | 8.2702e-08 | 0 | 8.2702e-08 | 2.1266e-07 | 0 | 2.1266e-07 | [16 empty] | 7.3.1.3 Ignition probability mapping showing the probability of ignition along the electric lines and equipmentWLDFRAggregatedAggregated | WLDFR | HFTD - Distribution - Tier 2 - 3QU CoRE ¦ 1QU LoRE | Non-Red Flag Warning - Large Fires | Aggregated | Aggregated | 2041 | 4.1931e-05 | 0 | 500.9897 | 0.021007 | 2041 | Mitigation | 0.08575 | 30 | 0 | esc | 0.0012005 | 5.0338e-08 | 0.00060025 | 2.5169e-08 | 0.0015435 | 6.472e-08
[35 empty] | 7.3.1.3 Ignition probability mapping showing the probability of ignition along the electric lines and equipment | WLDFR | HFTD - Distribution - Tier 3 - 4QU CoRE ¦ 3QU LoRE | 2035 | 0.38782 | 0.0081184 | 0.26017 | 0 | 0.26017 | 0.0050533 | 0.16195 | 0 | 0.16195 | 0.011084 | 0.35522 | 0 | 0.35522 | 0.01164 | 0.37303 | 0 | 0.37303 | 0.1009 | 0.062806 | 0.13776 | 0.14467 | 0.011084 | 0.0042986 | 0.35522 | 0.13776 | 0 | 0 | 0.35522 | 0.13776 | [11 empty] | WLDFR | HFTD - Distribution - Tier 2 - 2QU CoRE ¦ 5QU LoRE | Seismic - Red Flag Warning - Catastrophic Fires | 2035 | 6.9395e-12 | 3.4697e-12 | 8.9222e-12 | 23835.2641 | 480.9649 | 15187.7294 | 8166.5698 | 0 | 0 | 0 | 5.7805e-09 |  | 1.654e-07 | 0 | 1.654e-07 | 8.2702e-08 | 0 | 8.2702e-08 | 2.1266e-07 | 0 | 2.1266e-07 | [16 empty] | 7.3.1.3 Ignition probability mapping showing the probability of ignition along the electric lines and equipmentWLDFRAggregatedAggregated | WLDFR | HFTD - Distribution - Tier 2 - 3QU CoRE ¦ 1QU LoRE | Non-Red Flag Warning - Large Fires | Aggregated | Aggregated | 2042 | 4.1931e-05 | 0 | 500.9897 | 0.021007 | 2042 | Mitigation | 0.08575 | 30 | 0 | esc | 0.0012005 | 5.0338e-08 | 0.00060025 | 2.5169e-08 | 0.0015435 | 6.472e-08
[35 empty] | 7.3.1.3 Ignition probability mapping showing the probability of ignition along the electric lines and equipment | WLDFR | HFTD - Distribution - Tier 3 - 4QU CoRE ¦ 3QU LoRE | 2036 | 0.36245 | 0.0081184 | 0.26017 | 0 | 0.26017 | 0.0050533 | 0.16195 | 0 | 0.16195 | 0.011084 | 0.35522 | 0 | 0.35522 | 0.01164 | 0.37303 | 0 | 0.37303 | 0.094299 | 0.058697 | 0.12875 | 0.1352 | 0.011084 | 0.0040174 | 0.35522 | 0.12875 | 0 | 0 | 0.35522 | 0.12875 | [11 empty] | WLDFR | HFTD - Distribution - Tier 2 - 2QU CoRE ¦ 5QU LoRE | Seismic - Red Flag Warning - Catastrophic Fires | 2036 | 6.9395e-12 | 3.4697e-12 | 8.9222e-12 | 23835.2641 | 480.9649 | 15187.7294 | 8166.5698 | 0 | 0 | 0 | 5.7805e-09 |  | 1.654e-07 | 0 | 1.654e-07 | 8.2702e-08 | 0 | 8.2702e-08 | 2.1266e-07 | 0 | 2.1266e-07 | [16 empty] | 7.3.1.3 Ignition probability mapping showing the probability of ignition along the electric lines and equipmentWLDFRAggregatedAggregated | WLDFR | HFTD - Distribution - Tier 2 - 3QU CoRE ¦ 1QU LoRE | Non-Red Flag Warning - Large Fires | Aggregated | Aggregated | 2043 | 4.1931e-05 | 0 | 500.9897 | 0.021007 | 2043 | Mitigation | 0.08575 | 30 | 0 | esc | 0.0012005 | 5.0338e-08 | 0.00060025 | 2.5169e-08 | 0.0015435 | 6.472e-08
[35 empty] | 7.3.1.3 Ignition probability mapping showing the probability of ignition along the electric lines and equipment | WLDFR | HFTD - Distribution - Tier 3 - 4QU CoRE ¦ 3QU LoRE | 2037 | 0.33873 | 0.0081184 | 0.26017 | 0 | 0.26017 | 0.0050533 | 0.16195 | 0 | 0.16195 | 0.011084 | 0.35522 | 0 | 0.35522 | 0.01164 | 0.37303 | 0 | 0.37303 | 0.08813 | 0.054857 | 0.12032 | 0.12636 | 0.011084 | 0.0037545 | 0.35522 | 0.12032 | 0 | 0 | 0.35522 | 0.12032 | [11 empty] | WLDFR | HFTD - Distribution - Tier 2 - 2QU CoRE ¦ 5QU LoRE | Seismic - Red Flag Warning - Catastrophic Fires | 2037 | 6.9395e-12 | 3.4697e-12 | 8.9222e-12 | 23835.2641 | 480.9649 | 15187.7294 | 8166.5698 | 0 | 0 | 0 | 5.7805e-09 |  | 1.654e-07 | 0 | 1.654e-07 | 8.2702e-08 | 0 | 8.2702e-08 | 2.1266e-07 | 0 | 2.1266e-07 | [16 empty] | 7.3.1.3 Ignition probability mapping showing the probability of ignition along the electric lines and equipmentWLDFRAggregatedAggregated | WLDFR | HFTD - Distribution - Tier 2 - 3QU CoRE ¦ 1QU LoRE | Non-Red Flag Warning - Large Fires | Aggregated | Aggregated | 2044 | 4.1931e-05 | 0 | 500.9897 | 0.021007 | 2044 | Mitigation | 0.08575 | 30 | 0 | esc | 0.0012005 | 5.0338e-08 | 0.00060025 | 2.5169e-08 | 0.0015435 | 6.472e-08
[35 empty] | 7.3.1.3 Ignition probability mapping showing the probability of ignition along the electric lines and equipment | WLDFR | HFTD - Distribution - Tier 3 - 4QU CoRE ¦ 3QU LoRE | 2038 | 0.31657 | 0.0081184 | 0.27295 | 0 | 0.27295 | 0.0050533 | 0.1699 | 0 | 0.1699 | 0.011084 | 0.37266 | 0 | 0.37266 | 0.01164 | 0.39135 | 0 | 0.39135 | 0.086409 | 0.053786 | 0.11797 | 0.12389 | 0.011084 | 0.0035089 | 0.37266 | 0.11797 | 0 | 0 | 0.37266 | 0.11797 | [11 empty] | WLDFR | HFTD - Distribution - Tier 2 - 2QU CoRE ¦ 5QU LoRE | Seismic - Red Flag Warning - Catastrophic Fires | 2038 | 6.9395e-12 | 3.4697e-12 | 8.9222e-12 | 24976.6418 | 511.3745 | 15898.8237 | 8566.4437 | 0 | 0 | 0 | 5.7805e-09 |  | 1.7333e-07 | 0 | 1.7333e-07 | 8.6663e-08 | 0 | 8.6663e-08 | 2.2285e-07 | 0 | 2.2285e-07 | [16 empty] | 7.3.1.3 Ignition probability mapping showing the probability of ignition along the electric lines and equipmentWLDFRAggregatedAggregated | WLDFR | HFTD - Distribution - Tier 2 - 3QU CoRE ¦ 1QU LoRE | Non-Red Flag Warning - Large Fires | Aggregated | Aggregated | 2045 | 4.1931e-05 | 0 | 500.9897 | 0.021007 | 2045 | Mitigation | 0.08575 | 30 | 0 | esc | 0.0012005 | 5.0338e-08 | 0.00060025 | 2.5169e-08 | 0.0015435 | 6.472e-08
[35 empty] | 7.3.1.3 Ignition probability mapping showing the probability of ignition along the electric lines and equipment | WLDFR | HFTD - Distribution - Tier 3 - 4QU CoRE ¦ 3QU LoRE | 2039 | 0.29586 | 0.0081184 | 0.27295 | 0 | 0.27295 | 0.0050533 | 0.1699 | 0 | 0.1699 | 0.011084 | 0.37266 | 0 | 0.37266 | 0.01164 | 0.39135 | 0 | 0.39135 | 0.080756 | 0.050267 | 0.11026 | 0.11579 | 0.011084 | 0.0032794 | 0.37266 | 0.11026 | 0 | 0 | 0.37266 | 0.11026 | [11 empty] | WLDFR | HFTD - Distribution - Tier 2 - 2QU CoRE ¦ 5QU LoRE | Seismic - Red Flag Warning - Catastrophic Fires | 2039 | 6.9395e-12 | 3.4697e-12 | 8.9222e-12 | 24976.6418 | 511.3745 | 15898.8237 | 8566.4437 | 0 | 0 | 0 | 5.7805e-09 |  | 1.7333e-07 | 0 | 1.7333e-07 | 8.6663e-08 | 0 | 8.6663e-08 | 2.2285e-07 | 0 | 2.2285e-07 | [16 empty] | 7.3.1.3 Ignition probability mapping showing the probability of ignition along the electric lines and equipmentWLDFRAggregatedAggregated | WLDFR | HFTD - Distribution - Tier 2 - 3QU CoRE ¦ 1QU LoRE | Non-Red Flag Warning - Large Fires | Aggregated | Aggregated | 2046 | 4.1931e-05 | 0 | 500.9897 | 0.021007 | 2046 | Mitigation | 0.08575 | 30 | 0 | esc | 0.0012005 | 5.0338e-08 | 0.00060025 | 2.5169e-08 | 0.0015435 | 6.472e-08
[35 empty] | 7.3.1.3 Ignition probability mapping showing the probability of ignition along the electric lines and equipment | WLDFR | HFTD - Distribution - Tier 3 - 4QU CoRE ¦ 3QU LoRE | 2040 | 0.27651 | 0.0081184 | 0.27295 | 0 | 0.27295 | 0.0050533 | 0.1699 | 0 | 0.1699 | 0.011084 | 0.37266 | 0 | 0.37266 | 0.01164 | 0.39135 | 0 | 0.39135 | 0.075473 | 0.046978 | 0.10304 | 0.10821 | 0.011084 | 0.0030648 | 0.37266 | 0.10304 | 0 | 0 | 0.37266 | 0.10304 | [11 empty] | WLDFR | HFTD - Distribution - Tier 2 - 2QU CoRE ¦ 5QU LoRE | Seismic - Red Flag Warning - Catastrophic Fires | 2040 | 6.9395e-12 | 3.4697e-12 | 8.9222e-12 | 24976.6418 | 511.3745 | 15898.8237 | 8566.4437 | 0 | 0 | 0 | 5.7805e-09 |  | 1.7333e-07 | 0 | 1.7333e-07 | 8.6663e-08 | 0 | 8.6663e-08 | 2.2285e-07 | 0 | 2.2285e-07 | [16 empty] | 7.3.1.3 Ignition probability mapping showing the probability of ignition along the electric lines and equipmentWLDFRAggregatedAggregated | WLDFR | HFTD - Distribution - Tier 2 - 3QU CoRE ¦ 1QU LoRE | Non-Red Flag Warning - Large Fires | Aggregated | Aggregated | 2047 | 4.1931e-05 | 0 | 500.9897 | 0.021007 | 2047 | Mitigation | 0.08575 | 30 | 0 | esc | 0.0012005 | 5.0338e-08 | 0.00060025 | 2.5169e-08 | 0.0015435 | 6.472e-08
[35 empty] | 7.3.1.3 Ignition probability mapping showing the probability of ignition along the electric lines and equipment | WLDFR | HFTD - Distribution - Tier 3 - 4QU CoRE ¦ 3QU LoRE | 2041 | 0.25842 | 0.0081184 | 0.27295 | 0 | 0.27295 | 0.0050533 | 0.1699 | 0 | 0.1699 | 0.011084 | 0.37266 | 0 | 0.37266 | 0.01164 | 0.39135 | 0 | 0.39135 | 0.070536 | 0.043905 | 0.096302 | 0.10113 | 0.011084 | 0.0028643 | 0.37266 | 0.096302 | 0 | 0 | 0.37266 | 0.096302 | [11 empty] | WLDFR | HFTD - Distribution - Tier 2 - 2QU CoRE ¦ 5QU LoRE | Seismic - Red Flag Warning - Catastrophic Fires | 2041 | 6.9395e-12 | 3.4697e-12 | 8.9222e-12 | 24976.6418 | 511.3745 | 15898.8237 | 8566.4437 | 0 | 0 | 0 | 5.7805e-09 |  | 1.7333e-07 | 0 | 1.7333e-07 | 8.6663e-08 | 0 | 8.6663e-08 | 2.2285e-07 | 0 | 2.2285e-07 | [16 empty] | 7.3.1.3 Ignition probability mapping showing the probability of ignition along the electric lines and equipmentWLDFRAggregatedAggregated | WLDFR | HFTD - Distribution - Tier 2 - 3QU CoRE ¦ 1QU LoRE | Non-Red Flag Warning - Large Fires | Aggregated | Aggregated | 2048 | 4.1931e-05 | 0 | 500.9897 | 0.021007 | 2048 | Mitigation | 0.08575 | 30 | 0 | esc | 0.0012005 | 5.0338e-08 | 0.00060025 | 2.5169e-08 | 0.0015435 | 6.472e-08
[35 empty] | 7.3.1.3 Ignition probability mapping showing the probability of ignition along the electric lines and equipment | WLDFR | HFTD - Distribution - Tier 3 - 4QU CoRE ¦ 3QU LoRE | 2042 | 0.24151 | 0.0081184 | 0.27295 | 0 | 0.27295 | 0.0050533 | 0.1699 | 0 | 0.1699 | 0.011084 | 0.37266 | 0 | 0.37266 | 0.01164 | 0.39135 | 0 | 0.39135 | 0.065921 | 0.041033 | 0.090002 | 0.094515 | 0.011084 | 0.0026769 | 0.37266 | 0.090002 | 0 | 0 | 0.37266 | 0.090002 | [11 empty] | WLDFR | HFTD - Distribution - Tier 2 - 2QU CoRE ¦ 5QU LoRE | Seismic - Red Flag Warning - Catastrophic Fires | 2042 | 6.9395e-12 | 3.4697e-12 | 8.9222e-12 | 24976.6418 | 511.3745 | 15898.8237 | 8566.4437 | 0 | 0 | 0 | 5.7805e-09 |  | 1.7333e-07 | 0 | 1.7333e-07 | 8.6663e-08 | 0 | 8.6663e-08 | 2.2285e-07 | 0 | 2.2285e-07 | [16 empty] | 7.3.1.3 Ignition probability mapping showing the probability of ignition along the electric lines and equipmentWLDFRAggregatedAggregated | WLDFR | HFTD - Distribution - Tier 2 - 3QU CoRE ¦ 1QU LoRE | Non-Red Flag Warning - Large Fires | Aggregated | Aggregated | 2049 | 4.1931e-05 | 0 | 500.9897 | 0.021007 | 2049 | Mitigation | 0.08575 | 30 | 0 | esc | 0.0012005 | 5.0338e-08 | 0.00060025 | 2.5169e-08 | 0.0015435 | 6.472e-08
[35 empty] | 7.3.1.3 Ignition probability mapping showing the probability of ignition along the electric lines and equipment | WLDFR | HFTD - Distribution - Tier 3 - 4QU CoRE ¦ 3QU LoRE | 2043 | 0.22571 | 0.0081184 | 0.28656 | 0 | 0.28656 | 0.0050533 | 0.17837 | 0 | 0.17837 | 0.011084 | 0.39124 | 0 | 0.39124 | 0.01164 | 0.41086 | 0 | 0.41086 | 0.06468 | 0.04026 | 0.088308 | 0.092736 | 0.011084 | 0.0025018 | 0.39124 | 0.088308 | 0 | 0 | 0.39124 | 0.088308 | [11 empty] | WLDFR | HFTD - Distribution - Tier 2 - 2QU CoRE ¦ 5QU LoRE | Seismic - Red Flag Warning - Catastrophic Fires | 2043 | 6.9395e-12 | 3.4697e-12 | 8.9222e-12 | 26191.7278 | 544.1291 | 16654.7414 | 8992.8573 | 0 | 0 | 0 | 5.7805e-09 |  | 1.8176e-07 | 0 | 1.8176e-07 | 9.0879e-08 | 0 | 9.0879e-08 | 2.3369e-07 | 0 | 2.3369e-07 | [16 empty] | 7.3.1.3 Ignition probability mapping showing the probability of ignition along the electric lines and equipmentWLDFRAggregatedAggregated | WLDFR | HFTD - Distribution - Tier 2 - 3QU CoRE ¦ 1QU LoRE | Non-Red Flag Warning - Large Fires | Aggregated | Aggregated | 2050 | 4.1931e-05 | 0 | 500.9897 | 0.021007 | 2050 | Mitigation | 0.08575 | 30 | 0 | esc | 0 | 0 | 0.00060025 | 2.5169e-08 | 0.0015435 | 6.472e-08
[35 empty] | 7.3.1.3 Ignition probability mapping showing the probability of ignition along the electric lines and equipment | WLDFR | HFTD - Distribution - Tier 3 - 4QU CoRE ¦ 3QU LoRE | 2044 | 0.21095 | 0.0081184 | 0.28656 | 0 | 0.28656 | 0.0050533 | 0.17837 | 0 | 0.17837 | 0.011084 | 0.39124 | 0 | 0.39124 | 0.01164 | 0.41086 | 0 | 0.41086 | 0.060449 | 0.037627 | 0.082531 | 0.086669 | 0.011084 | 0.0023381 | 0.39124 | 0.082531 | 0 | 0 | 0.39124 | 0.082531 | [11 empty] | WLDFR | HFTD - Distribution - Tier 2 - 2QU CoRE ¦ 5QU LoRE | Seismic - Red Flag Warning - Catastrophic Fires | 2044 | 6.9395e-12 | 3.4697e-12 | 8.9222e-12 | 26191.7278 | 544.1291 | 16654.7414 | 8992.8573 | 0 | 0 | 0 | 5.7805e-09 |  | 1.8176e-07 | 0 | 1.8176e-07 | 9.0879e-08 | 0 | 9.0879e-08 | 2.3369e-07 | 0 | 2.3369e-07 | [16 empty] | 7.3.1.3 Ignition probability mapping showing the probability of ignition along the electric lines and equipmentWLDFRAggregatedAggregated | WLDFR | HFTD - Distribution - Tier 2 - 3QU CoRE ¦ 1QU LoRE | Non-Red Flag Warning - Large Fires | Aggregated | Aggregated | 2051 | 4.1931e-05 | 0 | 500.9897 | 0.021007 | 2051 | Mitigation | 0.08575 | 30 | 0 | esc | 0 | 0 | 0 | 0 | 0.0015435 | 6.472e-08
[35 empty] | 7.3.1.3 Ignition probability mapping showing the probability of ignition along the electric lines and equipment | WLDFR | HFTD - Distribution - Tier 3 - 4QU CoRE ¦ 3QU LoRE | 2045 | 0.19715 | 0.0081184 | 0.28656 | 0 | 0.28656 | 0.0050533 | 0.17837 | 0 | 0.17837 | 0.011084 | 0.39124 | 0 | 0.39124 | 0.01164 | 0.41086 | 0 | 0.41086 | 0.056494 | 0.035165 | 0.077132 | 0.080999 | 0.011084 | 0.0021852 | 0.39124 | 0.077132 | 0 | 0 | 0.39124 | 0.077132 | [11 empty] | WLDFR | HFTD - Distribution - Tier 2 - 2QU CoRE ¦ 5QU LoRE | Seismic - Red Flag Warning - Catastrophic Fires | 2045 | 6.9395e-12 | 3.4697e-12 | 8.9222e-12 | 26191.7278 | 544.1291 | 16654.7414 | 8992.8573 | 0 | 0 | 0 | 5.7805e-09 |  | 1.8176e-07 | 0 | 1.8176e-07 | 9.0879e-08 | 0 | 9.0879e-08 | 2.3369e-07 | 0 | 2.3369e-07 | [16 empty] | 7.3.1.3 Ignition probability mapping showing the probability of ignition along the electric lines and equipmentWLDFRAggregatedAggregated | WLDFR | HFTD - Distribution - Tier 2 - 3QU CoRE ¦ 1QU LoRE | Non-Red Flag Warning - Small Fires | Aggregated | Aggregated | 2021 | 0.010206 | 0 | 500.9897 | 5.1133 | 2021 | Mitigation | 0.08575 | 30 | 0 | esc | 0.0012005 | 1.2253e-05 | 0.00060025 | 6.1264e-06 | 0 | 0
[35 empty] | 7.3.1.3 Ignition probability mapping showing the probability of ignition along the electric lines and equipment | WLDFR | HFTD - Distribution - Tier 3 - 4QU CoRE ¦ 3QU LoRE | 2046 | 0.18425 | 0.0081184 | 0.28656 | 0 | 0.28656 | 0.0050533 | 0.17837 | 0 | 0.17837 | 0.011084 | 0.39124 | 0 | 0.39124 | 0.01164 | 0.41086 | 0 | 0.41086 | 0.052798 | 0.032865 | 0.072086 | 0.0757 | 0.011084 | 0.0020422 | 0.39124 | 0.072086 | 0 | 0 | 0.39124 | 0.072086 | [11 empty] | WLDFR | HFTD - Distribution - Tier 2 - 2QU CoRE ¦ 5QU LoRE | Seismic - Red Flag Warning - Catastrophic Fires | 2046 | 6.9395e-12 | 3.4697e-12 | 8.9222e-12 | 26191.7278 | 544.1291 | 16654.7414 | 8992.8573 | 0 | 0 | 0 | 5.7805e-09 |  | 1.8176e-07 | 0 | 1.8176e-07 | 9.0879e-08 | 0 | 9.0879e-08 | 2.3369e-07 | 0 | 2.3369e-07 | [16 empty] | 7.3.1.3 Ignition probability mapping showing the probability of ignition along the electric lines and equipmentWLDFRAggregatedAggregated | WLDFR | HFTD - Distribution - Tier 2 - 3QU CoRE ¦ 1QU LoRE | Non-Red Flag Warning - Small Fires | Aggregated | Aggregated | 2022 | 0.010206 | 0 | 500.9897 | 5.1133 | 2022 | Mitigation | 0.08575 | 30 | 0 | esc | 0.0012005 | 1.2253e-05 | 0.00060025 | 6.1264e-06 | 0.0015435 | 1.5754e-05
[35 empty] | 7.3.1.3 Ignition probability mapping showing the probability of ignition along the electric lines and equipment | WLDFR | HFTD - Distribution - Tier 3 - 4QU CoRE ¦ 3QU LoRE | 2047 | 0.1722 | 0.0081184 | 0.28656 | 0 | 0.28656 | 0.0050533 | 0.17837 | 0 | 0.17837 | 0.011084 | 0.39124 | 0 | 0.39124 | 0.01164 | 0.41086 | 0 | 0.41086 | 0.049344 | 0.030715 | 0.06737 | 0.070748 | 0.011084 | 0.0019086 | 0.39124 | 0.06737 | 0 | 0 | 0.39124 | 0.06737 | [11 empty] | WLDFR | HFTD - Distribution - Tier 2 - 2QU CoRE ¦ 5QU LoRE | Seismic - Red Flag Warning - Catastrophic Fires | 2047 | 6.9395e-12 | 3.4697e-12 | 8.9222e-12 | 26191.7278 | 544.1291 | 16654.7414 | 8992.8573 | 0 | 0 | 0 | 5.7805e-09 |  | 1.8176e-07 | 0 | 1.8176e-07 | 9.0879e-08 | 0 | 9.0879e-08 | 2.3369e-07 | 0 | 2.3369e-07 | [16 empty] | 7.3.1.3 Ignition probability mapping showing the probability of ignition along the electric lines and equipmentWLDFRAggregatedAggregated | WLDFR | HFTD - Distribution - Tier 2 - 3QU CoRE ¦ 1QU LoRE | Non-Red Flag Warning - Small Fires | Aggregated | Aggregated | 2023 | 0.010206 | 0 | 500.9897 | 5.1133 | 2023 | Mitigation | 0.08575 | 30 | 0 | esc | 0.0012005 | 1.2253e-05 | 0.00060025 | 6.1264e-06 | 0.0015435 | 1.5754e-05
[35 empty] | 7.3.1.3 Ignition probability mapping showing the probability of ignition along the electric lines and equipment | WLDFR | HFTD - Distribution - Tier 3 - 4QU CoRE ¦ 3QU LoRE | 2048 | 0.16093 | 0.0081184 | 0.30083 | 0 | 0.30083 | 0.0050533 | 0.18725 | 0 | 0.18725 | 0.011084 | 0.41072 | 0 | 0.41072 | 0.01164 | 0.43131 | 0 | 0.43131 | 0.048412 | 0.030134 | 0.066097 | 0.069411 | 0.011084 | 0.0017838 | 0.41072 | 0.066097 | 0 | 0 | 0.41072 | 0.066097 | [11 empty] | WLDFR | HFTD - Distribution - Tier 2 - 2QU CoRE ¦ 5QU LoRE | Seismic - Red Flag Warning - Catastrophic Fires | 2048 | 6.9395e-12 | 3.4697e-12 | 8.9222e-12 | 27464.7227 | 578.8407 | 17445.538 | 9440.3441 | 0 | 0 | 0 | 5.7805e-09 |  | 1.9059e-07 | 0 | 1.9059e-07 | 9.5296e-08 | 0 | 9.5296e-08 | 2.4505e-07 | 0 | 2.4505e-07 | [16 empty] | 7.3.1.3 Ignition probability mapping showing the probability of ignition along the electric lines and equipmentWLDFRAggregatedAggregated | WLDFR | HFTD - Distribution - Tier 2 - 3QU CoRE ¦ 1QU LoRE | Non-Red Flag Warning - Small Fires | Aggregated | Aggregated | 2024 | 0.010206 | 0 | 500.9897 | 5.1133 | 2024 | Mitigation | 0.08575 | 30 | 0 | esc | 0.0012005 | 1.2253e-05 | 0.00060025 | 6.1264e-06 | 0.0015435 | 1.5754e-05
[35 empty] | 7.3.1.3 Ignition probability mapping showing the probability of ignition along the electric lines and equipment | WLDFR | HFTD - Distribution - Tier 3 - 4QU CoRE ¦ 3QU LoRE | 2049 | 0.1504 | 0.0081184 | 0.30083 | 0 | 0.30083 | 0.0050533 | 0.18725 | 0 | 0.18725 | 0.011084 | 0.41072 | 0 | 0.41072 | 0.01164 | 0.43131 | 0 | 0.43131 | 0.045245 | 0.028163 | 0.061773 | 0.06487 | 0.011084 | 0.0016671 | 0.41072 | 0.061773 | 0 | 0 | 0.41072 | 0.061773 | [11 empty] | WLDFR | HFTD - Distribution - Tier 2 - 2QU CoRE ¦ 5QU LoRE | Seismic - Red Flag Warning - Catastrophic Fires | 2049 | 6.9395e-12 | 3.4697e-12 | 8.9222e-12 | 27464.7227 | 578.8407 | 17445.538 | 9440.3441 | 0 | 0 | 0 | 5.7805e-09 |  | 1.9059e-07 | 0 | 1.9059e-07 | 9.5296e-08 | 0 | 9.5296e-08 | 2.4505e-07 | 0 | 2.4505e-07 | [16 empty] | 7.3.1.3 Ignition probability mapping showing the probability of ignition along the electric lines and equipmentWLDFRAggregatedAggregated | WLDFR | HFTD - Distribution - Tier 2 - 3QU CoRE ¦ 1QU LoRE | Non-Red Flag Warning - Small Fires | Aggregated | Aggregated | 2025 | 0.010206 | 0 | 500.9897 | 5.1133 | 2025 | Mitigation | 0.08575 | 30 | 0 | esc | 0.0012005 | 1.2253e-05 | 0.00060025 | 6.1264e-06 | 0.0015435 | 1.5754e-05
[35 empty] | 7.3.1.3 Ignition probability mapping showing the probability of ignition along the electric lines and equipment | WLDFR | HFTD - Distribution - Tier 3 - 4QU CoRE ¦ 3QU LoRE | 2050 | 0.14056 | 0 | 0 | 0 | 0 | 0.0050533 | 0.18725 | 0 | 0.18725 | 0.011084 | 0.41072 | 0 | 0.41072 | 0.01164 | 0.43131 | 0 | 0.43131 | 0 | 0.02632 | 0.057732 | 0.060627 | 0.011084 | 0.001558 | 0.41072 | 0.057732 | 0 | 0 | 0.41072 | 0.057732 | [11 empty] | WLDFR | HFTD - Distribution - Tier 2 - 2QU CoRE ¦ 5QU LoRE | Seismic - Red Flag Warning - Catastrophic Fires | 2050 | 0 | 3.4697e-12 | 8.9222e-12 | 27464.7227 | 578.8407 | 17445.538 | 9440.3441 | 0 | 0 | 0 | 5.7805e-09 |  | 0 | 0 | 0 | 9.5296e-08 | 0 | 9.5296e-08 | 2.4505e-07 | 0 | 2.4505e-07 | [16 empty] | 7.3.1.3 Ignition probability mapping showing the probability of ignition along the electric lines and equipmentWLDFRAggregatedAggregated | WLDFR | HFTD - Distribution - Tier 2 - 3QU CoRE ¦ 1QU LoRE | Non-Red Flag Warning - Small Fires | Aggregated | Aggregated | 2026 | 0.010206 | 0 | 500.9897 | 5.1133 | 2026 | Mitigation | 0.08575 | 30 | 0 | esc | 0.0012005 | 1.2253e-05 | 0.00060025 | 6.1264e-06 | 0.0015435 | 1.5754e-05
[35 empty] | 7.3.1.3 Ignition probability mapping showing the probability of ignition along the electric lines and equipment | WLDFR | HFTD - Distribution - Tier 3 - 4QU CoRE ¦ 3QU LoRE | 2051 | 0.13137 | 0 | 0 | 0 | 0 | 0 | 0 | 0 | 0 | 0.011084 | 0.41072 | 0 | 0.41072 | 0.01164 | 0.43131 | 0 | 0.43131 | 0 | 0 | 0.053955 | 0.05666 | 0.011084 | 0.0014561 | 0.41072 | 0.053955 | 0 | 0 | 0.41072 | 0.053955 | [11 empty] | WLDFR | HFTD - Distribution - Tier 2 - 2QU CoRE ¦ 5QU LoRE | Seismic - Red Flag Warning - Catastrophic Fires | 2051 | 0 | 0 | 8.9222e-12 | 27464.7227 | 578.8407 | 17445.538 | 9440.3441 | 0 | 0 | 0 | 5.7805e-09 |  | 0 | 0 | 0 | 0 | 0 | 0 | 2.4505e-07 | 0 | 2.4505e-07 | [16 empty] | 7.3.1.3 Ignition probability mapping showing the probability of ignition along the electric lines and equipmentWLDFRAggregatedAggregated | WLDFR | HFTD - Distribution - Tier 2 - 3QU CoRE ¦ 1QU LoRE | Non-Red Flag Warning - Small Fires | Aggregated | Aggregated | 2027 | 0.010206 | 0 | 500.9897 | 5.1133 | 2027 | Mitigation | 0.08575 | 30 | 0 | esc | 0.0012005 | 1.2253e-05 | 0.00060025 | 6.1264e-06 | 0.0015435 | 1.5754e-05
[35 empty] | 7.3.1.3 Ignition probability mapping showing the probability of ignition along the electric lines and equipment | WLDFR | HFTD - Distribution - Tier 3 - 4QU CoRE ¦ 3QU LoRE | 2052 | 0.12277 | 0 | 0 | 0 | 0 | 0 | 0 | 0 | 0 | 0 | 0 | 0 | 0 | 0.01164 | 0.43131 | 0 | 0.43131 | 0 | 0 | 0 | 0.052954 | 0 | 0 | 0 | 0 | 0 | 0 | 0 | 0 | [11 empty] | WLDFR | HFTD - Distribution - Tier 2 - 3QU CoRE ¦ 1QU LoRE | Non-Red Flag Warning - Catastrophic Fires | 2020 | 5.2938e-09 | 0 | 0 | 14146.1306 | 222.2294 | 8585.7228 | 5338.1784 | 0 | 0 | 0 | 4.4097e-06 |  | 7.4887e-05 | 0 | 7.4887e-05 | 0 | 0 | 0 | 0 | 0 | 0 | [16 empty] | 7.3.1.3 Ignition probability mapping showing the probability of ignition along the electric lines and equipmentWLDFRAggregatedAggregated | WLDFR | HFTD - Distribution - Tier 2 - 3QU CoRE ¦ 1QU LoRE | Non-Red Flag Warning - Small Fires | Aggregated | Aggregated | 2028 | 0.010206 | 0 | 500.9897 | 5.1133 | 2028 | Mitigation | 0.08575 | 30 | 0 | esc | 0.0012005 | 1.2253e-05 | 0.00060025 | 6.1264e-06 | 0.0015435 | 1.5754e-05
[35 empty] | 7.3.1.3 Ignition probability mapping showing the probability of ignition along the electric lines and equipment | WLDFR | HFTD - Distribution - Tier 3 - 4QU CoRE ¦ 4QU LoRE | 2020 | 1 | 0.0034678 | 0.12119 | 0 | 0.12119 | 0 | 0 | 0 | 0 | 0 | 0 | 0 | 0 | 0 | 0 | 0 | 0 | 0.12119 | 0 | 0 | 0 | 0 | 0 | 0 | 0 | 0 | 0 | 0 | 0 | [11 empty] | WLDFR | HFTD - Distribution - Tier 2 - 3QU CoRE ¦ 1QU LoRE | Non-Red Flag Warning - Catastrophic Fires | 2021 | 5.2938e-09 | 2.6469e-09 | 0 | 14146.1306 | 222.2294 | 8585.7228 | 5338.1784 | 0 | 0 | 0 | 4.4097e-06 |  | 7.4887e-05 | 0 | 7.4887e-05 | 3.7443e-05 | 0 | 3.7443e-05 | 0 | 0 | 0 | [16 empty] | 7.3.1.3 Ignition probability mapping showing the probability of ignition along the electric lines and equipmentWLDFRAggregatedAggregated | WLDFR | HFTD - Distribution - Tier 2 - 3QU CoRE ¦ 1QU LoRE | Non-Red Flag Warning - Small Fires | Aggregated | Aggregated | 2029 | 0.010206 | 0 | 500.9897 | 5.1133 | 2029 | Mitigation | 0.08575 | 30 | 0 | esc | 0.0012005 | 1.2253e-05 | 0.00060025 | 6.1264e-06 | 0.0015435 | 1.5754e-05
[35 empty] | 7.3.1.3 Ignition probability mapping showing the probability of ignition along the electric lines and equipment | WLDFR | HFTD - Distribution - Tier 3 - 4QU CoRE ¦ 4QU LoRE | 2021 | 1 | 0.0034678 | 0.12119 | 0 | 0.12119 | 0.0021586 | 0.075432 | 0 | 0.075432 | 0 | 0 | 0 | 0 | 0 | 0 | 0 | 0 | 0.12119 | 0.075432 | 0 | 0 | 0 | 0 | 0 | 0 | 0 | 0 | 0 | 0 | [11 empty] | WLDFR | HFTD - Distribution - Tier 2 - 3QU CoRE ¦ 1QU LoRE | Non-Red Flag Warning - Catastrophic Fires | 2022 | 5.2938e-09 | 2.6469e-09 | 6.8063e-09 | 14146.1306 | 222.2294 | 8585.7228 | 5338.1784 | 0 | 0 | 0 | 4.4097e-06 |  | 7.4887e-05 | 0 | 7.4887e-05 | 3.7443e-05 | 0 | 3.7443e-05 | 9.6283e-05 | 0 | 9.6283e-05 | [16 empty] | 7.3.1.3 Ignition probability mapping showing the probability of ignition along the electric lines and equipmentWLDFRAggregatedAggregated | WLDFR | HFTD - Distribution - Tier 2 - 3QU CoRE ¦ 1QU LoRE | Non-Red Flag Warning - Small Fires | Aggregated | Aggregated | 2030 | 0.010206 | 0 | 500.9897 | 5.1133 | 2030 | Mitigation | 0.08575 | 30 | 0 | esc | 0.0012005 | 1.2253e-05 | 0.00060025 | 6.1264e-06 | 0.0015435 | 1.5754e-05
[35 empty] | 7.3.1.3 Ignition probability mapping showing the probability of ignition along the electric lines and equipment | WLDFR | HFTD - Distribution - Tier 3 - 4QU CoRE ¦ 4QU LoRE | 2022 | 0.93458 | 0.0034207 | 0.12404 | 0 | 0.12404 | 0.0021292 | 0.077212 | 0 | 0.077212 | 0.004628 | 0.16782 | 0 | 0.16782 | 0 | 0 | 0 | 0 | 0.11593 | 0.07216 | 0.15685 | 0 | 0.004628 | 0.0043252 | 0.16782 | 0.15685 | 0 | 0 | 0.16782 | 0.15685 | [11 empty] | WLDFR | HFTD - Distribution - Tier 2 - 3QU CoRE ¦ 1QU LoRE | Non-Red Flag Warning - Catastrophic Fires | 2023 | 5.2938e-09 | 2.6469e-09 | 6.8063e-09 | 14664.6376 | 233.2301 | 8896.516 | 5534.8915 | 0 | 0 | 0 | 4.4097e-06 |  | 7.7632e-05 | 0 | 7.7632e-05 | 3.8816e-05 | 0 | 3.8816e-05 | 9.9812e-05 | 0 | 9.9812e-05 | [16 empty] | 7.3.1.3 Ignition probability mapping showing the probability of ignition along the electric lines and equipmentWLDFRAggregatedAggregated | WLDFR | HFTD - Distribution - Tier 2 - 3QU CoRE ¦ 1QU LoRE | Non-Red Flag Warning - Small Fires | Aggregated | Aggregated | 2031 | 0.010206 | 0 | 500.9897 | 5.1133 | 2031 | Mitigation | 0.08575 | 30 | 0 | esc | 0.0012005 | 1.2253e-05 | 0.00060025 | 6.1264e-06 | 0.0015435 | 1.5754e-05
[35 empty] | 7.3.1.3 Ignition probability mapping showing the probability of ignition along the electric lines and equipment | WLDFR | HFTD - Distribution - Tier 3 - 4QU CoRE ¦ 4QU LoRE | 2023 | 0.87344 | 0.0034207 | 0.12859 | 0 | 0.12859 | 0.0021292 | 0.08004 | 0 | 0.08004 | 0.004628 | 0.17397 | 0 | 0.17397 | 0.0048601 | 0.1827 | 0 | 0.1827 | 0.11231 | 0.06991 | 0.15195 | 0.15957 | 0.004628 | 0.0040423 | 0.17397 | 0.15195 | 0 | 0 | 0.17397 | 0.15195 | [11 empty] | WLDFR | HFTD - Distribution - Tier 2 - 3QU CoRE ¦ 1QU LoRE | Non-Red Flag Warning - Catastrophic Fires | 2024 | 5.2938e-09 | 2.6469e-09 | 6.8063e-09 | 14664.6376 | 233.2301 | 8896.516 | 5534.8915 | 0 | 0 | 0 | 4.4097e-06 |  | 7.7632e-05 | 0 | 7.7632e-05 | 3.8816e-05 | 0 | 3.8816e-05 | 9.9812e-05 | 0 | 9.9812e-05 | [16 empty] | 7.3.1.3 Ignition probability mapping showing the probability of ignition along the electric lines and equipmentWLDFRAggregatedAggregated | WLDFR | HFTD - Distribution - Tier 2 - 3QU CoRE ¦ 1QU LoRE | Non-Red Flag Warning - Small Fires | Aggregated | Aggregated | 2032 | 0.010206 | 0 | 500.9897 | 5.1133 | 2032 | Mitigation | 0.08575 | 30 | 0 | esc | 0.0012005 | 1.2253e-05 | 0.00060025 | 6.1264e-06 | 0.0015435 | 1.5754e-05
[35 empty] | 7.3.1.3 Ignition probability mapping showing the probability of ignition along the electric lines and equipment | WLDFR | HFTD - Distribution - Tier 3 - 4QU CoRE ¦ 4QU LoRE | 2024 | 0.8163 | 0.0034207 | 0.12859 | 0 | 0.12859 | 0.0021292 | 0.08004 | 0 | 0.08004 | 0.004628 | 0.17397 | 0 | 0.17397 | 0.0048601 | 0.1827 | 0 | 0.1827 | 0.10497 | 0.065337 | 0.14201 | 0.14913 | 0.004628 | 0.0037778 | 0.17397 | 0.14201 | 0 | 0 | 0.17397 | 0.14201 | [11 empty] | WLDFR | HFTD - Distribution - Tier 2 - 3QU CoRE ¦ 1QU LoRE | Non-Red Flag Warning - Catastrophic Fires | 2025 | 5.2938e-09 | 2.6469e-09 | 6.8063e-09 | 14664.6376 | 233.2301 | 8896.516 | 5534.8915 | 0 | 0 | 0 | 4.4097e-06 |  | 7.7632e-05 | 0 | 7.7632e-05 | 3.8816e-05 | 0 | 3.8816e-05 | 9.9812e-05 | 0 | 9.9812e-05 | [16 empty] | 7.3.1.3 Ignition probability mapping showing the probability of ignition along the electric lines and equipmentWLDFRAggregatedAggregated | WLDFR | HFTD - Distribution - Tier 2 - 3QU CoRE ¦ 1QU LoRE | Non-Red Flag Warning - Small Fires | Aggregated | Aggregated | 2033 | 0.010206 | 0 | 500.9897 | 5.1133 | 2033 | Mitigation | 0.08575 | 30 | 0 | esc | 0.0012005 | 1.2253e-05 | 0.00060025 | 6.1264e-06 | 0.0015435 | 1.5754e-05
[35 empty] | 7.3.1.3 Ignition probability mapping showing the probability of ignition along the electric lines and equipment | WLDFR | HFTD - Distribution - Tier 3 - 4QU CoRE ¦ 4QU LoRE | 2025 | 0.7629 | 0.0034207 | 0.12859 | 0 | 0.12859 | 0.0021292 | 0.08004 | 0 | 0.08004 | 0.004628 | 0.17397 | 0 | 0.17397 | 0.0048601 | 0.1827 | 0 | 0.1827 | 0.098099 | 0.061062 | 0.13272 | 0.13938 | 0.004628 | 0.0035307 | 0.17397 | 0.13272 | 0 | 0 | 0.17397 | 0.13272 | [11 empty] | WLDFR | HFTD - Distribution - Tier 2 - 3QU CoRE ¦ 1QU LoRE | Non-Red Flag Warning - Catastrophic Fires | 2026 | 5.2938e-09 | 2.6469e-09 | 6.8063e-09 | 14664.6376 | 233.2301 | 8896.516 | 5534.8915 | 0 | 0 | 0 | 4.4097e-06 |  | 7.7632e-05 | 0 | 7.7632e-05 | 3.8816e-05 | 0 | 3.8816e-05 | 9.9812e-05 | 0 | 9.9812e-05 | [16 empty] | 7.3.1.3 Ignition probability mapping showing the probability of ignition along the electric lines and equipmentWLDFRAggregatedAggregated | WLDFR | HFTD - Distribution - Tier 2 - 3QU CoRE ¦ 1QU LoRE | Non-Red Flag Warning - Small Fires | Aggregated | Aggregated | 2034 | 0.010206 | 0 | 500.9897 | 5.1133 | 2034 | Mitigation | 0.08575 | 30 | 0 | esc | 0.0012005 | 1.2253e-05 | 0.00060025 | 6.1264e-06 | 0.0015435 | 1.5754e-05
[35 empty] | 7.3.1.3 Ignition probability mapping showing the probability of ignition along the electric lines and equipment | WLDFR | HFTD - Distribution - Tier 3 - 4QU CoRE ¦ 4QU LoRE | 2026 | 0.71299 | 0.0034207 | 0.12859 | 0 | 0.12859 | 0.0021292 | 0.08004 | 0 | 0.08004 | 0.004628 | 0.17397 | 0 | 0.17397 | 0.0048601 | 0.1827 | 0 | 0.1827 | 0.091682 | 0.057068 | 0.12404 | 0.13026 | 0.004628 | 0.0032997 | 0.17397 | 0.12404 | 0 | 0 | 0.17397 | 0.12404 | [11 empty] | WLDFR | HFTD - Distribution - Tier 2 - 3QU CoRE ¦ 1QU LoRE | Non-Red Flag Warning - Catastrophic Fires | 2027 | 5.2938e-09 | 2.6469e-09 | 6.8063e-09 | 14664.6376 | 233.2301 | 8896.516 | 5534.8915 | 0 | 0 | 0 | 4.4097e-06 |  | 7.7632e-05 | 0 | 7.7632e-05 | 3.8816e-05 | 0 | 3.8816e-05 | 9.9812e-05 | 0 | 9.9812e-05 | [16 empty] | 7.3.1.3 Ignition probability mapping showing the probability of ignition along the electric lines and equipmentWLDFRAggregatedAggregated | WLDFR | HFTD - Distribution - Tier 2 - 3QU CoRE ¦ 1QU LoRE | Non-Red Flag Warning - Small Fires | Aggregated | Aggregated | 2035 | 0.010206 | 0 | 500.9897 | 5.1133 | 2035 | Mitigation | 0.08575 | 30 | 0 | esc | 0.0012005 | 1.2253e-05 | 0.00060025 | 6.1264e-06 | 0.0015435 | 1.5754e-05
[35 empty] | 7.3.1.3 Ignition probability mapping showing the probability of ignition along the electric lines and equipment | WLDFR | HFTD - Distribution - Tier 3 - 4QU CoRE ¦ 4QU LoRE | 2027 | 0.66634 | 0.0034207 | 0.12859 | 0 | 0.12859 | 0.0021292 | 0.08004 | 0 | 0.08004 | 0.004628 | 0.17397 | 0 | 0.17397 | 0.0048601 | 0.1827 | 0 | 0.1827 | 0.085684 | 0.053334 | 0.11593 | 0.12174 | 0.004628 | 0.0030838 | 0.17397 | 0.11593 | 0 | 0 | 0.17397 | 0.11593 | [11 empty] | WLDFR | HFTD - Distribution - Tier 2 - 3QU CoRE ¦ 1QU LoRE | Non-Red Flag Warning - Catastrophic Fires | 2028 | 5.2938e-09 | 2.6469e-09 | 6.8063e-09 | 15317.9909 | 247.273 | 9287.6491 | 5783.0689 | 0 | 0 | 0 | 4.4097e-06 |  | 8.109e-05 | 0 | 8.109e-05 | 4.0545e-05 | 0 | 4.0545e-05 | 0.00010426 | 0 | 0.00010426 | [16 empty] | 7.3.1.3 Ignition probability mapping showing the probability of ignition along the electric lines and equipmentWLDFRAggregatedAggregated | WLDFR | HFTD - Distribution - Tier 2 - 3QU CoRE ¦ 1QU LoRE | Non-Red Flag Warning - Small Fires | Aggregated | Aggregated | 2036 | 0.010206 | 0 | 500.9897 | 5.1133 | 2036 | Mitigation | 0.08575 | 30 | 0 | esc | 0.0012005 | 1.2253e-05 | 0.00060025 | 6.1264e-06 | 0.0015435 | 1.5754e-05
[35 empty] | 7.3.1.3 Ignition probability mapping showing the probability of ignition along the electric lines and equipment | WLDFR | HFTD - Distribution - Tier 3 - 4QU CoRE ¦ 4QU LoRE | 2028 | 0.62275 | 0.0034207 | 0.13431 | 0 | 0.13431 | 0.0021292 | 0.083605 | 0 | 0.083605 | 0.004628 | 0.18172 | 0 | 0.18172 | 0.0048601 | 0.19083 | 0 | 0.19083 | 0.083644 | 0.052065 | 0.11317 | 0.11884 | 0.004628 | 0.0028821 | 0.18172 | 0.11317 | 0 | 0 | 0.18172 | 0.11317 | [11 empty] | WLDFR | HFTD - Distribution - Tier 2 - 3QU CoRE ¦ 1QU LoRE | Non-Red Flag Warning - Catastrophic Fires | 2029 | 5.2938e-09 | 2.6469e-09 | 6.8063e-09 | 15317.9909 | 247.273 | 9287.6491 | 5783.0689 | 0 | 0 | 0 | 4.4097e-06 |  | 8.109e-05 | 0 | 8.109e-05 | 4.0545e-05 | 0 | 4.0545e-05 | 0.00010426 | 0 | 0.00010426 | [16 empty] | 7.3.1.3 Ignition probability mapping showing the probability of ignition along the electric lines and equipmentWLDFRAggregatedAggregated | WLDFR | HFTD - Distribution - Tier 2 - 3QU CoRE ¦ 1QU LoRE | Non-Red Flag Warning - Small Fires | Aggregated | Aggregated | 2037 | 0.010206 | 0 | 500.9897 | 5.1133 | 2037 | Mitigation | 0.08575 | 30 | 0 | esc | 0.0012005 | 1.2253e-05 | 0.00060025 | 6.1264e-06 | 0.0015435 | 1.5754e-05
[35 empty] | 7.3.1.3 Ignition probability mapping showing the probability of ignition along the electric lines and equipment | WLDFR | HFTD - Distribution - Tier 3 - 4QU CoRE ¦ 4QU LoRE | 2029 | 0.58201 | 0.0034207 | 0.13431 | 0 | 0.13431 | 0.0021292 | 0.083605 | 0 | 0.083605 | 0.004628 | 0.18172 | 0 | 0.18172 | 0.0048601 | 0.19083 | 0 | 0.19083 | 0.078172 | 0.048659 | 0.10576 | 0.11107 | 0.004628 | 0.0026935 | 0.18172 | 0.10576 | 0 | 0 | 0.18172 | 0.10576 | [11 empty] | WLDFR | HFTD - Distribution - Tier 2 - 3QU CoRE ¦ 1QU LoRE | Non-Red Flag Warning - Catastrophic Fires | 2030 | 5.2938e-09 | 2.6469e-09 | 6.8063e-09 | 15317.9909 | 247.273 | 9287.6491 | 5783.0689 | 0 | 0 | 0 | 4.4097e-06 |  | 8.109e-05 | 0 | 8.109e-05 | 4.0545e-05 | 0 | 4.0545e-05 | 0.00010426 | 0 | 0.00010426 | [16 empty] | 7.3.1.3 Ignition probability mapping showing the probability of ignition along the electric lines and equipmentWLDFRAggregatedAggregated | WLDFR | HFTD - Distribution - Tier 2 - 3QU CoRE ¦ 1QU LoRE | Non-Red Flag Warning - Small Fires | Aggregated | Aggregated | 2038 | 0.010206 | 0 | 500.9897 | 5.1133 | 2038 | Mitigation | 0.08575 | 30 | 0 | esc | 0.0012005 | 1.2253e-05 | 0.00060025 | 6.1264e-06 | 0.0015435 | 1.5754e-05
[35 empty] | 7.3.1.3 Ignition probability mapping showing the probability of ignition along the electric lines and equipment | WLDFR | HFTD - Distribution - Tier 3 - 4QU CoRE ¦ 4QU LoRE | 2030 | 0.54393 | 0.0034207 | 0.13431 | 0 | 0.13431 | 0.0021292 | 0.083605 | 0 | 0.083605 | 0.004628 | 0.18172 | 0 | 0.18172 | 0.0048601 | 0.19083 | 0 | 0.19083 | 0.073058 | 0.045475 | 0.098844 | 0.1038 | 0.004628 | 0.0025173 | 0.18172 | 0.098844 | 0 | 0 | 0.18172 | 0.098844 | [11 empty] | WLDFR | HFTD - Distribution - Tier 2 - 3QU CoRE ¦ 1QU LoRE | Non-Red Flag Warning - Catastrophic Fires | 2031 | 5.2938e-09 | 2.6469e-09 | 6.8063e-09 | 15317.9909 | 247.273 | 9287.6491 | 5783.0689 | 0 | 0 | 0 | 4.4097e-06 |  | 8.109e-05 | 0 | 8.109e-05 | 4.0545e-05 | 0 | 4.0545e-05 | 0.00010426 | 0 | 0.00010426 | [16 empty] | 7.3.1.3 Ignition probability mapping showing the probability of ignition along the electric lines and equipmentWLDFRAggregatedAggregated | WLDFR | HFTD - Distribution - Tier 2 - 3QU CoRE ¦ 1QU LoRE | Non-Red Flag Warning - Small Fires | Aggregated | Aggregated | 2039 | 0.010206 | 0 | 500.9897 | 5.1133 | 2039 | Mitigation | 0.08575 | 30 | 0 | esc | 0.0012005 | 1.2253e-05 | 0.00060025 | 6.1264e-06 | 0.0015435 | 1.5754e-05
[35 empty] | 7.3.1.3 Ignition probability mapping showing the probability of ignition along the electric lines and equipment | WLDFR | HFTD - Distribution - Tier 3 - 4QU CoRE ¦ 4QU LoRE | 2031 | 0.50835 | 0.0034207 | 0.13431 | 0 | 0.13431 | 0.0021292 | 0.083605 | 0 | 0.083605 | 0.004628 | 0.18172 | 0 | 0.18172 | 0.0048601 | 0.19083 | 0 | 0.19083 | 0.068279 | 0.0425 | 0.092377 | 0.09701 | 0.004628 | 0.0023526 | 0.18172 | 0.092377 | 0 | 0 | 0.18172 | 0.092377 | [11 empty] | WLDFR | HFTD - Distribution - Tier 2 - 3QU CoRE ¦ 1QU LoRE | Non-Red Flag Warning - Catastrophic Fires | 2032 | 5.2938e-09 | 2.6469e-09 | 6.8063e-09 | 15317.9909 | 247.273 | 9287.6491 | 5783.0689 | 0 | 0 | 0 | 4.4097e-06 |  | 8.109e-05 | 0 | 8.109e-05 | 4.0545e-05 | 0 | 4.0545e-05 | 0.00010426 | 0 | 0.00010426 | [16 empty] | 7.3.1.3 Ignition probability mapping showing the probability of ignition along the electric lines and equipmentWLDFRAggregatedAggregated | WLDFR | HFTD - Distribution - Tier 2 - 3QU CoRE ¦ 1QU LoRE | Non-Red Flag Warning - Small Fires | Aggregated | Aggregated | 2040 | 0.010206 | 0 | 500.9897 | 5.1133 | 2040 | Mitigation | 0.08575 | 30 | 0 | esc | 0.0012005 | 1.2253e-05 | 0.00060025 | 6.1264e-06 | 0.0015435 | 1.5754e-05
[35 empty] | 7.3.1.3 Ignition probability mapping showing the probability of ignition along the electric lines and equipment | WLDFR | HFTD - Distribution - Tier 3 - 4QU CoRE ¦ 4QU LoRE | 2032 | 0.47509 | 0.0034207 | 0.13431 | 0 | 0.13431 | 0.0021292 | 0.083605 | 0 | 0.083605 | 0.004628 | 0.18172 | 0 | 0.18172 | 0.0048601 | 0.19083 | 0 | 0.19083 | 0.063812 | 0.03972 | 0.086334 | 0.090663 | 0.004628 | 0.0021987 | 0.18172 | 0.086334 | 0 | 0 | 0.18172 | 0.086334 | [11 empty] | WLDFR | HFTD - Distribution - Tier 2 - 3QU CoRE ¦ 1QU LoRE | Non-Red Flag Warning - Catastrophic Fires | 2033 | 5.2938e-09 | 2.6469e-09 | 6.8063e-09 | 16044.1264 | 263.1074 | 9721.74 | 6059.2791 | 0 | 0 | 0 | 4.4097e-06 |  | 8.4934e-05 | 0 | 8.4934e-05 | 4.2467e-05 | 0 | 4.2467e-05 | 0.0001092 | 0 | 0.0001092 | [16 empty] | 7.3.1.3 Ignition probability mapping showing the probability of ignition along the electric lines and equipmentWLDFRAggregatedAggregated | WLDFR | HFTD - Distribution - Tier 2 - 3QU CoRE ¦ 1QU LoRE | Non-Red Flag Warning - Small Fires | Aggregated | Aggregated | 2041 | 0.010206 | 0 | 500.9897 | 5.1133 | 2041 | Mitigation | 0.08575 | 30 | 0 | esc | 0.0012005 | 1.2253e-05 | 0.00060025 | 6.1264e-06 | 0.0015435 | 1.5754e-05
[35 empty] | 7.3.1.3 Ignition probability mapping showing the probability of ignition along the electric lines and equipment | WLDFR | HFTD - Distribution - Tier 3 - 4QU CoRE ¦ 4QU LoRE | 2033 | 0.44401 | 0.0034207 | 0.14068 | 0 | 0.14068 | 0.0021292 | 0.087566 | 0 | 0.087566 | 0.004628 | 0.19033 | 0 | 0.19033 | 0.0048601 | 0.19987 | 0 | 0.19987 | 0.062463 | 0.03888 | 0.084509 | 0.088746 | 0.004628 | 0.0020549 | 0.19033 | 0.084509 | 0 | 0 | 0.19033 | 0.084509 | [11 empty] | WLDFR | HFTD - Distribution - Tier 2 - 3QU CoRE ¦ 1QU LoRE | Non-Red Flag Warning - Catastrophic Fires | 2034 | 5.2938e-09 | 2.6469e-09 | 6.8063e-09 | 16044.1264 | 263.1074 | 9721.74 | 6059.2791 | 0 | 0 | 0 | 4.4097e-06 |  | 8.4934e-05 | 0 | 8.4934e-05 | 4.2467e-05 | 0 | 4.2467e-05 | 0.0001092 | 0 | 0.0001092 | [16 empty] | 7.3.1.3 Ignition probability mapping showing the probability of ignition along the electric lines and equipmentWLDFRAggregatedAggregated | WLDFR | HFTD - Distribution - Tier 2 - 3QU CoRE ¦ 1QU LoRE | Non-Red Flag Warning - Small Fires | Aggregated | Aggregated | 2042 | 0.010206 | 0 | 500.9897 | 5.1133 | 2042 | Mitigation | 0.08575 | 30 | 0 | esc | 0.0012005 | 1.2253e-05 | 0.00060025 | 6.1264e-06 | 0.0015435 | 1.5754e-05
[35 empty] | 7.3.1.3 Ignition probability mapping showing the probability of ignition along the electric lines and equipment | WLDFR | HFTD - Distribution - Tier 3 - 4QU CoRE ¦ 4QU LoRE | 2034 | 0.41496 | 0.0034207 | 0.14068 | 0 | 0.14068 | 0.0021292 | 0.087566 | 0 | 0.087566 | 0.004628 | 0.19033 | 0 | 0.19033 | 0.0048601 | 0.19987 | 0 | 0.19987 | 0.058376 | 0.036337 | 0.07898 | 0.082941 | 0.004628 | 0.0019205 | 0.19033 | 0.07898 | 0 | 0 | 0.19033 | 0.07898 | [11 empty] | WLDFR | HFTD - Distribution - Tier 2 - 3QU CoRE ¦ 1QU LoRE | Non-Red Flag Warning - Catastrophic Fires | 2035 | 5.2938e-09 | 2.6469e-09 | 6.8063e-09 | 16044.1264 | 263.1074 | 9721.74 | 6059.2791 | 0 | 0 | 0 | 4.4097e-06 |  | 8.4934e-05 | 0 | 8.4934e-05 | 4.2467e-05 | 0 | 4.2467e-05 | 0.0001092 | 0 | 0.0001092 | [16 empty] | 7.3.1.3 Ignition probability mapping showing the probability of ignition along the electric lines and equipmentWLDFRAggregatedAggregated | WLDFR | HFTD - Distribution - Tier 2 - 3QU CoRE ¦ 1QU LoRE | Non-Red Flag Warning - Small Fires | Aggregated | Aggregated | 2043 | 0.010206 | 0 | 500.9897 | 5.1133 | 2043 | Mitigation | 0.08575 | 30 | 0 | esc | 0.0012005 | 1.2253e-05 | 0.00060025 | 6.1264e-06 | 0.0015435 | 1.5754e-05
[35 empty] | 7.3.1.3 Ignition probability mapping showing the probability of ignition along the electric lines and equipment | WLDFR | HFTD - Distribution - Tier 3 - 4QU CoRE ¦ 4QU LoRE | 2035 | 0.38782 | 0.0034207 | 0.14068 | 0 | 0.14068 | 0.0021292 | 0.087566 | 0 | 0.087566 | 0.004628 | 0.19033 | 0 | 0.19033 | 0.0048601 | 0.19987 | 0 | 0.19987 | 0.054557 | 0.03396 | 0.073813 | 0.077515 | 0.004628 | 0.0017948 | 0.19033 | 0.073813 | 0 | 0 | 0.19033 | 0.073813 | [11 empty] | WLDFR | HFTD - Distribution - Tier 2 - 3QU CoRE ¦ 1QU LoRE | Non-Red Flag Warning - Catastrophic Fires | 2036 | 5.2938e-09 | 2.6469e-09 | 6.8063e-09 | 16044.1264 | 263.1074 | 9721.74 | 6059.2791 | 0 | 0 | 0 | 4.4097e-06 |  | 8.4934e-05 | 0 | 8.4934e-05 | 4.2467e-05 | 0 | 4.2467e-05 | 0.0001092 | 0 | 0.0001092 | [16 empty] | 7.3.1.3 Ignition probability mapping showing the probability of ignition along the electric lines and equipmentWLDFRAggregatedAggregated | WLDFR | HFTD - Distribution - Tier 2 - 3QU CoRE ¦ 1QU LoRE | Non-Red Flag Warning - Small Fires | Aggregated | Aggregated | 2044 | 0.010206 | 0 | 500.9897 | 5.1133 | 2044 | Mitigation | 0.08575 | 30 | 0 | esc | 0.0012005 | 1.2253e-05 | 0.00060025 | 6.1264e-06 | 0.0015435 | 1.5754e-05
[35 empty] | 7.3.1.3 Ignition probability mapping showing the probability of ignition along the electric lines and equipment | WLDFR | HFTD - Distribution - Tier 3 - 4QU CoRE ¦ 4QU LoRE | 2036 | 0.36245 | 0.0034207 | 0.14068 | 0 | 0.14068 | 0.0021292 | 0.087566 | 0 | 0.087566 | 0.004628 | 0.19033 | 0 | 0.19033 | 0.0048601 | 0.19987 | 0 | 0.19987 | 0.050988 | 0.031738 | 0.068984 | 0.072444 | 0.004628 | 0.0016774 | 0.19033 | 0.068984 | 0 | 0 | 0.19033 | 0.068984 | [11 empty] | WLDFR | HFTD - Distribution - Tier 2 - 3QU CoRE ¦ 1QU LoRE | Non-Red Flag Warning - Catastrophic Fires | 2037 | 5.2938e-09 | 2.6469e-09 | 6.8063e-09 | 16044.1264 | 263.1074 | 9721.74 | 6059.2791 | 0 | 0 | 0 | 4.4097e-06 |  | 8.4934e-05 | 0 | 8.4934e-05 | 4.2467e-05 | 0 | 4.2467e-05 | 0.0001092 | 0 | 0.0001092 | [16 empty] | 7.3.1.3 Ignition probability mapping showing the probability of ignition along the electric lines and equipmentWLDFRAggregatedAggregated | WLDFR | HFTD - Distribution - Tier 2 - 3QU CoRE ¦ 1QU LoRE | Non-Red Flag Warning - Small Fires | Aggregated | Aggregated | 2045 | 0.010206 | 0 | 500.9897 | 5.1133 | 2045 | Mitigation | 0.08575 | 30 | 0 | esc | 0.0012005 | 1.2253e-05 | 0.00060025 | 6.1264e-06 | 0.0015435 | 1.5754e-05
[35 empty] | 7.3.1.3 Ignition probability mapping showing the probability of ignition along the electric lines and equipment | WLDFR | HFTD - Distribution - Tier 3 - 4QU CoRE ¦ 4QU LoRE | 2037 | 0.33873 | 0.0034207 | 0.14068 | 0 | 0.14068 | 0.0021292 | 0.087566 | 0 | 0.087566 | 0.004628 | 0.19033 | 0 | 0.19033 | 0.0048601 | 0.19987 | 0 | 0.19987 | 0.047653 | 0.029662 | 0.064471 | 0.067704 | 0.004628 | 0.0015677 | 0.19033 | 0.064471 | 0 | 0 | 0.19033 | 0.064471 | [11 empty] | WLDFR | HFTD - Distribution - Tier 2 - 3QU CoRE ¦ 1QU LoRE | Non-Red Flag Warning - Catastrophic Fires | 2038 | 5.2938e-09 | 2.6469e-09 | 6.8063e-09 | 16832.3912 | 280.5544 | 10192.2718 | 6359.5651 | 0 | 0 | 0 | 4.4097e-06 |  | 8.9107e-05 | 0 | 8.9107e-05 | 4.4554e-05 | 0 | 4.4554e-05 | 0.00011457 | 0 | 0.00011457 | [16 empty] | 7.3.1.3 Ignition probability mapping showing the probability of ignition along the electric lines and equipmentWLDFRAggregatedAggregated | WLDFR | HFTD - Distribution - Tier 2 - 3QU CoRE ¦ 1QU LoRE | Non-Red Flag Warning - Small Fires | Aggregated | Aggregated | 2046 | 0.010206 | 0 | 500.9897 | 5.1133 | 2046 | Mitigation | 0.08575 | 30 | 0 | esc | 0.0012005 | 1.2253e-05 | 0.00060025 | 6.1264e-06 | 0.0015435 | 1.5754e-05
[35 empty] | 7.3.1.3 Ignition probability mapping showing the probability of ignition along the electric lines and equipment | WLDFR | HFTD - Distribution - Tier 3 - 4QU CoRE ¦ 4QU LoRE | 2038 | 0.31657 | 0.0034207 | 0.14759 | 0 | 0.14759 | 0.0021292 | 0.091866 | 0 | 0.091866 | 0.004628 | 0.19968 | 0 | 0.19968 | 0.0048601 | 0.20969 | 0 | 0.20969 | 0.046722 | 0.029082 | 0.063212 | 0.066382 | 0.004628 | 0.0014651 | 0.19968 | 0.063212 | 0 | 0 | 0.19968 | 0.063212 | [11 empty] | WLDFR | HFTD - Distribution - Tier 2 - 3QU CoRE ¦ 1QU LoRE | Non-Red Flag Warning - Catastrophic Fires | 2039 | 5.2938e-09 | 2.6469e-09 | 6.8063e-09 | 16832.3912 | 280.5544 | 10192.2718 | 6359.5651 | 0 | 0 | 0 | 4.4097e-06 |  | 8.9107e-05 | 0 | 8.9107e-05 | 4.4554e-05 | 0 | 4.4554e-05 | 0.00011457 | 0 | 0.00011457 | [16 empty] | 7.3.1.3 Ignition probability mapping showing the probability of ignition along the electric lines and equipmentWLDFRAggregatedAggregated | WLDFR | HFTD - Distribution - Tier 2 - 3QU CoRE ¦ 1QU LoRE | Non-Red Flag Warning - Small Fires | Aggregated | Aggregated | 2047 | 0.010206 | 0 | 500.9897 | 5.1133 | 2047 | Mitigation | 0.08575 | 30 | 0 | esc | 0.0012005 | 1.2253e-05 | 0.00060025 | 6.1264e-06 | 0.0015435 | 1.5754e-05
[35 empty] | 7.3.1.3 Ignition probability mapping showing the probability of ignition along the electric lines and equipment | WLDFR | HFTD - Distribution - Tier 3 - 4QU CoRE ¦ 4QU LoRE | 2039 | 0.29586 | 0.0034207 | 0.14759 | 0 | 0.14759 | 0.0021292 | 0.091866 | 0 | 0.091866 | 0.004628 | 0.19968 | 0 | 0.19968 | 0.0048601 | 0.20969 | 0 | 0.20969 | 0.043665 | 0.02718 | 0.059077 | 0.062039 | 0.004628 | 0.0013693 | 0.19968 | 0.059077 | 0 | 0 | 0.19968 | 0.059077 | [11 empty] | WLDFR | HFTD - Distribution - Tier 2 - 3QU CoRE ¦ 1QU LoRE | Non-Red Flag Warning - Catastrophic Fires | 2040 | 5.2938e-09 | 2.6469e-09 | 6.8063e-09 | 16832.3912 | 280.5544 | 10192.2718 | 6359.5651 | 0 | 0 | 0 | 4.4097e-06 |  | 8.9107e-05 | 0 | 8.9107e-05 | 4.4554e-05 | 0 | 4.4554e-05 | 0.00011457 | 0 | 0.00011457 | [16 empty] | 7.3.1.3 Ignition probability mapping showing the probability of ignition along the electric lines and equipmentWLDFRAggregatedAggregated | WLDFR | HFTD - Distribution - Tier 2 - 3QU CoRE ¦ 1QU LoRE | Non-Red Flag Warning - Small Fires | Aggregated | Aggregated | 2048 | 0.010206 | 0 | 500.9897 | 5.1133 | 2048 | Mitigation | 0.08575 | 30 | 0 | esc | 0.0012005 | 1.2253e-05 | 0.00060025 | 6.1264e-06 | 0.0015435 | 1.5754e-05
[35 empty] | 7.3.1.3 Ignition probability mapping showing the probability of ignition along the electric lines and equipment | WLDFR | HFTD - Distribution - Tier 3 - 4QU CoRE ¦ 4QU LoRE | 2040 | 0.27651 | 0.0034207 | 0.14759 | 0 | 0.14759 | 0.0021292 | 0.091866 | 0 | 0.091866 | 0.004628 | 0.19968 | 0 | 0.19968 | 0.0048601 | 0.20969 | 0 | 0.20969 | 0.040809 | 0.025402 | 0.055212 | 0.057981 | 0.004628 | 0.0012797 | 0.19968 | 0.055212 | 0 | 0 | 0.19968 | 0.055212 | [11 empty] | WLDFR | HFTD - Distribution - Tier 2 - 3QU CoRE ¦ 1QU LoRE | Non-Red Flag Warning - Catastrophic Fires | 2041 | 5.2938e-09 | 2.6469e-09 | 6.8063e-09 | 16832.3912 | 280.5544 | 10192.2718 | 6359.5651 | 0 | 0 | 0 | 4.4097e-06 |  | 8.9107e-05 | 0 | 8.9107e-05 | 4.4554e-05 | 0 | 4.4554e-05 | 0.00011457 | 0 | 0.00011457 | [16 empty] | 7.3.1.3 Ignition probability mapping showing the probability of ignition along the electric lines and equipmentWLDFRAggregatedAggregated | WLDFR | HFTD - Distribution - Tier 2 - 3QU CoRE ¦ 1QU LoRE | Non-Red Flag Warning - Small Fires | Aggregated | Aggregated | 2049 | 0.010206 | 0 | 500.9897 | 5.1133 | 2049 | Mitigation | 0.08575 | 30 | 0 | esc | 0.0012005 | 1.2253e-05 | 0.00060025 | 6.1264e-06 | 0.0015435 | 1.5754e-05
[35 empty] | 7.3.1.3 Ignition probability mapping showing the probability of ignition along the electric lines and equipment | WLDFR | HFTD - Distribution - Tier 3 - 4QU CoRE ¦ 4QU LoRE | 2041 | 0.25842 | 0.0034207 | 0.14759 | 0 | 0.14759 | 0.0021292 | 0.091866 | 0 | 0.091866 | 0.004628 | 0.19968 | 0 | 0.19968 | 0.0048601 | 0.20969 | 0 | 0.20969 | 0.038139 | 0.02374 | 0.0516 | 0.054188 | 0.004628 | 0.001196 | 0.19968 | 0.0516 | 0 | 0 | 0.19968 | 0.0516 | [11 empty] | WLDFR | HFTD - Distribution - Tier 2 - 3QU CoRE ¦ 1QU LoRE | Non-Red Flag Warning - Catastrophic Fires | 2042 | 5.2938e-09 | 2.6469e-09 | 6.8063e-09 | 16832.3912 | 280.5544 | 10192.2718 | 6359.5651 | 0 | 0 | 0 | 4.4097e-06 |  | 8.9107e-05 | 0 | 8.9107e-05 | 4.4554e-05 | 0 | 4.4554e-05 | 0.00011457 | 0 | 0.00011457 | [16 empty] | 7.3.1.3 Ignition probability mapping showing the probability of ignition along the electric lines and equipmentWLDFRAggregatedAggregated | WLDFR | HFTD - Distribution - Tier 2 - 3QU CoRE ¦ 1QU LoRE | Non-Red Flag Warning - Small Fires | Aggregated | Aggregated | 2050 | 0.010206 | 0 | 500.9897 | 5.1133 | 2050 | Mitigation | 0.08575 | 30 | 0 | esc | 0 | 0 | 0.00060025 | 6.1264e-06 | 0.0015435 | 1.5754e-05
[35 empty] | 7.3.1.3 Ignition probability mapping showing the probability of ignition along the electric lines and equipment | WLDFR | HFTD - Distribution - Tier 3 - 4QU CoRE ¦ 4QU LoRE | 2042 | 0.24151 | 0.0034207 | 0.14759 | 0 | 0.14759 | 0.0021292 | 0.091866 | 0 | 0.091866 | 0.004628 | 0.19968 | 0 | 0.19968 | 0.0048601 | 0.20969 | 0 | 0.20969 | 0.035644 | 0.022187 | 0.048224 | 0.050643 | 0.004628 | 0.0011177 | 0.19968 | 0.048224 | 0 | 0 | 0.19968 | 0.048224 | [11 empty] | WLDFR | HFTD - Distribution - Tier 2 - 3QU CoRE ¦ 1QU LoRE | Non-Red Flag Warning - Catastrophic Fires | 2043 | 5.2938e-09 | 2.6469e-09 | 6.8063e-09 | 17672.0852 | 299.42 | 10692.7362 | 6679.929 | 0 | 0 | 0 | 4.4097e-06 |  | 9.3552e-05 | 0 | 9.3552e-05 | 4.6776e-05 | 0 | 4.6776e-05 | 0.00012028 | 0 | 0.00012028 | [16 empty] | 7.3.1.3 Ignition probability mapping showing the probability of ignition along the electric lines and equipmentWLDFRAggregatedAggregated | WLDFR | HFTD - Distribution - Tier 2 - 3QU CoRE ¦ 1QU LoRE | Non-Red Flag Warning - Small Fires | Aggregated | Aggregated | 2051 | 0.010206 | 0 | 500.9897 | 5.1133 | 2051 | Mitigation | 0.08575 | 30 | 0 | esc | 0 | 0 | 0 | 0 | 0.0015435 | 1.5754e-05
[35 empty] | 7.3.1.3 Ignition probability mapping showing the probability of ignition along the electric lines and equipment | WLDFR | HFTD - Distribution - Tier 3 - 4QU CoRE ¦ 4QU LoRE | 2043 | 0.22571 | 0.0034207 | 0.15494 | 0 | 0.15494 | 0.0021292 | 0.096446 | 0 | 0.096446 | 0.004628 | 0.20963 | 0 | 0.20963 | 0.0048601 | 0.22014 | 0 | 0.22014 | 0.034973 | 0.021769 | 0.047317 | 0.049689 | 0.004628 | 0.0010446 | 0.20963 | 0.047317 | 0 | 0 | 0.20963 | 0.047317 | [11 empty] | WLDFR | HFTD - Distribution - Tier 2 - 3QU CoRE ¦ 1QU LoRE | Non-Red Flag Warning - Catastrophic Fires | 2044 | 5.2938e-09 | 2.6469e-09 | 6.8063e-09 | 17672.0852 | 299.42 | 10692.7362 | 6679.929 | 0 | 0 | 0 | 4.4097e-06 |  | 9.3552e-05 | 0 | 9.3552e-05 | 4.6776e-05 | 0 | 4.6776e-05 | 0.00012028 | 0 | 0.00012028 | [16 empty] | 7.3.1.3 Ignition probability mapping showing the probability of ignition along the electric lines and equipmentWLDFRAggregatedAggregated | WLDFR | HFTD - Distribution - Tier 2 - 3QU CoRE ¦ 1QU LoRE | Red Flag Warning - Catastrophic Fires | Aggregated | Aggregated | 2021 | 5.64e-05 | 0 | 500.9897 | 0.028256 | 2021 | Mitigation | 0.08575 | 30 | 0 | esc | 0.0012005 | 6.7708e-08 | 0.00060025 | 3.3854e-08 | 0 | 0
[35 empty] | 7.3.1.3 Ignition probability mapping showing the probability of ignition along the electric lines and equipment | WLDFR | HFTD - Distribution - Tier 3 - 4QU CoRE ¦ 4QU LoRE | 2044 | 0.21095 | 0.0034207 | 0.15494 | 0 | 0.15494 | 0.0021292 | 0.096446 | 0 | 0.096446 | 0.004628 | 0.20963 | 0 | 0.20963 | 0.0048601 | 0.22014 | 0 | 0.22014 | 0.032685 | 0.020345 | 0.044221 | 0.046439 | 0.004628 | 0.00097626 | 0.20963 | 0.044221 | 0 | 0 | 0.20963 | 0.044221 | [11 empty] | WLDFR | HFTD - Distribution - Tier 2 - 3QU CoRE ¦ 1QU LoRE | Non-Red Flag Warning - Catastrophic Fires | 2045 | 5.2938e-09 | 2.6469e-09 | 6.8063e-09 | 17672.0852 | 299.42 | 10692.7362 | 6679.929 | 0 | 0 | 0 | 4.4097e-06 |  | 9.3552e-05 | 0 | 9.3552e-05 | 4.6776e-05 | 0 | 4.6776e-05 | 0.00012028 | 0 | 0.00012028 | [16 empty] | 7.3.1.3 Ignition probability mapping showing the probability of ignition along the electric lines and equipmentWLDFRAggregatedAggregated | WLDFR | HFTD - Distribution - Tier 2 - 3QU CoRE ¦ 1QU LoRE | Red Flag Warning - Catastrophic Fires | Aggregated | Aggregated | 2022 | 5.64e-05 | 0 | 500.9897 | 0.028256 | 2022 | Mitigation | 0.08575 | 30 | 0 | esc | 0.0012005 | 6.7708e-08 | 0.00060025 | 3.3854e-08 | 0.0015435 | 8.7053e-08
[35 empty] | 7.3.1.3 Ignition probability mapping showing the probability of ignition along the electric lines and equipment | WLDFR | HFTD - Distribution - Tier 3 - 4QU CoRE ¦ 4QU LoRE | 2045 | 0.19715 | 0.0034207 | 0.15494 | 0 | 0.15494 | 0.0021292 | 0.096446 | 0 | 0.096446 | 0.004628 | 0.20963 | 0 | 0.20963 | 0.0048601 | 0.22014 | 0 | 0.22014 | 0.030547 | 0.019014 | 0.041328 | 0.043401 | 0.004628 | 0.0009124 | 0.20963 | 0.041328 | 0 | 0 | 0.20963 | 0.041328 | [11 empty] | WLDFR | HFTD - Distribution - Tier 2 - 3QU CoRE ¦ 1QU LoRE | Non-Red Flag Warning - Catastrophic Fires | 2046 | 5.2938e-09 | 2.6469e-09 | 6.8063e-09 | 17672.0852 | 299.42 | 10692.7362 | 6679.929 | 0 | 0 | 0 | 4.4097e-06 |  | 9.3552e-05 | 0 | 9.3552e-05 | 4.6776e-05 | 0 | 4.6776e-05 | 0.00012028 | 0 | 0.00012028 | [16 empty] | 7.3.1.3 Ignition probability mapping showing the probability of ignition along the electric lines and equipmentWLDFRAggregatedAggregated | WLDFR | HFTD - Distribution - Tier 2 - 3QU CoRE ¦ 1QU LoRE | Red Flag Warning - Catastrophic Fires | Aggregated | Aggregated | 2023 | 5.64e-05 | 0 | 500.9897 | 0.028256 | 2023 | Mitigation | 0.08575 | 30 | 0 | esc | 0.0012005 | 6.7708e-08 | 0.00060025 | 3.3854e-08 | 0.0015435 | 8.7053e-08
[35 empty] | 7.3.1.3 Ignition probability mapping showing the probability of ignition along the electric lines and equipment | WLDFR | HFTD - Distribution - Tier 3 - 4QU CoRE ¦ 4QU LoRE | 2046 | 0.18425 | 0.0034207 | 0.15494 | 0 | 0.15494 | 0.0021292 | 0.096446 | 0 | 0.096446 | 0.004628 | 0.20963 | 0 | 0.20963 | 0.0048601 | 0.22014 | 0 | 0.22014 | 0.028548 | 0.01777 | 0.038624 | 0.040561 | 0.004628 | 0.00085271 | 0.20963 | 0.038624 | 0 | 0 | 0.20963 | 0.038624 | [11 empty] | WLDFR | HFTD - Distribution - Tier 2 - 3QU CoRE ¦ 1QU LoRE | Non-Red Flag Warning - Catastrophic Fires | 2047 | 5.2938e-09 | 2.6469e-09 | 6.8063e-09 | 17672.0852 | 299.42 | 10692.7362 | 6679.929 | 0 | 0 | 0 | 4.4097e-06 |  | 9.3552e-05 | 0 | 9.3552e-05 | 4.6776e-05 | 0 | 4.6776e-05 | 0.00012028 | 0 | 0.00012028 | [16 empty] | 7.3.1.3 Ignition probability mapping showing the probability of ignition along the electric lines and equipmentWLDFRAggregatedAggregated | WLDFR | HFTD - Distribution - Tier 2 - 3QU CoRE ¦ 1QU LoRE | Red Flag Warning - Catastrophic Fires | Aggregated | Aggregated | 2024 | 5.64e-05 | 0 | 500.9897 | 0.028256 | 2024 | Mitigation | 0.08575 | 30 | 0 | esc | 0.0012005 | 6.7708e-08 | 0.00060025 | 3.3854e-08 | 0.0015435 | 8.7053e-08
[35 empty] | 7.3.1.3 Ignition probability mapping showing the probability of ignition along the electric lines and equipment | WLDFR | HFTD - Distribution - Tier 3 - 4QU CoRE ¦ 4QU LoRE | 2047 | 0.1722 | 0.0034207 | 0.15494 | 0 | 0.15494 | 0.0021292 | 0.096446 | 0 | 0.096446 | 0.004628 | 0.20963 | 0 | 0.20963 | 0.0048601 | 0.22014 | 0 | 0.22014 | 0.026681 | 0.016608 | 0.036098 | 0.037908 | 0.004628 | 0.00079692 | 0.20963 | 0.036098 | 0 | 0 | 0.20963 | 0.036098 | [11 empty] | WLDFR | HFTD - Distribution - Tier 2 - 3QU CoRE ¦ 1QU LoRE | Non-Red Flag Warning - Catastrophic Fires | 2048 | 5.2938e-09 | 2.6469e-09 | 6.8063e-09 | 18552.3348 | 319.4911 | 11216.5626 | 7016.281 | 0 | 0 | 0 | 4.4097e-06 |  | 9.8212e-05 | 0 | 9.8212e-05 | 4.9106e-05 | 0 | 4.9106e-05 | 0.00012627 | 0 | 0.00012627 | [16 empty] | 7.3.1.3 Ignition probability mapping showing the probability of ignition along the electric lines and equipmentWLDFRAggregatedAggregated | WLDFR | HFTD - Distribution - Tier 2 - 3QU CoRE ¦ 1QU LoRE | Red Flag Warning - Catastrophic Fires | Aggregated | Aggregated | 2025 | 5.64e-05 | 0 | 500.9897 | 0.028256 | 2025 | Mitigation | 0.08575 | 30 | 0 | esc | 0.0012005 | 6.7708e-08 | 0.00060025 | 3.3854e-08 | 0.0015435 | 8.7053e-08
[35 empty] | 7.3.1.3 Ignition probability mapping showing the probability of ignition along the electric lines and equipment | WLDFR | HFTD - Distribution - Tier 3 - 4QU CoRE ¦ 4QU LoRE | 2048 | 0.16093 | 0.0034207 | 0.16266 | 0 | 0.16266 | 0.0021292 | 0.10125 | 0 | 0.10125 | 0.004628 | 0.22007 | 0 | 0.22007 | 0.0048601 | 0.2311 | 0 | 0.2311 | 0.026177 | 0.016294 | 0.035416 | 0.037191 | 0.004628 | 0.00074479 | 0.22007 | 0.035416 | 0 | 0 | 0.22007 | 0.035416 | [11 empty] | WLDFR | HFTD - Distribution - Tier 2 - 3QU CoRE ¦ 1QU LoRE | Non-Red Flag Warning - Catastrophic Fires | 2049 | 5.2938e-09 | 2.6469e-09 | 6.8063e-09 | 18552.3348 | 319.4911 | 11216.5626 | 7016.281 | 0 | 0 | 0 | 4.4097e-06 |  | 9.8212e-05 | 0 | 9.8212e-05 | 4.9106e-05 | 0 | 4.9106e-05 | 0.00012627 | 0 | 0.00012627 | [16 empty] | 7.3.1.3 Ignition probability mapping showing the probability of ignition along the electric lines and equipmentWLDFRAggregatedAggregated | WLDFR | HFTD - Distribution - Tier 2 - 3QU CoRE ¦ 1QU LoRE | Red Flag Warning - Catastrophic Fires | Aggregated | Aggregated | 2026 | 5.64e-05 | 0 | 500.9897 | 0.028256 | 2026 | Mitigation | 0.08575 | 30 | 0 | esc | 0.0012005 | 6.7708e-08 | 0.00060025 | 3.3854e-08 | 0.0015435 | 8.7053e-08
[35 empty] | 7.3.1.3 Ignition probability mapping showing the probability of ignition along the electric lines and equipment | WLDFR | HFTD - Distribution - Tier 3 - 4QU CoRE ¦ 4QU LoRE | 2049 | 0.1504 | 0.0034207 | 0.16266 | 0 | 0.16266 | 0.0021292 | 0.10125 | 0 | 0.10125 | 0.004628 | 0.22007 | 0 | 0.22007 | 0.0048601 | 0.2311 | 0 | 0.2311 | 0.024464 | 0.015228 | 0.033099 | 0.034758 | 0.004628 | 0.00069606 | 0.22007 | 0.033099 | 0 | 0 | 0.22007 | 0.033099 | [11 empty] | WLDFR | HFTD - Distribution - Tier 2 - 3QU CoRE ¦ 1QU LoRE | Non-Red Flag Warning - Catastrophic Fires | 2050 | 0 | 2.6469e-09 | 6.8063e-09 | 18552.3348 | 319.4911 | 11216.5626 | 7016.281 | 0 | 0 | 0 | 4.4097e-06 |  | 0 | 0 | 0 | 4.9106e-05 | 0 | 4.9106e-05 | 0.00012627 | 0 | 0.00012627 | [16 empty] | 7.3.1.3 Ignition probability mapping showing the probability of ignition along the electric lines and equipmentWLDFRAggregatedAggregated | WLDFR | HFTD - Distribution - Tier 2 - 3QU CoRE ¦ 1QU LoRE | Red Flag Warning - Catastrophic Fires | Aggregated | Aggregated | 2027 | 5.64e-05 | 0 | 500.9897 | 0.028256 | 2027 | Mitigation | 0.08575 | 30 | 0 | esc | 0.0012005 | 6.7708e-08 | 0.00060025 | 3.3854e-08 | 0.0015435 | 8.7053e-08
[35 empty] | 7.3.1.3 Ignition probability mapping showing the probability of ignition along the electric lines and equipment | WLDFR | HFTD - Distribution - Tier 3 - 4QU CoRE ¦ 4QU LoRE | 2050 | 0.14056 | 0 | 0 | 0 | 0 | 0.0021292 | 0.10125 | 0 | 0.10125 | 0.004628 | 0.22007 | 0 | 0.22007 | 0.0048601 | 0.2311 | 0 | 0.2311 | 0 | 0.014232 | 0.030933 | 0.032484 | 0.004628 | 0.00065053 | 0.22007 | 0.030933 | 0 | 0 | 0.22007 | 0.030933 | [11 empty] | WLDFR | HFTD - Distribution - Tier 2 - 3QU CoRE ¦ 1QU LoRE | Non-Red Flag Warning - Catastrophic Fires | 2051 | 0 | 0 | 6.8063e-09 | 18552.3348 | 319.4911 | 11216.5626 | 7016.281 | 0 | 0 | 0 | 4.4097e-06 |  | 0 | 0 | 0 | 0 | 0 | 0 | 0.00012627 | 0 | 0.00012627 | [16 empty] | 7.3.1.3 Ignition probability mapping showing the probability of ignition along the electric lines and equipmentWLDFRAggregatedAggregated | WLDFR | HFTD - Distribution - Tier 2 - 3QU CoRE ¦ 1QU LoRE | Red Flag Warning - Catastrophic Fires | Aggregated | Aggregated | 2028 | 5.64e-05 | 0 | 500.9897 | 0.028256 | 2028 | Mitigation | 0.08575 | 30 | 0 | esc | 0.0012005 | 6.7708e-08 | 0.00060025 | 3.3854e-08 | 0.0015435 | 8.7053e-08
[35 empty] | 7.3.1.3 Ignition probability mapping showing the probability of ignition along the electric lines and equipment | WLDFR | HFTD - Distribution - Tier 3 - 4QU CoRE ¦ 4QU LoRE | 2051 | 0.13137 | 0 | 0 | 0 | 0 | 0 | 0 | 0 | 0 | 0.004628 | 0.22007 | 0 | 0.22007 | 0.0048601 | 0.2311 | 0 | 0.2311 | 0 | 0 | 0.02891 | 0.030359 | 0.004628 | 0.00060797 | 0.22007 | 0.02891 | 0 | 0 | 0.22007 | 0.02891 | [11 empty] | WLDFR | HFTD - Distribution - Tier 2 - 3QU CoRE ¦ 1QU LoRE | Non-Red Flag Warning - Destructive Fires | 2020 | 5.9872e-09 | 0 | 0 | 8807.9522 | 222.2294 | 8585.7228 | 0 | 0 | 0 | 0 | 4.9873e-06 |  | 5.2735e-05 | 0 | 5.2735e-05 | 0 | 0 | 0 | 0 | 0 | 0 | [16 empty] | 7.3.1.3 Ignition probability mapping showing the probability of ignition along the electric lines and equipmentWLDFRAggregatedAggregated | WLDFR | HFTD - Distribution - Tier 2 - 3QU CoRE ¦ 1QU LoRE | Red Flag Warning - Catastrophic Fires | Aggregated | Aggregated | 2029 | 5.64e-05 | 0 | 500.9897 | 0.028256 | 2029 | Mitigation | 0.08575 | 30 | 0 | esc | 0.0012005 | 6.7708e-08 | 0.00060025 | 3.3854e-08 | 0.0015435 | 8.7053e-08
[35 empty] | 7.3.1.3 Ignition probability mapping showing the probability of ignition along the electric lines and equipment | WLDFR | HFTD - Distribution - Tier 3 - 4QU CoRE ¦ 4QU LoRE | 2052 | 0.12277 | 0 | 0 | 0 | 0 | 0 | 0 | 0 | 0 | 0 | 0 | 0 | 0 | 0.0048601 | 0.2311 | 0 | 0.2311 | 0 | 0 | 0 | 0.028373 | 0 | 0 | 0 | 0 | 0 | 0 | 0 | 0 | [11 empty] | WLDFR | HFTD - Distribution - Tier 2 - 3QU CoRE ¦ 1QU LoRE | Non-Red Flag Warning - Destructive Fires | 2021 | 5.9872e-09 | 2.9936e-09 | 0 | 8807.9522 | 222.2294 | 8585.7228 | 0 | 0 | 0 | 0 | 4.9873e-06 |  | 5.2735e-05 | 0 | 5.2735e-05 | 2.6368e-05 | 0 | 2.6368e-05 | 0 | 0 | 0 | [16 empty] | 7.3.1.3 Ignition probability mapping showing the probability of ignition along the electric lines and equipmentWLDFRAggregatedAggregated | WLDFR | HFTD - Distribution - Tier 2 - 3QU CoRE ¦ 1QU LoRE | Red Flag Warning - Catastrophic Fires | Aggregated | Aggregated | 2030 | 5.64e-05 | 0 | 500.9897 | 0.028256 | 2030 | Mitigation | 0.08575 | 30 | 0 | esc | 0.0012005 | 6.7708e-08 | 0.00060025 | 3.3854e-08 | 0.0015435 | 8.7053e-08
[35 empty] | 7.3.1.3 Ignition probability mapping showing the probability of ignition along the electric lines and equipment | WLDFR | HFTD - Distribution - Tier 3 - 4QU CoRE ¦ 5QU LoRE | 2020 | 1 | 0.0011681 | 0.040707 | 0 | 0.040707 | 0 | 0 | 0 | 0 | 0 | 0 | 0 | 0 | 0 | 0 | 0 | 0 | 0.040707 | 0 | 0 | 0 | 0 | 0 | 0 | 0 | 0 | 0 | 0 | 0 | [11 empty] | WLDFR | HFTD - Distribution - Tier 2 - 3QU CoRE ¦ 1QU LoRE | Non-Red Flag Warning - Destructive Fires | 2022 | 5.9872e-09 | 2.9936e-09 | 7.6979e-09 | 8807.9522 | 222.2294 | 8585.7228 | 0 | 0 | 0 | 0 | 4.9873e-06 |  | 5.2735e-05 | 0 | 5.2735e-05 | 2.6368e-05 | 0 | 2.6368e-05 | 6.7802e-05 | 0 | 6.7802e-05 | [16 empty] | 7.3.1.3 Ignition probability mapping showing the probability of ignition along the electric lines and equipmentWLDFRAggregatedAggregated | WLDFR | HFTD - Distribution - Tier 2 - 3QU CoRE ¦ 1QU LoRE | Red Flag Warning - Catastrophic Fires | Aggregated | Aggregated | 2031 | 5.64e-05 | 0 | 500.9897 | 0.028256 | 2031 | Mitigation | 0.08575 | 30 | 0 | esc | 0.0012005 | 6.7708e-08 | 0.00060025 | 3.3854e-08 | 0.0015435 | 8.7053e-08
[35 empty] | 7.3.1.3 Ignition probability mapping showing the probability of ignition along the electric lines and equipment | WLDFR | HFTD - Distribution - Tier 3 - 4QU CoRE ¦ 5QU LoRE | 2021 | 1 | 0.0011681 | 0.040707 | 0 | 0.040707 | 0.00072707 | 0.025338 | 0 | 0.025338 | 0 | 0 | 0 | 0 | 0 | 0 | 0 | 0 | 0.040707 | 0.025338 | 0 | 0 | 0 | 0 | 0 | 0 | 0 | 0 | 0 | 0 | [11 empty] | WLDFR | HFTD - Distribution - Tier 2 - 3QU CoRE ¦ 1QU LoRE | Non-Red Flag Warning - Destructive Fires | 2023 | 5.9872e-09 | 2.9936e-09 | 7.6979e-09 | 9129.7461 | 233.2301 | 8896.516 | 0 | 0 | 0 | 0 | 4.9873e-06 |  | 5.4662e-05 | 0 | 5.4662e-05 | 2.7331e-05 | 0 | 2.7331e-05 | 7.028e-05 | 0 | 7.028e-05 | [16 empty] | 7.3.1.3 Ignition probability mapping showing the probability of ignition along the electric lines and equipmentWLDFRAggregatedAggregated | WLDFR | HFTD - Distribution - Tier 2 - 3QU CoRE ¦ 1QU LoRE | Red Flag Warning - Catastrophic Fires | Aggregated | Aggregated | 2032 | 5.64e-05 | 0 | 500.9897 | 0.028256 | 2032 | Mitigation | 0.08575 | 30 | 0 | esc | 0.0012005 | 6.7708e-08 | 0.00060025 | 3.3854e-08 | 0.0015435 | 8.7053e-08
[35 empty] | 7.3.1.3 Ignition probability mapping showing the probability of ignition along the electric lines and equipment | WLDFR | HFTD - Distribution - Tier 3 - 4QU CoRE ¦ 5QU LoRE | 2022 | 0.93458 | 0.0011388 | 0.036464 | 0 | 0.036464 | 0.00070883 | 0.022697 | 0 | 0.022697 | 0.0017998 | 0.057632 | 0 | 0.057632 | 0 | 0 | 0 | 0 | 0.034079 | 0.021212 | 0.053861 | 0 | 0.0017998 | 0.0016821 | 0.057632 | 0.053861 | 0 | 0 | 0.057632 | 0.053861 | [11 empty] | WLDFR | HFTD - Distribution - Tier 2 - 3QU CoRE ¦ 1QU LoRE | Non-Red Flag Warning - Destructive Fires | 2024 | 5.9872e-09 | 2.9936e-09 | 7.6979e-09 | 9129.7461 | 233.2301 | 8896.516 | 0 | 0 | 0 | 0 | 4.9873e-06 |  | 5.4662e-05 | 0 | 5.4662e-05 | 2.7331e-05 | 0 | 2.7331e-05 | 7.028e-05 | 0 | 7.028e-05 | [16 empty] | 7.3.1.3 Ignition probability mapping showing the probability of ignition along the electric lines and equipmentWLDFRAggregatedAggregated | WLDFR | HFTD - Distribution - Tier 2 - 3QU CoRE ¦ 1QU LoRE | Red Flag Warning - Catastrophic Fires | Aggregated | Aggregated | 2033 | 5.64e-05 | 0 | 500.9897 | 0.028256 | 2033 | Mitigation | 0.08575 | 30 | 0 | esc | 0.0012005 | 6.7708e-08 | 0.00060025 | 3.3854e-08 | 0.0015435 | 8.7053e-08
[35 empty] | 7.3.1.3 Ignition probability mapping showing the probability of ignition along the electric lines and equipment | WLDFR | HFTD - Distribution - Tier 3 - 4QU CoRE ¦ 5QU LoRE | 2023 | 0.87344 | 0.0011388 | 0.0378 | 0 | 0.0378 | 0.00070883 | 0.023529 | 0 | 0.023529 | 0.0017998 | 0.059743 | 0 | 0.059743 | 0.0018901 | 0.062739 | 0 | 0.062739 | 0.033016 | 0.020551 | 0.052182 | 0.054799 | 0.0017998 | 0.001572 | 0.059743 | 0.052182 | 0 | 0 | 0.059743 | 0.052182 | [11 empty] | WLDFR | HFTD - Distribution - Tier 2 - 3QU CoRE ¦ 1QU LoRE | Non-Red Flag Warning - Destructive Fires | 2025 | 5.9872e-09 | 2.9936e-09 | 7.6979e-09 | 9129.7461 | 233.2301 | 8896.516 | 0 | 0 | 0 | 0 | 4.9873e-06 |  | 5.4662e-05 | 0 | 5.4662e-05 | 2.7331e-05 | 0 | 2.7331e-05 | 7.028e-05 | 0 | 7.028e-05 | [16 empty] | 7.3.1.3 Ignition probability mapping showing the probability of ignition along the electric lines and equipmentWLDFRAggregatedAggregated | WLDFR | HFTD - Distribution - Tier 2 - 3QU CoRE ¦ 1QU LoRE | Red Flag Warning - Catastrophic Fires | Aggregated | Aggregated | 2034 | 5.64e-05 | 0 | 500.9897 | 0.028256 | 2034 | Mitigation | 0.08575 | 30 | 0 | esc | 0.0012005 | 6.7708e-08 | 0.00060025 | 3.3854e-08 | 0.0015435 | 8.7053e-08
[35 empty] | 7.3.1.3 Ignition probability mapping showing the probability of ignition along the electric lines and equipment | WLDFR | HFTD - Distribution - Tier 3 - 4QU CoRE ¦ 5QU LoRE | 2024 | 0.8163 | 0.0011388 | 0.0378 | 0 | 0.0378 | 0.00070883 | 0.023529 | 0 | 0.023529 | 0.0017998 | 0.059743 | 0 | 0.059743 | 0.0018901 | 0.062739 | 0 | 0.062739 | 0.030856 | 0.019206 | 0.048768 | 0.051214 | 0.0017998 | 0.0014692 | 0.059743 | 0.048768 | 0 | 0 | 0.059743 | 0.048768 | [11 empty] | WLDFR | HFTD - Distribution - Tier 2 - 3QU CoRE ¦ 1QU LoRE | Non-Red Flag Warning - Destructive Fires | 2026 | 5.9872e-09 | 2.9936e-09 | 7.6979e-09 | 9129.7461 | 233.2301 | 8896.516 | 0 | 0 | 0 | 0 | 4.9873e-06 |  | 5.4662e-05 | 0 | 5.4662e-05 | 2.7331e-05 | 0 | 2.7331e-05 | 7.028e-05 | 0 | 7.028e-05 | [16 empty] | 7.3.1.3 Ignition probability mapping showing the probability of ignition along the electric lines and equipmentWLDFRAggregatedAggregated | WLDFR | HFTD - Distribution - Tier 2 - 3QU CoRE ¦ 1QU LoRE | Red Flag Warning - Catastrophic Fires | Aggregated | Aggregated | 2035 | 5.64e-05 | 0 | 500.9897 | 0.028256 | 2035 | Mitigation | 0.08575 | 30 | 0 | esc | 0.0012005 | 6.7708e-08 | 0.00060025 | 3.3854e-08 | 0.0015435 | 8.7053e-08
[35 empty] | 7.3.1.3 Ignition probability mapping showing the probability of ignition along the electric lines and equipment | WLDFR | HFTD - Distribution - Tier 3 - 4QU CoRE ¦ 5QU LoRE | 2025 | 0.7629 | 0.0011388 | 0.0378 | 0 | 0.0378 | 0.00070883 | 0.023529 | 0 | 0.023529 | 0.0017998 | 0.059743 | 0 | 0.059743 | 0.0018901 | 0.062739 | 0 | 0.062739 | 0.028837 | 0.01795 | 0.045578 | 0.047863 | 0.0017998 | 0.0013731 | 0.059743 | 0.045578 | 0 | 0 | 0.059743 | 0.045578 | [11 empty] | WLDFR | HFTD - Distribution - Tier 2 - 3QU CoRE ¦ 1QU LoRE | Non-Red Flag Warning - Destructive Fires | 2027 | 5.9872e-09 | 2.9936e-09 | 7.6979e-09 | 9129.7461 | 233.2301 | 8896.516 | 0 | 0 | 0 | 0 | 4.9873e-06 |  | 5.4662e-05 | 0 | 5.4662e-05 | 2.7331e-05 | 0 | 2.7331e-05 | 7.028e-05 | 0 | 7.028e-05 | [16 empty] | 7.3.1.3 Ignition probability mapping showing the probability of ignition along the electric lines and equipmentWLDFRAggregatedAggregated | WLDFR | HFTD - Distribution - Tier 2 - 3QU CoRE ¦ 1QU LoRE | Red Flag Warning - Catastrophic Fires | Aggregated | Aggregated | 2036 | 5.64e-05 | 0 | 500.9897 | 0.028256 | 2036 | Mitigation | 0.08575 | 30 | 0 | esc | 0.0012005 | 6.7708e-08 | 0.00060025 | 3.3854e-08 | 0.0015435 | 8.7053e-08
[35 empty] | 7.3.1.3 Ignition probability mapping showing the probability of ignition along the electric lines and equipment | WLDFR | HFTD - Distribution - Tier 3 - 4QU CoRE ¦ 5QU LoRE | 2026 | 0.71299 | 0.0011388 | 0.0378 | 0 | 0.0378 | 0.00070883 | 0.023529 | 0 | 0.023529 | 0.0017998 | 0.059743 | 0 | 0.059743 | 0.0018901 | 0.062739 | 0 | 0.062739 | 0.026951 | 0.016776 | 0.042596 | 0.044732 | 0.0017998 | 0.0012832 | 0.059743 | 0.042596 | 0 | 0 | 0.059743 | 0.042596 | [11 empty] | WLDFR | HFTD - Distribution - Tier 2 - 3QU CoRE ¦ 1QU LoRE | Non-Red Flag Warning - Destructive Fires | 2028 | 5.9872e-09 | 2.9936e-09 | 7.6979e-09 | 9534.9221 | 247.273 | 9287.6491 | 0 | 0 | 0 | 0 | 4.9873e-06 |  | 5.7088e-05 | 0 | 5.7088e-05 | 2.8544e-05 | 0 | 2.8544e-05 | 7.3399e-05 | 0 | 7.3399e-05 | [16 empty] | 7.3.1.3 Ignition probability mapping showing the probability of ignition along the electric lines and equipmentWLDFRAggregatedAggregated | WLDFR | HFTD - Distribution - Tier 2 - 3QU CoRE ¦ 1QU LoRE | Red Flag Warning - Catastrophic Fires | Aggregated | Aggregated | 2037 | 5.64e-05 | 0 | 500.9897 | 0.028256 | 2037 | Mitigation | 0.08575 | 30 | 0 | esc | 0.0012005 | 6.7708e-08 | 0.00060025 | 3.3854e-08 | 0.0015435 | 8.7053e-08
[35 empty] | 7.3.1.3 Ignition probability mapping showing the probability of ignition along the electric lines and equipment | WLDFR | HFTD - Distribution - Tier 3 - 4QU CoRE ¦ 5QU LoRE | 2027 | 0.66634 | 0.0011388 | 0.0378 | 0 | 0.0378 | 0.00070883 | 0.023529 | 0 | 0.023529 | 0.0017998 | 0.059743 | 0 | 0.059743 | 0.0018901 | 0.062739 | 0 | 0.062739 | 0.025188 | 0.015678 | 0.039809 | 0.041806 | 0.0017998 | 0.0011993 | 0.059743 | 0.039809 | 0 | 0 | 0.059743 | 0.039809 | [11 empty] | WLDFR | HFTD - Distribution - Tier 2 - 3QU CoRE ¦ 1QU LoRE | Non-Red Flag Warning - Destructive Fires | 2029 | 5.9872e-09 | 2.9936e-09 | 7.6979e-09 | 9534.9221 | 247.273 | 9287.6491 | 0 | 0 | 0 | 0 | 4.9873e-06 |  | 5.7088e-05 | 0 | 5.7088e-05 | 2.8544e-05 | 0 | 2.8544e-05 | 7.3399e-05 | 0 | 7.3399e-05 | [16 empty] | 7.3.1.3 Ignition probability mapping showing the probability of ignition along the electric lines and equipmentWLDFRAggregatedAggregated | WLDFR | HFTD - Distribution - Tier 2 - 3QU CoRE ¦ 1QU LoRE | Red Flag Warning - Catastrophic Fires | Aggregated | Aggregated | 2038 | 5.64e-05 | 0 | 500.9897 | 0.028256 | 2038 | Mitigation | 0.08575 | 30 | 0 | esc | 0.0012005 | 6.7708e-08 | 0.00060025 | 3.3854e-08 | 0.0015435 | 8.7053e-08
[35 empty] | 7.3.1.3 Ignition probability mapping showing the probability of ignition along the electric lines and equipment | WLDFR | HFTD - Distribution - Tier 3 - 4QU CoRE ¦ 5QU LoRE | 2028 | 0.62275 | 0.0011388 | 0.039483 | 0 | 0.039483 | 0.00070883 | 0.024577 | 0 | 0.024577 | 0.0017998 | 0.062404 | 0 | 0.062404 | 0.0018901 | 0.065533 | 0 | 0.065533 | 0.024588 | 0.015305 | 0.038862 | 0.040811 | 0.0017998 | 0.0011208 | 0.062404 | 0.038862 | 0 | 0 | 0.062404 | 0.038862 | [11 empty] | WLDFR | HFTD - Distribution - Tier 2 - 3QU CoRE ¦ 1QU LoRE | Non-Red Flag Warning - Destructive Fires | 2030 | 5.9872e-09 | 2.9936e-09 | 7.6979e-09 | 9534.9221 | 247.273 | 9287.6491 | 0 | 0 | 0 | 0 | 4.9873e-06 |  | 5.7088e-05 | 0 | 5.7088e-05 | 2.8544e-05 | 0 | 2.8544e-05 | 7.3399e-05 | 0 | 7.3399e-05 | [16 empty] | 7.3.1.3 Ignition probability mapping showing the probability of ignition along the electric lines and equipmentWLDFRAggregatedAggregated | WLDFR | HFTD - Distribution - Tier 2 - 3QU CoRE ¦ 1QU LoRE | Red Flag Warning - Catastrophic Fires | Aggregated | Aggregated | 2039 | 5.64e-05 | 0 | 500.9897 | 0.028256 | 2039 | Mitigation | 0.08575 | 30 | 0 | esc | 0.0012005 | 6.7708e-08 | 0.00060025 | 3.3854e-08 | 0.0015435 | 8.7053e-08
[35 empty] | 7.3.1.3 Ignition probability mapping showing the probability of ignition along the electric lines and equipment | WLDFR | HFTD - Distribution - Tier 3 - 4QU CoRE ¦ 5QU LoRE | 2029 | 0.58201 | 0.0011388 | 0.039483 | 0 | 0.039483 | 0.00070883 | 0.024577 | 0 | 0.024577 | 0.0017998 | 0.062404 | 0 | 0.062404 | 0.0018901 | 0.065533 | 0 | 0.065533 | 0.02298 | 0.014304 | 0.036319 | 0.038141 | 0.0017998 | 0.0010475 | 0.062404 | 0.036319 | 0 | 0 | 0.062404 | 0.036319 | [11 empty] | WLDFR | HFTD - Distribution - Tier 2 - 3QU CoRE ¦ 1QU LoRE | Non-Red Flag Warning - Destructive Fires | 2031 | 5.9872e-09 | 2.9936e-09 | 7.6979e-09 | 9534.9221 | 247.273 | 9287.6491 | 0 | 0 | 0 | 0 | 4.9873e-06 |  | 5.7088e-05 | 0 | 5.7088e-05 | 2.8544e-05 | 0 | 2.8544e-05 | 7.3399e-05 | 0 | 7.3399e-05 | [16 empty] | 7.3.1.3 Ignition probability mapping showing the probability of ignition along the electric lines and equipmentWLDFRAggregatedAggregated | WLDFR | HFTD - Distribution - Tier 2 - 3QU CoRE ¦ 1QU LoRE | Red Flag Warning - Catastrophic Fires | Aggregated | Aggregated | 2040 | 5.64e-05 | 0 | 500.9897 | 0.028256 | 2040 | Mitigation | 0.08575 | 30 | 0 | esc | 0.0012005 | 6.7708e-08 | 0.00060025 | 3.3854e-08 | 0.0015435 | 8.7053e-08
[35 empty] | 7.3.1.3 Ignition probability mapping showing the probability of ignition along the electric lines and equipment | WLDFR | HFTD - Distribution - Tier 3 - 4QU CoRE ¦ 5QU LoRE | 2030 | 0.54393 | 0.0011388 | 0.039483 | 0 | 0.039483 | 0.00070883 | 0.024577 | 0 | 0.024577 | 0.0017998 | 0.062404 | 0 | 0.062404 | 0.0018901 | 0.065533 | 0 | 0.065533 | 0.021476 | 0.013368 | 0.033943 | 0.035645 | 0.0017998 | 0.00097898 | 0.062404 | 0.033943 | 0 | 0 | 0.062404 | 0.033943 | [11 empty] | WLDFR | HFTD - Distribution - Tier 2 - 3QU CoRE ¦ 1QU LoRE | Non-Red Flag Warning - Destructive Fires | 2032 | 5.9872e-09 | 2.9936e-09 | 7.6979e-09 | 9534.9221 | 247.273 | 9287.6491 | 0 | 0 | 0 | 0 | 4.9873e-06 |  | 5.7088e-05 | 0 | 5.7088e-05 | 2.8544e-05 | 0 | 2.8544e-05 | 7.3399e-05 | 0 | 7.3399e-05 | [16 empty] | 7.3.1.3 Ignition probability mapping showing the probability of ignition along the electric lines and equipmentWLDFRAggregatedAggregated | WLDFR | HFTD - Distribution - Tier 2 - 3QU CoRE ¦ 1QU LoRE | Red Flag Warning - Catastrophic Fires | Aggregated | Aggregated | 2041 | 5.64e-05 | 0 | 500.9897 | 0.028256 | 2041 | Mitigation | 0.08575 | 30 | 0 | esc | 0.0012005 | 6.7708e-08 | 0.00060025 | 3.3854e-08 | 0.0015435 | 8.7053e-08
[35 empty] | 7.3.1.3 Ignition probability mapping showing the probability of ignition along the electric lines and equipment | WLDFR | HFTD - Distribution - Tier 3 - 4QU CoRE ¦ 5QU LoRE | 2031 | 0.50835 | 0.0011388 | 0.039483 | 0 | 0.039483 | 0.00070883 | 0.024577 | 0 | 0.024577 | 0.0017998 | 0.062404 | 0 | 0.062404 | 0.0018901 | 0.065533 | 0 | 0.065533 | 0.020071 | 0.012493 | 0.031723 | 0.033314 | 0.0017998 | 0.00091493 | 0.062404 | 0.031723 | 0 | 0 | 0.062404 | 0.031723 | [11 empty] | WLDFR | HFTD - Distribution - Tier 2 - 3QU CoRE ¦ 1QU LoRE | Non-Red Flag Warning - Destructive Fires | 2033 | 5.9872e-09 | 2.9936e-09 | 7.6979e-09 | 9984.8474 | 263.1074 | 9721.74 | 0 | 0 | 0 | 0 | 4.9873e-06 |  | 5.9782e-05 | 0 | 5.9782e-05 | 2.9891e-05 | 0 | 2.9891e-05 | 7.6862e-05 | 0 | 7.6862e-05 | [16 empty] | 7.3.1.3 Ignition probability mapping showing the probability of ignition along the electric lines and equipmentWLDFRAggregatedAggregated | WLDFR | HFTD - Distribution - Tier 2 - 3QU CoRE ¦ 1QU LoRE | Red Flag Warning - Catastrophic Fires | Aggregated | Aggregated | 2042 | 5.64e-05 | 0 | 500.9897 | 0.028256 | 2042 | Mitigation | 0.08575 | 30 | 0 | esc | 0.0012005 | 6.7708e-08 | 0.00060025 | 3.3854e-08 | 0.0015435 | 8.7053e-08
[35 empty] | 7.3.1.3 Ignition probability mapping showing the probability of ignition along the electric lines and equipment | WLDFR | HFTD - Distribution - Tier 3 - 4QU CoRE ¦ 5QU LoRE | 2032 | 0.47509 | 0.0011388 | 0.039483 | 0 | 0.039483 | 0.00070883 | 0.024577 | 0 | 0.024577 | 0.0017998 | 0.062404 | 0 | 0.062404 | 0.0018901 | 0.065533 | 0 | 0.065533 | 0.018758 | 0.011676 | 0.029647 | 0.031134 | 0.0017998 | 0.00085508 | 0.062404 | 0.029647 | 0 | 0 | 0.062404 | 0.029647 | [11 empty] | WLDFR | HFTD - Distribution - Tier 2 - 3QU CoRE ¦ 1QU LoRE | Non-Red Flag Warning - Destructive Fires | 2034 | 5.9872e-09 | 2.9936e-09 | 7.6979e-09 | 9984.8474 | 263.1074 | 9721.74 | 0 | 0 | 0 | 0 | 4.9873e-06 |  | 5.9782e-05 | 0 | 5.9782e-05 | 2.9891e-05 | 0 | 2.9891e-05 | 7.6862e-05 | 0 | 7.6862e-05 | [16 empty] | 7.3.1.3 Ignition probability mapping showing the probability of ignition along the electric lines and equipmentWLDFRAggregatedAggregated | WLDFR | HFTD - Distribution - Tier 2 - 3QU CoRE ¦ 1QU LoRE | Red Flag Warning - Catastrophic Fires | Aggregated | Aggregated | 2043 | 5.64e-05 | 0 | 500.9897 | 0.028256 | 2043 | Mitigation | 0.08575 | 30 | 0 | esc | 0.0012005 | 6.7708e-08 | 0.00060025 | 3.3854e-08 | 0.0015435 | 8.7053e-08
[35 empty] | 7.3.1.3 Ignition probability mapping showing the probability of ignition along the electric lines and equipment | WLDFR | HFTD - Distribution - Tier 3 - 4QU CoRE ¦ 5QU LoRE | 2033 | 0.44401 | 0.0011388 | 0.041354 | 0 | 0.041354 | 0.00070883 | 0.025741 | 0 | 0.025741 | 0.0017998 | 0.06536 | 0 | 0.06536 | 0.0018901 | 0.068638 | 0 | 0.068638 | 0.018362 | 0.011429 | 0.029021 | 0.030476 | 0.0017998 | 0.00079914 | 0.06536 | 0.029021 | 0 | 0 | 0.06536 | 0.029021 | [11 empty] | WLDFR | HFTD - Distribution - Tier 2 - 3QU CoRE ¦ 1QU LoRE | Non-Red Flag Warning - Destructive Fires | 2035 | 5.9872e-09 | 2.9936e-09 | 7.6979e-09 | 9984.8474 | 263.1074 | 9721.74 | 0 | 0 | 0 | 0 | 4.9873e-06 |  | 5.9782e-05 | 0 | 5.9782e-05 | 2.9891e-05 | 0 | 2.9891e-05 | 7.6862e-05 | 0 | 7.6862e-05 | [16 empty] | 7.3.1.3 Ignition probability mapping showing the probability of ignition along the electric lines and equipmentWLDFRAggregatedAggregated | WLDFR | HFTD - Distribution - Tier 2 - 3QU CoRE ¦ 1QU LoRE | Red Flag Warning - Catastrophic Fires | Aggregated | Aggregated | 2044 | 5.64e-05 | 0 | 500.9897 | 0.028256 | 2044 | Mitigation | 0.08575 | 30 | 0 | esc | 0.0012005 | 6.7708e-08 | 0.00060025 | 3.3854e-08 | 0.0015435 | 8.7053e-08
[35 empty] | 7.3.1.3 Ignition probability mapping showing the probability of ignition along the electric lines and equipment | WLDFR | HFTD - Distribution - Tier 3 - 4QU CoRE ¦ 5QU LoRE | 2034 | 0.41496 | 0.0011388 | 0.041354 | 0 | 0.041354 | 0.00070883 | 0.025741 | 0 | 0.025741 | 0.0017998 | 0.06536 | 0 | 0.06536 | 0.0018901 | 0.068638 | 0 | 0.068638 | 0.01716 | 0.010682 | 0.027122 | 0.028482 | 0.0017998 | 0.00074686 | 0.06536 | 0.027122 | 0 | 0 | 0.06536 | 0.027122 | [11 empty] | WLDFR | HFTD - Distribution - Tier 2 - 3QU CoRE ¦ 1QU LoRE | Non-Red Flag Warning - Destructive Fires | 2036 | 5.9872e-09 | 2.9936e-09 | 7.6979e-09 | 9984.8474 | 263.1074 | 9721.74 | 0 | 0 | 0 | 0 | 4.9873e-06 |  | 5.9782e-05 | 0 | 5.9782e-05 | 2.9891e-05 | 0 | 2.9891e-05 | 7.6862e-05 | 0 | 7.6862e-05 | [16 empty] | 7.3.1.3 Ignition probability mapping showing the probability of ignition along the electric lines and equipmentWLDFRAggregatedAggregated | WLDFR | HFTD - Distribution - Tier 2 - 3QU CoRE ¦ 1QU LoRE | Red Flag Warning - Catastrophic Fires | Aggregated | Aggregated | 2045 | 5.64e-05 | 0 | 500.9897 | 0.028256 | 2045 | Mitigation | 0.08575 | 30 | 0 | esc | 0.0012005 | 6.7708e-08 | 0.00060025 | 3.3854e-08 | 0.0015435 | 8.7053e-08
[35 empty] | 7.3.1.3 Ignition probability mapping showing the probability of ignition along the electric lines and equipment | WLDFR | HFTD - Distribution - Tier 3 - 4QU CoRE ¦ 5QU LoRE | 2035 | 0.38782 | 0.0011388 | 0.041354 | 0 | 0.041354 | 0.00070883 | 0.025741 | 0 | 0.025741 | 0.0017998 | 0.06536 | 0 | 0.06536 | 0.0018901 | 0.068638 | 0 | 0.068638 | 0.016038 | 0.0099828 | 0.025348 | 0.026619 | 0.0017998 | 0.000698 | 0.06536 | 0.025348 | 0 | 0 | 0.06536 | 0.025348 | [11 empty] | WLDFR | HFTD - Distribution - Tier 2 - 3QU CoRE ¦ 1QU LoRE | Non-Red Flag Warning - Destructive Fires | 2037 | 5.9872e-09 | 2.9936e-09 | 7.6979e-09 | 9984.8474 | 263.1074 | 9721.74 | 0 | 0 | 0 | 0 | 4.9873e-06 |  | 5.9782e-05 | 0 | 5.9782e-05 | 2.9891e-05 | 0 | 2.9891e-05 | 7.6862e-05 | 0 | 7.6862e-05 | [16 empty] | 7.3.1.3 Ignition probability mapping showing the probability of ignition along the electric lines and equipmentWLDFRAggregatedAggregated | WLDFR | HFTD - Distribution - Tier 2 - 3QU CoRE ¦ 1QU LoRE | Red Flag Warning - Catastrophic Fires | Aggregated | Aggregated | 2046 | 5.64e-05 | 0 | 500.9897 | 0.028256 | 2046 | Mitigation | 0.08575 | 30 | 0 | esc | 0.0012005 | 6.7708e-08 | 0.00060025 | 3.3854e-08 | 0.0015435 | 8.7053e-08
[35 empty] | 7.3.1.3 Ignition probability mapping showing the probability of ignition along the electric lines and equipment | WLDFR | HFTD - Distribution - Tier 3 - 4QU CoRE ¦ 5QU LoRE | 2036 | 0.36245 | 0.0011388 | 0.041354 | 0 | 0.041354 | 0.00070883 | 0.025741 | 0 | 0.025741 | 0.0017998 | 0.06536 | 0 | 0.06536 | 0.0018901 | 0.068638 | 0 | 0.068638 | 0.014989 | 0.0093297 | 0.02369 | 0.024877 | 0.0017998 | 0.00065234 | 0.06536 | 0.02369 | 0 | 0 | 0.06536 | 0.02369 | [11 empty] | WLDFR | HFTD - Distribution - Tier 2 - 3QU CoRE ¦ 1QU LoRE | Non-Red Flag Warning - Destructive Fires | 2038 | 5.9872e-09 | 2.9936e-09 | 7.6979e-09 | 10472.8261 | 280.5544 | 10192.2718 | 0 | 0 | 0 | 0 | 4.9873e-06 |  | 6.2703e-05 | 0 | 6.2703e-05 | 3.1352e-05 | 0 | 3.1352e-05 | 8.0618e-05 | 0 | 8.0618e-05 | [16 empty] | 7.3.1.3 Ignition probability mapping showing the probability of ignition along the electric lines and equipmentWLDFRAggregatedAggregated | WLDFR | HFTD - Distribution - Tier 2 - 3QU CoRE ¦ 1QU LoRE | Red Flag Warning - Catastrophic Fires | Aggregated | Aggregated | 2047 | 5.64e-05 | 0 | 500.9897 | 0.028256 | 2047 | Mitigation | 0.08575 | 30 | 0 | esc | 0.0012005 | 6.7708e-08 | 0.00060025 | 3.3854e-08 | 0.0015435 | 8.7053e-08
[35 empty] | 7.3.1.3 Ignition probability mapping showing the probability of ignition along the electric lines and equipment | WLDFR | HFTD - Distribution - Tier 3 - 4QU CoRE ¦ 5QU LoRE | 2037 | 0.33873 | 0.0011388 | 0.041354 | 0 | 0.041354 | 0.00070883 | 0.025741 | 0 | 0.025741 | 0.0017998 | 0.06536 | 0 | 0.06536 | 0.0018901 | 0.068638 | 0 | 0.068638 | 0.014008 | 0.0087194 | 0.02214 | 0.02325 | 0.0017998 | 0.00060966 | 0.06536 | 0.02214 | 0 | 0 | 0.06536 | 0.02214 | [11 empty] | WLDFR | HFTD - Distribution - Tier 2 - 3QU CoRE ¦ 1QU LoRE | Non-Red Flag Warning - Destructive Fires | 2039 | 5.9872e-09 | 2.9936e-09 | 7.6979e-09 | 10472.8261 | 280.5544 | 10192.2718 | 0 | 0 | 0 | 0 | 4.9873e-06 |  | 6.2703e-05 | 0 | 6.2703e-05 | 3.1352e-05 | 0 | 3.1352e-05 | 8.0618e-05 | 0 | 8.0618e-05 | [16 empty] | 7.3.1.3 Ignition probability mapping showing the probability of ignition along the electric lines and equipmentWLDFRAggregatedAggregated | WLDFR | HFTD - Distribution - Tier 2 - 3QU CoRE ¦ 1QU LoRE | Red Flag Warning - Catastrophic Fires | Aggregated | Aggregated | 2048 | 5.64e-05 | 0 | 500.9897 | 0.028256 | 2048 | Mitigation | 0.08575 | 30 | 0 | esc | 0.0012005 | 6.7708e-08 | 0.00060025 | 3.3854e-08 | 0.0015435 | 8.7053e-08
[35 empty] | 7.3.1.3 Ignition probability mapping showing the probability of ignition along the electric lines and equipment | WLDFR | HFTD - Distribution - Tier 3 - 4QU CoRE ¦ 5QU LoRE | 2038 | 0.31657 | 0.0011388 | 0.043385 | 0 | 0.043385 | 0.00070883 | 0.027005 | 0 | 0.027005 | 0.0017998 | 0.06857 | 0 | 0.06857 | 0.0018901 | 0.072008 | 0 | 0.072008 | 0.013735 | 0.0085491 | 0.021708 | 0.022796 | 0.0017998 | 0.00056978 | 0.06857 | 0.021708 | 0 | 0 | 0.06857 | 0.021708 | [11 empty] | WLDFR | HFTD - Distribution - Tier 2 - 3QU CoRE ¦ 1QU LoRE | Non-Red Flag Warning - Destructive Fires | 2040 | 5.9872e-09 | 2.9936e-09 | 7.6979e-09 | 10472.8261 | 280.5544 | 10192.2718 | 0 | 0 | 0 | 0 | 4.9873e-06 |  | 6.2703e-05 | 0 | 6.2703e-05 | 3.1352e-05 | 0 | 3.1352e-05 | 8.0618e-05 | 0 | 8.0618e-05 | [16 empty] | 7.3.1.3 Ignition probability mapping showing the probability of ignition along the electric lines and equipmentWLDFRAggregatedAggregated | WLDFR | HFTD - Distribution - Tier 2 - 3QU CoRE ¦ 1QU LoRE | Red Flag Warning - Catastrophic Fires | Aggregated | Aggregated | 2049 | 5.64e-05 | 0 | 500.9897 | 0.028256 | 2049 | Mitigation | 0.08575 | 30 | 0 | esc | 0.0012005 | 6.7708e-08 | 0.00060025 | 3.3854e-08 | 0.0015435 | 8.7053e-08
[35 empty] | 7.3.1.3 Ignition probability mapping showing the probability of ignition along the electric lines and equipment | WLDFR | HFTD - Distribution - Tier 3 - 4QU CoRE ¦ 5QU LoRE | 2039 | 0.29586 | 0.0011388 | 0.043385 | 0 | 0.043385 | 0.00070883 | 0.027005 | 0 | 0.027005 | 0.0017998 | 0.06857 | 0 | 0.06857 | 0.0018901 | 0.072008 | 0 | 0.072008 | 0.012836 | 0.0079898 | 0.020287 | 0.021305 | 0.0017998 | 0.0005325 | 0.06857 | 0.020287 | 0 | 0 | 0.06857 | 0.020287 | [11 empty] | WLDFR | HFTD - Distribution - Tier 2 - 3QU CoRE ¦ 1QU LoRE | Non-Red Flag Warning - Destructive Fires | 2041 | 5.9872e-09 | 2.9936e-09 | 7.6979e-09 | 10472.8261 | 280.5544 | 10192.2718 | 0 | 0 | 0 | 0 | 4.9873e-06 |  | 6.2703e-05 | 0 | 6.2703e-05 | 3.1352e-05 | 0 | 3.1352e-05 | 8.0618e-05 | 0 | 8.0618e-05 | [16 empty] | 7.3.1.3 Ignition probability mapping showing the probability of ignition along the electric lines and equipmentWLDFRAggregatedAggregated | WLDFR | HFTD - Distribution - Tier 2 - 3QU CoRE ¦ 1QU LoRE | Red Flag Warning - Catastrophic Fires | Aggregated | Aggregated | 2050 | 5.64e-05 | 0 | 500.9897 | 0.028256 | 2050 | Mitigation | 0.08575 | 30 | 0 | esc | 0 | 0 | 0.00060025 | 3.3854e-08 | 0.0015435 | 8.7053e-08
[35 empty] | 7.3.1.3 Ignition probability mapping showing the probability of ignition along the electric lines and equipment | WLDFR | HFTD - Distribution - Tier 3 - 4QU CoRE ¦ 5QU LoRE | 2040 | 0.27651 | 0.0011388 | 0.043385 | 0 | 0.043385 | 0.00070883 | 0.027005 | 0 | 0.027005 | 0.0017998 | 0.06857 | 0 | 0.06857 | 0.0018901 | 0.072008 | 0 | 0.072008 | 0.011996 | 0.0074671 | 0.01896 | 0.019911 | 0.0017998 | 0.00049766 | 0.06857 | 0.01896 | 0 | 0 | 0.06857 | 0.01896 | [11 empty] | WLDFR | HFTD - Distribution - Tier 2 - 3QU CoRE ¦ 1QU LoRE | Non-Red Flag Warning - Destructive Fires | 2042 | 5.9872e-09 | 2.9936e-09 | 7.6979e-09 | 10472.8261 | 280.5544 | 10192.2718 | 0 | 0 | 0 | 0 | 4.9873e-06 |  | 6.2703e-05 | 0 | 6.2703e-05 | 3.1352e-05 | 0 | 3.1352e-05 | 8.0618e-05 | 0 | 8.0618e-05 | [16 empty] | 7.3.1.3 Ignition probability mapping showing the probability of ignition along the electric lines and equipmentWLDFRAggregatedAggregated | WLDFR | HFTD - Distribution - Tier 2 - 3QU CoRE ¦ 1QU LoRE | Red Flag Warning - Catastrophic Fires | Aggregated | Aggregated | 2051 | 5.64e-05 | 0 | 500.9897 | 0.028256 | 2051 | Mitigation | 0.08575 | 30 | 0 | esc | 0 | 0 | 0 | 0 | 0.0015435 | 8.7053e-08
[35 empty] | 7.3.1.3 Ignition probability mapping showing the probability of ignition along the electric lines and equipment | WLDFR | HFTD - Distribution - Tier 3 - 4QU CoRE ¦ 5QU LoRE | 2041 | 0.25842 | 0.0011388 | 0.043385 | 0 | 0.043385 | 0.00070883 | 0.027005 | 0 | 0.027005 | 0.0017998 | 0.06857 | 0 | 0.06857 | 0.0018901 | 0.072008 | 0 | 0.072008 | 0.011211 | 0.0069786 | 0.01772 | 0.018608 | 0.0017998 | 0.00046511 | 0.06857 | 0.01772 | 0 | 0 | 0.06857 | 0.01772 | [11 empty] | WLDFR | HFTD - Distribution - Tier 2 - 3QU CoRE ¦ 1QU LoRE | Non-Red Flag Warning - Destructive Fires | 2043 | 5.9872e-09 | 2.9936e-09 | 7.6979e-09 | 10992.1562 | 299.42 | 10692.7362 | 0 | 0 | 0 | 0 | 4.9873e-06 |  | 6.5813e-05 | 0 | 6.5813e-05 | 3.2906e-05 | 0 | 3.2906e-05 | 8.4616e-05 | 0 | 8.4616e-05 | [16 empty] | 7.3.1.3 Ignition probability mapping showing the probability of ignition along the electric lines and equipmentWLDFRAggregatedAggregated | WLDFR | HFTD - Distribution - Tier 2 - 3QU CoRE ¦ 1QU LoRE | Red Flag Warning - Destructive Fires | Aggregated | Aggregated | 2021 | 9.5077e-06 | 0 | 500.9897 | 0.0047632 | 2021 | Mitigation | 0.08575 | 30 | 0 | esc | 0.0012005 | 1.1414e-08 | 0.00060025 | 5.707e-09 | 0 | 0
[35 empty] | 7.3.1.3 Ignition probability mapping showing the probability of ignition along the electric lines and equipment | WLDFR | HFTD - Distribution - Tier 3 - 4QU CoRE ¦ 5QU LoRE | 2042 | 0.24151 | 0.0011388 | 0.043385 | 0 | 0.043385 | 0.00070883 | 0.027005 | 0 | 0.027005 | 0.0017998 | 0.06857 | 0 | 0.06857 | 0.0018901 | 0.072008 | 0 | 0.072008 | 0.010478 | 0.0065221 | 0.016561 | 0.017391 | 0.0017998 | 0.00043468 | 0.06857 | 0.016561 | 0 | 0 | 0.06857 | 0.016561 | [11 empty] | WLDFR | HFTD - Distribution - Tier 2 - 3QU CoRE ¦ 1QU LoRE | Non-Red Flag Warning - Destructive Fires | 2044 | 5.9872e-09 | 2.9936e-09 | 7.6979e-09 | 10992.1562 | 299.42 | 10692.7362 | 0 | 0 | 0 | 0 | 4.9873e-06 |  | 6.5813e-05 | 0 | 6.5813e-05 | 3.2906e-05 | 0 | 3.2906e-05 | 8.4616e-05 | 0 | 8.4616e-05 | [16 empty] | 7.3.1.3 Ignition probability mapping showing the probability of ignition along the electric lines and equipmentWLDFRAggregatedAggregated | WLDFR | HFTD - Distribution - Tier 2 - 3QU CoRE ¦ 1QU LoRE | Red Flag Warning - Destructive Fires | Aggregated | Aggregated | 2022 | 9.5077e-06 | 0 | 500.9897 | 0.0047632 | 2022 | Mitigation | 0.08575 | 30 | 0 | esc | 0.0012005 | 1.1414e-08 | 0.00060025 | 5.707e-09 | 0.0015435 | 1.4675e-08
[35 empty] | 7.3.1.3 Ignition probability mapping showing the probability of ignition along the electric lines and equipment | WLDFR | HFTD - Distribution - Tier 3 - 4QU CoRE ¦ 5QU LoRE | 2043 | 0.22571 | 0.0011388 | 0.045548 | 0 | 0.045548 | 0.00070883 | 0.028352 | 0 | 0.028352 | 0.0017998 | 0.071989 | 0 | 0.071989 | 0.0018901 | 0.075599 | 0 | 0.075599 | 0.010281 | 0.0063993 | 0.016249 | 0.017064 | 0.0017998 | 0.00040624 | 0.071989 | 0.016249 | 0 | 0 | 0.071989 | 0.016249 | [11 empty] | WLDFR | HFTD - Distribution - Tier 2 - 3QU CoRE ¦ 1QU LoRE | Non-Red Flag Warning - Destructive Fires | 2045 | 5.9872e-09 | 2.9936e-09 | 7.6979e-09 | 10992.1562 | 299.42 | 10692.7362 | 0 | 0 | 0 | 0 | 4.9873e-06 |  | 6.5813e-05 | 0 | 6.5813e-05 | 3.2906e-05 | 0 | 3.2906e-05 | 8.4616e-05 | 0 | 8.4616e-05 | [16 empty] | 7.3.1.3 Ignition probability mapping showing the probability of ignition along the electric lines and equipmentWLDFRAggregatedAggregated | WLDFR | HFTD - Distribution - Tier 2 - 3QU CoRE ¦ 1QU LoRE | Red Flag Warning - Destructive Fires | Aggregated | Aggregated | 2023 | 9.5077e-06 | 0 | 500.9897 | 0.0047632 | 2023 | Mitigation | 0.08575 | 30 | 0 | esc | 0.0012005 | 1.1414e-08 | 0.00060025 | 5.707e-09 | 0.0015435 | 1.4675e-08
[35 empty] | 7.3.1.3 Ignition probability mapping showing the probability of ignition along the electric lines and equipment | WLDFR | HFTD - Distribution - Tier 3 - 4QU CoRE ¦ 5QU LoRE | 2044 | 0.21095 | 0.0011388 | 0.045548 | 0 | 0.045548 | 0.00070883 | 0.028352 | 0 | 0.028352 | 0.0017998 | 0.071989 | 0 | 0.071989 | 0.0018901 | 0.075599 | 0 | 0.075599 | 0.0096082 | 0.0059807 | 0.015186 | 0.015947 | 0.0017998 | 0.00037967 | 0.071989 | 0.015186 | 0 | 0 | 0.071989 | 0.015186 | [11 empty] | WLDFR | HFTD - Distribution - Tier 2 - 3QU CoRE ¦ 1QU LoRE | Non-Red Flag Warning - Destructive Fires | 2046 | 5.9872e-09 | 2.9936e-09 | 7.6979e-09 | 10992.1562 | 299.42 | 10692.7362 | 0 | 0 | 0 | 0 | 4.9873e-06 |  | 6.5813e-05 | 0 | 6.5813e-05 | 3.2906e-05 | 0 | 3.2906e-05 | 8.4616e-05 | 0 | 8.4616e-05 | [16 empty] | 7.3.1.3 Ignition probability mapping showing the probability of ignition along the electric lines and equipmentWLDFRAggregatedAggregated | WLDFR | HFTD - Distribution - Tier 2 - 3QU CoRE ¦ 1QU LoRE | Red Flag Warning - Destructive Fires | Aggregated | Aggregated | 2024 | 9.5077e-06 | 0 | 500.9897 | 0.0047632 | 2024 | Mitigation | 0.08575 | 30 | 0 | esc | 0.0012005 | 1.1414e-08 | 0.00060025 | 5.707e-09 | 0.0015435 | 1.4675e-08
[35 empty] | 7.3.1.3 Ignition probability mapping showing the probability of ignition along the electric lines and equipment | WLDFR | HFTD - Distribution - Tier 3 - 4QU CoRE ¦ 5QU LoRE | 2045 | 0.19715 | 0.0011388 | 0.045548 | 0 | 0.045548 | 0.00070883 | 0.028352 | 0 | 0.028352 | 0.0017998 | 0.071989 | 0 | 0.071989 | 0.0018901 | 0.075599 | 0 | 0.075599 | 0.0089797 | 0.0055894 | 0.014192 | 0.014904 | 0.0017998 | 0.00035483 | 0.071989 | 0.014192 | 0 | 0 | 0.071989 | 0.014192 | [11 empty] | WLDFR | HFTD - Distribution - Tier 2 - 3QU CoRE ¦ 1QU LoRE | Non-Red Flag Warning - Destructive Fires | 2047 | 5.9872e-09 | 2.9936e-09 | 7.6979e-09 | 10992.1562 | 299.42 | 10692.7362 | 0 | 0 | 0 | 0 | 4.9873e-06 |  | 6.5813e-05 | 0 | 6.5813e-05 | 3.2906e-05 | 0 | 3.2906e-05 | 8.4616e-05 | 0 | 8.4616e-05 | [16 empty] | 7.3.1.3 Ignition probability mapping showing the probability of ignition along the electric lines and equipmentWLDFRAggregatedAggregated | WLDFR | HFTD - Distribution - Tier 2 - 3QU CoRE ¦ 1QU LoRE | Red Flag Warning - Destructive Fires | Aggregated | Aggregated | 2025 | 9.5077e-06 | 0 | 500.9897 | 0.0047632 | 2025 | Mitigation | 0.08575 | 30 | 0 | esc | 0.0012005 | 1.1414e-08 | 0.00060025 | 5.707e-09 | 0.0015435 | 1.4675e-08
[35 empty] | 7.3.1.3 Ignition probability mapping showing the probability of ignition along the electric lines and equipment | WLDFR | HFTD - Distribution - Tier 3 - 4QU CoRE ¦ 5QU LoRE | 2046 | 0.18425 | 0.0011388 | 0.045548 | 0 | 0.045548 | 0.00070883 | 0.028352 | 0 | 0.028352 | 0.0017998 | 0.071989 | 0 | 0.071989 | 0.0018901 | 0.075599 | 0 | 0.075599 | 0.0083922 | 0.0052238 | 0.013264 | 0.013929 | 0.0017998 | 0.00033161 | 0.071989 | 0.013264 | 0 | 0 | 0.071989 | 0.013264 | [11 empty] | WLDFR | HFTD - Distribution - Tier 2 - 3QU CoRE ¦ 1QU LoRE | Non-Red Flag Warning - Destructive Fires | 2048 | 5.9872e-09 | 2.9936e-09 | 7.6979e-09 | 11536.0538 | 319.4911 | 11216.5626 | 0 | 0 | 0 | 0 | 4.9873e-06 |  | 6.9069e-05 | 0 | 6.9069e-05 | 3.4535e-05 | 0 | 3.4535e-05 | 8.8803e-05 | 0 | 8.8803e-05 | [16 empty] | 7.3.1.3 Ignition probability mapping showing the probability of ignition along the electric lines and equipmentWLDFRAggregatedAggregated | WLDFR | HFTD - Distribution - Tier 2 - 3QU CoRE ¦ 1QU LoRE | Red Flag Warning - Destructive Fires | Aggregated | Aggregated | 2026 | 9.5077e-06 | 0 | 500.9897 | 0.0047632 | 2026 | Mitigation | 0.08575 | 30 | 0 | esc | 0.0012005 | 1.1414e-08 | 0.00060025 | 5.707e-09 | 0.0015435 | 1.4675e-08
[35 empty] | 7.3.1.3 Ignition probability mapping showing the probability of ignition along the electric lines and equipment | WLDFR | HFTD - Distribution - Tier 3 - 4QU CoRE ¦ 5QU LoRE | 2047 | 0.1722 | 0.0011388 | 0.045548 | 0 | 0.045548 | 0.00070883 | 0.028352 | 0 | 0.028352 | 0.0017998 | 0.071989 | 0 | 0.071989 | 0.0018901 | 0.075599 | 0 | 0.075599 | 0.0078432 | 0.004882 | 0.012396 | 0.013018 | 0.0017998 | 0.00030992 | 0.071989 | 0.012396 | 0 | 0 | 0.071989 | 0.012396 | [11 empty] | WLDFR | HFTD - Distribution - Tier 2 - 3QU CoRE ¦ 1QU LoRE | Non-Red Flag Warning - Destructive Fires | 2049 | 5.9872e-09 | 2.9936e-09 | 7.6979e-09 | 11536.0538 | 319.4911 | 11216.5626 | 0 | 0 | 0 | 0 | 4.9873e-06 |  | 6.9069e-05 | 0 | 6.9069e-05 | 3.4535e-05 | 0 | 3.4535e-05 | 8.8803e-05 | 0 | 8.8803e-05 | [16 empty] | 7.3.1.3 Ignition probability mapping showing the probability of ignition along the electric lines and equipmentWLDFRAggregatedAggregated | WLDFR | HFTD - Distribution - Tier 2 - 3QU CoRE ¦ 1QU LoRE | Red Flag Warning - Destructive Fires | Aggregated | Aggregated | 2027 | 9.5077e-06 | 0 | 500.9897 | 0.0047632 | 2027 | Mitigation | 0.08575 | 30 | 0 | esc | 0.0012005 | 1.1414e-08 | 0.00060025 | 5.707e-09 | 0.0015435 | 1.4675e-08
[35 empty] | 7.3.1.3 Ignition probability mapping showing the probability of ignition along the electric lines and equipment | WLDFR | HFTD - Distribution - Tier 3 - 4QU CoRE ¦ 5QU LoRE | 2048 | 0.16093 | 0.0011388 | 0.047816 | 0 | 0.047816 | 0.00070883 | 0.029763 | 0 | 0.029763 | 0.0017998 | 0.075573 | 0 | 0.075573 | 0.0018901 | 0.079363 | 0 | 0.079363 | 0.007695 | 0.0047898 | 0.012162 | 0.012772 | 0.0017998 | 0.00028964 | 0.075573 | 0.012162 | 0 | 0 | 0.075573 | 0.012162 | [11 empty] | WLDFR | HFTD - Distribution - Tier 2 - 3QU CoRE ¦ 1QU LoRE | Non-Red Flag Warning - Destructive Fires | 2050 | 0 | 2.9936e-09 | 7.6979e-09 | 11536.0538 | 319.4911 | 11216.5626 | 0 | 0 | 0 | 0 | 4.9873e-06 |  | 0 | 0 | 0 | 3.4535e-05 | 0 | 3.4535e-05 | 8.8803e-05 | 0 | 8.8803e-05 | [16 empty] | 7.3.1.3 Ignition probability mapping showing the probability of ignition along the electric lines and equipmentWLDFRAggregatedAggregated | WLDFR | HFTD - Distribution - Tier 2 - 3QU CoRE ¦ 1QU LoRE | Red Flag Warning - Destructive Fires | Aggregated | Aggregated | 2028 | 9.5077e-06 | 0 | 500.9897 | 0.0047632 | 2028 | Mitigation | 0.08575 | 30 | 0 | esc | 0.0012005 | 1.1414e-08 | 0.00060025 | 5.707e-09 | 0.0015435 | 1.4675e-08
[35 empty] | 7.3.1.3 Ignition probability mapping showing the probability of ignition along the electric lines and equipment | WLDFR | HFTD - Distribution - Tier 3 - 4QU CoRE ¦ 5QU LoRE | 2049 | 0.1504 | 0.0011388 | 0.047816 | 0 | 0.047816 | 0.00070883 | 0.029763 | 0 | 0.029763 | 0.0017998 | 0.075573 | 0 | 0.075573 | 0.0018901 | 0.079363 | 0 | 0.079363 | 0.0071916 | 0.0044764 | 0.011366 | 0.011936 | 0.0017998 | 0.0002707 | 0.075573 | 0.011366 | 0 | 0 | 0.075573 | 0.011366 | [11 empty] | WLDFR | HFTD - Distribution - Tier 2 - 3QU CoRE ¦ 1QU LoRE | Non-Red Flag Warning - Destructive Fires | 2051 | 0 | 0 | 7.6979e-09 | 11536.0538 | 319.4911 | 11216.5626 | 0 | 0 | 0 | 0 | 4.9873e-06 |  | 0 | 0 | 0 | 0 | 0 | 0 | 8.8803e-05 | 0 | 8.8803e-05 | [16 empty] | 7.3.1.3 Ignition probability mapping showing the probability of ignition along the electric lines and equipmentWLDFRAggregatedAggregated | WLDFR | HFTD - Distribution - Tier 2 - 3QU CoRE ¦ 1QU LoRE | Red Flag Warning - Destructive Fires | Aggregated | Aggregated | 2029 | 9.5077e-06 | 0 | 500.9897 | 0.0047632 | 2029 | Mitigation | 0.08575 | 30 | 0 | esc | 0.0012005 | 1.1414e-08 | 0.00060025 | 5.707e-09 | 0.0015435 | 1.4675e-08
[35 empty] | 7.3.1.3 Ignition probability mapping showing the probability of ignition along the electric lines and equipment | WLDFR | HFTD - Distribution - Tier 3 - 4QU CoRE ¦ 5QU LoRE | 2050 | 0.14056 | 0 | 0 | 0 | 0 | 0.00070883 | 0.029763 | 0 | 0.029763 | 0.0017998 | 0.075573 | 0 | 0.075573 | 0.0018901 | 0.079363 | 0 | 0.079363 | 0 | 0.0041836 | 0.010623 | 0.011155 | 0.0017998 | 0.00025299 | 0.075573 | 0.010623 | 0 | 0 | 0.075573 | 0.010623 | [11 empty] | WLDFR | HFTD - Distribution - Tier 2 - 3QU CoRE ¦ 1QU LoRE | Non-Red Flag Warning - Large Fires | 2020 | 5.0338e-08 | 0 | 0 | 5.2406 | 0.69642 | 2.942 | 1.6022 | 0 | 0 | 0 | 4.1931e-05 |  | 2.638e-07 | 0 | 2.638e-07 | 0 | 0 | 0 | 0 | 0 | 0 | [16 empty] | 7.3.1.3 Ignition probability mapping showing the probability of ignition along the electric lines and equipmentWLDFRAggregatedAggregated | WLDFR | HFTD - Distribution - Tier 2 - 3QU CoRE ¦ 1QU LoRE | Red Flag Warning - Destructive Fires | Aggregated | Aggregated | 2030 | 9.5077e-06 | 0 | 500.9897 | 0.0047632 | 2030 | Mitigation | 0.08575 | 30 | 0 | esc | 0.0012005 | 1.1414e-08 | 0.00060025 | 5.707e-09 | 0.0015435 | 1.4675e-08
[35 empty] | 7.3.1.3 Ignition probability mapping showing the probability of ignition along the electric lines and equipment | WLDFR | HFTD - Distribution - Tier 3 - 4QU CoRE ¦ 5QU LoRE | 2051 | 0.13137 | 0 | 0 | 0 | 0 | 0 | 0 | 0 | 0 | 0.0017998 | 0.075573 | 0 | 0.075573 | 0.0018901 | 0.079363 | 0 | 0.079363 | 0 | 0 | 0.0099278 | 0.010426 | 0.0017998 | 0.00023644 | 0.075573 | 0.0099278 | 0 | 0 | 0.075573 | 0.0099278 | [11 empty] | WLDFR | HFTD - Distribution - Tier 2 - 3QU CoRE ¦ 1QU LoRE | Non-Red Flag Warning - Large Fires | 2021 | 5.0338e-08 | 2.5169e-08 | 0 | 5.2406 | 0.69642 | 2.942 | 1.6022 | 0 | 0 | 0 | 4.1931e-05 |  | 2.638e-07 | 0 | 2.638e-07 | 1.319e-07 | 0 | 1.319e-07 | 0 | 0 | 0 | [16 empty] | 7.3.1.3 Ignition probability mapping showing the probability of ignition along the electric lines and equipmentWLDFRAggregatedAggregated | WLDFR | HFTD - Distribution - Tier 2 - 3QU CoRE ¦ 1QU LoRE | Red Flag Warning - Destructive Fires | Aggregated | Aggregated | 2031 | 9.5077e-06 | 0 | 500.9897 | 0.0047632 | 2031 | Mitigation | 0.08575 | 30 | 0 | esc | 0.0012005 | 1.1414e-08 | 0.00060025 | 5.707e-09 | 0.0015435 | 1.4675e-08
[35 empty] | 7.3.1.3 Ignition probability mapping showing the probability of ignition along the electric lines and equipment | WLDFR | HFTD - Distribution - Tier 3 - 4QU CoRE ¦ 5QU LoRE | 2052 | 0.12277 | 0 | 0 | 0 | 0 | 0 | 0 | 0 | 0 | 0 | 0 | 0 | 0 | 0.0018901 | 0.079363 | 0 | 0.079363 | 0 | 0 | 0 | 0.0097436 | 0 | 0 | 0 | 0 | 0 | 0 | 0 | 0 | [11 empty] | WLDFR | HFTD - Distribution - Tier 2 - 3QU CoRE ¦ 1QU LoRE | Non-Red Flag Warning - Large Fires | 2022 | 5.0338e-08 | 2.5169e-08 | 6.472e-08 | 5.2406 | 0.69642 | 2.942 | 1.6022 | 0 | 0 | 0 | 4.1931e-05 |  | 2.638e-07 | 0 | 2.638e-07 | 1.319e-07 | 0 | 1.319e-07 | 3.3917e-07 | 0 | 3.3917e-07 | [16 empty] | 7.3.1.3 Ignition probability mapping showing the probability of ignition along the electric lines and equipmentWLDFRAggregatedAggregated | WLDFR | HFTD - Distribution - Tier 2 - 3QU CoRE ¦ 1QU LoRE | Red Flag Warning - Destructive Fires | Aggregated | Aggregated | 2032 | 9.5077e-06 | 0 | 500.9897 | 0.0047632 | 2032 | Mitigation | 0.08575 | 30 | 0 | esc | 0.0012005 | 1.1414e-08 | 0.00060025 | 5.707e-09 | 0.0015435 | 1.4675e-08
[35 empty] | 7.3.1.3 Ignition probability mapping showing the probability of ignition along the electric lines and equipment | WLDFR | HFTD - Distribution - Tier 3 - 5QU CoRE ¦ 1QU LoRE | 2020 | 1 | 0.062549 | 0.24632 | 0 | 0.24632 | 0 | 0 | 0 | 0 | 0 | 0 | 0 | 0 | 0 | 0 | 0 | 0 | 0.24632 | 0 | 0 | 0 | 0 | 0 | 0 | 0 | 0 | 0 | 0 | 0 | [11 empty] | WLDFR | HFTD - Distribution - Tier 2 - 3QU CoRE ¦ 1QU LoRE | Non-Red Flag Warning - Large Fires | 2023 | 5.0338e-08 | 2.5169e-08 | 6.472e-08 | 5.475 | 0.71896 | 3.0715 | 1.6846 | 0 | 0 | 0 | 4.1931e-05 |  | 2.756e-07 | 0 | 2.756e-07 | 1.378e-07 | 0 | 1.378e-07 | 3.5434e-07 | 0 | 3.5434e-07 | [16 empty] | 7.3.1.3 Ignition probability mapping showing the probability of ignition along the electric lines and equipmentWLDFRAggregatedAggregated | WLDFR | HFTD - Distribution - Tier 2 - 3QU CoRE ¦ 1QU LoRE | Red Flag Warning - Destructive Fires | Aggregated | Aggregated | 2033 | 9.5077e-06 | 0 | 500.9897 | 0.0047632 | 2033 | Mitigation | 0.08575 | 30 | 0 | esc | 0.0012005 | 1.1414e-08 | 0.00060025 | 5.707e-09 | 0.0015435 | 1.4675e-08
[35 empty] | 7.3.1.3 Ignition probability mapping showing the probability of ignition along the electric lines and equipment | WLDFR | HFTD - Distribution - Tier 3 - 5QU CoRE ¦ 1QU LoRE | 2021 | 1 | 0.062549 | 0.24632 | 0 | 0.24632 | 0.038934 | 0.15332 | 0 | 0.15332 | 0 | 0 | 0 | 0 | 0 | 0 | 0 | 0 | 0.24632 | 0.15332 | 0 | 0 | 0 | 0 | 0 | 0 | 0 | 0 | 0 | 0 | [11 empty] | WLDFR | HFTD - Distribution - Tier 2 - 3QU CoRE ¦ 1QU LoRE | Non-Red Flag Warning - Large Fires | 2024 | 5.0338e-08 | 2.5169e-08 | 6.472e-08 | 5.475 | 0.71896 | 3.0715 | 1.6846 | 0 | 0 | 0 | 4.1931e-05 |  | 2.756e-07 | 0 | 2.756e-07 | 1.378e-07 | 0 | 1.378e-07 | 3.5434e-07 | 0 | 3.5434e-07 | [16 empty] | 7.3.1.3 Ignition probability mapping showing the probability of ignition along the electric lines and equipmentWLDFRAggregatedAggregated | WLDFR | HFTD - Distribution - Tier 2 - 3QU CoRE ¦ 1QU LoRE | Red Flag Warning - Destructive Fires | Aggregated | Aggregated | 2034 | 9.5077e-06 | 0 | 500.9897 | 0.0047632 | 2034 | Mitigation | 0.08575 | 30 | 0 | esc | 0.0012005 | 1.1414e-08 | 0.00060025 | 5.707e-09 | 0.0015435 | 1.4675e-08
[35 empty] | 7.3.1.3 Ignition probability mapping showing the probability of ignition along the electric lines and equipment | WLDFR | HFTD - Distribution - Tier 3 - 5QU CoRE ¦ 1QU LoRE | 2022 | 0.93458 | 0.062019 | 0.24283 | 0 | 0.24283 | 0.038604 | 0.15115 | 0 | 0.15115 | 0.089225 | 0.34936 | 0 | 0.34936 | 0 | 0 | 0 | 0 | 0.22695 | 0.14126 | 0.3265 | 0 | 0.089225 | 0.083388 | 0.34936 | 0.3265 | 0 | 0 | 0.34936 | 0.3265 | [11 empty] | WLDFR | HFTD - Distribution - Tier 2 - 3QU CoRE ¦ 1QU LoRE | Non-Red Flag Warning - Large Fires | 2025 | 5.0338e-08 | 2.5169e-08 | 6.472e-08 | 5.475 | 0.71896 | 3.0715 | 1.6846 | 0 | 0 | 0 | 4.1931e-05 |  | 2.756e-07 | 0 | 2.756e-07 | 1.378e-07 | 0 | 1.378e-07 | 3.5434e-07 | 0 | 3.5434e-07 | [16 empty] | 7.3.1.3 Ignition probability mapping showing the probability of ignition along the electric lines and equipmentWLDFRAggregatedAggregated | WLDFR | HFTD - Distribution - Tier 2 - 3QU CoRE ¦ 1QU LoRE | Red Flag Warning - Destructive Fires | Aggregated | Aggregated | 2035 | 9.5077e-06 | 0 | 500.9897 | 0.0047632 | 2035 | Mitigation | 0.08575 | 30 | 0 | esc | 0.0012005 | 1.1414e-08 | 0.00060025 | 5.707e-09 | 0.0015435 | 1.4675e-08
[35 empty] | 7.3.1.3 Ignition probability mapping showing the probability of ignition along the electric lines and equipment | WLDFR | HFTD - Distribution - Tier 3 - 5QU CoRE ¦ 1QU LoRE | 2023 | 0.87344 | 0.062019 | 0.25172 | 0 | 0.25172 | 0.038604 | 0.15668 | 0 | 0.15668 | 0.089225 | 0.36214 | 0 | 0.36214 | 0.093699 | 0.3803 | 0 | 0.3803 | 0.21986 | 0.13685 | 0.31631 | 0.33217 | 0.089225 | 0.077932 | 0.36214 | 0.31631 | 0 | 0 | 0.36214 | 0.31631 | [11 empty] | WLDFR | HFTD - Distribution - Tier 2 - 3QU CoRE ¦ 1QU LoRE | Non-Red Flag Warning - Large Fires | 2026 | 5.0338e-08 | 2.5169e-08 | 6.472e-08 | 5.475 | 0.71896 | 3.0715 | 1.6846 | 0 | 0 | 0 | 4.1931e-05 |  | 2.756e-07 | 0 | 2.756e-07 | 1.378e-07 | 0 | 1.378e-07 | 3.5434e-07 | 0 | 3.5434e-07 | [16 empty] | 7.3.1.3 Ignition probability mapping showing the probability of ignition along the electric lines and equipmentWLDFRAggregatedAggregated | WLDFR | HFTD - Distribution - Tier 2 - 3QU CoRE ¦ 1QU LoRE | Red Flag Warning - Destructive Fires | Aggregated | Aggregated | 2036 | 9.5077e-06 | 0 | 500.9897 | 0.0047632 | 2036 | Mitigation | 0.08575 | 30 | 0 | esc | 0.0012005 | 1.1414e-08 | 0.00060025 | 5.707e-09 | 0.0015435 | 1.4675e-08
[35 empty] | 7.3.1.3 Ignition probability mapping showing the probability of ignition along the electric lines and equipment | WLDFR | HFTD - Distribution - Tier 3 - 5QU CoRE ¦ 1QU LoRE | 2024 | 0.8163 | 0.062019 | 0.25172 | 0 | 0.25172 | 0.038604 | 0.15668 | 0 | 0.15668 | 0.089225 | 0.36214 | 0 | 0.36214 | 0.093699 | 0.3803 | 0 | 0.3803 | 0.20548 | 0.1279 | 0.29562 | 0.31044 | 0.089225 | 0.072834 | 0.36214 | 0.29562 | 0 | 0 | 0.36214 | 0.29562 | [11 empty] | WLDFR | HFTD - Distribution - Tier 2 - 3QU CoRE ¦ 1QU LoRE | Non-Red Flag Warning - Large Fires | 2027 | 5.0338e-08 | 2.5169e-08 | 6.472e-08 | 5.475 | 0.71896 | 3.0715 | 1.6846 | 0 | 0 | 0 | 4.1931e-05 |  | 2.756e-07 | 0 | 2.756e-07 | 1.378e-07 | 0 | 1.378e-07 | 3.5434e-07 | 0 | 3.5434e-07 | [16 empty] | 7.3.1.3 Ignition probability mapping showing the probability of ignition along the electric lines and equipmentWLDFRAggregatedAggregated | WLDFR | HFTD - Distribution - Tier 2 - 3QU CoRE ¦ 1QU LoRE | Red Flag Warning - Destructive Fires | Aggregated | Aggregated | 2037 | 9.5077e-06 | 0 | 500.9897 | 0.0047632 | 2037 | Mitigation | 0.08575 | 30 | 0 | esc | 0.0012005 | 1.1414e-08 | 0.00060025 | 5.707e-09 | 0.0015435 | 1.4675e-08
[35 empty] | 7.3.1.3 Ignition probability mapping showing the probability of ignition along the electric lines and equipment | WLDFR | HFTD - Distribution - Tier 3 - 5QU CoRE ¦ 1QU LoRE | 2025 | 0.7629 | 0.062019 | 0.25172 | 0 | 0.25172 | 0.038604 | 0.15668 | 0 | 0.15668 | 0.089225 | 0.36214 | 0 | 0.36214 | 0.093699 | 0.3803 | 0 | 0.3803 | 0.19204 | 0.11953 | 0.27628 | 0.29013 | 0.089225 | 0.068069 | 0.36214 | 0.27628 | 0 | 0 | 0.36214 | 0.27628 | [11 empty] | WLDFR | HFTD - Distribution - Tier 2 - 3QU CoRE ¦ 1QU LoRE | Non-Red Flag Warning - Large Fires | 2028 | 5.0338e-08 | 2.5169e-08 | 6.472e-08 | 5.777 | 0.74734 | 3.238 | 1.7917 | 0 | 0 | 0 | 4.1931e-05 |  | 2.908e-07 | 0 | 2.908e-07 | 1.454e-07 | 0 | 1.454e-07 | 3.7389e-07 | 0 | 3.7389e-07 | [16 empty] | 7.3.1.3 Ignition probability mapping showing the probability of ignition along the electric lines and equipmentWLDFRAggregatedAggregated | WLDFR | HFTD - Distribution - Tier 2 - 3QU CoRE ¦ 1QU LoRE | Red Flag Warning - Destructive Fires | Aggregated | Aggregated | 2038 | 9.5077e-06 | 0 | 500.9897 | 0.0047632 | 2038 | Mitigation | 0.08575 | 30 | 0 | esc | 0.0012005 | 1.1414e-08 | 0.00060025 | 5.707e-09 | 0.0015435 | 1.4675e-08
[35 empty] | 7.3.1.3 Ignition probability mapping showing the probability of ignition along the electric lines and equipment | WLDFR | HFTD - Distribution - Tier 3 - 5QU CoRE ¦ 1QU LoRE | 2026 | 0.71299 | 0.062019 | 0.25172 | 0 | 0.25172 | 0.038604 | 0.15668 | 0 | 0.15668 | 0.089225 | 0.36214 | 0 | 0.36214 | 0.093699 | 0.3803 | 0 | 0.3803 | 0.17947 | 0.11171 | 0.2582 | 0.27115 | 0.089225 | 0.063616 | 0.36214 | 0.2582 | 0 | 0 | 0.36214 | 0.2582 | [11 empty] | WLDFR | HFTD - Distribution - Tier 2 - 3QU CoRE ¦ 1QU LoRE | Non-Red Flag Warning - Large Fires | 2029 | 5.0338e-08 | 2.5169e-08 | 6.472e-08 | 5.777 | 0.74734 | 3.238 | 1.7917 | 0 | 0 | 0 | 4.1931e-05 |  | 2.908e-07 | 0 | 2.908e-07 | 1.454e-07 | 0 | 1.454e-07 | 3.7389e-07 | 0 | 3.7389e-07 | [16 empty] | 7.3.1.3 Ignition probability mapping showing the probability of ignition along the electric lines and equipmentWLDFRAggregatedAggregated | WLDFR | HFTD - Distribution - Tier 2 - 3QU CoRE ¦ 1QU LoRE | Red Flag Warning - Destructive Fires | Aggregated | Aggregated | 2039 | 9.5077e-06 | 0 | 500.9897 | 0.0047632 | 2039 | Mitigation | 0.08575 | 30 | 0 | esc | 0.0012005 | 1.1414e-08 | 0.00060025 | 5.707e-09 | 0.0015435 | 1.4675e-08
[35 empty] | 7.3.1.3 Ignition probability mapping showing the probability of ignition along the electric lines and equipment | WLDFR | HFTD - Distribution - Tier 3 - 5QU CoRE ¦ 1QU LoRE | 2027 | 0.66634 | 0.062019 | 0.25172 | 0 | 0.25172 | 0.038604 | 0.15668 | 0 | 0.15668 | 0.089225 | 0.36214 | 0 | 0.36214 | 0.093699 | 0.3803 | 0 | 0.3803 | 0.16773 | 0.10441 | 0.24131 | 0.25341 | 0.089225 | 0.059454 | 0.36214 | 0.24131 | 0 | 0 | 0.36214 | 0.24131 | [11 empty] | WLDFR | HFTD - Distribution - Tier 2 - 3QU CoRE ¦ 1QU LoRE | Non-Red Flag Warning - Large Fires | 2030 | 5.0338e-08 | 2.5169e-08 | 6.472e-08 | 5.777 | 0.74734 | 3.238 | 1.7917 | 0 | 0 | 0 | 4.1931e-05 |  | 2.908e-07 | 0 | 2.908e-07 | 1.454e-07 | 0 | 1.454e-07 | 3.7389e-07 | 0 | 3.7389e-07 | [16 empty] | 7.3.1.3 Ignition probability mapping showing the probability of ignition along the electric lines and equipmentWLDFRAggregatedAggregated | WLDFR | HFTD - Distribution - Tier 2 - 3QU CoRE ¦ 1QU LoRE | Red Flag Warning - Destructive Fires | Aggregated | Aggregated | 2040 | 9.5077e-06 | 0 | 500.9897 | 0.0047632 | 2040 | Mitigation | 0.08575 | 30 | 0 | esc | 0.0012005 | 1.1414e-08 | 0.00060025 | 5.707e-09 | 0.0015435 | 1.4675e-08
[35 empty] | 7.3.1.3 Ignition probability mapping showing the probability of ignition along the electric lines and equipment | WLDFR | HFTD - Distribution - Tier 3 - 5QU CoRE ¦ 1QU LoRE | 2028 | 0.62275 | 0.062019 | 0.26292 | 0 | 0.26292 | 0.038604 | 0.16366 | 0 | 0.16366 | 0.089225 | 0.37826 | 0 | 0.37826 | 0.093699 | 0.39723 | 0 | 0.39723 | 0.16374 | 0.10192 | 0.23556 | 0.24738 | 0.089225 | 0.055565 | 0.37826 | 0.23556 | 0 | 0 | 0.37826 | 0.23556 | [11 empty] | WLDFR | HFTD - Distribution - Tier 2 - 3QU CoRE ¦ 1QU LoRE | Non-Red Flag Warning - Large Fires | 2031 | 5.0338e-08 | 2.5169e-08 | 6.472e-08 | 5.777 | 0.74734 | 3.238 | 1.7917 | 0 | 0 | 0 | 4.1931e-05 |  | 2.908e-07 | 0 | 2.908e-07 | 1.454e-07 | 0 | 1.454e-07 | 3.7389e-07 | 0 | 3.7389e-07 | [16 empty] | 7.3.1.3 Ignition probability mapping showing the probability of ignition along the electric lines and equipmentWLDFRAggregatedAggregated | WLDFR | HFTD - Distribution - Tier 2 - 3QU CoRE ¦ 1QU LoRE | Red Flag Warning - Destructive Fires | Aggregated | Aggregated | 2041 | 9.5077e-06 | 0 | 500.9897 | 0.0047632 | 2041 | Mitigation | 0.08575 | 30 | 0 | esc | 0.0012005 | 1.1414e-08 | 0.00060025 | 5.707e-09 | 0.0015435 | 1.4675e-08
[35 empty] | 7.3.1.3 Ignition probability mapping showing the probability of ignition along the electric lines and equipment | WLDFR | HFTD - Distribution - Tier 3 - 5QU CoRE ¦ 1QU LoRE | 2029 | 0.58201 | 0.062019 | 0.26292 | 0 | 0.26292 | 0.038604 | 0.16366 | 0 | 0.16366 | 0.089225 | 0.37826 | 0 | 0.37826 | 0.093699 | 0.39723 | 0 | 0.39723 | 0.15302 | 0.095251 | 0.22015 | 0.23119 | 0.089225 | 0.05193 | 0.37826 | 0.22015 | 0 | 0 | 0.37826 | 0.22015 | [11 empty] | WLDFR | HFTD - Distribution - Tier 2 - 3QU CoRE ¦ 1QU LoRE | Non-Red Flag Warning - Large Fires | 2032 | 5.0338e-08 | 2.5169e-08 | 6.472e-08 | 5.777 | 0.74734 | 3.238 | 1.7917 | 0 | 0 | 0 | 4.1931e-05 |  | 2.908e-07 | 0 | 2.908e-07 | 1.454e-07 | 0 | 1.454e-07 | 3.7389e-07 | 0 | 3.7389e-07 | [16 empty] | 7.3.1.3 Ignition probability mapping showing the probability of ignition along the electric lines and equipmentWLDFRAggregatedAggregated | WLDFR | HFTD - Distribution - Tier 2 - 3QU CoRE ¦ 1QU LoRE | Red Flag Warning - Destructive Fires | Aggregated | Aggregated | 2042 | 9.5077e-06 | 0 | 500.9897 | 0.0047632 | 2042 | Mitigation | 0.08575 | 30 | 0 | esc | 0.0012005 | 1.1414e-08 | 0.00060025 | 5.707e-09 | 0.0015435 | 1.4675e-08
[35 empty] | 7.3.1.3 Ignition probability mapping showing the probability of ignition along the electric lines and equipment | WLDFR | HFTD - Distribution - Tier 3 - 5QU CoRE ¦ 1QU LoRE | 2030 | 0.54393 | 0.062019 | 0.26292 | 0 | 0.26292 | 0.038604 | 0.16366 | 0 | 0.16366 | 0.089225 | 0.37826 | 0 | 0.37826 | 0.093699 | 0.39723 | 0 | 0.39723 | 0.14301 | 0.089019 | 0.20575 | 0.21607 | 0.089225 | 0.048532 | 0.37826 | 0.20575 | 0 | 0 | 0.37826 | 0.20575 | [11 empty] | WLDFR | HFTD - Distribution - Tier 2 - 3QU CoRE ¦ 1QU LoRE | Non-Red Flag Warning - Large Fires | 2033 | 5.0338e-08 | 2.5169e-08 | 6.472e-08 | 6.1205 | 0.77885 | 3.4265 | 1.9151 | 0 | 0 | 0 | 4.1931e-05 |  | 3.0809e-07 | 0 | 3.0809e-07 | 1.5405e-07 | 0 | 1.5405e-07 | 3.9612e-07 | 0 | 3.9612e-07 | [16 empty] | 7.3.1.3 Ignition probability mapping showing the probability of ignition along the electric lines and equipmentWLDFRAggregatedAggregated | WLDFR | HFTD - Distribution - Tier 2 - 3QU CoRE ¦ 1QU LoRE | Red Flag Warning - Destructive Fires | Aggregated | Aggregated | 2043 | 9.5077e-06 | 0 | 500.9897 | 0.0047632 | 2043 | Mitigation | 0.08575 | 30 | 0 | esc | 0.0012005 | 1.1414e-08 | 0.00060025 | 5.707e-09 | 0.0015435 | 1.4675e-08
[35 empty] | 7.3.1.3 Ignition probability mapping showing the probability of ignition along the electric lines and equipment | WLDFR | HFTD - Distribution - Tier 3 - 5QU CoRE ¦ 1QU LoRE | 2031 | 0.50835 | 0.062019 | 0.26292 | 0 | 0.26292 | 0.038604 | 0.16366 | 0 | 0.16366 | 0.089225 | 0.37826 | 0 | 0.37826 | 0.093699 | 0.39723 | 0 | 0.39723 | 0.13366 | 0.083196 | 0.19229 | 0.20193 | 0.089225 | 0.045357 | 0.37826 | 0.19229 | 0 | 0 | 0.37826 | 0.19229 | [11 empty] | WLDFR | HFTD - Distribution - Tier 2 - 3QU CoRE ¦ 1QU LoRE | Non-Red Flag Warning - Large Fires | 2034 | 5.0338e-08 | 2.5169e-08 | 6.472e-08 | 6.1205 | 0.77885 | 3.4265 | 1.9151 | 0 | 0 | 0 | 4.1931e-05 |  | 3.0809e-07 | 0 | 3.0809e-07 | 1.5405e-07 | 0 | 1.5405e-07 | 3.9612e-07 | 0 | 3.9612e-07 | [16 empty] | 7.3.1.3 Ignition probability mapping showing the probability of ignition along the electric lines and equipmentWLDFRAggregatedAggregated | WLDFR | HFTD - Distribution - Tier 2 - 3QU CoRE ¦ 1QU LoRE | Red Flag Warning - Destructive Fires | Aggregated | Aggregated | 2044 | 9.5077e-06 | 0 | 500.9897 | 0.0047632 | 2044 | Mitigation | 0.08575 | 30 | 0 | esc | 0.0012005 | 1.1414e-08 | 0.00060025 | 5.707e-09 | 0.0015435 | 1.4675e-08
[35 empty] | 7.3.1.3 Ignition probability mapping showing the probability of ignition along the electric lines and equipment | WLDFR | HFTD - Distribution - Tier 3 - 5QU CoRE ¦ 1QU LoRE | 2032 | 0.47509 | 0.062019 | 0.26292 | 0 | 0.26292 | 0.038604 | 0.16366 | 0 | 0.16366 | 0.089225 | 0.37826 | 0 | 0.37826 | 0.093699 | 0.39723 | 0 | 0.39723 | 0.12491 | 0.077753 | 0.17971 | 0.18872 | 0.089225 | 0.04239 | 0.37826 | 0.17971 | 0 | 0 | 0.37826 | 0.17971 | [11 empty] | WLDFR | HFTD - Distribution - Tier 2 - 3QU CoRE ¦ 1QU LoRE | Non-Red Flag Warning - Large Fires | 2035 | 5.0338e-08 | 2.5169e-08 | 6.472e-08 | 6.1205 | 0.77885 | 3.4265 | 1.9151 | 0 | 0 | 0 | 4.1931e-05 |  | 3.0809e-07 | 0 | 3.0809e-07 | 1.5405e-07 | 0 | 1.5405e-07 | 3.9612e-07 | 0 | 3.9612e-07 | [16 empty] | 7.3.1.3 Ignition probability mapping showing the probability of ignition along the electric lines and equipmentWLDFRAggregatedAggregated | WLDFR | HFTD - Distribution - Tier 2 - 3QU CoRE ¦ 1QU LoRE | Red Flag Warning - Destructive Fires | Aggregated | Aggregated | 2045 | 9.5077e-06 | 0 | 500.9897 | 0.0047632 | 2045 | Mitigation | 0.08575 | 30 | 0 | esc | 0.0012005 | 1.1414e-08 | 0.00060025 | 5.707e-09 | 0.0015435 | 1.4675e-08
[35 empty] | 7.3.1.3 Ignition probability mapping showing the probability of ignition along the electric lines and equipment | WLDFR | HFTD - Distribution - Tier 3 - 5QU CoRE ¦ 1QU LoRE | 2033 | 0.44401 | 0.062019 | 0.27538 | 0 | 0.27538 | 0.038604 | 0.17141 | 0 | 0.17141 | 0.089225 | 0.39618 | 0 | 0.39618 | 0.093699 | 0.41605 | 0 | 0.41605 | 0.12227 | 0.076109 | 0.17591 | 0.18473 | 0.089225 | 0.039617 | 0.39618 | 0.17591 | 0 | 0 | 0.39618 | 0.17591 | [11 empty] | WLDFR | HFTD - Distribution - Tier 2 - 3QU CoRE ¦ 1QU LoRE | Non-Red Flag Warning - Large Fires | 2036 | 5.0338e-08 | 2.5169e-08 | 6.472e-08 | 6.1205 | 0.77885 | 3.4265 | 1.9151 | 0 | 0 | 0 | 4.1931e-05 |  | 3.0809e-07 | 0 | 3.0809e-07 | 1.5405e-07 | 0 | 1.5405e-07 | 3.9612e-07 | 0 | 3.9612e-07 | [16 empty] | 7.3.1.3 Ignition probability mapping showing the probability of ignition along the electric lines and equipmentWLDFRAggregatedAggregated | WLDFR | HFTD - Distribution - Tier 2 - 3QU CoRE ¦ 1QU LoRE | Red Flag Warning - Destructive Fires | Aggregated | Aggregated | 2046 | 9.5077e-06 | 0 | 500.9897 | 0.0047632 | 2046 | Mitigation | 0.08575 | 30 | 0 | esc | 0.0012005 | 1.1414e-08 | 0.00060025 | 5.707e-09 | 0.0015435 | 1.4675e-08
[35 empty] | 7.3.1.3 Ignition probability mapping showing the probability of ignition along the electric lines and equipment | WLDFR | HFTD - Distribution - Tier 3 - 5QU CoRE ¦ 1QU LoRE | 2034 | 0.41496 | 0.062019 | 0.27538 | 0 | 0.27538 | 0.038604 | 0.17141 | 0 | 0.17141 | 0.089225 | 0.39618 | 0 | 0.39618 | 0.093699 | 0.41605 | 0 | 0.41605 | 0.11427 | 0.07113 | 0.1644 | 0.17265 | 0.089225 | 0.037025 | 0.39618 | 0.1644 | 0 | 0 | 0.39618 | 0.1644 | [11 empty] | WLDFR | HFTD - Distribution - Tier 2 - 3QU CoRE ¦ 1QU LoRE | Non-Red Flag Warning - Large Fires | 2037 | 5.0338e-08 | 2.5169e-08 | 6.472e-08 | 6.1205 | 0.77885 | 3.4265 | 1.9151 | 0 | 0 | 0 | 4.1931e-05 |  | 3.0809e-07 | 0 | 3.0809e-07 | 1.5405e-07 | 0 | 1.5405e-07 | 3.9612e-07 | 0 | 3.9612e-07 | [16 empty] | 7.3.1.3 Ignition probability mapping showing the probability of ignition along the electric lines and equipmentWLDFRAggregatedAggregated | WLDFR | HFTD - Distribution - Tier 2 - 3QU CoRE ¦ 1QU LoRE | Red Flag Warning - Destructive Fires | Aggregated | Aggregated | 2047 | 9.5077e-06 | 0 | 500.9897 | 0.0047632 | 2047 | Mitigation | 0.08575 | 30 | 0 | esc | 0.0012005 | 1.1414e-08 | 0.00060025 | 5.707e-09 | 0.0015435 | 1.4675e-08
[35 empty] | 7.3.1.3 Ignition probability mapping showing the probability of ignition along the electric lines and equipment | WLDFR | HFTD - Distribution - Tier 3 - 5QU CoRE ¦ 1QU LoRE | 2035 | 0.38782 | 0.062019 | 0.27538 | 0 | 0.27538 | 0.038604 | 0.17141 | 0 | 0.17141 | 0.089225 | 0.39618 | 0 | 0.39618 | 0.093699 | 0.41605 | 0 | 0.41605 | 0.1068 | 0.066477 | 0.15365 | 0.16135 | 0.089225 | 0.034603 | 0.39618 | 0.15365 | 0 | 0 | 0.39618 | 0.15365 | [11 empty] | WLDFR | HFTD - Distribution - Tier 2 - 3QU CoRE ¦ 1QU LoRE | Non-Red Flag Warning - Large Fires | 2038 | 5.0338e-08 | 2.5169e-08 | 6.472e-08 | 6.5028 | 0.81304 | 3.6355 | 2.0543 | 0 | 0 | 0 | 4.1931e-05 |  | 3.2734e-07 | 0 | 3.2734e-07 | 1.6367e-07 | 0 | 1.6367e-07 | 4.2086e-07 | 0 | 4.2086e-07 | [16 empty] | 7.3.1.3 Ignition probability mapping showing the probability of ignition along the electric lines and equipmentWLDFRAggregatedAggregated | WLDFR | HFTD - Distribution - Tier 2 - 3QU CoRE ¦ 1QU LoRE | Red Flag Warning - Destructive Fires | Aggregated | Aggregated | 2048 | 9.5077e-06 | 0 | 500.9897 | 0.0047632 | 2048 | Mitigation | 0.08575 | 30 | 0 | esc | 0.0012005 | 1.1414e-08 | 0.00060025 | 5.707e-09 | 0.0015435 | 1.4675e-08
[35 empty] | 7.3.1.3 Ignition probability mapping showing the probability of ignition along the electric lines and equipment | WLDFR | HFTD - Distribution - Tier 3 - 5QU CoRE ¦ 1QU LoRE | 2036 | 0.36245 | 0.062019 | 0.27538 | 0 | 0.27538 | 0.038604 | 0.17141 | 0 | 0.17141 | 0.089225 | 0.39618 | 0 | 0.39618 | 0.093699 | 0.41605 | 0 | 0.41605 | 0.099811 | 0.062128 | 0.1436 | 0.1508 | 0.089225 | 0.032339 | 0.39618 | 0.1436 | 0 | 0 | 0.39618 | 0.1436 | [11 empty] | WLDFR | HFTD - Distribution - Tier 2 - 3QU CoRE ¦ 1QU LoRE | Non-Red Flag Warning - Large Fires | 2039 | 5.0338e-08 | 2.5169e-08 | 6.472e-08 | 6.5028 | 0.81304 | 3.6355 | 2.0543 | 0 | 0 | 0 | 4.1931e-05 |  | 3.2734e-07 | 0 | 3.2734e-07 | 1.6367e-07 | 0 | 1.6367e-07 | 4.2086e-07 | 0 | 4.2086e-07 | [16 empty] | 7.3.1.3 Ignition probability mapping showing the probability of ignition along the electric lines and equipmentWLDFRAggregatedAggregated | WLDFR | HFTD - Distribution - Tier 2 - 3QU CoRE ¦ 1QU LoRE | Red Flag Warning - Destructive Fires | Aggregated | Aggregated | 2049 | 9.5077e-06 | 0 | 500.9897 | 0.0047632 | 2049 | Mitigation | 0.08575 | 30 | 0 | esc | 0.0012005 | 1.1414e-08 | 0.00060025 | 5.707e-09 | 0.0015435 | 1.4675e-08
[35 empty] | 7.3.1.3 Ignition probability mapping showing the probability of ignition along the electric lines and equipment | WLDFR | HFTD - Distribution - Tier 3 - 5QU CoRE ¦ 1QU LoRE | 2037 | 0.33873 | 0.062019 | 0.27538 | 0 | 0.27538 | 0.038604 | 0.17141 | 0 | 0.17141 | 0.089225 | 0.39618 | 0 | 0.39618 | 0.093699 | 0.41605 | 0 | 0.41605 | 0.093281 | 0.058063 | 0.1342 | 0.14093 | 0.089225 | 0.030223 | 0.39618 | 0.1342 | 0 | 0 | 0.39618 | 0.1342 | [11 empty] | WLDFR | HFTD - Distribution - Tier 2 - 3QU CoRE ¦ 1QU LoRE | Non-Red Flag Warning - Large Fires | 2040 | 5.0338e-08 | 2.5169e-08 | 6.472e-08 | 6.5028 | 0.81304 | 3.6355 | 2.0543 | 0 | 0 | 0 | 4.1931e-05 |  | 3.2734e-07 | 0 | 3.2734e-07 | 1.6367e-07 | 0 | 1.6367e-07 | 4.2086e-07 | 0 | 4.2086e-07 | [16 empty] | 7.3.1.3 Ignition probability mapping showing the probability of ignition along the electric lines and equipmentWLDFRAggregatedAggregated | WLDFR | HFTD - Distribution - Tier 2 - 3QU CoRE ¦ 1QU LoRE | Red Flag Warning - Destructive Fires | Aggregated | Aggregated | 2050 | 9.5077e-06 | 0 | 500.9897 | 0.0047632 | 2050 | Mitigation | 0.08575 | 30 | 0 | esc | 0 | 0 | 0.00060025 | 5.707e-09 | 0.0015435 | 1.4675e-08
[35 empty] | 7.3.1.3 Ignition probability mapping showing the probability of ignition along the electric lines and equipment | WLDFR | HFTD - Distribution - Tier 3 - 5QU CoRE ¦ 1QU LoRE | 2038 | 0.31657 | 0.062019 | 0.28891 | 0 | 0.28891 | 0.038604 | 0.17983 | 0 | 0.17983 | 0.089225 | 0.41565 | 0 | 0.41565 | 0.093699 | 0.43649 | 0 | 0.43649 | 0.091461 | 0.05693 | 0.13158 | 0.13818 | 0.089225 | 0.028246 | 0.41565 | 0.13158 | 0 | 0 | 0.41565 | 0.13158 | [11 empty] | WLDFR | HFTD - Distribution - Tier 2 - 3QU CoRE ¦ 1QU LoRE | Non-Red Flag Warning - Large Fires | 2041 | 5.0338e-08 | 2.5169e-08 | 6.472e-08 | 6.5028 | 0.81304 | 3.6355 | 2.0543 | 0 | 0 | 0 | 4.1931e-05 |  | 3.2734e-07 | 0 | 3.2734e-07 | 1.6367e-07 | 0 | 1.6367e-07 | 4.2086e-07 | 0 | 4.2086e-07 | [16 empty] | 7.3.1.3 Ignition probability mapping showing the probability of ignition along the electric lines and equipmentWLDFRAggregatedAggregated | WLDFR | HFTD - Distribution - Tier 2 - 3QU CoRE ¦ 1QU LoRE | Red Flag Warning - Destructive Fires | Aggregated | Aggregated | 2051 | 9.5077e-06 | 0 | 500.9897 | 0.0047632 | 2051 | Mitigation | 0.08575 | 30 | 0 | esc | 0 | 0 | 0 | 0 | 0.0015435 | 1.4675e-08
[35 empty] | 7.3.1.3 Ignition probability mapping showing the probability of ignition along the electric lines and equipment | WLDFR | HFTD - Distribution - Tier 3 - 5QU CoRE ¦ 1QU LoRE | 2039 | 0.29586 | 0.062019 | 0.28891 | 0 | 0.28891 | 0.038604 | 0.17983 | 0 | 0.17983 | 0.089225 | 0.41565 | 0 | 0.41565 | 0.093699 | 0.43649 | 0 | 0.43649 | 0.085478 | 0.053206 | 0.12297 | 0.12914 | 0.089225 | 0.026398 | 0.41565 | 0.12297 | 0 | 0 | 0.41565 | 0.12297 | [11 empty] | WLDFR | HFTD - Distribution - Tier 2 - 3QU CoRE ¦ 1QU LoRE | Non-Red Flag Warning - Large Fires | 2042 | 5.0338e-08 | 2.5169e-08 | 6.472e-08 | 6.5028 | 0.81304 | 3.6355 | 2.0543 | 0 | 0 | 0 | 4.1931e-05 |  | 3.2734e-07 | 0 | 3.2734e-07 | 1.6367e-07 | 0 | 1.6367e-07 | 4.2086e-07 | 0 | 4.2086e-07 | [16 empty] | 7.3.1.3 Ignition probability mapping showing the probability of ignition along the electric lines and equipmentWLDFRAggregatedAggregated | WLDFR | HFTD - Distribution - Tier 2 - 3QU CoRE ¦ 1QU LoRE | Red Flag Warning - Large Fires | Aggregated | Aggregated | 2021 | 5.9314e-05 | 0 | 500.9897 | 0.029716 | 2021 | Mitigation | 0.08575 | 30 | 0 | esc | 0.0012005 | 7.1206e-08 | 0.00060025 | 3.5603e-08 | 0 | 0
[35 empty] | 7.3.1.3 Ignition probability mapping showing the probability of ignition along the electric lines and equipment | WLDFR | HFTD - Distribution - Tier 3 - 5QU CoRE ¦ 1QU LoRE | 2040 | 0.27651 | 0.062019 | 0.28891 | 0 | 0.28891 | 0.038604 | 0.17983 | 0 | 0.17983 | 0.089225 | 0.41565 | 0 | 0.41565 | 0.093699 | 0.43649 | 0 | 0.43649 | 0.079886 | 0.049725 | 0.11493 | 0.12069 | 0.089225 | 0.024671 | 0.41565 | 0.11493 | 0 | 0 | 0.41565 | 0.11493 | [11 empty] | WLDFR | HFTD - Distribution - Tier 2 - 3QU CoRE ¦ 1QU LoRE | Non-Red Flag Warning - Large Fires | 2043 | 5.0338e-08 | 2.5169e-08 | 6.472e-08 | 6.9209 | 0.84944 | 3.8632 | 2.2083 | 0 | 0 | 0 | 4.1931e-05 |  | 3.4838e-07 | 0 | 3.4838e-07 | 1.7419e-07 | 0 | 1.7419e-07 | 4.4792e-07 | 0 | 4.4792e-07 | [16 empty] | 7.3.1.3 Ignition probability mapping showing the probability of ignition along the electric lines and equipmentWLDFRAggregatedAggregated | WLDFR | HFTD - Distribution - Tier 2 - 3QU CoRE ¦ 1QU LoRE | Red Flag Warning - Large Fires | Aggregated | Aggregated | 2022 | 5.9314e-05 | 0 | 500.9897 | 0.029716 | 2022 | Mitigation | 0.08575 | 30 | 0 | esc | 0.0012005 | 7.1206e-08 | 0.00060025 | 3.5603e-08 | 0.0015435 | 9.1551e-08
[35 empty] | 7.3.1.3 Ignition probability mapping showing the probability of ignition along the electric lines and equipment | WLDFR | HFTD - Distribution - Tier 3 - 5QU CoRE ¦ 1QU LoRE | 2041 | 0.25842 | 0.062019 | 0.28891 | 0 | 0.28891 | 0.038604 | 0.17983 | 0 | 0.17983 | 0.089225 | 0.41565 | 0 | 0.41565 | 0.093699 | 0.43649 | 0 | 0.43649 | 0.07466 | 0.046472 | 0.10741 | 0.1128 | 0.089225 | 0.023057 | 0.41565 | 0.10741 | 0 | 0 | 0.41565 | 0.10741 | [11 empty] | WLDFR | HFTD - Distribution - Tier 2 - 3QU CoRE ¦ 1QU LoRE | Non-Red Flag Warning - Large Fires | 2044 | 5.0338e-08 | 2.5169e-08 | 6.472e-08 | 6.9209 | 0.84944 | 3.8632 | 2.2083 | 0 | 0 | 0 | 4.1931e-05 |  | 3.4838e-07 | 0 | 3.4838e-07 | 1.7419e-07 | 0 | 1.7419e-07 | 4.4792e-07 | 0 | 4.4792e-07 | [16 empty] | 7.3.1.3 Ignition probability mapping showing the probability of ignition along the electric lines and equipmentWLDFRAggregatedAggregated | WLDFR | HFTD - Distribution - Tier 2 - 3QU CoRE ¦ 1QU LoRE | Red Flag Warning - Large Fires | Aggregated | Aggregated | 2023 | 5.9314e-05 | 0 | 500.9897 | 0.029716 | 2023 | Mitigation | 0.08575 | 30 | 0 | esc | 0.0012005 | 7.1206e-08 | 0.00060025 | 3.5603e-08 | 0.0015435 | 9.1551e-08
[35 empty] | 7.3.1.3 Ignition probability mapping showing the probability of ignition along the electric lines and equipment | WLDFR | HFTD - Distribution - Tier 3 - 5QU CoRE ¦ 1QU LoRE | 2042 | 0.24151 | 0.062019 | 0.28891 | 0 | 0.28891 | 0.038604 | 0.17983 | 0 | 0.17983 | 0.089225 | 0.41565 | 0 | 0.41565 | 0.093699 | 0.43649 | 0 | 0.43649 | 0.069775 | 0.043432 | 0.10038 | 0.10542 | 0.089225 | 0.021549 | 0.41565 | 0.10038 | 0 | 0 | 0.41565 | 0.10038 | [11 empty] | WLDFR | HFTD - Distribution - Tier 2 - 3QU CoRE ¦ 1QU LoRE | Non-Red Flag Warning - Large Fires | 2045 | 5.0338e-08 | 2.5169e-08 | 6.472e-08 | 6.9209 | 0.84944 | 3.8632 | 2.2083 | 0 | 0 | 0 | 4.1931e-05 |  | 3.4838e-07 | 0 | 3.4838e-07 | 1.7419e-07 | 0 | 1.7419e-07 | 4.4792e-07 | 0 | 4.4792e-07 | [16 empty] | 7.3.1.3 Ignition probability mapping showing the probability of ignition along the electric lines and equipmentWLDFRAggregatedAggregated | WLDFR | HFTD - Distribution - Tier 2 - 3QU CoRE ¦ 1QU LoRE | Red Flag Warning - Large Fires | Aggregated | Aggregated | 2024 | 5.9314e-05 | 0 | 500.9897 | 0.029716 | 2024 | Mitigation | 0.08575 | 30 | 0 | esc | 0.0012005 | 7.1206e-08 | 0.00060025 | 3.5603e-08 | 0.0015435 | 9.1551e-08
[35 empty] | 7.3.1.3 Ignition probability mapping showing the probability of ignition along the electric lines and equipment | WLDFR | HFTD - Distribution - Tier 3 - 5QU CoRE ¦ 1QU LoRE | 2043 | 0.22571 | 0.062019 | 0.30333 | 0 | 0.30333 | 0.038604 | 0.18881 | 0 | 0.18881 | 0.089225 | 0.43639 | 0 | 0.43639 | 0.093699 | 0.45827 | 0 | 0.45827 | 0.068465 | 0.042616 | 0.098498 | 0.10344 | 0.089225 | 0.020139 | 0.43639 | 0.098498 | 0 | 0 | 0.43639 | 0.098498 | [11 empty] | WLDFR | HFTD - Distribution - Tier 2 - 3QU CoRE ¦ 1QU LoRE | Non-Red Flag Warning - Large Fires | 2046 | 5.0338e-08 | 2.5169e-08 | 6.472e-08 | 6.9209 | 0.84944 | 3.8632 | 2.2083 | 0 | 0 | 0 | 4.1931e-05 |  | 3.4838e-07 | 0 | 3.4838e-07 | 1.7419e-07 | 0 | 1.7419e-07 | 4.4792e-07 | 0 | 4.4792e-07 | [16 empty] | 7.3.1.3 Ignition probability mapping showing the probability of ignition along the electric lines and equipmentWLDFRAggregatedAggregated | WLDFR | HFTD - Distribution - Tier 2 - 3QU CoRE ¦ 1QU LoRE | Red Flag Warning - Large Fires | Aggregated | Aggregated | 2025 | 5.9314e-05 | 0 | 500.9897 | 0.029716 | 2025 | Mitigation | 0.08575 | 30 | 0 | esc | 0.0012005 | 7.1206e-08 | 0.00060025 | 3.5603e-08 | 0.0015435 | 9.1551e-08
[35 empty] | 7.3.1.3 Ignition probability mapping showing the probability of ignition along the electric lines and equipment | WLDFR | HFTD - Distribution - Tier 3 - 5QU CoRE ¦ 1QU LoRE | 2044 | 0.21095 | 0.062019 | 0.30333 | 0 | 0.30333 | 0.038604 | 0.18881 | 0 | 0.18881 | 0.089225 | 0.43639 | 0 | 0.43639 | 0.093699 | 0.45827 | 0 | 0.45827 | 0.063986 | 0.039828 | 0.092055 | 0.096671 | 0.089225 | 0.018822 | 0.43639 | 0.092055 | 0 | 0 | 0.43639 | 0.092055 | [11 empty] | WLDFR | HFTD - Distribution - Tier 2 - 3QU CoRE ¦ 1QU LoRE | Non-Red Flag Warning - Large Fires | 2047 | 5.0338e-08 | 2.5169e-08 | 6.472e-08 | 6.9209 | 0.84944 | 3.8632 | 2.2083 | 0 | 0 | 0 | 4.1931e-05 |  | 3.4838e-07 | 0 | 3.4838e-07 | 1.7419e-07 | 0 | 1.7419e-07 | 4.4792e-07 | 0 | 4.4792e-07 | [16 empty] | 7.3.1.3 Ignition probability mapping showing the probability of ignition along the electric lines and equipmentWLDFRAggregatedAggregated | WLDFR | HFTD - Distribution - Tier 2 - 3QU CoRE ¦ 1QU LoRE | Red Flag Warning - Large Fires | Aggregated | Aggregated | 2026 | 5.9314e-05 | 0 | 500.9897 | 0.029716 | 2026 | Mitigation | 0.08575 | 30 | 0 | esc | 0.0012005 | 7.1206e-08 | 0.00060025 | 3.5603e-08 | 0.0015435 | 9.1551e-08
[35 empty] | 7.3.1.3 Ignition probability mapping showing the probability of ignition along the electric lines and equipment | WLDFR | HFTD - Distribution - Tier 3 - 5QU CoRE ¦ 1QU LoRE | 2045 | 0.19715 | 0.062019 | 0.30333 | 0 | 0.30333 | 0.038604 | 0.18881 | 0 | 0.18881 | 0.089225 | 0.43639 | 0 | 0.43639 | 0.093699 | 0.45827 | 0 | 0.45827 | 0.0598 | 0.037223 | 0.086032 | 0.090346 | 0.089225 | 0.01759 | 0.43639 | 0.086032 | 0 | 0 | 0.43639 | 0.086032 | [11 empty] | WLDFR | HFTD - Distribution - Tier 2 - 3QU CoRE ¦ 1QU LoRE | Non-Red Flag Warning - Large Fires | 2048 | 5.0338e-08 | 2.5169e-08 | 6.472e-08 | 7.3713 | 0.88759 | 4.1075 | 2.3763 | 0 | 0 | 0 | 4.1931e-05 |  | 3.7106e-07 | 0 | 3.7106e-07 | 1.8553e-07 | 0 | 1.8553e-07 | 4.7707e-07 | 0 | 4.7707e-07 | [16 empty] | 7.3.1.3 Ignition probability mapping showing the probability of ignition along the electric lines and equipmentWLDFRAggregatedAggregated | WLDFR | HFTD - Distribution - Tier 2 - 3QU CoRE ¦ 1QU LoRE | Red Flag Warning - Large Fires | Aggregated | Aggregated | 2027 | 5.9314e-05 | 0 | 500.9897 | 0.029716 | 2027 | Mitigation | 0.08575 | 30 | 0 | esc | 0.0012005 | 7.1206e-08 | 0.00060025 | 3.5603e-08 | 0.0015435 | 9.1551e-08
[35 empty] | 7.3.1.3 Ignition probability mapping showing the probability of ignition along the electric lines and equipment | WLDFR | HFTD - Distribution - Tier 3 - 5QU CoRE ¦ 1QU LoRE | 2046 | 0.18425 | 0.062019 | 0.30333 | 0 | 0.30333 | 0.038604 | 0.18881 | 0 | 0.18881 | 0.089225 | 0.43639 | 0 | 0.43639 | 0.093699 | 0.45827 | 0 | 0.45827 | 0.055888 | 0.034787 | 0.080404 | 0.084436 | 0.089225 | 0.01644 | 0.43639 | 0.080404 | 0 | 0 | 0.43639 | 0.080404 | [11 empty] | WLDFR | HFTD - Distribution - Tier 2 - 3QU CoRE ¦ 1QU LoRE | Non-Red Flag Warning - Large Fires | 2049 | 5.0338e-08 | 2.5169e-08 | 6.472e-08 | 7.3713 | 0.88759 | 4.1075 | 2.3763 | 0 | 0 | 0 | 4.1931e-05 |  | 3.7106e-07 | 0 | 3.7106e-07 | 1.8553e-07 | 0 | 1.8553e-07 | 4.7707e-07 | 0 | 4.7707e-07 | [16 empty] | 7.3.1.3 Ignition probability mapping showing the probability of ignition along the electric lines and equipmentWLDFRAggregatedAggregated | WLDFR | HFTD - Distribution - Tier 2 - 3QU CoRE ¦ 1QU LoRE | Red Flag Warning - Large Fires | Aggregated | Aggregated | 2028 | 5.9314e-05 | 0 | 500.9897 | 0.029716 | 2028 | Mitigation | 0.08575 | 30 | 0 | esc | 0.0012005 | 7.1206e-08 | 0.00060025 | 3.5603e-08 | 0.0015435 | 9.1551e-08
[35 empty] | 7.3.1.3 Ignition probability mapping showing the probability of ignition along the electric lines and equipment | WLDFR | HFTD - Distribution - Tier 3 - 5QU CoRE ¦ 1QU LoRE | 2047 | 0.1722 | 0.062019 | 0.30333 | 0 | 0.30333 | 0.038604 | 0.18881 | 0 | 0.18881 | 0.089225 | 0.43639 | 0 | 0.43639 | 0.093699 | 0.45827 | 0 | 0.45827 | 0.052231 | 0.032512 | 0.075144 | 0.078912 | 0.089225 | 0.015364 | 0.43639 | 0.075144 | 0 | 0 | 0.43639 | 0.075144 | [11 empty] | WLDFR | HFTD - Distribution - Tier 2 - 3QU CoRE ¦ 1QU LoRE | Non-Red Flag Warning - Large Fires | 2050 | 0 | 2.5169e-08 | 6.472e-08 | 7.3713 | 0.88759 | 4.1075 | 2.3763 | 0 | 0 | 0 | 4.1931e-05 |  | 0 | 0 | 0 | 1.8553e-07 | 0 | 1.8553e-07 | 4.7707e-07 | 0 | 4.7707e-07 | [16 empty] | 7.3.1.3 Ignition probability mapping showing the probability of ignition along the electric lines and equipmentWLDFRAggregatedAggregated | WLDFR | HFTD - Distribution - Tier 2 - 3QU CoRE ¦ 1QU LoRE | Red Flag Warning - Large Fires | Aggregated | Aggregated | 2029 | 5.9314e-05 | 0 | 500.9897 | 0.029716 | 2029 | Mitigation | 0.08575 | 30 | 0 | esc | 0.0012005 | 7.1206e-08 | 0.00060025 | 3.5603e-08 | 0.0015435 | 9.1551e-08
[35 empty] | 7.3.1.3 Ignition probability mapping showing the probability of ignition along the electric lines and equipment | WLDFR | HFTD - Distribution - Tier 3 - 5QU CoRE ¦ 1QU LoRE | 2048 | 0.16093 | 0.062019 | 0.31845 | 0 | 0.31845 | 0.038604 | 0.19822 | 0 | 0.19822 | 0.089225 | 0.45814 | 0 | 0.45814 | 0.093699 | 0.48112 | 0 | 0.48112 | 0.051248 | 0.031899 | 0.073729 | 0.077426 | 0.089225 | 0.014359 | 0.45814 | 0.073729 | 0 | 0 | 0.45814 | 0.073729 | [11 empty] | WLDFR | HFTD - Distribution - Tier 2 - 3QU CoRE ¦ 1QU LoRE | Non-Red Flag Warning - Large Fires | 2051 | 0 | 0 | 6.472e-08 | 7.3713 | 0.88759 | 4.1075 | 2.3763 | 0 | 0 | 0 | 4.1931e-05 |  | 0 | 0 | 0 | 0 | 0 | 0 | 4.7707e-07 | 0 | 4.7707e-07 | [16 empty] | 7.3.1.3 Ignition probability mapping showing the probability of ignition along the electric lines and equipmentWLDFRAggregatedAggregated | WLDFR | HFTD - Distribution - Tier 2 - 3QU CoRE ¦ 1QU LoRE | Red Flag Warning - Large Fires | Aggregated | Aggregated | 2030 | 5.9314e-05 | 0 | 500.9897 | 0.029716 | 2030 | Mitigation | 0.08575 | 30 | 0 | esc | 0.0012005 | 7.1206e-08 | 0.00060025 | 3.5603e-08 | 0.0015435 | 9.1551e-08
[35 empty] | 7.3.1.3 Ignition probability mapping showing the probability of ignition along the electric lines and equipment | WLDFR | HFTD - Distribution - Tier 3 - 5QU CoRE ¦ 1QU LoRE | 2049 | 0.1504 | 0.062019 | 0.31845 | 0 | 0.31845 | 0.038604 | 0.19822 | 0 | 0.19822 | 0.089225 | 0.45814 | 0 | 0.45814 | 0.093699 | 0.48112 | 0 | 0.48112 | 0.047895 | 0.029813 | 0.068906 | 0.072361 | 0.089225 | 0.01342 | 0.45814 | 0.068906 | 0 | 0 | 0.45814 | 0.068906 | [11 empty] | WLDFR | HFTD - Distribution - Tier 2 - 3QU CoRE ¦ 1QU LoRE | Non-Red Flag Warning - Small Fires | 2020 | 1.2253e-05 | 0 | 0 | 0.077901 | 0.036425 | 0.0015809 | 0.039895 | 0 | 0 | 0 | 0.010206 |  | 9.545e-07 | 0 | 9.545e-07 | 0 | 0 | 0 | 0 | 0 | 0 | [16 empty] | 7.3.1.3 Ignition probability mapping showing the probability of ignition along the electric lines and equipmentWLDFRAggregatedAggregated | WLDFR | HFTD - Distribution - Tier 2 - 3QU CoRE ¦ 1QU LoRE | Red Flag Warning - Large Fires | Aggregated | Aggregated | 2031 | 5.9314e-05 | 0 | 500.9897 | 0.029716 | 2031 | Mitigation | 0.08575 | 30 | 0 | esc | 0.0012005 | 7.1206e-08 | 0.00060025 | 3.5603e-08 | 0.0015435 | 9.1551e-08
[35 empty] | 7.3.1.3 Ignition probability mapping showing the probability of ignition along the electric lines and equipment | WLDFR | HFTD - Distribution - Tier 3 - 5QU CoRE ¦ 1QU LoRE | 2050 | 0.14056 | 0 | 0 | 0 | 0 | 0.038604 | 0.19822 | 0 | 0.19822 | 0.089225 | 0.45814 | 0 | 0.45814 | 0.093699 | 0.48112 | 0 | 0.48112 | 0 | 0.027862 | 0.064398 | 0.067627 | 0.089225 | 0.012542 | 0.45814 | 0.064398 | 0 | 0 | 0.45814 | 0.064398 | [11 empty] | WLDFR | HFTD - Distribution - Tier 2 - 3QU CoRE ¦ 1QU LoRE | Non-Red Flag Warning - Small Fires | 2021 | 1.2253e-05 | 6.1264e-06 | 0 | 0.077901 | 0.036425 | 0.0015809 | 0.039895 | 0 | 0 | 0 | 0.010206 |  | 9.545e-07 | 0 | 9.545e-07 | 4.7725e-07 | 0 | 4.7725e-07 | 0 | 0 | 0 | [16 empty] | 7.3.1.3 Ignition probability mapping showing the probability of ignition along the electric lines and equipmentWLDFRAggregatedAggregated | WLDFR | HFTD - Distribution - Tier 2 - 3QU CoRE ¦ 1QU LoRE | Red Flag Warning - Large Fires | Aggregated | Aggregated | 2032 | 5.9314e-05 | 0 | 500.9897 | 0.029716 | 2032 | Mitigation | 0.08575 | 30 | 0 | esc | 0.0012005 | 7.1206e-08 | 0.00060025 | 3.5603e-08 | 0.0015435 | 9.1551e-08
[35 empty] | 7.3.1.3 Ignition probability mapping showing the probability of ignition along the electric lines and equipment | WLDFR | HFTD - Distribution - Tier 3 - 5QU CoRE ¦ 1QU LoRE | 2051 | 0.13137 | 0 | 0 | 0 | 0 | 0 | 0 | 0 | 0 | 0.089225 | 0.45814 | 0 | 0.45814 | 0.093699 | 0.48112 | 0 | 0.48112 | 0 | 0 | 0.060185 | 0.063203 | 0.089225 | 0.011721 | 0.45814 | 0.060185 | 0 | 0 | 0.45814 | 0.060185 | [11 empty] | WLDFR | HFTD - Distribution - Tier 2 - 3QU CoRE ¦ 1QU LoRE | Non-Red Flag Warning - Small Fires | 2022 | 1.2253e-05 | 6.1264e-06 | 1.5754e-05 | 0.077901 | 0.036425 | 0.0015809 | 0.039895 | 0 | 0 | 0 | 0.010206 |  | 9.545e-07 | 0 | 9.545e-07 | 4.7725e-07 | 0 | 4.7725e-07 | 1.2272e-06 | 0 | 1.2272e-06 | [16 empty] | 7.3.1.3 Ignition probability mapping showing the probability of ignition along the electric lines and equipmentWLDFRAggregatedAggregated | WLDFR | HFTD - Distribution - Tier 2 - 3QU CoRE ¦ 1QU LoRE | Red Flag Warning - Large Fires | Aggregated | Aggregated | 2033 | 5.9314e-05 | 0 | 500.9897 | 0.029716 | 2033 | Mitigation | 0.08575 | 30 | 0 | esc | 0.0012005 | 7.1206e-08 | 0.00060025 | 3.5603e-08 | 0.0015435 | 9.1551e-08
[35 empty] | 7.3.1.3 Ignition probability mapping showing the probability of ignition along the electric lines and equipment | WLDFR | HFTD - Distribution - Tier 3 - 5QU CoRE ¦ 1QU LoRE | 2052 | 0.12277 | 0 | 0 | 0 | 0 | 0 | 0 | 0 | 0 | 0 | 0 | 0 | 0 | 0.093699 | 0.48112 | 0 | 0.48112 | 0 | 0 | 0 | 0.059068 | 0 | 0 | 0 | 0 | 0 | 0 | 0 | 0 | [11 empty] | WLDFR | HFTD - Distribution - Tier 2 - 3QU CoRE ¦ 1QU LoRE | Non-Red Flag Warning - Small Fires | 2023 | 1.2253e-05 | 6.1264e-06 | 1.5754e-05 | 0.080408 | 0.03759 | 0.0016314 | 0.041187 | 0 | 0 | 0 | 0.010206 |  | 9.8523e-07 | 0 | 9.8523e-07 | 4.9262e-07 | 0 | 4.9262e-07 | 1.2667e-06 | 0 | 1.2667e-06 | [16 empty] | 7.3.1.3 Ignition probability mapping showing the probability of ignition along the electric lines and equipmentWLDFRAggregatedAggregated | WLDFR | HFTD - Distribution - Tier 2 - 3QU CoRE ¦ 1QU LoRE | Red Flag Warning - Large Fires | Aggregated | Aggregated | 2034 | 5.9314e-05 | 0 | 500.9897 | 0.029716 | 2034 | Mitigation | 0.08575 | 30 | 0 | esc | 0.0012005 | 7.1206e-08 | 0.00060025 | 3.5603e-08 | 0.0015435 | 9.1551e-08
[35 empty] | 7.3.1.3 Ignition probability mapping showing the probability of ignition along the electric lines and equipment | WLDFR | HFTD - Distribution - Tier 3 - 5QU CoRE ¦ 2QU LoRE | 2020 | 1 | 0.015209 | 0.072381 | 0 | 0.072381 | 0 | 0 | 0 | 0 | 0 | 0 | 0 | 0 | 0 | 0 | 0 | 0 | 0.072381 | 0 | 0 | 0 | 0 | 0 | 0 | 0 | 0 | 0 | 0 | 0 | [11 empty] | WLDFR | HFTD - Distribution - Tier 2 - 3QU CoRE ¦ 1QU LoRE | Non-Red Flag Warning - Small Fires | 2024 | 1.2253e-05 | 6.1264e-06 | 1.5754e-05 | 0.080408 | 0.03759 | 0.0016314 | 0.041187 | 0 | 0 | 0 | 0.010206 |  | 9.8523e-07 | 0 | 9.8523e-07 | 4.9262e-07 | 0 | 4.9262e-07 | 1.2667e-06 | 0 | 1.2667e-06 | [16 empty] | 7.3.1.3 Ignition probability mapping showing the probability of ignition along the electric lines and equipmentWLDFRAggregatedAggregated | WLDFR | HFTD - Distribution - Tier 2 - 3QU CoRE ¦ 1QU LoRE | Red Flag Warning - Large Fires | Aggregated | Aggregated | 2035 | 5.9314e-05 | 0 | 500.9897 | 0.029716 | 2035 | Mitigation | 0.08575 | 30 | 0 | esc | 0.0012005 | 7.1206e-08 | 0.00060025 | 3.5603e-08 | 0.0015435 | 9.1551e-08
[35 empty] | 7.3.1.3 Ignition probability mapping showing the probability of ignition along the electric lines and equipment | WLDFR | HFTD - Distribution - Tier 3 - 5QU CoRE ¦ 2QU LoRE | 2021 | 1 | 0.015209 | 0.072381 | 0 | 0.072381 | 0.0094668 | 0.045054 | 0 | 0.045054 | 0 | 0 | 0 | 0 | 0 | 0 | 0 | 0 | 0.072381 | 0.045054 | 0 | 0 | 0 | 0 | 0 | 0 | 0 | 0 | 0 | 0 | [11 empty] | WLDFR | HFTD - Distribution - Tier 2 - 3QU CoRE ¦ 1QU LoRE | Non-Red Flag Warning - Small Fires | 2025 | 1.2253e-05 | 6.1264e-06 | 1.5754e-05 | 0.080408 | 0.03759 | 0.0016314 | 0.041187 | 0 | 0 | 0 | 0.010206 |  | 9.8523e-07 | 0 | 9.8523e-07 | 4.9262e-07 | 0 | 4.9262e-07 | 1.2667e-06 | 0 | 1.2667e-06 | [16 empty] | 7.3.1.3 Ignition probability mapping showing the probability of ignition along the electric lines and equipmentWLDFRAggregatedAggregated | WLDFR | HFTD - Distribution - Tier 2 - 3QU CoRE ¦ 1QU LoRE | Red Flag Warning - Large Fires | Aggregated | Aggregated | 2036 | 5.9314e-05 | 0 | 500.9897 | 0.029716 | 2036 | Mitigation | 0.08575 | 30 | 0 | esc | 0.0012005 | 7.1206e-08 | 0.00060025 | 3.5603e-08 | 0.0015435 | 9.1551e-08
[35 empty] | 7.3.1.3 Ignition probability mapping showing the probability of ignition along the electric lines and equipment | WLDFR | HFTD - Distribution - Tier 3 - 5QU CoRE ¦ 2QU LoRE | 2022 | 0.93458 | 0.015048 | 0.071921 | 0 | 0.071921 | 0.0093666 | 0.044768 | 0 | 0.044768 | 0.020164 | 0.096375 | 0 | 0.096375 | 0 | 0 | 0 | 0 | 0.067216 | 0.041839 | 0.09007 | 0 | 0.020164 | 0.018845 | 0.096375 | 0.09007 | 0 | 0 | 0.096375 | 0.09007 | [11 empty] | WLDFR | HFTD - Distribution - Tier 2 - 3QU CoRE ¦ 1QU LoRE | Non-Red Flag Warning - Small Fires | 2026 | 1.2253e-05 | 6.1264e-06 | 1.5754e-05 | 0.080408 | 0.03759 | 0.0016314 | 0.041187 | 0 | 0 | 0 | 0.010206 |  | 9.8523e-07 | 0 | 9.8523e-07 | 4.9262e-07 | 0 | 4.9262e-07 | 1.2667e-06 | 0 | 1.2667e-06 | [16 empty] | 7.3.1.3 Ignition probability mapping showing the probability of ignition along the electric lines and equipmentWLDFRAggregatedAggregated | WLDFR | HFTD - Distribution - Tier 2 - 3QU CoRE ¦ 1QU LoRE | Red Flag Warning - Large Fires | Aggregated | Aggregated | 2037 | 5.9314e-05 | 0 | 500.9897 | 0.029716 | 2037 | Mitigation | 0.08575 | 30 | 0 | esc | 0.0012005 | 7.1206e-08 | 0.00060025 | 3.5603e-08 | 0.0015435 | 9.1551e-08
[35 empty] | 7.3.1.3 Ignition probability mapping showing the probability of ignition along the electric lines and equipment | WLDFR | HFTD - Distribution - Tier 3 - 5QU CoRE ¦ 2QU LoRE | 2023 | 0.87344 | 0.015048 | 0.074554 | 0 | 0.074554 | 0.0093666 | 0.046407 | 0 | 0.046407 | 0.020164 | 0.099903 | 0 | 0.099903 | 0.021175 | 0.10491 | 0 | 0.10491 | 0.065119 | 0.040533 | 0.087259 | 0.091635 | 0.020164 | 0.017612 | 0.099903 | 0.087259 | 0 | 0 | 0.099903 | 0.087259 | [11 empty] | WLDFR | HFTD - Distribution - Tier 2 - 3QU CoRE ¦ 1QU LoRE | Non-Red Flag Warning - Small Fires | 2027 | 1.2253e-05 | 6.1264e-06 | 1.5754e-05 | 0.080408 | 0.03759 | 0.0016314 | 0.041187 | 0 | 0 | 0 | 0.010206 |  | 9.8523e-07 | 0 | 9.8523e-07 | 4.9262e-07 | 0 | 4.9262e-07 | 1.2667e-06 | 0 | 1.2667e-06 | [16 empty] | 7.3.1.3 Ignition probability mapping showing the probability of ignition along the electric lines and equipmentWLDFRAggregatedAggregated | WLDFR | HFTD - Distribution - Tier 2 - 3QU CoRE ¦ 1QU LoRE | Red Flag Warning - Large Fires | Aggregated | Aggregated | 2038 | 5.9314e-05 | 0 | 500.9897 | 0.029716 | 2038 | Mitigation | 0.08575 | 30 | 0 | esc | 0.0012005 | 7.1206e-08 | 0.00060025 | 3.5603e-08 | 0.0015435 | 9.1551e-08
[35 empty] | 7.3.1.3 Ignition probability mapping showing the probability of ignition along the electric lines and equipment | WLDFR | HFTD - Distribution - Tier 3 - 5QU CoRE ¦ 2QU LoRE | 2024 | 0.8163 | 0.015048 | 0.074554 | 0 | 0.074554 | 0.0093666 | 0.046407 | 0 | 0.046407 | 0.020164 | 0.099903 | 0 | 0.099903 | 0.021175 | 0.10491 | 0 | 0.10491 | 0.060858 | 0.037882 | 0.081551 | 0.08564 | 0.020164 | 0.01646 | 0.099903 | 0.081551 | 0 | 0 | 0.099903 | 0.081551 | [11 empty] | WLDFR | HFTD - Distribution - Tier 2 - 3QU CoRE ¦ 1QU LoRE | Non-Red Flag Warning - Small Fires | 2028 | 1.2253e-05 | 6.1264e-06 | 1.5754e-05 | 0.083606 | 0.039055 | 0.001695 | 0.042856 | 0 | 0 | 0 | 0.010206 |  | 1.0244e-06 | 0 | 1.0244e-06 | 5.1221e-07 | 0 | 5.1221e-07 | 1.3171e-06 | 0 | 1.3171e-06 | [16 empty] | 7.3.1.3 Ignition probability mapping showing the probability of ignition along the electric lines and equipmentWLDFRAggregatedAggregated | WLDFR | HFTD - Distribution - Tier 2 - 3QU CoRE ¦ 1QU LoRE | Red Flag Warning - Large Fires | Aggregated | Aggregated | 2039 | 5.9314e-05 | 0 | 500.9897 | 0.029716 | 2039 | Mitigation | 0.08575 | 30 | 0 | esc | 0.0012005 | 7.1206e-08 | 0.00060025 | 3.5603e-08 | 0.0015435 | 9.1551e-08
[35 empty] | 7.3.1.3 Ignition probability mapping showing the probability of ignition along the electric lines and equipment | WLDFR | HFTD - Distribution - Tier 3 - 5QU CoRE ¦ 2QU LoRE | 2025 | 0.7629 | 0.015048 | 0.074554 | 0 | 0.074554 | 0.0093666 | 0.046407 | 0 | 0.046407 | 0.020164 | 0.099903 | 0 | 0.099903 | 0.021175 | 0.10491 | 0 | 0.10491 | 0.056877 | 0.035403 | 0.076216 | 0.080038 | 0.020164 | 0.015383 | 0.099903 | 0.076216 | 0 | 0 | 0.099903 | 0.076216 | [11 empty] | WLDFR | HFTD - Distribution - Tier 2 - 3QU CoRE ¦ 1QU LoRE | Non-Red Flag Warning - Small Fires | 2029 | 1.2253e-05 | 6.1264e-06 | 1.5754e-05 | 0.083606 | 0.039055 | 0.001695 | 0.042856 | 0 | 0 | 0 | 0.010206 |  | 1.0244e-06 | 0 | 1.0244e-06 | 5.1221e-07 | 0 | 5.1221e-07 | 1.3171e-06 | 0 | 1.3171e-06 | [16 empty] | 7.3.1.3 Ignition probability mapping showing the probability of ignition along the electric lines and equipmentWLDFRAggregatedAggregated | WLDFR | HFTD - Distribution - Tier 2 - 3QU CoRE ¦ 1QU LoRE | Red Flag Warning - Large Fires | Aggregated | Aggregated | 2040 | 5.9314e-05 | 0 | 500.9897 | 0.029716 | 2040 | Mitigation | 0.08575 | 30 | 0 | esc | 0.0012005 | 7.1206e-08 | 0.00060025 | 3.5603e-08 | 0.0015435 | 9.1551e-08
[35 empty] | 7.3.1.3 Ignition probability mapping showing the probability of ignition along the electric lines and equipment | WLDFR | HFTD - Distribution - Tier 3 - 5QU CoRE ¦ 2QU LoRE | 2026 | 0.71299 | 0.015048 | 0.074554 | 0 | 0.074554 | 0.0093666 | 0.046407 | 0 | 0.046407 | 0.020164 | 0.099903 | 0 | 0.099903 | 0.021175 | 0.10491 | 0 | 0.10491 | 0.053156 | 0.033087 | 0.07123 | 0.074801 | 0.020164 | 0.014377 | 0.099903 | 0.07123 | 0 | 0 | 0.099903 | 0.07123 | [11 empty] | WLDFR | HFTD - Distribution - Tier 2 - 3QU CoRE ¦ 1QU LoRE | Non-Red Flag Warning - Small Fires | 2030 | 1.2253e-05 | 6.1264e-06 | 1.5754e-05 | 0.083606 | 0.039055 | 0.001695 | 0.042856 | 0 | 0 | 0 | 0.010206 |  | 1.0244e-06 | 0 | 1.0244e-06 | 5.1221e-07 | 0 | 5.1221e-07 | 1.3171e-06 | 0 | 1.3171e-06 | [16 empty] | 7.3.1.3 Ignition probability mapping showing the probability of ignition along the electric lines and equipmentWLDFRAggregatedAggregated | WLDFR | HFTD - Distribution - Tier 2 - 3QU CoRE ¦ 1QU LoRE | Red Flag Warning - Large Fires | Aggregated | Aggregated | 2041 | 5.9314e-05 | 0 | 500.9897 | 0.029716 | 2041 | Mitigation | 0.08575 | 30 | 0 | esc | 0.0012005 | 7.1206e-08 | 0.00060025 | 3.5603e-08 | 0.0015435 | 9.1551e-08
[35 empty] | 7.3.1.3 Ignition probability mapping showing the probability of ignition along the electric lines and equipment | WLDFR | HFTD - Distribution - Tier 3 - 5QU CoRE ¦ 2QU LoRE | 2027 | 0.66634 | 0.015048 | 0.074554 | 0 | 0.074554 | 0.0093666 | 0.046407 | 0 | 0.046407 | 0.020164 | 0.099903 | 0 | 0.099903 | 0.021175 | 0.10491 | 0 | 0.10491 | 0.049679 | 0.030923 | 0.06657 | 0.069908 | 0.020164 | 0.013436 | 0.099903 | 0.06657 | 0 | 0 | 0.099903 | 0.06657 | [11 empty] | WLDFR | HFTD - Distribution - Tier 2 - 3QU CoRE ¦ 1QU LoRE | Non-Red Flag Warning - Small Fires | 2031 | 1.2253e-05 | 6.1264e-06 | 1.5754e-05 | 0.083606 | 0.039055 | 0.001695 | 0.042856 | 0 | 0 | 0 | 0.010206 |  | 1.0244e-06 | 0 | 1.0244e-06 | 5.1221e-07 | 0 | 5.1221e-07 | 1.3171e-06 | 0 | 1.3171e-06 | [16 empty] | 7.3.1.3 Ignition probability mapping showing the probability of ignition along the electric lines and equipmentWLDFRAggregatedAggregated | WLDFR | HFTD - Distribution - Tier 2 - 3QU CoRE ¦ 1QU LoRE | Red Flag Warning - Large Fires | Aggregated | Aggregated | 2042 | 5.9314e-05 | 0 | 500.9897 | 0.029716 | 2042 | Mitigation | 0.08575 | 30 | 0 | esc | 0.0012005 | 7.1206e-08 | 0.00060025 | 3.5603e-08 | 0.0015435 | 9.1551e-08
[35 empty] | 7.3.1.3 Ignition probability mapping showing the probability of ignition along the electric lines and equipment | WLDFR | HFTD - Distribution - Tier 3 - 5QU CoRE ¦ 2QU LoRE | 2028 | 0.62275 | 0.015048 | 0.077873 | 0 | 0.077873 | 0.0093666 | 0.048472 | 0 | 0.048472 | 0.020164 | 0.10435 | 0 | 0.10435 | 0.021175 | 0.10958 | 0 | 0.10958 | 0.048495 | 0.030186 | 0.064984 | 0.068242 | 0.020164 | 0.012557 | 0.10435 | 0.064984 | 0 | 0 | 0.10435 | 0.064984 | [11 empty] | WLDFR | HFTD - Distribution - Tier 2 - 3QU CoRE ¦ 1QU LoRE | Non-Red Flag Warning - Small Fires | 2032 | 1.2253e-05 | 6.1264e-06 | 1.5754e-05 | 0.083606 | 0.039055 | 0.001695 | 0.042856 | 0 | 0 | 0 | 0.010206 |  | 1.0244e-06 | 0 | 1.0244e-06 | 5.1221e-07 | 0 | 5.1221e-07 | 1.3171e-06 | 0 | 1.3171e-06 | [16 empty] | 7.3.1.3 Ignition probability mapping showing the probability of ignition along the electric lines and equipmentWLDFRAggregatedAggregated | WLDFR | HFTD - Distribution - Tier 2 - 3QU CoRE ¦ 1QU LoRE | Red Flag Warning - Large Fires | Aggregated | Aggregated | 2043 | 5.9314e-05 | 0 | 500.9897 | 0.029716 | 2043 | Mitigation | 0.08575 | 30 | 0 | esc | 0.0012005 | 7.1206e-08 | 0.00060025 | 3.5603e-08 | 0.0015435 | 9.1551e-08
[35 empty] | 7.3.1.3 Ignition probability mapping showing the probability of ignition along the electric lines and equipment | WLDFR | HFTD - Distribution - Tier 3 - 5QU CoRE ¦ 2QU LoRE | 2029 | 0.58201 | 0.015048 | 0.077873 | 0 | 0.077873 | 0.0093666 | 0.048472 | 0 | 0.048472 | 0.020164 | 0.10435 | 0 | 0.10435 | 0.021175 | 0.10958 | 0 | 0.10958 | 0.045323 | 0.028211 | 0.060733 | 0.063778 | 0.020164 | 0.011736 | 0.10435 | 0.060733 | 0 | 0 | 0.10435 | 0.060733 | [11 empty] | WLDFR | HFTD - Distribution - Tier 2 - 3QU CoRE ¦ 1QU LoRE | Non-Red Flag Warning - Small Fires | 2033 | 1.2253e-05 | 6.1264e-06 | 1.5754e-05 | 0.087211 | 0.040679 | 0.0017655 | 0.044766 | 0 | 0 | 0 | 0.010206 |  | 1.0686e-06 | 0 | 1.0686e-06 | 5.3429e-07 | 0 | 5.3429e-07 | 1.3739e-06 | 0 | 1.3739e-06 | [16 empty] | 7.3.1.3 Ignition probability mapping showing the probability of ignition along the electric lines and equipmentWLDFRAggregatedAggregated | WLDFR | HFTD - Distribution - Tier 2 - 3QU CoRE ¦ 1QU LoRE | Red Flag Warning - Large Fires | Aggregated | Aggregated | 2044 | 5.9314e-05 | 0 | 500.9897 | 0.029716 | 2044 | Mitigation | 0.08575 | 30 | 0 | esc | 0.0012005 | 7.1206e-08 | 0.00060025 | 3.5603e-08 | 0.0015435 | 9.1551e-08
[35 empty] | 7.3.1.3 Ignition probability mapping showing the probability of ignition along the electric lines and equipment | WLDFR | HFTD - Distribution - Tier 3 - 5QU CoRE ¦ 2QU LoRE | 2030 | 0.54393 | 0.015048 | 0.077873 | 0 | 0.077873 | 0.0093666 | 0.048472 | 0 | 0.048472 | 0.020164 | 0.10435 | 0 | 0.10435 | 0.021175 | 0.10958 | 0 | 0.10958 | 0.042358 | 0.026366 | 0.056759 | 0.059606 | 0.020164 | 0.010968 | 0.10435 | 0.056759 | 0 | 0 | 0.10435 | 0.056759 | [11 empty] | WLDFR | HFTD - Distribution - Tier 2 - 3QU CoRE ¦ 1QU LoRE | Non-Red Flag Warning - Small Fires | 2034 | 1.2253e-05 | 6.1264e-06 | 1.5754e-05 | 0.087211 | 0.040679 | 0.0017655 | 0.044766 | 0 | 0 | 0 | 0.010206 |  | 1.0686e-06 | 0 | 1.0686e-06 | 5.3429e-07 | 0 | 5.3429e-07 | 1.3739e-06 | 0 | 1.3739e-06 | [16 empty] | 7.3.1.3 Ignition probability mapping showing the probability of ignition along the electric lines and equipmentWLDFRAggregatedAggregated | WLDFR | HFTD - Distribution - Tier 2 - 3QU CoRE ¦ 1QU LoRE | Red Flag Warning - Large Fires | Aggregated | Aggregated | 2045 | 5.9314e-05 | 0 | 500.9897 | 0.029716 | 2045 | Mitigation | 0.08575 | 30 | 0 | esc | 0.0012005 | 7.1206e-08 | 0.00060025 | 3.5603e-08 | 0.0015435 | 9.1551e-08
[35 empty] | 7.3.1.3 Ignition probability mapping showing the probability of ignition along the electric lines and equipment | WLDFR | HFTD - Distribution - Tier 3 - 5QU CoRE ¦ 2QU LoRE | 2031 | 0.50835 | 0.015048 | 0.077873 | 0 | 0.077873 | 0.0093666 | 0.048472 | 0 | 0.048472 | 0.020164 | 0.10435 | 0 | 0.10435 | 0.021175 | 0.10958 | 0 | 0.10958 | 0.039586 | 0.024641 | 0.053046 | 0.055706 | 0.020164 | 0.010251 | 0.10435 | 0.053046 | 0 | 0 | 0.10435 | 0.053046 | [11 empty] | WLDFR | HFTD - Distribution - Tier 2 - 3QU CoRE ¦ 1QU LoRE | Non-Red Flag Warning - Small Fires | 2035 | 1.2253e-05 | 6.1264e-06 | 1.5754e-05 | 0.087211 | 0.040679 | 0.0017655 | 0.044766 | 0 | 0 | 0 | 0.010206 |  | 1.0686e-06 | 0 | 1.0686e-06 | 5.3429e-07 | 0 | 5.3429e-07 | 1.3739e-06 | 0 | 1.3739e-06 | [16 empty] | 7.3.1.3 Ignition probability mapping showing the probability of ignition along the electric lines and equipmentWLDFRAggregatedAggregated | WLDFR | HFTD - Distribution - Tier 2 - 3QU CoRE ¦ 1QU LoRE | Red Flag Warning - Large Fires | Aggregated | Aggregated | 2046 | 5.9314e-05 | 0 | 500.9897 | 0.029716 | 2046 | Mitigation | 0.08575 | 30 | 0 | esc | 0.0012005 | 7.1206e-08 | 0.00060025 | 3.5603e-08 | 0.0015435 | 9.1551e-08
[35 empty] | 7.3.1.3 Ignition probability mapping showing the probability of ignition along the electric lines and equipment | WLDFR | HFTD - Distribution - Tier 3 - 5QU CoRE ¦ 2QU LoRE | 2032 | 0.47509 | 0.015048 | 0.077873 | 0 | 0.077873 | 0.0093666 | 0.048472 | 0 | 0.048472 | 0.020164 | 0.10435 | 0 | 0.10435 | 0.021175 | 0.10958 | 0 | 0.10958 | 0.036997 | 0.023029 | 0.049576 | 0.052062 | 0.020164 | 0.0095799 | 0.10435 | 0.049576 | 0 | 0 | 0.10435 | 0.049576 | [11 empty] | WLDFR | HFTD - Distribution - Tier 2 - 3QU CoRE ¦ 1QU LoRE | Non-Red Flag Warning - Small Fires | 2036 | 1.2253e-05 | 6.1264e-06 | 1.5754e-05 | 0.087211 | 0.040679 | 0.0017655 | 0.044766 | 0 | 0 | 0 | 0.010206 |  | 1.0686e-06 | 0 | 1.0686e-06 | 5.3429e-07 | 0 | 5.3429e-07 | 1.3739e-06 | 0 | 1.3739e-06 | [16 empty] | 7.3.1.3 Ignition probability mapping showing the probability of ignition along the electric lines and equipmentWLDFRAggregatedAggregated | WLDFR | HFTD - Distribution - Tier 2 - 3QU CoRE ¦ 1QU LoRE | Red Flag Warning - Large Fires | Aggregated | Aggregated | 2047 | 5.9314e-05 | 0 | 500.9897 | 0.029716 | 2047 | Mitigation | 0.08575 | 30 | 0 | esc | 0.0012005 | 7.1206e-08 | 0.00060025 | 3.5603e-08 | 0.0015435 | 9.1551e-08
[35 empty] | 7.3.1.3 Ignition probability mapping showing the probability of ignition along the electric lines and equipment | WLDFR | HFTD - Distribution - Tier 3 - 5QU CoRE ¦ 2QU LoRE | 2033 | 0.44401 | 0.015048 | 0.081562 | 0 | 0.081562 | 0.0093666 | 0.050768 | 0 | 0.050768 | 0.020164 | 0.10929 | 0 | 0.10929 | 0.021175 | 0.11477 | 0 | 0.11477 | 0.036214 | 0.022542 | 0.048528 | 0.050961 | 0.020164 | 0.0089532 | 0.10929 | 0.048528 | 0 | 0 | 0.10929 | 0.048528 | [11 empty] | WLDFR | HFTD - Distribution - Tier 2 - 3QU CoRE ¦ 1QU LoRE | Non-Red Flag Warning - Small Fires | 2037 | 1.2253e-05 | 6.1264e-06 | 1.5754e-05 | 0.087211 | 0.040679 | 0.0017655 | 0.044766 | 0 | 0 | 0 | 0.010206 |  | 1.0686e-06 | 0 | 1.0686e-06 | 5.3429e-07 | 0 | 5.3429e-07 | 1.3739e-06 | 0 | 1.3739e-06 | [16 empty] | 7.3.1.3 Ignition probability mapping showing the probability of ignition along the electric lines and equipmentWLDFRAggregatedAggregated | WLDFR | HFTD - Distribution - Tier 2 - 3QU CoRE ¦ 1QU LoRE | Red Flag Warning - Large Fires | Aggregated | Aggregated | 2048 | 5.9314e-05 | 0 | 500.9897 | 0.029716 | 2048 | Mitigation | 0.08575 | 30 | 0 | esc | 0.0012005 | 7.1206e-08 | 0.00060025 | 3.5603e-08 | 0.0015435 | 9.1551e-08
[35 empty] | 7.3.1.3 Ignition probability mapping showing the probability of ignition along the electric lines and equipment | WLDFR | HFTD - Distribution - Tier 3 - 5QU CoRE ¦ 2QU LoRE | 2034 | 0.41496 | 0.015048 | 0.081562 | 0 | 0.081562 | 0.0093666 | 0.050768 | 0 | 0.050768 | 0.020164 | 0.10929 | 0 | 0.10929 | 0.021175 | 0.11477 | 0 | 0.11477 | 0.033845 | 0.021067 | 0.045353 | 0.047627 | 0.020164 | 0.0083675 | 0.10929 | 0.045353 | 0 | 0 | 0.10929 | 0.045353 | [11 empty] | WLDFR | HFTD - Distribution - Tier 2 - 3QU CoRE ¦ 1QU LoRE | Non-Red Flag Warning - Small Fires | 2038 | 1.2253e-05 | 6.1264e-06 | 1.5754e-05 | 0.091184 | 0.042438 | 0.0018418 | 0.046905 | 0 | 0 | 0 | 0.010206 |  | 1.1173e-06 | 0 | 1.1173e-06 | 5.5863e-07 | 0 | 5.5863e-07 | 1.4365e-06 | 0 | 1.4365e-06 | [16 empty] | 7.3.1.3 Ignition probability mapping showing the probability of ignition along the electric lines and equipmentWLDFRAggregatedAggregated | WLDFR | HFTD - Distribution - Tier 2 - 3QU CoRE ¦ 1QU LoRE | Red Flag Warning - Large Fires | Aggregated | Aggregated | 2049 | 5.9314e-05 | 0 | 500.9897 | 0.029716 | 2049 | Mitigation | 0.08575 | 30 | 0 | esc | 0.0012005 | 7.1206e-08 | 0.00060025 | 3.5603e-08 | 0.0015435 | 9.1551e-08
[35 empty] | 7.3.1.3 Ignition probability mapping showing the probability of ignition along the electric lines and equipment | WLDFR | HFTD - Distribution - Tier 3 - 5QU CoRE ¦ 2QU LoRE | 2035 | 0.38782 | 0.015048 | 0.081562 | 0 | 0.081562 | 0.0093666 | 0.050768 | 0 | 0.050768 | 0.020164 | 0.10929 | 0 | 0.10929 | 0.021175 | 0.11477 | 0 | 0.11477 | 0.031631 | 0.019689 | 0.042386 | 0.044511 | 0.020164 | 0.0078201 | 0.10929 | 0.042386 | 0 | 0 | 0.10929 | 0.042386 | [11 empty] | WLDFR | HFTD - Distribution - Tier 2 - 3QU CoRE ¦ 1QU LoRE | Non-Red Flag Warning - Small Fires | 2039 | 1.2253e-05 | 6.1264e-06 | 1.5754e-05 | 0.091184 | 0.042438 | 0.0018418 | 0.046905 | 0 | 0 | 0 | 0.010206 |  | 1.1173e-06 | 0 | 1.1173e-06 | 5.5863e-07 | 0 | 5.5863e-07 | 1.4365e-06 | 0 | 1.4365e-06 | [16 empty] | 7.3.1.3 Ignition probability mapping showing the probability of ignition along the electric lines and equipmentWLDFRAggregatedAggregated | WLDFR | HFTD - Distribution - Tier 2 - 3QU CoRE ¦ 1QU LoRE | Red Flag Warning - Large Fires | Aggregated | Aggregated | 2050 | 5.9314e-05 | 0 | 500.9897 | 0.029716 | 2050 | Mitigation | 0.08575 | 30 | 0 | esc | 0 | 0 | 0.00060025 | 3.5603e-08 | 0.0015435 | 9.1551e-08
[35 empty] | 7.3.1.3 Ignition probability mapping showing the probability of ignition along the electric lines and equipment | WLDFR | HFTD - Distribution - Tier 3 - 5QU CoRE ¦ 2QU LoRE | 2036 | 0.36245 | 0.015048 | 0.081562 | 0 | 0.081562 | 0.0093666 | 0.050768 | 0 | 0.050768 | 0.020164 | 0.10929 | 0 | 0.10929 | 0.021175 | 0.11477 | 0 | 0.11477 | 0.029562 | 0.018401 | 0.039613 | 0.041599 | 0.020164 | 0.0073085 | 0.10929 | 0.039613 | 0 | 0 | 0.10929 | 0.039613 | [11 empty] | WLDFR | HFTD - Distribution - Tier 2 - 3QU CoRE ¦ 1QU LoRE | Non-Red Flag Warning - Small Fires | 2040 | 1.2253e-05 | 6.1264e-06 | 1.5754e-05 | 0.091184 | 0.042438 | 0.0018418 | 0.046905 | 0 | 0 | 0 | 0.010206 |  | 1.1173e-06 | 0 | 1.1173e-06 | 5.5863e-07 | 0 | 5.5863e-07 | 1.4365e-06 | 0 | 1.4365e-06 | [16 empty] | 7.3.1.3 Ignition probability mapping showing the probability of ignition along the electric lines and equipmentWLDFRAggregatedAggregated | WLDFR | HFTD - Distribution - Tier 2 - 3QU CoRE ¦ 1QU LoRE | Red Flag Warning - Large Fires | Aggregated | Aggregated | 2051 | 5.9314e-05 | 0 | 500.9897 | 0.029716 | 2051 | Mitigation | 0.08575 | 30 | 0 | esc | 0 | 0 | 0 | 0 | 0.0015435 | 9.1551e-08
[35 empty] | 7.3.1.3 Ignition probability mapping showing the probability of ignition along the electric lines and equipment | WLDFR | HFTD - Distribution - Tier 3 - 5QU CoRE ¦ 2QU LoRE | 2037 | 0.33873 | 0.015048 | 0.081562 | 0 | 0.081562 | 0.0093666 | 0.050768 | 0 | 0.050768 | 0.020164 | 0.10929 | 0 | 0.10929 | 0.021175 | 0.11477 | 0 | 0.11477 | 0.027628 | 0.017197 | 0.037021 | 0.038878 | 0.020164 | 0.0068304 | 0.10929 | 0.037021 | 0 | 0 | 0.10929 | 0.037021 | [11 empty] | WLDFR | HFTD - Distribution - Tier 2 - 3QU CoRE ¦ 1QU LoRE | Non-Red Flag Warning - Small Fires | 2041 | 1.2253e-05 | 6.1264e-06 | 1.5754e-05 | 0.091184 | 0.042438 | 0.0018418 | 0.046905 | 0 | 0 | 0 | 0.010206 |  | 1.1173e-06 | 0 | 1.1173e-06 | 5.5863e-07 | 0 | 5.5863e-07 | 1.4365e-06 | 0 | 1.4365e-06 | [16 empty] | 7.3.1.3 Ignition probability mapping showing the probability of ignition along the electric lines and equipmentWLDFRAggregatedAggregated | WLDFR | HFTD - Distribution - Tier 2 - 3QU CoRE ¦ 1QU LoRE | Red Flag Warning - Small Fires | Aggregated | Aggregated | 2021 | 0.0012681 | 0 | 500.9897 | 0.63532 | 2021 | Mitigation | 0.08575 | 30 | 0 | esc | 0.0012005 | 1.5224e-06 | 0.00060025 | 7.612e-07 | 0 | 0
[35 empty] | 7.3.1.3 Ignition probability mapping showing the probability of ignition along the electric lines and equipment | WLDFR | HFTD - Distribution - Tier 3 - 5QU CoRE ¦ 2QU LoRE | 2038 | 0.31657 | 0.015048 | 0.085568 | 0 | 0.085568 | 0.0093666 | 0.053262 | 0 | 0.053262 | 0.020164 | 0.11466 | 0 | 0.11466 | 0.021175 | 0.12041 | 0 | 0.12041 | 0.027089 | 0.016861 | 0.036299 | 0.038119 | 0.020164 | 0.0063835 | 0.11466 | 0.036299 | 0 | 0 | 0.11466 | 0.036299 | [11 empty] | WLDFR | HFTD - Distribution - Tier 2 - 3QU CoRE ¦ 1QU LoRE | Non-Red Flag Warning - Small Fires | 2042 | 1.2253e-05 | 6.1264e-06 | 1.5754e-05 | 0.091184 | 0.042438 | 0.0018418 | 0.046905 | 0 | 0 | 0 | 0.010206 |  | 1.1173e-06 | 0 | 1.1173e-06 | 5.5863e-07 | 0 | 5.5863e-07 | 1.4365e-06 | 0 | 1.4365e-06 | [16 empty] | 7.3.1.3 Ignition probability mapping showing the probability of ignition along the electric lines and equipmentWLDFRAggregatedAggregated | WLDFR | HFTD - Distribution - Tier 2 - 3QU CoRE ¦ 1QU LoRE | Red Flag Warning - Small Fires | Aggregated | Aggregated | 2022 | 0.0012681 | 0 | 500.9897 | 0.63532 | 2022 | Mitigation | 0.08575 | 30 | 0 | esc | 0.0012005 | 1.5224e-06 | 0.00060025 | 7.612e-07 | 0.0015435 | 1.9574e-06
[35 empty] | 7.3.1.3 Ignition probability mapping showing the probability of ignition along the electric lines and equipment | WLDFR | HFTD - Distribution - Tier 3 - 5QU CoRE ¦ 2QU LoRE | 2039 | 0.29586 | 0.015048 | 0.085568 | 0 | 0.085568 | 0.0093666 | 0.053262 | 0 | 0.053262 | 0.020164 | 0.11466 | 0 | 0.11466 | 0.021175 | 0.12041 | 0 | 0.12041 | 0.025316 | 0.015758 | 0.033924 | 0.035625 | 0.020164 | 0.0059659 | 0.11466 | 0.033924 | 0 | 0 | 0.11466 | 0.033924 | [11 empty] | WLDFR | HFTD - Distribution - Tier 2 - 3QU CoRE ¦ 1QU LoRE | Non-Red Flag Warning - Small Fires | 2043 | 1.2253e-05 | 6.1264e-06 | 1.5754e-05 | 0.095486 | 0.044306 | 0.0019228 | 0.049257 | 0 | 0 | 0 | 0.010206 |  | 1.17e-06 | 0 | 1.17e-06 | 5.8499e-07 | 0 | 5.8499e-07 | 1.5042e-06 | 0 | 1.5042e-06 | [16 empty] | 7.3.1.3 Ignition probability mapping showing the probability of ignition along the electric lines and equipmentWLDFRAggregatedAggregated | WLDFR | HFTD - Distribution - Tier 2 - 3QU CoRE ¦ 1QU LoRE | Red Flag Warning - Small Fires | Aggregated | Aggregated | 2023 | 0.0012681 | 0 | 500.9897 | 0.63532 | 2023 | Mitigation | 0.08575 | 30 | 0 | esc | 0.0012005 | 1.5224e-06 | 0.00060025 | 7.612e-07 | 0.0015435 | 1.9574e-06
[35 empty] | 7.3.1.3 Ignition probability mapping showing the probability of ignition along the electric lines and equipment | WLDFR | HFTD - Distribution - Tier 3 - 5QU CoRE ¦ 2QU LoRE | 2040 | 0.27651 | 0.015048 | 0.085568 | 0 | 0.085568 | 0.0093666 | 0.053262 | 0 | 0.053262 | 0.020164 | 0.11466 | 0 | 0.11466 | 0.021175 | 0.12041 | 0 | 0.12041 | 0.02366 | 0.014727 | 0.031705 | 0.033295 | 0.020164 | 0.0055756 | 0.11466 | 0.031705 | 0 | 0 | 0.11466 | 0.031705 | [11 empty] | WLDFR | HFTD - Distribution - Tier 2 - 3QU CoRE ¦ 1QU LoRE | Non-Red Flag Warning - Small Fires | 2044 | 1.2253e-05 | 6.1264e-06 | 1.5754e-05 | 0.095486 | 0.044306 | 0.0019228 | 0.049257 | 0 | 0 | 0 | 0.010206 |  | 1.17e-06 | 0 | 1.17e-06 | 5.8499e-07 | 0 | 5.8499e-07 | 1.5042e-06 | 0 | 1.5042e-06 | [16 empty] | 7.3.1.3 Ignition probability mapping showing the probability of ignition along the electric lines and equipmentWLDFRAggregatedAggregated | WLDFR | HFTD - Distribution - Tier 2 - 3QU CoRE ¦ 1QU LoRE | Red Flag Warning - Small Fires | Aggregated | Aggregated | 2024 | 0.0012681 | 0 | 500.9897 | 0.63532 | 2024 | Mitigation | 0.08575 | 30 | 0 | esc | 0.0012005 | 1.5224e-06 | 0.00060025 | 7.612e-07 | 0.0015435 | 1.9574e-06
[35 empty] | 7.3.1.3 Ignition probability mapping showing the probability of ignition along the electric lines and equipment | WLDFR | HFTD - Distribution - Tier 3 - 5QU CoRE ¦ 2QU LoRE | 2041 | 0.25842 | 0.015048 | 0.085568 | 0 | 0.085568 | 0.0093666 | 0.053262 | 0 | 0.053262 | 0.020164 | 0.11466 | 0 | 0.11466 | 0.021175 | 0.12041 | 0 | 0.12041 | 0.022112 | 0.013764 | 0.029631 | 0.031117 | 0.020164 | 0.0052108 | 0.11466 | 0.029631 | 0 | 0 | 0.11466 | 0.029631 | [11 empty] | WLDFR | HFTD - Distribution - Tier 2 - 3QU CoRE ¦ 1QU LoRE | Non-Red Flag Warning - Small Fires | 2045 | 1.2253e-05 | 6.1264e-06 | 1.5754e-05 | 0.095486 | 0.044306 | 0.0019228 | 0.049257 | 0 | 0 | 0 | 0.010206 |  | 1.17e-06 | 0 | 1.17e-06 | 5.8499e-07 | 0 | 5.8499e-07 | 1.5042e-06 | 0 | 1.5042e-06 | [16 empty] | 7.3.1.3 Ignition probability mapping showing the probability of ignition along the electric lines and equipmentWLDFRAggregatedAggregated | WLDFR | HFTD - Distribution - Tier 2 - 3QU CoRE ¦ 1QU LoRE | Red Flag Warning - Small Fires | Aggregated | Aggregated | 2025 | 0.0012681 | 0 | 500.9897 | 0.63532 | 2025 | Mitigation | 0.08575 | 30 | 0 | esc | 0.0012005 | 1.5224e-06 | 0.00060025 | 7.612e-07 | 0.0015435 | 1.9574e-06
[35 empty] | 7.3.1.3 Ignition probability mapping showing the probability of ignition along the electric lines and equipment | WLDFR | HFTD - Distribution - Tier 3 - 5QU CoRE ¦ 2QU LoRE | 2042 | 0.24151 | 0.015048 | 0.085568 | 0 | 0.085568 | 0.0093666 | 0.053262 | 0 | 0.053262 | 0.020164 | 0.11466 | 0 | 0.11466 | 0.021175 | 0.12041 | 0 | 0.12041 | 0.020666 | 0.012863 | 0.027692 | 0.029081 | 0.020164 | 0.00487 | 0.11466 | 0.027692 | 0 | 0 | 0.11466 | 0.027692 | [11 empty] | WLDFR | HFTD - Distribution - Tier 2 - 3QU CoRE ¦ 1QU LoRE | Non-Red Flag Warning - Small Fires | 2046 | 1.2253e-05 | 6.1264e-06 | 1.5754e-05 | 0.095486 | 0.044306 | 0.0019228 | 0.049257 | 0 | 0 | 0 | 0.010206 |  | 1.17e-06 | 0 | 1.17e-06 | 5.8499e-07 | 0 | 5.8499e-07 | 1.5042e-06 | 0 | 1.5042e-06 | [16 empty] | 7.3.1.3 Ignition probability mapping showing the probability of ignition along the electric lines and equipmentWLDFRAggregatedAggregated | WLDFR | HFTD - Distribution - Tier 2 - 3QU CoRE ¦ 1QU LoRE | Red Flag Warning - Small Fires | Aggregated | Aggregated | 2026 | 0.0012681 | 0 | 500.9897 | 0.63532 | 2026 | Mitigation | 0.08575 | 30 | 0 | esc | 0.0012005 | 1.5224e-06 | 0.00060025 | 7.612e-07 | 0.0015435 | 1.9574e-06
[35 empty] | 7.3.1.3 Ignition probability mapping showing the probability of ignition along the electric lines and equipment | WLDFR | HFTD - Distribution - Tier 3 - 5QU CoRE ¦ 2QU LoRE | 2043 | 0.22571 | 0.015048 | 0.089837 | 0 | 0.089837 | 0.0093666 | 0.055919 | 0 | 0.055919 | 0.020164 | 0.12038 | 0 | 0.12038 | 0.021175 | 0.12642 | 0 | 0.12642 | 0.020277 | 0.012622 | 0.027172 | 0.028534 | 0.020164 | 0.0045514 | 0.12038 | 0.027172 | 0 | 0 | 0.12038 | 0.027172 | [11 empty] | WLDFR | HFTD - Distribution - Tier 2 - 3QU CoRE ¦ 1QU LoRE | Non-Red Flag Warning - Small Fires | 2047 | 1.2253e-05 | 6.1264e-06 | 1.5754e-05 | 0.095486 | 0.044306 | 0.0019228 | 0.049257 | 0 | 0 | 0 | 0.010206 |  | 1.17e-06 | 0 | 1.17e-06 | 5.8499e-07 | 0 | 5.8499e-07 | 1.5042e-06 | 0 | 1.5042e-06 | [16 empty] | 7.3.1.3 Ignition probability mapping showing the probability of ignition along the electric lines and equipmentWLDFRAggregatedAggregated | WLDFR | HFTD - Distribution - Tier 2 - 3QU CoRE ¦ 1QU LoRE | Red Flag Warning - Small Fires | Aggregated | Aggregated | 2027 | 0.0012681 | 0 | 500.9897 | 0.63532 | 2027 | Mitigation | 0.08575 | 30 | 0 | esc | 0.0012005 | 1.5224e-06 | 0.00060025 | 7.612e-07 | 0.0015435 | 1.9574e-06
[35 empty] | 7.3.1.3 Ignition probability mapping showing the probability of ignition along the electric lines and equipment | WLDFR | HFTD - Distribution - Tier 3 - 5QU CoRE ¦ 2QU LoRE | 2044 | 0.21095 | 0.015048 | 0.089837 | 0 | 0.089837 | 0.0093666 | 0.055919 | 0 | 0.055919 | 0.020164 | 0.12038 | 0 | 0.12038 | 0.021175 | 0.12642 | 0 | 0.12642 | 0.018951 | 0.011796 | 0.025394 | 0.026668 | 0.020164 | 0.0042536 | 0.12038 | 0.025394 | 0 | 0 | 0.12038 | 0.025394 | [11 empty] | WLDFR | HFTD - Distribution - Tier 2 - 3QU CoRE ¦ 1QU LoRE | Non-Red Flag Warning - Small Fires | 2048 | 1.2253e-05 | 6.1264e-06 | 1.5754e-05 | 0.10007 | 0.04626 | 0.0020076 | 0.051804 | 0 | 0 | 0 | 0.010206 |  | 1.2262e-06 | 0 | 1.2262e-06 | 6.1308e-07 | 0 | 6.1308e-07 | 1.5765e-06 | 0 | 1.5765e-06 | [16 empty] | 7.3.1.3 Ignition probability mapping showing the probability of ignition along the electric lines and equipmentWLDFRAggregatedAggregated | WLDFR | HFTD - Distribution - Tier 2 - 3QU CoRE ¦ 1QU LoRE | Red Flag Warning - Small Fires | Aggregated | Aggregated | 2028 | 0.0012681 | 0 | 500.9897 | 0.63532 | 2028 | Mitigation | 0.08575 | 30 | 0 | esc | 0.0012005 | 1.5224e-06 | 0.00060025 | 7.612e-07 | 0.0015435 | 1.9574e-06
[35 empty] | 7.3.1.3 Ignition probability mapping showing the probability of ignition along the electric lines and equipment | WLDFR | HFTD - Distribution - Tier 3 - 5QU CoRE ¦ 2QU LoRE | 2045 | 0.19715 | 0.015048 | 0.089837 | 0 | 0.089837 | 0.0093666 | 0.055919 | 0 | 0.055919 | 0.020164 | 0.12038 | 0 | 0.12038 | 0.021175 | 0.12642 | 0 | 0.12642 | 0.017711 | 0.011024 | 0.023733 | 0.024923 | 0.020164 | 0.0039753 | 0.12038 | 0.023733 | 0 | 0 | 0.12038 | 0.023733 | [11 empty] | WLDFR | HFTD - Distribution - Tier 2 - 3QU CoRE ¦ 1QU LoRE | Non-Red Flag Warning - Small Fires | 2049 | 1.2253e-05 | 6.1264e-06 | 1.5754e-05 | 0.10007 | 0.04626 | 0.0020076 | 0.051804 | 0 | 0 | 0 | 0.010206 |  | 1.2262e-06 | 0 | 1.2262e-06 | 6.1308e-07 | 0 | 6.1308e-07 | 1.5765e-06 | 0 | 1.5765e-06 | [16 empty] | 7.3.1.3 Ignition probability mapping showing the probability of ignition along the electric lines and equipmentWLDFRAggregatedAggregated | WLDFR | HFTD - Distribution - Tier 2 - 3QU CoRE ¦ 1QU LoRE | Red Flag Warning - Small Fires | Aggregated | Aggregated | 2029 | 0.0012681 | 0 | 500.9897 | 0.63532 | 2029 | Mitigation | 0.08575 | 30 | 0 | esc | 0.0012005 | 1.5224e-06 | 0.00060025 | 7.612e-07 | 0.0015435 | 1.9574e-06
[35 empty] | 7.3.1.3 Ignition probability mapping showing the probability of ignition along the electric lines and equipment | WLDFR | HFTD - Distribution - Tier 3 - 5QU CoRE ¦ 2QU LoRE | 2046 | 0.18425 | 0.015048 | 0.089837 | 0 | 0.089837 | 0.0093666 | 0.055919 | 0 | 0.055919 | 0.020164 | 0.12038 | 0 | 0.12038 | 0.021175 | 0.12642 | 0 | 0.12642 | 0.016552 | 0.010303 | 0.02218 | 0.023293 | 0.020164 | 0.0037153 | 0.12038 | 0.02218 | 0 | 0 | 0.12038 | 0.02218 | [11 empty] | WLDFR | HFTD - Distribution - Tier 2 - 3QU CoRE ¦ 1QU LoRE | Non-Red Flag Warning - Small Fires | 2050 | 0 | 6.1264e-06 | 1.5754e-05 | 0.10007 | 0.04626 | 0.0020076 | 0.051804 | 0 | 0 | 0 | 0.010206 |  | 0 | 0 | 0 | 6.1308e-07 | 0 | 6.1308e-07 | 1.5765e-06 | 0 | 1.5765e-06 | [16 empty] | 7.3.1.3 Ignition probability mapping showing the probability of ignition along the electric lines and equipmentWLDFRAggregatedAggregated | WLDFR | HFTD - Distribution - Tier 2 - 3QU CoRE ¦ 1QU LoRE | Red Flag Warning - Small Fires | Aggregated | Aggregated | 2030 | 0.0012681 | 0 | 500.9897 | 0.63532 | 2030 | Mitigation | 0.08575 | 30 | 0 | esc | 0.0012005 | 1.5224e-06 | 0.00060025 | 7.612e-07 | 0.0015435 | 1.9574e-06
[35 empty] | 7.3.1.3 Ignition probability mapping showing the probability of ignition along the electric lines and equipment | WLDFR | HFTD - Distribution - Tier 3 - 5QU CoRE ¦ 2QU LoRE | 2047 | 0.1722 | 0.015048 | 0.089837 | 0 | 0.089837 | 0.0093666 | 0.055919 | 0 | 0.055919 | 0.020164 | 0.12038 | 0 | 0.12038 | 0.021175 | 0.12642 | 0 | 0.12642 | 0.01547 | 0.0096291 | 0.020729 | 0.021769 | 0.020164 | 0.0034722 | 0.12038 | 0.020729 | 0 | 0 | 0.12038 | 0.020729 | [11 empty] | WLDFR | HFTD - Distribution - Tier 2 - 3QU CoRE ¦ 1QU LoRE | Non-Red Flag Warning - Small Fires | 2051 | 0 | 0 | 1.5754e-05 | 0.10007 | 0.04626 | 0.0020076 | 0.051804 | 0 | 0 | 0 | 0.010206 |  | 0 | 0 | 0 | 0 | 0 | 0 | 1.5765e-06 | 0 | 1.5765e-06 | [16 empty] | 7.3.1.3 Ignition probability mapping showing the probability of ignition along the electric lines and equipmentWLDFRAggregatedAggregated | WLDFR | HFTD - Distribution - Tier 2 - 3QU CoRE ¦ 1QU LoRE | Red Flag Warning - Small Fires | Aggregated | Aggregated | 2031 | 0.0012681 | 0 | 500.9897 | 0.63532 | 2031 | Mitigation | 0.08575 | 30 | 0 | esc | 0.0012005 | 1.5224e-06 | 0.00060025 | 7.612e-07 | 0.0015435 | 1.9574e-06
[35 empty] | 7.3.1.3 Ignition probability mapping showing the probability of ignition along the electric lines and equipment | WLDFR | HFTD - Distribution - Tier 3 - 5QU CoRE ¦ 2QU LoRE | 2048 | 0.16093 | 0.015048 | 0.094314 | 0 | 0.094314 | 0.0093666 | 0.058706 | 0 | 0.058706 | 0.020164 | 0.12638 | 0 | 0.12638 | 0.021175 | 0.13272 | 0 | 0.13272 | 0.015178 | 0.0094476 | 0.020339 | 0.021359 | 0.020164 | 0.0032451 | 0.12638 | 0.020339 | 0 | 0 | 0.12638 | 0.020339 | [11 empty] | WLDFR | HFTD - Distribution - Tier 2 - 3QU CoRE ¦ 1QU LoRE | Red Flag Warning - Catastrophic Fires | 2020 | 6.7708e-08 | 0 | 0 | 14146.1306 | 222.2294 | 8585.7228 | 5338.1784 | 0 | 0 | 0 | 5.64e-05 |  | 0.0009578 | 0 | 0.0009578 | 0 | 0 | 0 | 0 | 0 | 0 | [16 empty] | 7.3.1.3 Ignition probability mapping showing the probability of ignition along the electric lines and equipmentWLDFRAggregatedAggregated | WLDFR | HFTD - Distribution - Tier 2 - 3QU CoRE ¦ 1QU LoRE | Red Flag Warning - Small Fires | Aggregated | Aggregated | 2032 | 0.0012681 | 0 | 500.9897 | 0.63532 | 2032 | Mitigation | 0.08575 | 30 | 0 | esc | 0.0012005 | 1.5224e-06 | 0.00060025 | 7.612e-07 | 0.0015435 | 1.9574e-06
[35 empty] | 7.3.1.3 Ignition probability mapping showing the probability of ignition along the electric lines and equipment | WLDFR | HFTD - Distribution - Tier 3 - 5QU CoRE ¦ 2QU LoRE | 2049 | 0.1504 | 0.015048 | 0.094314 | 0 | 0.094314 | 0.0093666 | 0.058706 | 0 | 0.058706 | 0.020164 | 0.12638 | 0 | 0.12638 | 0.021175 | 0.13272 | 0 | 0.13272 | 0.014185 | 0.0088295 | 0.019008 | 0.019961 | 0.020164 | 0.0030328 | 0.12638 | 0.019008 | 0 | 0 | 0.12638 | 0.019008 | [11 empty] | WLDFR | HFTD - Distribution - Tier 2 - 3QU CoRE ¦ 1QU LoRE | Red Flag Warning - Catastrophic Fires | 2021 | 6.7708e-08 | 3.3854e-08 | 0 | 14146.1306 | 222.2294 | 8585.7228 | 5338.1784 | 0 | 0 | 0 | 5.64e-05 |  | 0.0009578 | 0 | 0.0009578 | 0.0004789 | 0 | 0.0004789 | 0 | 0 | 0 | [16 empty] | 7.3.1.3 Ignition probability mapping showing the probability of ignition along the electric lines and equipmentWLDFRAggregatedAggregated | WLDFR | HFTD - Distribution - Tier 2 - 3QU CoRE ¦ 1QU LoRE | Red Flag Warning - Small Fires | Aggregated | Aggregated | 2033 | 0.0012681 | 0 | 500.9897 | 0.63532 | 2033 | Mitigation | 0.08575 | 30 | 0 | esc | 0.0012005 | 1.5224e-06 | 0.00060025 | 7.612e-07 | 0.0015435 | 1.9574e-06
[35 empty] | 7.3.1.3 Ignition probability mapping showing the probability of ignition along the electric lines and equipment | WLDFR | HFTD - Distribution - Tier 3 - 5QU CoRE ¦ 2QU LoRE | 2050 | 0.14056 | 0 | 0 | 0 | 0 | 0.0093666 | 0.058706 | 0 | 0.058706 | 0.020164 | 0.12638 | 0 | 0.12638 | 0.021175 | 0.13272 | 0 | 0.13272 | 0 | 0.0082519 | 0.017765 | 0.018655 | 0.020164 | 0.0028344 | 0.12638 | 0.017765 | 0 | 0 | 0.12638 | 0.017765 | [11 empty] | WLDFR | HFTD - Distribution - Tier 2 - 3QU CoRE ¦ 1QU LoRE | Red Flag Warning - Catastrophic Fires | 2022 | 6.7708e-08 | 3.3854e-08 | 8.7053e-08 | 14146.1306 | 222.2294 | 8585.7228 | 5338.1784 | 0 | 0 | 0 | 5.64e-05 |  | 0.0009578 | 0 | 0.0009578 | 0.0004789 | 0 | 0.0004789 | 0.0012315 | 0 | 0.0012315 | [16 empty] | 7.3.1.3 Ignition probability mapping showing the probability of ignition along the electric lines and equipmentWLDFRAggregatedAggregated | WLDFR | HFTD - Distribution - Tier 2 - 3QU CoRE ¦ 1QU LoRE | Red Flag Warning - Small Fires | Aggregated | Aggregated | 2034 | 0.0012681 | 0 | 500.9897 | 0.63532 | 2034 | Mitigation | 0.08575 | 30 | 0 | esc | 0.0012005 | 1.5224e-06 | 0.00060025 | 7.612e-07 | 0.0015435 | 1.9574e-06
[35 empty] | 7.3.1.3 Ignition probability mapping showing the probability of ignition along the electric lines and equipment | WLDFR | HFTD - Distribution - Tier 3 - 5QU CoRE ¦ 2QU LoRE | 2051 | 0.13137 | 0 | 0 | 0 | 0 | 0 | 0 | 0 | 0 | 0.020164 | 0.12638 | 0 | 0.12638 | 0.021175 | 0.13272 | 0 | 0.13272 | 0 | 0 | 0.016602 | 0.017435 | 0.020164 | 0.0026489 | 0.12638 | 0.016602 | 0 | 0 | 0.12638 | 0.016602 | [11 empty] | WLDFR | HFTD - Distribution - Tier 2 - 3QU CoRE ¦ 1QU LoRE | Red Flag Warning - Catastrophic Fires | 2023 | 6.7708e-08 | 3.3854e-08 | 8.7053e-08 | 14664.6376 | 233.2301 | 8896.516 | 5534.8915 | 0 | 0 | 0 | 5.64e-05 |  | 0.00099291 | 0 | 0.00099291 | 0.00049645 | 0 | 0.00049645 | 0.0012766 | 0 | 0.0012766 | [16 empty] | 7.3.1.3 Ignition probability mapping showing the probability of ignition along the electric lines and equipmentWLDFRAggregatedAggregated | WLDFR | HFTD - Distribution - Tier 2 - 3QU CoRE ¦ 1QU LoRE | Red Flag Warning - Small Fires | Aggregated | Aggregated | 2035 | 0.0012681 | 0 | 500.9897 | 0.63532 | 2035 | Mitigation | 0.08575 | 30 | 0 | esc | 0.0012005 | 1.5224e-06 | 0.00060025 | 7.612e-07 | 0.0015435 | 1.9574e-06
[35 empty] | 7.3.1.3 Ignition probability mapping showing the probability of ignition along the electric lines and equipment | WLDFR | HFTD - Distribution - Tier 3 - 5QU CoRE ¦ 2QU LoRE | 2052 | 0.12277 | 0 | 0 | 0 | 0 | 0 | 0 | 0 | 0 | 0 | 0 | 0 | 0 | 0.021175 | 0.13272 | 0 | 0.13272 | 0 | 0 | 0 | 0.016294 | 0 | 0 | 0 | 0 | 0 | 0 | 0 | 0 | [11 empty] | WLDFR | HFTD - Distribution - Tier 2 - 3QU CoRE ¦ 1QU LoRE | Red Flag Warning - Catastrophic Fires | 2024 | 6.7708e-08 | 3.3854e-08 | 8.7053e-08 | 14664.6376 | 233.2301 | 8896.516 | 5534.8915 | 0 | 0 | 0 | 5.64e-05 |  | 0.00099291 | 0 | 0.00099291 | 0.00049645 | 0 | 0.00049645 | 0.0012766 | 0 | 0.0012766 | [16 empty] | 7.3.1.3 Ignition probability mapping showing the probability of ignition along the electric lines and equipmentWLDFRAggregatedAggregated | WLDFR | HFTD - Distribution - Tier 2 - 3QU CoRE ¦ 1QU LoRE | Red Flag Warning - Small Fires | Aggregated | Aggregated | 2036 | 0.0012681 | 0 | 500.9897 | 0.63532 | 2036 | Mitigation | 0.08575 | 30 | 0 | esc | 0.0012005 | 1.5224e-06 | 0.00060025 | 7.612e-07 | 0.0015435 | 1.9574e-06
[35 empty] | 7.3.1.3 Ignition probability mapping showing the probability of ignition along the electric lines and equipment | WLDFR | HFTD - Distribution - Tier 3 - 5QU CoRE ¦ 3QU LoRE | 2020 | 1 | 0.0040043 | 0.029265 | 0 | 0.029265 | 0 | 0 | 0 | 0 | 0 | 0 | 0 | 0 | 0 | 0 | 0 | 0 | 0.029265 | 0 | 0 | 0 | 0 | 0 | 0 | 0 | 0 | 0 | 0 | 0 | [11 empty] | WLDFR | HFTD - Distribution - Tier 2 - 3QU CoRE ¦ 1QU LoRE | Red Flag Warning - Catastrophic Fires | 2025 | 6.7708e-08 | 3.3854e-08 | 8.7053e-08 | 14664.6376 | 233.2301 | 8896.516 | 5534.8915 | 0 | 0 | 0 | 5.64e-05 |  | 0.00099291 | 0 | 0.00099291 | 0.00049645 | 0 | 0.00049645 | 0.0012766 | 0 | 0.0012766 | [16 empty] | 7.3.1.3 Ignition probability mapping showing the probability of ignition along the electric lines and equipmentWLDFRAggregatedAggregated | WLDFR | HFTD - Distribution - Tier 2 - 3QU CoRE ¦ 1QU LoRE | Red Flag Warning - Small Fires | Aggregated | Aggregated | 2037 | 0.0012681 | 0 | 500.9897 | 0.63532 | 2037 | Mitigation | 0.08575 | 30 | 0 | esc | 0.0012005 | 1.5224e-06 | 0.00060025 | 7.612e-07 | 0.0015435 | 1.9574e-06
[35 empty] | 7.3.1.3 Ignition probability mapping showing the probability of ignition along the electric lines and equipment | WLDFR | HFTD - Distribution - Tier 3 - 5QU CoRE ¦ 3QU LoRE | 2021 | 1 | 0.0040043 | 0.029265 | 0 | 0.029265 | 0.0024925 | 0.018216 | 0 | 0.018216 | 0 | 0 | 0 | 0 | 0 | 0 | 0 | 0 | 0.029265 | 0.018216 | 0 | 0 | 0 | 0 | 0 | 0 | 0 | 0 | 0 | 0 | [11 empty] | WLDFR | HFTD - Distribution - Tier 2 - 3QU CoRE ¦ 1QU LoRE | Red Flag Warning - Catastrophic Fires | 2026 | 6.7708e-08 | 3.3854e-08 | 8.7053e-08 | 14664.6376 | 233.2301 | 8896.516 | 5534.8915 | 0 | 0 | 0 | 5.64e-05 |  | 0.00099291 | 0 | 0.00099291 | 0.00049645 | 0 | 0.00049645 | 0.0012766 | 0 | 0.0012766 | [16 empty] | 7.3.1.3 Ignition probability mapping showing the probability of ignition along the electric lines and equipmentWLDFRAggregatedAggregated | WLDFR | HFTD - Distribution - Tier 2 - 3QU CoRE ¦ 1QU LoRE | Red Flag Warning - Small Fires | Aggregated | Aggregated | 2038 | 0.0012681 | 0 | 500.9897 | 0.63532 | 2038 | Mitigation | 0.08575 | 30 | 0 | esc | 0.0012005 | 1.5224e-06 | 0.00060025 | 7.612e-07 | 0.0015435 | 1.9574e-06
[35 empty] | 7.3.1.3 Ignition probability mapping showing the probability of ignition along the electric lines and equipment | WLDFR | HFTD - Distribution - Tier 3 - 5QU CoRE ¦ 3QU LoRE | 2022 | 0.93458 | 0.003948 | 0.026606 | 0 | 0.026606 | 0.0024574 | 0.016561 | 0 | 0.016561 | 0.0056544 | 0.038105 | 0 | 0.038105 | 0 | 0 | 0 | 0 | 0.024865 | 0.015477 | 0.035612 | 0 | 0.0056544 | 0.0052845 | 0.038105 | 0.035612 | 0 | 0 | 0.038105 | 0.035612 | [11 empty] | WLDFR | HFTD - Distribution - Tier 2 - 3QU CoRE ¦ 1QU LoRE | Red Flag Warning - Catastrophic Fires | 2027 | 6.7708e-08 | 3.3854e-08 | 8.7053e-08 | 14664.6376 | 233.2301 | 8896.516 | 5534.8915 | 0 | 0 | 0 | 5.64e-05 |  | 0.00099291 | 0 | 0.00099291 | 0.00049645 | 0 | 0.00049645 | 0.0012766 | 0 | 0.0012766 | [16 empty] | 7.3.1.3 Ignition probability mapping showing the probability of ignition along the electric lines and equipmentWLDFRAggregatedAggregated | WLDFR | HFTD - Distribution - Tier 2 - 3QU CoRE ¦ 1QU LoRE | Red Flag Warning - Small Fires | Aggregated | Aggregated | 2039 | 0.0012681 | 0 | 500.9897 | 0.63532 | 2039 | Mitigation | 0.08575 | 30 | 0 | esc | 0.0012005 | 1.5224e-06 | 0.00060025 | 7.612e-07 | 0.0015435 | 1.9574e-06
[35 empty] | 7.3.1.3 Ignition probability mapping showing the probability of ignition along the electric lines and equipment | WLDFR | HFTD - Distribution - Tier 3 - 5QU CoRE ¦ 3QU LoRE | 2023 | 0.87344 | 0.003948 | 0.027579 | 0 | 0.027579 | 0.0024574 | 0.017167 | 0 | 0.017167 | 0.0056544 | 0.0395 | 0 | 0.0395 | 0.0059379 | 0.04148 | 0 | 0.04148 | 0.024089 | 0.014994 | 0.0345 | 0.03623 | 0.0056544 | 0.0049388 | 0.0395 | 0.0345 | 0 | 0 | 0.0395 | 0.0345 | [11 empty] | WLDFR | HFTD - Distribution - Tier 2 - 3QU CoRE ¦ 1QU LoRE | Red Flag Warning - Catastrophic Fires | 2028 | 6.7708e-08 | 3.3854e-08 | 8.7053e-08 | 15317.9909 | 247.273 | 9287.6491 | 5783.0689 | 0 | 0 | 0 | 5.64e-05 |  | 0.0010371 | 0 | 0.0010371 | 0.00051857 | 0 | 0.00051857 | 0.0013335 | 0 | 0.0013335 | [16 empty] | 7.3.1.3 Ignition probability mapping showing the probability of ignition along the electric lines and equipmentWLDFRAggregatedAggregated | WLDFR | HFTD - Distribution - Tier 2 - 3QU CoRE ¦ 1QU LoRE | Red Flag Warning - Small Fires | Aggregated | Aggregated | 2040 | 0.0012681 | 0 | 500.9897 | 0.63532 | 2040 | Mitigation | 0.08575 | 30 | 0 | esc | 0.0012005 | 1.5224e-06 | 0.00060025 | 7.612e-07 | 0.0015435 | 1.9574e-06
[35 empty] | 7.3.1.3 Ignition probability mapping showing the probability of ignition along the electric lines and equipment | WLDFR | HFTD - Distribution - Tier 3 - 5QU CoRE ¦ 3QU LoRE | 2024 | 0.8163 | 0.003948 | 0.027579 | 0 | 0.027579 | 0.0024574 | 0.017167 | 0 | 0.017167 | 0.0056544 | 0.0395 | 0 | 0.0395 | 0.0059379 | 0.04148 | 0 | 0.04148 | 0.022513 | 0.014013 | 0.032243 | 0.03386 | 0.0056544 | 0.0046157 | 0.0395 | 0.032243 | 0 | 0 | 0.0395 | 0.032243 | [11 empty] | WLDFR | HFTD - Distribution - Tier 2 - 3QU CoRE ¦ 1QU LoRE | Red Flag Warning - Catastrophic Fires | 2029 | 6.7708e-08 | 3.3854e-08 | 8.7053e-08 | 15317.9909 | 247.273 | 9287.6491 | 5783.0689 | 0 | 0 | 0 | 5.64e-05 |  | 0.0010371 | 0 | 0.0010371 | 0.00051857 | 0 | 0.00051857 | 0.0013335 | 0 | 0.0013335 | [16 empty] | 7.3.1.3 Ignition probability mapping showing the probability of ignition along the electric lines and equipmentWLDFRAggregatedAggregated | WLDFR | HFTD - Distribution - Tier 2 - 3QU CoRE ¦ 1QU LoRE | Red Flag Warning - Small Fires | Aggregated | Aggregated | 2041 | 0.0012681 | 0 | 500.9897 | 0.63532 | 2041 | Mitigation | 0.08575 | 30 | 0 | esc | 0.0012005 | 1.5224e-06 | 0.00060025 | 7.612e-07 | 0.0015435 | 1.9574e-06
[35 empty] | 7.3.1.3 Ignition probability mapping showing the probability of ignition along the electric lines and equipment | WLDFR | HFTD - Distribution - Tier 3 - 5QU CoRE ¦ 3QU LoRE | 2025 | 0.7629 | 0.003948 | 0.027579 | 0 | 0.027579 | 0.0024574 | 0.017167 | 0 | 0.017167 | 0.0056544 | 0.0395 | 0 | 0.0395 | 0.0059379 | 0.04148 | 0 | 0.04148 | 0.02104 | 0.013097 | 0.030134 | 0.031645 | 0.0056544 | 0.0043137 | 0.0395 | 0.030134 | 0 | 0 | 0.0395 | 0.030134 | [11 empty] | WLDFR | HFTD - Distribution - Tier 2 - 3QU CoRE ¦ 1QU LoRE | Red Flag Warning - Catastrophic Fires | 2030 | 6.7708e-08 | 3.3854e-08 | 8.7053e-08 | 15317.9909 | 247.273 | 9287.6491 | 5783.0689 | 0 | 0 | 0 | 5.64e-05 |  | 0.0010371 | 0 | 0.0010371 | 0.00051857 | 0 | 0.00051857 | 0.0013335 | 0 | 0.0013335 | [16 empty] | 7.3.1.3 Ignition probability mapping showing the probability of ignition along the electric lines and equipmentWLDFRAggregatedAggregated | WLDFR | HFTD - Distribution - Tier 2 - 3QU CoRE ¦ 1QU LoRE | Red Flag Warning - Small Fires | Aggregated | Aggregated | 2042 | 0.0012681 | 0 | 500.9897 | 0.63532 | 2042 | Mitigation | 0.08575 | 30 | 0 | esc | 0.0012005 | 1.5224e-06 | 0.00060025 | 7.612e-07 | 0.0015435 | 1.9574e-06
[35 empty] | 7.3.1.3 Ignition probability mapping showing the probability of ignition along the electric lines and equipment | WLDFR | HFTD - Distribution - Tier 3 - 5QU CoRE ¦ 3QU LoRE | 2026 | 0.71299 | 0.003948 | 0.027579 | 0 | 0.027579 | 0.0024574 | 0.017167 | 0 | 0.017167 | 0.0056544 | 0.0395 | 0 | 0.0395 | 0.0059379 | 0.04148 | 0 | 0.04148 | 0.019664 | 0.01224 | 0.028163 | 0.029575 | 0.0056544 | 0.0040315 | 0.0395 | 0.028163 | 0 | 0 | 0.0395 | 0.028163 | [11 empty] | WLDFR | HFTD - Distribution - Tier 2 - 3QU CoRE ¦ 1QU LoRE | Red Flag Warning - Catastrophic Fires | 2031 | 6.7708e-08 | 3.3854e-08 | 8.7053e-08 | 15317.9909 | 247.273 | 9287.6491 | 5783.0689 | 0 | 0 | 0 | 5.64e-05 |  | 0.0010371 | 0 | 0.0010371 | 0.00051857 | 0 | 0.00051857 | 0.0013335 | 0 | 0.0013335 | [16 empty] | 7.3.1.3 Ignition probability mapping showing the probability of ignition along the electric lines and equipmentWLDFRAggregatedAggregated | WLDFR | HFTD - Distribution - Tier 2 - 3QU CoRE ¦ 1QU LoRE | Red Flag Warning - Small Fires | Aggregated | Aggregated | 2043 | 0.0012681 | 0 | 500.9897 | 0.63532 | 2043 | Mitigation | 0.08575 | 30 | 0 | esc | 0.0012005 | 1.5224e-06 | 0.00060025 | 7.612e-07 | 0.0015435 | 1.9574e-06
[35 empty] | 7.3.1.3 Ignition probability mapping showing the probability of ignition along the electric lines and equipment | WLDFR | HFTD - Distribution - Tier 3 - 5QU CoRE ¦ 3QU LoRE | 2027 | 0.66634 | 0.003948 | 0.027579 | 0 | 0.027579 | 0.0024574 | 0.017167 | 0 | 0.017167 | 0.0056544 | 0.0395 | 0 | 0.0395 | 0.0059379 | 0.04148 | 0 | 0.04148 | 0.018377 | 0.011439 | 0.02632 | 0.02764 | 0.0056544 | 0.0037678 | 0.0395 | 0.02632 | 0 | 0 | 0.0395 | 0.02632 | [11 empty] | WLDFR | HFTD - Distribution - Tier 2 - 3QU CoRE ¦ 1QU LoRE | Red Flag Warning - Catastrophic Fires | 2032 | 6.7708e-08 | 3.3854e-08 | 8.7053e-08 | 15317.9909 | 247.273 | 9287.6491 | 5783.0689 | 0 | 0 | 0 | 5.64e-05 |  | 0.0010371 | 0 | 0.0010371 | 0.00051857 | 0 | 0.00051857 | 0.0013335 | 0 | 0.0013335 | [16 empty] | 7.3.1.3 Ignition probability mapping showing the probability of ignition along the electric lines and equipmentWLDFRAggregatedAggregated | WLDFR | HFTD - Distribution - Tier 2 - 3QU CoRE ¦ 1QU LoRE | Red Flag Warning - Small Fires | Aggregated | Aggregated | 2044 | 0.0012681 | 0 | 500.9897 | 0.63532 | 2044 | Mitigation | 0.08575 | 30 | 0 | esc | 0.0012005 | 1.5224e-06 | 0.00060025 | 7.612e-07 | 0.0015435 | 1.9574e-06
[35 empty] | 7.3.1.3 Ignition probability mapping showing the probability of ignition along the electric lines and equipment | WLDFR | HFTD - Distribution - Tier 3 - 5QU CoRE ¦ 3QU LoRE | 2028 | 0.62275 | 0.003948 | 0.028807 | 0 | 0.028807 | 0.0024574 | 0.017931 | 0 | 0.017931 | 0.0056544 | 0.041257 | 0 | 0.041257 | 0.0059379 | 0.043326 | 0 | 0.043326 | 0.017939 | 0.011166 | 0.025693 | 0.026981 | 0.0056544 | 0.0035213 | 0.041257 | 0.025693 | 0 | 0 | 0.041257 | 0.025693 | [11 empty] | WLDFR | HFTD - Distribution - Tier 2 - 3QU CoRE ¦ 1QU LoRE | Red Flag Warning - Catastrophic Fires | 2033 | 6.7708e-08 | 3.3854e-08 | 8.7053e-08 | 16044.1264 | 263.1074 | 9721.74 | 6059.2791 | 0 | 0 | 0 | 5.64e-05 |  | 0.0010863 | 0 | 0.0010863 | 0.00054316 | 0 | 0.00054316 | 0.0013967 | 0 | 0.0013967 | [16 empty] | 7.3.1.3 Ignition probability mapping showing the probability of ignition along the electric lines and equipmentWLDFRAggregatedAggregated | WLDFR | HFTD - Distribution - Tier 2 - 3QU CoRE ¦ 1QU LoRE | Red Flag Warning - Small Fires | Aggregated | Aggregated | 2045 | 0.0012681 | 0 | 500.9897 | 0.63532 | 2045 | Mitigation | 0.08575 | 30 | 0 | esc | 0.0012005 | 1.5224e-06 | 0.00060025 | 7.612e-07 | 0.0015435 | 1.9574e-06
[35 empty] | 7.3.1.3 Ignition probability mapping showing the probability of ignition along the electric lines and equipment | WLDFR | HFTD - Distribution - Tier 3 - 5QU CoRE ¦ 3QU LoRE | 2029 | 0.58201 | 0.003948 | 0.028807 | 0 | 0.028807 | 0.0024574 | 0.017931 | 0 | 0.017931 | 0.0056544 | 0.041257 | 0 | 0.041257 | 0.0059379 | 0.043326 | 0 | 0.043326 | 0.016766 | 0.010436 | 0.024012 | 0.025216 | 0.0056544 | 0.0032909 | 0.041257 | 0.024012 | 0 | 0 | 0.041257 | 0.024012 | [11 empty] | WLDFR | HFTD - Distribution - Tier 2 - 3QU CoRE ¦ 1QU LoRE | Red Flag Warning - Catastrophic Fires | 2034 | 6.7708e-08 | 3.3854e-08 | 8.7053e-08 | 16044.1264 | 263.1074 | 9721.74 | 6059.2791 | 0 | 0 | 0 | 5.64e-05 |  | 0.0010863 | 0 | 0.0010863 | 0.00054316 | 0 | 0.00054316 | 0.0013967 | 0 | 0.0013967 | [16 empty] | 7.3.1.3 Ignition probability mapping showing the probability of ignition along the electric lines and equipmentWLDFRAggregatedAggregated | WLDFR | HFTD - Distribution - Tier 2 - 3QU CoRE ¦ 1QU LoRE | Red Flag Warning - Small Fires | Aggregated | Aggregated | 2046 | 0.0012681 | 0 | 500.9897 | 0.63532 | 2046 | Mitigation | 0.08575 | 30 | 0 | esc | 0.0012005 | 1.5224e-06 | 0.00060025 | 7.612e-07 | 0.0015435 | 1.9574e-06
[35 empty] | 7.3.1.3 Ignition probability mapping showing the probability of ignition along the electric lines and equipment | WLDFR | HFTD - Distribution - Tier 3 - 5QU CoRE ¦ 3QU LoRE | 2030 | 0.54393 | 0.003948 | 0.028807 | 0 | 0.028807 | 0.0024574 | 0.017931 | 0 | 0.017931 | 0.0056544 | 0.041257 | 0 | 0.041257 | 0.0059379 | 0.043326 | 0 | 0.043326 | 0.015669 | 0.0097532 | 0.022441 | 0.023567 | 0.0056544 | 0.0030756 | 0.041257 | 0.022441 | 0 | 0 | 0.041257 | 0.022441 | [11 empty] | WLDFR | HFTD - Distribution - Tier 2 - 3QU CoRE ¦ 1QU LoRE | Red Flag Warning - Catastrophic Fires | 2035 | 6.7708e-08 | 3.3854e-08 | 8.7053e-08 | 16044.1264 | 263.1074 | 9721.74 | 6059.2791 | 0 | 0 | 0 | 5.64e-05 |  | 0.0010863 | 0 | 0.0010863 | 0.00054316 | 0 | 0.00054316 | 0.0013967 | 0 | 0.0013967 | [16 empty] | 7.3.1.3 Ignition probability mapping showing the probability of ignition along the electric lines and equipmentWLDFRAggregatedAggregated | WLDFR | HFTD - Distribution - Tier 2 - 3QU CoRE ¦ 1QU LoRE | Red Flag Warning - Small Fires | Aggregated | Aggregated | 2047 | 0.0012681 | 0 | 500.9897 | 0.63532 | 2047 | Mitigation | 0.08575 | 30 | 0 | esc | 0.0012005 | 1.5224e-06 | 0.00060025 | 7.612e-07 | 0.0015435 | 1.9574e-06
[35 empty] | 7.3.1.3 Ignition probability mapping showing the probability of ignition along the electric lines and equipment | WLDFR | HFTD - Distribution - Tier 3 - 5QU CoRE ¦ 3QU LoRE | 2031 | 0.50835 | 0.003948 | 0.028807 | 0 | 0.028807 | 0.0024574 | 0.017931 | 0 | 0.017931 | 0.0056544 | 0.041257 | 0 | 0.041257 | 0.0059379 | 0.043326 | 0 | 0.043326 | 0.014644 | 0.0091151 | 0.020973 | 0.022025 | 0.0056544 | 0.0028744 | 0.041257 | 0.020973 | 0 | 0 | 0.041257 | 0.020973 | [11 empty] | WLDFR | HFTD - Distribution - Tier 2 - 3QU CoRE ¦ 1QU LoRE | Red Flag Warning - Catastrophic Fires | 2036 | 6.7708e-08 | 3.3854e-08 | 8.7053e-08 | 16044.1264 | 263.1074 | 9721.74 | 6059.2791 | 0 | 0 | 0 | 5.64e-05 |  | 0.0010863 | 0 | 0.0010863 | 0.00054316 | 0 | 0.00054316 | 0.0013967 | 0 | 0.0013967 | [16 empty] | 7.3.1.3 Ignition probability mapping showing the probability of ignition along the electric lines and equipmentWLDFRAggregatedAggregated | WLDFR | HFTD - Distribution - Tier 2 - 3QU CoRE ¦ 1QU LoRE | Red Flag Warning - Small Fires | Aggregated | Aggregated | 2048 | 0.0012681 | 0 | 500.9897 | 0.63532 | 2048 | Mitigation | 0.08575 | 30 | 0 | esc | 0.0012005 | 1.5224e-06 | 0.00060025 | 7.612e-07 | 0.0015435 | 1.9574e-06
[35 empty] | 7.3.1.3 Ignition probability mapping showing the probability of ignition along the electric lines and equipment | WLDFR | HFTD - Distribution - Tier 3 - 5QU CoRE ¦ 3QU LoRE | 2032 | 0.47509 | 0.003948 | 0.028807 | 0 | 0.028807 | 0.0024574 | 0.017931 | 0 | 0.017931 | 0.0056544 | 0.041257 | 0 | 0.041257 | 0.0059379 | 0.043326 | 0 | 0.043326 | 0.013686 | 0.0085188 | 0.019601 | 0.020584 | 0.0056544 | 0.0026864 | 0.041257 | 0.019601 | 0 | 0 | 0.041257 | 0.019601 | [11 empty] | WLDFR | HFTD - Distribution - Tier 2 - 3QU CoRE ¦ 1QU LoRE | Red Flag Warning - Catastrophic Fires | 2037 | 6.7708e-08 | 3.3854e-08 | 8.7053e-08 | 16044.1264 | 263.1074 | 9721.74 | 6059.2791 | 0 | 0 | 0 | 5.64e-05 |  | 0.0010863 | 0 | 0.0010863 | 0.00054316 | 0 | 0.00054316 | 0.0013967 | 0 | 0.0013967 | [16 empty] | 7.3.1.3 Ignition probability mapping showing the probability of ignition along the electric lines and equipmentWLDFRAggregatedAggregated | WLDFR | HFTD - Distribution - Tier 2 - 3QU CoRE ¦ 1QU LoRE | Red Flag Warning - Small Fires | Aggregated | Aggregated | 2049 | 0.0012681 | 0 | 500.9897 | 0.63532 | 2049 | Mitigation | 0.08575 | 30 | 0 | esc | 0.0012005 | 1.5224e-06 | 0.00060025 | 7.612e-07 | 0.0015435 | 1.9574e-06
[35 empty] | 7.3.1.3 Ignition probability mapping showing the probability of ignition along the electric lines and equipment | WLDFR | HFTD - Distribution - Tier 3 - 5QU CoRE ¦ 3QU LoRE | 2033 | 0.44401 | 0.003948 | 0.030171 | 0 | 0.030171 | 0.0024574 | 0.01878 | 0 | 0.01878 | 0.0056544 | 0.043211 | 0 | 0.043211 | 0.0059379 | 0.045378 | 0 | 0.045378 | 0.013396 | 0.0083385 | 0.019186 | 0.020148 | 0.0056544 | 0.0025106 | 0.043211 | 0.019186 | 0 | 0 | 0.043211 | 0.019186 | [11 empty] | WLDFR | HFTD - Distribution - Tier 2 - 3QU CoRE ¦ 1QU LoRE | Red Flag Warning - Catastrophic Fires | 2038 | 6.7708e-08 | 3.3854e-08 | 8.7053e-08 | 16832.3912 | 280.5544 | 10192.2718 | 6359.5651 | 0 | 0 | 0 | 5.64e-05 |  | 0.0011397 | 0 | 0.0011397 | 0.00056984 | 0 | 0.00056984 | 0.0014653 | 0 | 0.0014653 | [16 empty] | 7.3.1.3 Ignition probability mapping showing the probability of ignition along the electric lines and equipmentWLDFRAggregatedAggregated | WLDFR | HFTD - Distribution - Tier 2 - 3QU CoRE ¦ 1QU LoRE | Red Flag Warning - Small Fires | Aggregated | Aggregated | 2050 | 0.0012681 | 0 | 500.9897 | 0.63532 | 2050 | Mitigation | 0.08575 | 30 | 0 | esc | 0 | 0 | 0.00060025 | 7.612e-07 | 0.0015435 | 1.9574e-06
[35 empty] | 7.3.1.3 Ignition probability mapping showing the probability of ignition along the electric lines and equipment | WLDFR | HFTD - Distribution - Tier 3 - 5QU CoRE ¦ 3QU LoRE | 2034 | 0.41496 | 0.003948 | 0.030171 | 0 | 0.030171 | 0.0024574 | 0.01878 | 0 | 0.01878 | 0.0056544 | 0.043211 | 0 | 0.043211 | 0.0059379 | 0.045378 | 0 | 0.045378 | 0.01252 | 0.007793 | 0.017931 | 0.01883 | 0.0056544 | 0.0023464 | 0.043211 | 0.017931 | 0 | 0 | 0.043211 | 0.017931 | [11 empty] | WLDFR | HFTD - Distribution - Tier 2 - 3QU CoRE ¦ 1QU LoRE | Red Flag Warning - Catastrophic Fires | 2039 | 6.7708e-08 | 3.3854e-08 | 8.7053e-08 | 16832.3912 | 280.5544 | 10192.2718 | 6359.5651 | 0 | 0 | 0 | 5.64e-05 |  | 0.0011397 | 0 | 0.0011397 | 0.00056984 | 0 | 0.00056984 | 0.0014653 | 0 | 0.0014653 | [16 empty] | 7.3.1.3 Ignition probability mapping showing the probability of ignition along the electric lines and equipmentWLDFRAggregatedAggregated | WLDFR | HFTD - Distribution - Tier 2 - 3QU CoRE ¦ 1QU LoRE | Red Flag Warning - Small Fires | Aggregated | Aggregated | 2051 | 0.0012681 | 0 | 500.9897 | 0.63532 | 2051 | Mitigation | 0.08575 | 30 | 0 | esc | 0 | 0 | 0 | 0 | 0.0015435 | 1.9574e-06
[35 empty] | 7.3.1.3 Ignition probability mapping showing the probability of ignition along the electric lines and equipment | WLDFR | HFTD - Distribution - Tier 3 - 5QU CoRE ¦ 3QU LoRE | 2035 | 0.38782 | 0.003948 | 0.030171 | 0 | 0.030171 | 0.0024574 | 0.01878 | 0 | 0.01878 | 0.0056544 | 0.043211 | 0 | 0.043211 | 0.0059379 | 0.045378 | 0 | 0.045378 | 0.011701 | 0.0072832 | 0.016758 | 0.017598 | 0.0056544 | 0.0021929 | 0.043211 | 0.016758 | 0 | 0 | 0.043211 | 0.016758 | [11 empty] | WLDFR | HFTD - Distribution - Tier 2 - 3QU CoRE ¦ 1QU LoRE | Red Flag Warning - Catastrophic Fires | 2040 | 6.7708e-08 | 3.3854e-08 | 8.7053e-08 | 16832.3912 | 280.5544 | 10192.2718 | 6359.5651 | 0 | 0 | 0 | 5.64e-05 |  | 0.0011397 | 0 | 0.0011397 | 0.00056984 | 0 | 0.00056984 | 0.0014653 | 0 | 0.0014653 | [16 empty] | 7.3.1.3 Ignition probability mapping showing the probability of ignition along the electric lines and equipmentWLDFRAggregatedAggregated | WLDFR | HFTD - Distribution - Tier 2 - 3QU CoRE ¦ 1QU LoRE | Seismic - Non-Red Flag Warning - Catastrophic Fires | Aggregated | Aggregated | 2021 | 5.6596e-10 | 0 | 500.9897 | 2.8354e-07 | 2021 | Mitigation | 0.08575 | 30 | 0 | esc | 0.0012005 | 6.7944e-13 | 0.00060025 | 3.3972e-13 | 0 | 0
[35 empty] | 7.3.1.3 Ignition probability mapping showing the probability of ignition along the electric lines and equipment | WLDFR | HFTD - Distribution - Tier 3 - 5QU CoRE ¦ 3QU LoRE | 2036 | 0.36245 | 0.003948 | 0.030171 | 0 | 0.030171 | 0.0024574 | 0.01878 | 0 | 0.01878 | 0.0056544 | 0.043211 | 0 | 0.043211 | 0.0059379 | 0.045378 | 0 | 0.045378 | 0.010935 | 0.0068067 | 0.015662 | 0.016447 | 0.0056544 | 0.0020494 | 0.043211 | 0.015662 | 0 | 0 | 0.043211 | 0.015662 | [11 empty] | WLDFR | HFTD - Distribution - Tier 2 - 3QU CoRE ¦ 1QU LoRE | Red Flag Warning - Catastrophic Fires | 2041 | 6.7708e-08 | 3.3854e-08 | 8.7053e-08 | 16832.3912 | 280.5544 | 10192.2718 | 6359.5651 | 0 | 0 | 0 | 5.64e-05 |  | 0.0011397 | 0 | 0.0011397 | 0.00056984 | 0 | 0.00056984 | 0.0014653 | 0 | 0.0014653 | [16 empty] | 7.3.1.3 Ignition probability mapping showing the probability of ignition along the electric lines and equipmentWLDFRAggregatedAggregated | WLDFR | HFTD - Distribution - Tier 2 - 3QU CoRE ¦ 1QU LoRE | Seismic - Non-Red Flag Warning - Catastrophic Fires | Aggregated | Aggregated | 2022 | 5.6596e-10 | 0 | 500.9897 | 2.8354e-07 | 2022 | Mitigation | 0.08575 | 30 | 0 | esc | 0.0012005 | 6.7944e-13 | 0.00060025 | 3.3972e-13 | 0.0015435 | 8.7356e-13
[35 empty] | 7.3.1.3 Ignition probability mapping showing the probability of ignition along the electric lines and equipment | WLDFR | HFTD - Distribution - Tier 3 - 5QU CoRE ¦ 3QU LoRE | 2037 | 0.33873 | 0.003948 | 0.030171 | 0 | 0.030171 | 0.0024574 | 0.01878 | 0 | 0.01878 | 0.0056544 | 0.043211 | 0 | 0.043211 | 0.0059379 | 0.045378 | 0 | 0.045378 | 0.01022 | 0.0063614 | 0.014637 | 0.015371 | 0.0056544 | 0.0019153 | 0.043211 | 0.014637 | 0 | 0 | 0.043211 | 0.014637 | [11 empty] | WLDFR | HFTD - Distribution - Tier 2 - 3QU CoRE ¦ 1QU LoRE | Red Flag Warning - Catastrophic Fires | 2042 | 6.7708e-08 | 3.3854e-08 | 8.7053e-08 | 16832.3912 | 280.5544 | 10192.2718 | 6359.5651 | 0 | 0 | 0 | 5.64e-05 |  | 0.0011397 | 0 | 0.0011397 | 0.00056984 | 0 | 0.00056984 | 0.0014653 | 0 | 0.0014653 | [16 empty] | 7.3.1.3 Ignition probability mapping showing the probability of ignition along the electric lines and equipmentWLDFRAggregatedAggregated | WLDFR | HFTD - Distribution - Tier 2 - 3QU CoRE ¦ 1QU LoRE | Seismic - Non-Red Flag Warning - Catastrophic Fires | Aggregated | Aggregated | 2023 | 5.6596e-10 | 0 | 500.9897 | 2.8354e-07 | 2023 | Mitigation | 0.08575 | 30 | 0 | esc | 0.0012005 | 6.7944e-13 | 0.00060025 | 3.3972e-13 | 0.0015435 | 8.7356e-13
[35 empty] | 7.3.1.3 Ignition probability mapping showing the probability of ignition along the electric lines and equipment | WLDFR | HFTD - Distribution - Tier 3 - 5QU CoRE ¦ 3QU LoRE | 2038 | 0.31657 | 0.003948 | 0.031652 | 0 | 0.031652 | 0.0024574 | 0.019702 | 0 | 0.019702 | 0.0056544 | 0.045333 | 0 | 0.045333 | 0.0059379 | 0.047606 | 0 | 0.047606 | 0.01002 | 0.0062371 | 0.014351 | 0.015071 | 0.0056544 | 0.00179 | 0.045333 | 0.014351 | 0 | 0 | 0.045333 | 0.014351 | [11 empty] | WLDFR | HFTD - Distribution - Tier 2 - 3QU CoRE ¦ 1QU LoRE | Red Flag Warning - Catastrophic Fires | 2043 | 6.7708e-08 | 3.3854e-08 | 8.7053e-08 | 17672.0852 | 299.42 | 10692.7362 | 6679.929 | 0 | 0 | 0 | 5.64e-05 |  | 0.0011965 | 0 | 0.0011965 | 0.00059827 | 0 | 0.00059827 | 0.0015384 | 0 | 0.0015384 | [16 empty] | 7.3.1.3 Ignition probability mapping showing the probability of ignition along the electric lines and equipmentWLDFRAggregatedAggregated | WLDFR | HFTD - Distribution - Tier 2 - 3QU CoRE ¦ 1QU LoRE | Seismic - Non-Red Flag Warning - Catastrophic Fires | Aggregated | Aggregated | 2024 | 5.6596e-10 | 0 | 500.9897 | 2.8354e-07 | 2024 | Mitigation | 0.08575 | 30 | 0 | esc | 0.0012005 | 6.7944e-13 | 0.00060025 | 3.3972e-13 | 0.0015435 | 8.7356e-13
[35 empty] | 7.3.1.3 Ignition probability mapping showing the probability of ignition along the electric lines and equipment | WLDFR | HFTD - Distribution - Tier 3 - 5QU CoRE ¦ 3QU LoRE | 2039 | 0.29586 | 0.003948 | 0.031652 | 0 | 0.031652 | 0.0024574 | 0.019702 | 0 | 0.019702 | 0.0056544 | 0.045333 | 0 | 0.045333 | 0.0059379 | 0.047606 | 0 | 0.047606 | 0.0093647 | 0.0058291 | 0.013412 | 0.014085 | 0.0056544 | 0.0016729 | 0.045333 | 0.013412 | 0 | 0 | 0.045333 | 0.013412 | [11 empty] | WLDFR | HFTD - Distribution - Tier 2 - 3QU CoRE ¦ 1QU LoRE | Red Flag Warning - Catastrophic Fires | 2044 | 6.7708e-08 | 3.3854e-08 | 8.7053e-08 | 17672.0852 | 299.42 | 10692.7362 | 6679.929 | 0 | 0 | 0 | 5.64e-05 |  | 0.0011965 | 0 | 0.0011965 | 0.00059827 | 0 | 0.00059827 | 0.0015384 | 0 | 0.0015384 | [16 empty] | 7.3.1.3 Ignition probability mapping showing the probability of ignition along the electric lines and equipmentWLDFRAggregatedAggregated | WLDFR | HFTD - Distribution - Tier 2 - 3QU CoRE ¦ 1QU LoRE | Seismic - Non-Red Flag Warning - Catastrophic Fires | Aggregated | Aggregated | 2025 | 5.6596e-10 | 0 | 500.9897 | 2.8354e-07 | 2025 | Mitigation | 0.08575 | 30 | 0 | esc | 0.0012005 | 6.7944e-13 | 0.00060025 | 3.3972e-13 | 0.0015435 | 8.7356e-13
[35 empty] | 7.3.1.3 Ignition probability mapping showing the probability of ignition along the electric lines and equipment | WLDFR | HFTD - Distribution - Tier 3 - 5QU CoRE ¦ 3QU LoRE | 2040 | 0.27651 | 0.003948 | 0.031652 | 0 | 0.031652 | 0.0024574 | 0.019702 | 0 | 0.019702 | 0.0056544 | 0.045333 | 0 | 0.045333 | 0.0059379 | 0.047606 | 0 | 0.047606 | 0.0087521 | 0.0054478 | 0.012535 | 0.013163 | 0.0056544 | 0.0015635 | 0.045333 | 0.012535 | 0 | 0 | 0.045333 | 0.012535 | [11 empty] | WLDFR | HFTD - Distribution - Tier 2 - 3QU CoRE ¦ 1QU LoRE | Red Flag Warning - Catastrophic Fires | 2045 | 6.7708e-08 | 3.3854e-08 | 8.7053e-08 | 17672.0852 | 299.42 | 10692.7362 | 6679.929 | 0 | 0 | 0 | 5.64e-05 |  | 0.0011965 | 0 | 0.0011965 | 0.00059827 | 0 | 0.00059827 | 0.0015384 | 0 | 0.0015384 | [16 empty] | 7.3.1.3 Ignition probability mapping showing the probability of ignition along the electric lines and equipmentWLDFRAggregatedAggregated | WLDFR | HFTD - Distribution - Tier 2 - 3QU CoRE ¦ 1QU LoRE | Seismic - Non-Red Flag Warning - Catastrophic Fires | Aggregated | Aggregated | 2026 | 5.6596e-10 | 0 | 500.9897 | 2.8354e-07 | 2026 | Mitigation | 0.08575 | 30 | 0 | esc | 0.0012005 | 6.7944e-13 | 0.00060025 | 3.3972e-13 | 0.0015435 | 8.7356e-13
[35 empty] | 7.3.1.3 Ignition probability mapping showing the probability of ignition along the electric lines and equipment | WLDFR | HFTD - Distribution - Tier 3 - 5QU CoRE ¦ 3QU LoRE | 2041 | 0.25842 | 0.003948 | 0.031652 | 0 | 0.031652 | 0.0024574 | 0.019702 | 0 | 0.019702 | 0.0056544 | 0.045333 | 0 | 0.045333 | 0.0059379 | 0.047606 | 0 | 0.047606 | 0.0081795 | 0.0050914 | 0.011715 | 0.012302 | 0.0056544 | 0.0014612 | 0.045333 | 0.011715 | 0 | 0 | 0.045333 | 0.011715 | [11 empty] | WLDFR | HFTD - Distribution - Tier 2 - 3QU CoRE ¦ 1QU LoRE | Red Flag Warning - Catastrophic Fires | 2046 | 6.7708e-08 | 3.3854e-08 | 8.7053e-08 | 17672.0852 | 299.42 | 10692.7362 | 6679.929 | 0 | 0 | 0 | 5.64e-05 |  | 0.0011965 | 0 | 0.0011965 | 0.00059827 | 0 | 0.00059827 | 0.0015384 | 0 | 0.0015384 | [16 empty] | 7.3.1.3 Ignition probability mapping showing the probability of ignition along the electric lines and equipmentWLDFRAggregatedAggregated | WLDFR | HFTD - Distribution - Tier 2 - 3QU CoRE ¦ 1QU LoRE | Seismic - Non-Red Flag Warning - Catastrophic Fires | Aggregated | Aggregated | 2027 | 5.6596e-10 | 0 | 500.9897 | 2.8354e-07 | 2027 | Mitigation | 0.08575 | 30 | 0 | esc | 0.0012005 | 6.7944e-13 | 0.00060025 | 3.3972e-13 | 0.0015435 | 8.7356e-13
[35 empty] | 7.3.1.3 Ignition probability mapping showing the probability of ignition along the electric lines and equipment | WLDFR | HFTD - Distribution - Tier 3 - 5QU CoRE ¦ 3QU LoRE | 2042 | 0.24151 | 0.003948 | 0.031652 | 0 | 0.031652 | 0.0024574 | 0.019702 | 0 | 0.019702 | 0.0056544 | 0.045333 | 0 | 0.045333 | 0.0059379 | 0.047606 | 0 | 0.047606 | 0.0076444 | 0.0047583 | 0.010948 | 0.011497 | 0.0056544 | 0.0013656 | 0.045333 | 0.010948 | 0 | 0 | 0.045333 | 0.010948 | [11 empty] | WLDFR | HFTD - Distribution - Tier 2 - 3QU CoRE ¦ 1QU LoRE | Red Flag Warning - Catastrophic Fires | 2047 | 6.7708e-08 | 3.3854e-08 | 8.7053e-08 | 17672.0852 | 299.42 | 10692.7362 | 6679.929 | 0 | 0 | 0 | 5.64e-05 |  | 0.0011965 | 0 | 0.0011965 | 0.00059827 | 0 | 0.00059827 | 0.0015384 | 0 | 0.0015384 | [16 empty] | 7.3.1.3 Ignition probability mapping showing the probability of ignition along the electric lines and equipmentWLDFRAggregatedAggregated | WLDFR | HFTD - Distribution - Tier 2 - 3QU CoRE ¦ 1QU LoRE | Seismic - Non-Red Flag Warning - Catastrophic Fires | Aggregated | Aggregated | 2028 | 5.6596e-10 | 0 | 500.9897 | 2.8354e-07 | 2028 | Mitigation | 0.08575 | 30 | 0 | esc | 0.0012005 | 6.7944e-13 | 0.00060025 | 3.3972e-13 | 0.0015435 | 8.7356e-13
[35 empty] | 7.3.1.3 Ignition probability mapping showing the probability of ignition along the electric lines and equipment | WLDFR | HFTD - Distribution - Tier 3 - 5QU CoRE ¦ 3QU LoRE | 2043 | 0.22571 | 0.003948 | 0.03323 | 0 | 0.03323 | 0.0024574 | 0.020684 | 0 | 0.020684 | 0.0056544 | 0.047593 | 0 | 0.047593 | 0.0059379 | 0.04998 | 0 | 0.04998 | 0.0075005 | 0.0046687 | 0.010742 | 0.011281 | 0.0056544 | 0.0012763 | 0.047593 | 0.010742 | 0 | 0 | 0.047593 | 0.010742 | [11 empty] | WLDFR | HFTD - Distribution - Tier 2 - 3QU CoRE ¦ 1QU LoRE | Red Flag Warning - Catastrophic Fires | 2048 | 6.7708e-08 | 3.3854e-08 | 8.7053e-08 | 18552.3348 | 319.4911 | 11216.5626 | 7016.281 | 0 | 0 | 0 | 5.64e-05 |  | 0.0012561 | 0 | 0.0012561 | 0.00062807 | 0 | 0.00062807 | 0.001615 | 0 | 0.001615 | [16 empty] | 7.3.1.3 Ignition probability mapping showing the probability of ignition along the electric lines and equipmentWLDFRAggregatedAggregated | WLDFR | HFTD - Distribution - Tier 2 - 3QU CoRE ¦ 1QU LoRE | Seismic - Non-Red Flag Warning - Catastrophic Fires | Aggregated | Aggregated | 2029 | 5.6596e-10 | 0 | 500.9897 | 2.8354e-07 | 2029 | Mitigation | 0.08575 | 30 | 0 | esc | 0.0012005 | 6.7944e-13 | 0.00060025 | 3.3972e-13 | 0.0015435 | 8.7356e-13
[35 empty] | 7.3.1.3 Ignition probability mapping showing the probability of ignition along the electric lines and equipment | WLDFR | HFTD - Distribution - Tier 3 - 5QU CoRE ¦ 3QU LoRE | 2044 | 0.21095 | 0.003948 | 0.03323 | 0 | 0.03323 | 0.0024574 | 0.020684 | 0 | 0.020684 | 0.0056544 | 0.047593 | 0 | 0.047593 | 0.0059379 | 0.04998 | 0 | 0.04998 | 0.0070098 | 0.0043633 | 0.01004 | 0.010543 | 0.0056544 | 0.0011928 | 0.047593 | 0.01004 | 0 | 0 | 0.047593 | 0.01004 | [11 empty] | WLDFR | HFTD - Distribution - Tier 2 - 3QU CoRE ¦ 1QU LoRE | Red Flag Warning - Catastrophic Fires | 2049 | 6.7708e-08 | 3.3854e-08 | 8.7053e-08 | 18552.3348 | 319.4911 | 11216.5626 | 7016.281 | 0 | 0 | 0 | 5.64e-05 |  | 0.0012561 | 0 | 0.0012561 | 0.00062807 | 0 | 0.00062807 | 0.001615 | 0 | 0.001615 | [16 empty] | 7.3.1.3 Ignition probability mapping showing the probability of ignition along the electric lines and equipmentWLDFRAggregatedAggregated | WLDFR | HFTD - Distribution - Tier 2 - 3QU CoRE ¦ 1QU LoRE | Seismic - Non-Red Flag Warning - Catastrophic Fires | Aggregated | Aggregated | 2030 | 5.6596e-10 | 0 | 500.9897 | 2.8354e-07 | 2030 | Mitigation | 0.08575 | 30 | 0 | esc | 0.0012005 | 6.7944e-13 | 0.00060025 | 3.3972e-13 | 0.0015435 | 8.7356e-13
[35 empty] | 7.3.1.3 Ignition probability mapping showing the probability of ignition along the electric lines and equipment | WLDFR | HFTD - Distribution - Tier 3 - 5QU CoRE ¦ 3QU LoRE | 2045 | 0.19715 | 0.003948 | 0.03323 | 0 | 0.03323 | 0.0024574 | 0.020684 | 0 | 0.020684 | 0.0056544 | 0.047593 | 0 | 0.047593 | 0.0059379 | 0.04998 | 0 | 0.04998 | 0.0065512 | 0.0040778 | 0.0093828 | 0.0098533 | 0.0056544 | 0.0011147 | 0.047593 | 0.0093828 | 0 | 0 | 0.047593 | 0.0093828 | [11 empty] | WLDFR | HFTD - Distribution - Tier 2 - 3QU CoRE ¦ 1QU LoRE | Red Flag Warning - Catastrophic Fires | 2050 | 0 | 3.3854e-08 | 8.7053e-08 | 18552.3348 | 319.4911 | 11216.5626 | 7016.281 | 0 | 0 | 0 | 5.64e-05 |  | 0 | 0 | 0 | 0.00062807 | 0 | 0.00062807 | 0.001615 | 0 | 0.001615 | [16 empty] | 7.3.1.3 Ignition probability mapping showing the probability of ignition along the electric lines and equipmentWLDFRAggregatedAggregated | WLDFR | HFTD - Distribution - Tier 2 - 3QU CoRE ¦ 1QU LoRE | Seismic - Non-Red Flag Warning - Catastrophic Fires | Aggregated | Aggregated | 2031 | 5.6596e-10 | 0 | 500.9897 | 2.8354e-07 | 2031 | Mitigation | 0.08575 | 30 | 0 | esc | 0.0012005 | 6.7944e-13 | 0.00060025 | 3.3972e-13 | 0.0015435 | 8.7356e-13
[35 empty] | 7.3.1.3 Ignition probability mapping showing the probability of ignition along the electric lines and equipment | WLDFR | HFTD - Distribution - Tier 3 - 5QU CoRE ¦ 3QU LoRE | 2046 | 0.18425 | 0.003948 | 0.03323 | 0 | 0.03323 | 0.0024574 | 0.020684 | 0 | 0.020684 | 0.0056544 | 0.047593 | 0 | 0.047593 | 0.0059379 | 0.04998 | 0 | 0.04998 | 0.0061227 | 0.0038111 | 0.008769 | 0.0092087 | 0.0056544 | 0.0010418 | 0.047593 | 0.008769 | 0 | 0 | 0.047593 | 0.008769 | [11 empty] | WLDFR | HFTD - Distribution - Tier 2 - 3QU CoRE ¦ 1QU LoRE | Red Flag Warning - Catastrophic Fires | 2051 | 0 | 0 | 8.7053e-08 | 18552.3348 | 319.4911 | 11216.5626 | 7016.281 | 0 | 0 | 0 | 5.64e-05 |  | 0 | 0 | 0 | 0 | 0 | 0 | 0.001615 | 0 | 0.001615 | [16 empty] | 7.3.1.3 Ignition probability mapping showing the probability of ignition along the electric lines and equipmentWLDFRAggregatedAggregated | WLDFR | HFTD - Distribution - Tier 2 - 3QU CoRE ¦ 1QU LoRE | Seismic - Non-Red Flag Warning - Catastrophic Fires | Aggregated | Aggregated | 2032 | 5.6596e-10 | 0 | 500.9897 | 2.8354e-07 | 2032 | Mitigation | 0.08575 | 30 | 0 | esc | 0.0012005 | 6.7944e-13 | 0.00060025 | 3.3972e-13 | 0.0015435 | 8.7356e-13
[35 empty] | 7.3.1.3 Ignition probability mapping showing the probability of ignition along the electric lines and equipment | WLDFR | HFTD - Distribution - Tier 3 - 5QU CoRE ¦ 3QU LoRE | 2047 | 0.1722 | 0.003948 | 0.03323 | 0 | 0.03323 | 0.0024574 | 0.020684 | 0 | 0.020684 | 0.0056544 | 0.047593 | 0 | 0.047593 | 0.0059379 | 0.04998 | 0 | 0.04998 | 0.0057221 | 0.0035618 | 0.0081953 | 0.0086063 | 0.0056544 | 0.00097366 | 0.047593 | 0.0081953 | 0 | 0 | 0.047593 | 0.0081953 | [11 empty] | WLDFR | HFTD - Distribution - Tier 2 - 3QU CoRE ¦ 1QU LoRE | Red Flag Warning - Destructive Fires | 2020 | 1.1414e-08 | 0 | 0 | 8807.9522 | 222.2294 | 8585.7228 | 0 | 0 | 0 | 0 | 9.5077e-06 |  | 0.00010053 | 0 | 0.00010053 | 0 | 0 | 0 | 0 | 0 | 0 | [16 empty] | 7.3.1.3 Ignition probability mapping showing the probability of ignition along the electric lines and equipmentWLDFRAggregatedAggregated | WLDFR | HFTD - Distribution - Tier 2 - 3QU CoRE ¦ 1QU LoRE | Seismic - Non-Red Flag Warning - Catastrophic Fires | Aggregated | Aggregated | 2033 | 5.6596e-10 | 0 | 500.9897 | 2.8354e-07 | 2033 | Mitigation | 0.08575 | 30 | 0 | esc | 0.0012005 | 6.7944e-13 | 0.00060025 | 3.3972e-13 | 0.0015435 | 8.7356e-13
[35 empty] | 7.3.1.3 Ignition probability mapping showing the probability of ignition along the electric lines and equipment | WLDFR | HFTD - Distribution - Tier 3 - 5QU CoRE ¦ 3QU LoRE | 2048 | 0.16093 | 0.003948 | 0.034885 | 0 | 0.034885 | 0.0024574 | 0.021714 | 0 | 0.021714 | 0.0056544 | 0.049963 | 0 | 0.049963 | 0.0059379 | 0.052469 | 0 | 0.052469 | 0.0056141 | 0.0034945 | 0.0080406 | 0.0084438 | 0.0056544 | 0.00090996 | 0.049963 | 0.0080406 | 0 | 0 | 0.049963 | 0.0080406 | [11 empty] | WLDFR | HFTD - Distribution - Tier 2 - 3QU CoRE ¦ 1QU LoRE | Red Flag Warning - Destructive Fires | 2021 | 1.1414e-08 | 5.707e-09 | 0 | 8807.9522 | 222.2294 | 8585.7228 | 0 | 0 | 0 | 0 | 9.5077e-06 |  | 0.00010053 | 0 | 0.00010053 | 5.0267e-05 | 0 | 5.0267e-05 | 0 | 0 | 0 | [16 empty] | 7.3.1.3 Ignition probability mapping showing the probability of ignition along the electric lines and equipmentWLDFRAggregatedAggregated | WLDFR | HFTD - Distribution - Tier 2 - 3QU CoRE ¦ 1QU LoRE | Seismic - Non-Red Flag Warning - Catastrophic Fires | Aggregated | Aggregated | 2034 | 5.6596e-10 | 0 | 500.9897 | 2.8354e-07 | 2034 | Mitigation | 0.08575 | 30 | 0 | esc | 0.0012005 | 6.7944e-13 | 0.00060025 | 3.3972e-13 | 0.0015435 | 8.7356e-13
[35 empty] | 7.3.1.3 Ignition probability mapping showing the probability of ignition along the electric lines and equipment | WLDFR | HFTD - Distribution - Tier 3 - 5QU CoRE ¦ 3QU LoRE | 2049 | 0.1504 | 0.003948 | 0.034885 | 0 | 0.034885 | 0.0024574 | 0.021714 | 0 | 0.021714 | 0.0056544 | 0.049963 | 0 | 0.049963 | 0.0059379 | 0.052469 | 0 | 0.052469 | 0.0052468 | 0.0032659 | 0.0075146 | 0.0078914 | 0.0056544 | 0.00085043 | 0.049963 | 0.0075146 | 0 | 0 | 0.049963 | 0.0075146 | [11 empty] | WLDFR | HFTD - Distribution - Tier 2 - 3QU CoRE ¦ 1QU LoRE | Red Flag Warning - Destructive Fires | 2022 | 1.1414e-08 | 5.707e-09 | 1.4675e-08 | 8807.9522 | 222.2294 | 8585.7228 | 0 | 0 | 0 | 0 | 9.5077e-06 |  | 0.00010053 | 0 | 0.00010053 | 5.0267e-05 | 0 | 5.0267e-05 | 0.00012926 | 0 | 0.00012926 | [16 empty] | 7.3.1.3 Ignition probability mapping showing the probability of ignition along the electric lines and equipmentWLDFRAggregatedAggregated | WLDFR | HFTD - Distribution - Tier 2 - 3QU CoRE ¦ 1QU LoRE | Seismic - Non-Red Flag Warning - Catastrophic Fires | Aggregated | Aggregated | 2035 | 5.6596e-10 | 0 | 500.9897 | 2.8354e-07 | 2035 | Mitigation | 0.08575 | 30 | 0 | esc | 0.0012005 | 6.7944e-13 | 0.00060025 | 3.3972e-13 | 0.0015435 | 8.7356e-13
[35 empty] | 7.3.1.3 Ignition probability mapping showing the probability of ignition along the electric lines and equipment | WLDFR | HFTD - Distribution - Tier 3 - 5QU CoRE ¦ 3QU LoRE | 2050 | 0.14056 | 0 | 0 | 0 | 0 | 0.0024574 | 0.021714 | 0 | 0.021714 | 0.0056544 | 0.049963 | 0 | 0.049963 | 0.0059379 | 0.052469 | 0 | 0.052469 | 0 | 0.0030522 | 0.007023 | 0.0073751 | 0.0056544 | 0.0007948 | 0.049963 | 0.007023 | 0 | 0 | 0.049963 | 0.007023 | [11 empty] | WLDFR | HFTD - Distribution - Tier 2 - 3QU CoRE ¦ 1QU LoRE | Red Flag Warning - Destructive Fires | 2023 | 1.1414e-08 | 5.707e-09 | 1.4675e-08 | 9129.7461 | 233.2301 | 8896.516 | 0 | 0 | 0 | 0 | 9.5077e-06 |  | 0.00010421 | 0 | 0.00010421 | 5.2103e-05 | 0 | 5.2103e-05 | 0.00013398 | 0 | 0.00013398 | [16 empty] | 7.3.1.3 Ignition probability mapping showing the probability of ignition along the electric lines and equipmentWLDFRAggregatedAggregated | WLDFR | HFTD - Distribution - Tier 2 - 3QU CoRE ¦ 1QU LoRE | Seismic - Non-Red Flag Warning - Catastrophic Fires | Aggregated | Aggregated | 2036 | 5.6596e-10 | 0 | 500.9897 | 2.8354e-07 | 2036 | Mitigation | 0.08575 | 30 | 0 | esc | 0.0012005 | 6.7944e-13 | 0.00060025 | 3.3972e-13 | 0.0015435 | 8.7356e-13
[35 empty] | 7.3.1.3 Ignition probability mapping showing the probability of ignition along the electric lines and equipment | WLDFR | HFTD - Distribution - Tier 3 - 5QU CoRE ¦ 3QU LoRE | 2051 | 0.13137 | 0 | 0 | 0 | 0 | 0 | 0 | 0 | 0 | 0.0056544 | 0.049963 | 0 | 0.049963 | 0.0059379 | 0.052469 | 0 | 0.052469 | 0 | 0 | 0.0065635 | 0.0068926 | 0.0056544 | 0.0007428 | 0.049963 | 0.0065635 | 0 | 0 | 0.049963 | 0.0065635 | [11 empty] | WLDFR | HFTD - Distribution - Tier 2 - 3QU CoRE ¦ 1QU LoRE | Red Flag Warning - Destructive Fires | 2024 | 1.1414e-08 | 5.707e-09 | 1.4675e-08 | 9129.7461 | 233.2301 | 8896.516 | 0 | 0 | 0 | 0 | 9.5077e-06 |  | 0.00010421 | 0 | 0.00010421 | 5.2103e-05 | 0 | 5.2103e-05 | 0.00013398 | 0 | 0.00013398 | [16 empty] | 7.3.1.3 Ignition probability mapping showing the probability of ignition along the electric lines and equipmentWLDFRAggregatedAggregated | WLDFR | HFTD - Distribution - Tier 2 - 3QU CoRE ¦ 1QU LoRE | Seismic - Non-Red Flag Warning - Catastrophic Fires | Aggregated | Aggregated | 2037 | 5.6596e-10 | 0 | 500.9897 | 2.8354e-07 | 2037 | Mitigation | 0.08575 | 30 | 0 | esc | 0.0012005 | 6.7944e-13 | 0.00060025 | 3.3972e-13 | 0.0015435 | 8.7356e-13
[35 empty] | 7.3.1.3 Ignition probability mapping showing the probability of ignition along the electric lines and equipment | WLDFR | HFTD - Distribution - Tier 3 - 5QU CoRE ¦ 3QU LoRE | 2052 | 0.12277 | 0 | 0 | 0 | 0 | 0 | 0 | 0 | 0 | 0 | 0 | 0 | 0 | 0.0059379 | 0.052469 | 0 | 0.052469 | 0 | 0 | 0 | 0.0064417 | 0 | 0 | 0 | 0 | 0 | 0 | 0 | 0 | [11 empty] | WLDFR | HFTD - Distribution - Tier 2 - 3QU CoRE ¦ 1QU LoRE | Red Flag Warning - Destructive Fires | 2025 | 1.1414e-08 | 5.707e-09 | 1.4675e-08 | 9129.7461 | 233.2301 | 8896.516 | 0 | 0 | 0 | 0 | 9.5077e-06 |  | 0.00010421 | 0 | 0.00010421 | 5.2103e-05 | 0 | 5.2103e-05 | 0.00013398 | 0 | 0.00013398 | [16 empty] | 7.3.1.3 Ignition probability mapping showing the probability of ignition along the electric lines and equipmentWLDFRAggregatedAggregated | WLDFR | HFTD - Distribution - Tier 2 - 3QU CoRE ¦ 1QU LoRE | Seismic - Non-Red Flag Warning - Catastrophic Fires | Aggregated | Aggregated | 2038 | 5.6596e-10 | 0 | 500.9897 | 2.8354e-07 | 2038 | Mitigation | 0.08575 | 30 | 0 | esc | 0.0012005 | 6.7944e-13 | 0.00060025 | 3.3972e-13 | 0.0015435 | 8.7356e-13
[35 empty] | 7.3.1.3 Ignition probability mapping showing the probability of ignition along the electric lines and equipment | WLDFR | HFTD - Distribution - Tier 3 - 5QU CoRE ¦ 4QU LoRE | 2020 | 1 | 0.0013283 | 0.0078911 | 0 | 0.0078911 | 0 | 0 | 0 | 0 | 0 | 0 | 0 | 0 | 0 | 0 | 0 | 0 | 0.0078911 | 0 | 0 | 0 | 0 | 0 | 0 | 0 | 0 | 0 | 0 | 0 | [11 empty] | WLDFR | HFTD - Distribution - Tier 2 - 3QU CoRE ¦ 1QU LoRE | Red Flag Warning - Destructive Fires | 2026 | 1.1414e-08 | 5.707e-09 | 1.4675e-08 | 9129.7461 | 233.2301 | 8896.516 | 0 | 0 | 0 | 0 | 9.5077e-06 |  | 0.00010421 | 0 | 0.00010421 | 5.2103e-05 | 0 | 5.2103e-05 | 0.00013398 | 0 | 0.00013398 | [16 empty] | 7.3.1.3 Ignition probability mapping showing the probability of ignition along the electric lines and equipmentWLDFRAggregatedAggregated | WLDFR | HFTD - Distribution - Tier 2 - 3QU CoRE ¦ 1QU LoRE | Seismic - Non-Red Flag Warning - Catastrophic Fires | Aggregated | Aggregated | 2039 | 5.6596e-10 | 0 | 500.9897 | 2.8354e-07 | 2039 | Mitigation | 0.08575 | 30 | 0 | esc | 0.0012005 | 6.7944e-13 | 0.00060025 | 3.3972e-13 | 0.0015435 | 8.7356e-13
[35 empty] | 7.3.1.3 Ignition probability mapping showing the probability of ignition along the electric lines and equipment | WLDFR | HFTD - Distribution - Tier 3 - 5QU CoRE ¦ 4QU LoRE | 2021 | 1 | 0.0013283 | 0.0078911 | 0 | 0.0078911 | 0.00082682 | 0.0049118 | 0 | 0.0049118 | 0 | 0 | 0 | 0 | 0 | 0 | 0 | 0 | 0.0078911 | 0.0049118 | 0 | 0 | 0 | 0 | 0 | 0 | 0 | 0 | 0 | 0 | [11 empty] | WLDFR | HFTD - Distribution - Tier 2 - 3QU CoRE ¦ 1QU LoRE | Red Flag Warning - Destructive Fires | 2027 | 1.1414e-08 | 5.707e-09 | 1.4675e-08 | 9129.7461 | 233.2301 | 8896.516 | 0 | 0 | 0 | 0 | 9.5077e-06 |  | 0.00010421 | 0 | 0.00010421 | 5.2103e-05 | 0 | 5.2103e-05 | 0.00013398 | 0 | 0.00013398 | [16 empty] | 7.3.1.3 Ignition probability mapping showing the probability of ignition along the electric lines and equipmentWLDFRAggregatedAggregated | WLDFR | HFTD - Distribution - Tier 2 - 3QU CoRE ¦ 1QU LoRE | Seismic - Non-Red Flag Warning - Catastrophic Fires | Aggregated | Aggregated | 2040 | 5.6596e-10 | 0 | 500.9897 | 2.8354e-07 | 2040 | Mitigation | 0.08575 | 30 | 0 | esc | 0.0012005 | 6.7944e-13 | 0.00060025 | 3.3972e-13 | 0.0015435 | 8.7356e-13
[35 empty] | 7.3.1.3 Ignition probability mapping showing the probability of ignition along the electric lines and equipment | WLDFR | HFTD - Distribution - Tier 3 - 5QU CoRE ¦ 4QU LoRE | 2022 | 0.93458 | 0.0013698 | 0.008375 | 0 | 0.008375 | 0.00085262 | 0.0052131 | 0 | 0.0052131 | 0.002151 | 0.013151 | 0 | 0.013151 | 0 | 0 | 0 | 0 | 0.0078271 | 0.004872 | 0.012291 | 0 | 0.002151 | 0.0020103 | 0.013151 | 0.012291 | 0 | 0 | 0.013151 | 0.012291 | [11 empty] | WLDFR | HFTD - Distribution - Tier 2 - 3QU CoRE ¦ 1QU LoRE | Red Flag Warning - Destructive Fires | 2028 | 1.1414e-08 | 5.707e-09 | 1.4675e-08 | 9534.9221 | 247.273 | 9287.6491 | 0 | 0 | 0 | 0 | 9.5077e-06 |  | 0.00010883 | 0 | 0.00010883 | 5.4416e-05 | 0 | 5.4416e-05 | 0.00013993 | 0 | 0.00013993 | [16 empty] | 7.3.1.3 Ignition probability mapping showing the probability of ignition along the electric lines and equipmentWLDFRAggregatedAggregated | WLDFR | HFTD - Distribution - Tier 2 - 3QU CoRE ¦ 1QU LoRE | Seismic - Non-Red Flag Warning - Catastrophic Fires | Aggregated | Aggregated | 2041 | 5.6596e-10 | 0 | 500.9897 | 2.8354e-07 | 2041 | Mitigation | 0.08575 | 30 | 0 | esc | 0.0012005 | 6.7944e-13 | 0.00060025 | 3.3972e-13 | 0.0015435 | 8.7356e-13
[35 empty] | 7.3.1.3 Ignition probability mapping showing the probability of ignition along the electric lines and equipment | WLDFR | HFTD - Distribution - Tier 3 - 5QU CoRE ¦ 4QU LoRE | 2023 | 0.87344 | 0.0013698 | 0.0086815 | 0 | 0.0086815 | 0.00085262 | 0.0054038 | 0 | 0.0054038 | 0.002151 | 0.013633 | 0 | 0.013633 | 0.0022588 | 0.014316 | 0 | 0.014316 | 0.0075827 | 0.0047199 | 0.011907 | 0.012504 | 0.002151 | 0.0018787 | 0.013633 | 0.011907 | 0 | 0 | 0.013633 | 0.011907 | [11 empty] | WLDFR | HFTD - Distribution - Tier 2 - 3QU CoRE ¦ 1QU LoRE | Red Flag Warning - Destructive Fires | 2029 | 1.1414e-08 | 5.707e-09 | 1.4675e-08 | 9534.9221 | 247.273 | 9287.6491 | 0 | 0 | 0 | 0 | 9.5077e-06 |  | 0.00010883 | 0 | 0.00010883 | 5.4416e-05 | 0 | 5.4416e-05 | 0.00013993 | 0 | 0.00013993 | [16 empty] | 7.3.1.3 Ignition probability mapping showing the probability of ignition along the electric lines and equipmentWLDFRAggregatedAggregated | WLDFR | HFTD - Distribution - Tier 2 - 3QU CoRE ¦ 1QU LoRE | Seismic - Non-Red Flag Warning - Catastrophic Fires | Aggregated | Aggregated | 2042 | 5.6596e-10 | 0 | 500.9897 | 2.8354e-07 | 2042 | Mitigation | 0.08575 | 30 | 0 | esc | 0.0012005 | 6.7944e-13 | 0.00060025 | 3.3972e-13 | 0.0015435 | 8.7356e-13
[35 empty] | 7.3.1.3 Ignition probability mapping showing the probability of ignition along the electric lines and equipment | WLDFR | HFTD - Distribution - Tier 3 - 5QU CoRE ¦ 4QU LoRE | 2024 | 0.8163 | 0.0013698 | 0.0086815 | 0 | 0.0086815 | 0.00085262 | 0.0054038 | 0 | 0.0054038 | 0.002151 | 0.013633 | 0 | 0.013633 | 0.0022588 | 0.014316 | 0 | 0.014316 | 0.0070867 | 0.0044111 | 0.011128 | 0.011686 | 0.002151 | 0.0017558 | 0.013633 | 0.011128 | 0 | 0 | 0.013633 | 0.011128 | [11 empty] | WLDFR | HFTD - Distribution - Tier 2 - 3QU CoRE ¦ 1QU LoRE | Red Flag Warning - Destructive Fires | 2030 | 1.1414e-08 | 5.707e-09 | 1.4675e-08 | 9534.9221 | 247.273 | 9287.6491 | 0 | 0 | 0 | 0 | 9.5077e-06 |  | 0.00010883 | 0 | 0.00010883 | 5.4416e-05 | 0 | 5.4416e-05 | 0.00013993 | 0 | 0.00013993 | [16 empty] | 7.3.1.3 Ignition probability mapping showing the probability of ignition along the electric lines and equipmentWLDFRAggregatedAggregated | WLDFR | HFTD - Distribution - Tier 2 - 3QU CoRE ¦ 1QU LoRE | Seismic - Non-Red Flag Warning - Catastrophic Fires | Aggregated | Aggregated | 2043 | 5.6596e-10 | 0 | 500.9897 | 2.8354e-07 | 2043 | Mitigation | 0.08575 | 30 | 0 | esc | 0.0012005 | 6.7944e-13 | 0.00060025 | 3.3972e-13 | 0.0015435 | 8.7356e-13
[35 empty] | 7.3.1.3 Ignition probability mapping showing the probability of ignition along the electric lines and equipment | WLDFR | HFTD - Distribution - Tier 3 - 5QU CoRE ¦ 4QU LoRE | 2025 | 0.7629 | 0.0013698 | 0.0086815 | 0 | 0.0086815 | 0.00085262 | 0.0054038 | 0 | 0.0054038 | 0.002151 | 0.013633 | 0 | 0.013633 | 0.0022588 | 0.014316 | 0 | 0.014316 | 0.0066231 | 0.0041226 | 0.0104 | 0.010922 | 0.002151 | 0.001641 | 0.013633 | 0.0104 | 0 | 0 | 0.013633 | 0.0104 | [11 empty] | WLDFR | HFTD - Distribution - Tier 2 - 3QU CoRE ¦ 1QU LoRE | Red Flag Warning - Destructive Fires | 2031 | 1.1414e-08 | 5.707e-09 | 1.4675e-08 | 9534.9221 | 247.273 | 9287.6491 | 0 | 0 | 0 | 0 | 9.5077e-06 |  | 0.00010883 | 0 | 0.00010883 | 5.4416e-05 | 0 | 5.4416e-05 | 0.00013993 | 0 | 0.00013993 | [16 empty] | 7.3.1.3 Ignition probability mapping showing the probability of ignition along the electric lines and equipmentWLDFRAggregatedAggregated | WLDFR | HFTD - Distribution - Tier 2 - 3QU CoRE ¦ 1QU LoRE | Seismic - Non-Red Flag Warning - Catastrophic Fires | Aggregated | Aggregated | 2044 | 5.6596e-10 | 0 | 500.9897 | 2.8354e-07 | 2044 | Mitigation | 0.08575 | 30 | 0 | esc | 0.0012005 | 6.7944e-13 | 0.00060025 | 3.3972e-13 | 0.0015435 | 8.7356e-13
[35 empty] | 7.3.1.3 Ignition probability mapping showing the probability of ignition along the electric lines and equipment | WLDFR | HFTD - Distribution - Tier 3 - 5QU CoRE ¦ 4QU LoRE | 2026 | 0.71299 | 0.0013698 | 0.0086815 | 0 | 0.0086815 | 0.00085262 | 0.0054038 | 0 | 0.0054038 | 0.002151 | 0.013633 | 0 | 0.013633 | 0.0022588 | 0.014316 | 0 | 0.014316 | 0.0061898 | 0.0038529 | 0.0097199 | 0.010207 | 0.002151 | 0.0015336 | 0.013633 | 0.0097199 | 0 | 0 | 0.013633 | 0.0097199 | [11 empty] | WLDFR | HFTD - Distribution - Tier 2 - 3QU CoRE ¦ 1QU LoRE | Red Flag Warning - Destructive Fires | 2032 | 1.1414e-08 | 5.707e-09 | 1.4675e-08 | 9534.9221 | 247.273 | 9287.6491 | 0 | 0 | 0 | 0 | 9.5077e-06 |  | 0.00010883 | 0 | 0.00010883 | 5.4416e-05 | 0 | 5.4416e-05 | 0.00013993 | 0 | 0.00013993 | [16 empty] | 7.3.1.3 Ignition probability mapping showing the probability of ignition along the electric lines and equipmentWLDFRAggregatedAggregated | WLDFR | HFTD - Distribution - Tier 2 - 3QU CoRE ¦ 1QU LoRE | Seismic - Non-Red Flag Warning - Catastrophic Fires | Aggregated | Aggregated | 2045 | 5.6596e-10 | 0 | 500.9897 | 2.8354e-07 | 2045 | Mitigation | 0.08575 | 30 | 0 | esc | 0.0012005 | 6.7944e-13 | 0.00060025 | 3.3972e-13 | 0.0015435 | 8.7356e-13
[35 empty] | 7.3.1.3 Ignition probability mapping showing the probability of ignition along the electric lines and equipment | WLDFR | HFTD - Distribution - Tier 3 - 5QU CoRE ¦ 4QU LoRE | 2027 | 0.66634 | 0.0013698 | 0.0086815 | 0 | 0.0086815 | 0.00085262 | 0.0054038 | 0 | 0.0054038 | 0.002151 | 0.013633 | 0 | 0.013633 | 0.0022588 | 0.014316 | 0 | 0.014316 | 0.0057848 | 0.0036008 | 0.009084 | 0.0095396 | 0.002151 | 0.0014333 | 0.013633 | 0.009084 | 0 | 0 | 0.013633 | 0.009084 | [11 empty] | WLDFR | HFTD - Distribution - Tier 2 - 3QU CoRE ¦ 1QU LoRE | Red Flag Warning - Destructive Fires | 2033 | 1.1414e-08 | 5.707e-09 | 1.4675e-08 | 9984.8474 | 263.1074 | 9721.74 | 0 | 0 | 0 | 0 | 9.5077e-06 |  | 0.00011397 | 0 | 0.00011397 | 5.6983e-05 | 0 | 5.6983e-05 | 0.00014653 | 0 | 0.00014653 | [16 empty] | 7.3.1.3 Ignition probability mapping showing the probability of ignition along the electric lines and equipmentWLDFRAggregatedAggregated | WLDFR | HFTD - Distribution - Tier 2 - 3QU CoRE ¦ 1QU LoRE | Seismic - Non-Red Flag Warning - Catastrophic Fires | Aggregated | Aggregated | 2046 | 5.6596e-10 | 0 | 500.9897 | 2.8354e-07 | 2046 | Mitigation | 0.08575 | 30 | 0 | esc | 0.0012005 | 6.7944e-13 | 0.00060025 | 3.3972e-13 | 0.0015435 | 8.7356e-13
[35 empty] | 7.3.1.3 Ignition probability mapping showing the probability of ignition along the electric lines and equipment | WLDFR | HFTD - Distribution - Tier 3 - 5QU CoRE ¦ 4QU LoRE | 2028 | 0.62275 | 0.0013698 | 0.0090677 | 0 | 0.0090677 | 0.00085262 | 0.0056442 | 0 | 0.0056442 | 0.002151 | 0.014239 | 0 | 0.014239 | 0.0022588 | 0.014953 | 0 | 0.014953 | 0.0056469 | 0.003515 | 0.0088675 | 0.0093121 | 0.002151 | 0.0013395 | 0.014239 | 0.0088675 | 0 | 0 | 0.014239 | 0.0088675 | [11 empty] | WLDFR | HFTD - Distribution - Tier 2 - 3QU CoRE ¦ 1QU LoRE | Red Flag Warning - Destructive Fires | 2034 | 1.1414e-08 | 5.707e-09 | 1.4675e-08 | 9984.8474 | 263.1074 | 9721.74 | 0 | 0 | 0 | 0 | 9.5077e-06 |  | 0.00011397 | 0 | 0.00011397 | 5.6983e-05 | 0 | 5.6983e-05 | 0.00014653 | 0 | 0.00014653 | [16 empty] | 7.3.1.3 Ignition probability mapping showing the probability of ignition along the electric lines and equipmentWLDFRAggregatedAggregated | WLDFR | HFTD - Distribution - Tier 2 - 3QU CoRE ¦ 1QU LoRE | Seismic - Non-Red Flag Warning - Catastrophic Fires | Aggregated | Aggregated | 2047 | 5.6596e-10 | 0 | 500.9897 | 2.8354e-07 | 2047 | Mitigation | 0.08575 | 30 | 0 | esc | 0.0012005 | 6.7944e-13 | 0.00060025 | 3.3972e-13 | 0.0015435 | 8.7356e-13
[35 empty] | 7.3.1.3 Ignition probability mapping showing the probability of ignition along the electric lines and equipment | WLDFR | HFTD - Distribution - Tier 3 - 5QU CoRE ¦ 4QU LoRE | 2029 | 0.58201 | 0.0013698 | 0.0090677 | 0 | 0.0090677 | 0.00085262 | 0.0056442 | 0 | 0.0056442 | 0.002151 | 0.014239 | 0 | 0.014239 | 0.0022588 | 0.014953 | 0 | 0.014953 | 0.0052775 | 0.003285 | 0.0082874 | 0.0087029 | 0.002151 | 0.0012519 | 0.014239 | 0.0082874 | 0 | 0 | 0.014239 | 0.0082874 | [11 empty] | WLDFR | HFTD - Distribution - Tier 2 - 3QU CoRE ¦ 1QU LoRE | Red Flag Warning - Destructive Fires | 2035 | 1.1414e-08 | 5.707e-09 | 1.4675e-08 | 9984.8474 | 263.1074 | 9721.74 | 0 | 0 | 0 | 0 | 9.5077e-06 |  | 0.00011397 | 0 | 0.00011397 | 5.6983e-05 | 0 | 5.6983e-05 | 0.00014653 | 0 | 0.00014653 | [16 empty] | 7.3.1.3 Ignition probability mapping showing the probability of ignition along the electric lines and equipmentWLDFRAggregatedAggregated | WLDFR | HFTD - Distribution - Tier 2 - 3QU CoRE ¦ 1QU LoRE | Seismic - Non-Red Flag Warning - Catastrophic Fires | Aggregated | Aggregated | 2048 | 5.6596e-10 | 0 | 500.9897 | 2.8354e-07 | 2048 | Mitigation | 0.08575 | 30 | 0 | esc | 0.0012005 | 6.7944e-13 | 0.00060025 | 3.3972e-13 | 0.0015435 | 8.7356e-13
[35 empty] | 7.3.1.3 Ignition probability mapping showing the probability of ignition along the electric lines and equipment | WLDFR | HFTD - Distribution - Tier 3 - 5QU CoRE ¦ 4QU LoRE | 2030 | 0.54393 | 0.0013698 | 0.0090677 | 0 | 0.0090677 | 0.00085262 | 0.0056442 | 0 | 0.0056442 | 0.002151 | 0.014239 | 0 | 0.014239 | 0.0022588 | 0.014953 | 0 | 0.014953 | 0.0049322 | 0.0030701 | 0.0077452 | 0.0081336 | 0.002151 | 0.00117 | 0.014239 | 0.0077452 | 0 | 0 | 0.014239 | 0.0077452 | [11 empty] | WLDFR | HFTD - Distribution - Tier 2 - 3QU CoRE ¦ 1QU LoRE | Red Flag Warning - Destructive Fires | 2036 | 1.1414e-08 | 5.707e-09 | 1.4675e-08 | 9984.8474 | 263.1074 | 9721.74 | 0 | 0 | 0 | 0 | 9.5077e-06 |  | 0.00011397 | 0 | 0.00011397 | 5.6983e-05 | 0 | 5.6983e-05 | 0.00014653 | 0 | 0.00014653 | [16 empty] | 7.3.1.3 Ignition probability mapping showing the probability of ignition along the electric lines and equipmentWLDFRAggregatedAggregated | WLDFR | HFTD - Distribution - Tier 2 - 3QU CoRE ¦ 1QU LoRE | Seismic - Non-Red Flag Warning - Catastrophic Fires | Aggregated | Aggregated | 2049 | 5.6596e-10 | 0 | 500.9897 | 2.8354e-07 | 2049 | Mitigation | 0.08575 | 30 | 0 | esc | 0.0012005 | 6.7944e-13 | 0.00060025 | 3.3972e-13 | 0.0015435 | 8.7356e-13
[35 empty] | 7.3.1.3 Ignition probability mapping showing the probability of ignition along the electric lines and equipment | WLDFR | HFTD - Distribution - Tier 3 - 5QU CoRE ¦ 4QU LoRE | 2031 | 0.50835 | 0.0013698 | 0.0090677 | 0 | 0.0090677 | 0.00085262 | 0.0056442 | 0 | 0.0056442 | 0.002151 | 0.014239 | 0 | 0.014239 | 0.0022588 | 0.014953 | 0 | 0.014953 | 0.0046096 | 0.0028692 | 0.0072385 | 0.0076015 | 0.002151 | 0.0010934 | 0.014239 | 0.0072385 | 0 | 0 | 0.014239 | 0.0072385 | [11 empty] | WLDFR | HFTD - Distribution - Tier 2 - 3QU CoRE ¦ 1QU LoRE | Red Flag Warning - Destructive Fires | 2037 | 1.1414e-08 | 5.707e-09 | 1.4675e-08 | 9984.8474 | 263.1074 | 9721.74 | 0 | 0 | 0 | 0 | 9.5077e-06 |  | 0.00011397 | 0 | 0.00011397 | 5.6983e-05 | 0 | 5.6983e-05 | 0.00014653 | 0 | 0.00014653 | [16 empty] | 7.3.1.3 Ignition probability mapping showing the probability of ignition along the electric lines and equipmentWLDFRAggregatedAggregated | WLDFR | HFTD - Distribution - Tier 2 - 3QU CoRE ¦ 1QU LoRE | Seismic - Non-Red Flag Warning - Catastrophic Fires | Aggregated | Aggregated | 2050 | 5.6596e-10 | 0 | 500.9897 | 2.8354e-07 | 2050 | Mitigation | 0.08575 | 30 | 0 | esc | 0 | 0 | 0.00060025 | 3.3972e-13 | 0.0015435 | 8.7356e-13
[35 empty] | 7.3.1.3 Ignition probability mapping showing the probability of ignition along the electric lines and equipment | WLDFR | HFTD - Distribution - Tier 3 - 5QU CoRE ¦ 4QU LoRE | 2032 | 0.47509 | 0.0013698 | 0.0090677 | 0 | 0.0090677 | 0.00085262 | 0.0056442 | 0 | 0.0056442 | 0.002151 | 0.014239 | 0 | 0.014239 | 0.0022588 | 0.014953 | 0 | 0.014953 | 0.004308 | 0.0026815 | 0.006765 | 0.0071042 | 0.002151 | 0.0010219 | 0.014239 | 0.006765 | 0 | 0 | 0.014239 | 0.006765 | [11 empty] | WLDFR | HFTD - Distribution - Tier 2 - 3QU CoRE ¦ 1QU LoRE | Red Flag Warning - Destructive Fires | 2038 | 1.1414e-08 | 5.707e-09 | 1.4675e-08 | 10472.8261 | 280.5544 | 10192.2718 | 0 | 0 | 0 | 0 | 9.5077e-06 |  | 0.00011954 | 0 | 0.00011954 | 5.9768e-05 | 0 | 5.9768e-05 | 0.00015369 | 0 | 0.00015369 | [16 empty] | 7.3.1.3 Ignition probability mapping showing the probability of ignition along the electric lines and equipmentWLDFRAggregatedAggregated | WLDFR | HFTD - Distribution - Tier 2 - 3QU CoRE ¦ 1QU LoRE | Seismic - Non-Red Flag Warning - Catastrophic Fires | Aggregated | Aggregated | 2051 | 5.6596e-10 | 0 | 500.9897 | 2.8354e-07 | 2051 | Mitigation | 0.08575 | 30 | 0 | esc | 0 | 0 | 0 | 0 | 0.0015435 | 8.7356e-13
[35 empty] | 7.3.1.3 Ignition probability mapping showing the probability of ignition along the electric lines and equipment | WLDFR | HFTD - Distribution - Tier 3 - 5QU CoRE ¦ 4QU LoRE | 2033 | 0.44401 | 0.0013698 | 0.0094971 | 0 | 0.0094971 | 0.00085262 | 0.0059115 | 0 | 0.0059115 | 0.002151 | 0.014913 | 0 | 0.014913 | 0.0022588 | 0.015661 | 0 | 0.015661 | 0.0042168 | 0.0026248 | 0.0066218 | 0.0069538 | 0.002151 | 0.00095506 | 0.014913 | 0.0066218 | 0 | 0 | 0.014913 | 0.0066218 | [11 empty] | WLDFR | HFTD - Distribution - Tier 2 - 3QU CoRE ¦ 1QU LoRE | Red Flag Warning - Destructive Fires | 2039 | 1.1414e-08 | 5.707e-09 | 1.4675e-08 | 10472.8261 | 280.5544 | 10192.2718 | 0 | 0 | 0 | 0 | 9.5077e-06 |  | 0.00011954 | 0 | 0.00011954 | 5.9768e-05 | 0 | 5.9768e-05 | 0.00015369 | 0 | 0.00015369 | [16 empty] | 7.3.1.3 Ignition probability mapping showing the probability of ignition along the electric lines and equipmentWLDFRAggregatedAggregated | WLDFR | HFTD - Distribution - Tier 2 - 3QU CoRE ¦ 1QU LoRE | Seismic - Red Flag Warning - Catastrophic Fires | Aggregated | Aggregated | 2021 | 2.4409e-08 | 0 | 500.9897 | 1.2229e-05 | 2021 | Mitigation | 0.08575 | 30 | 0 | esc | 0.0012005 | 2.9303e-11 | 0.00060025 | 1.4652e-11 | 0 | 0
[35 empty] | 7.3.1.3 Ignition probability mapping showing the probability of ignition along the electric lines and equipment | WLDFR | HFTD - Distribution - Tier 3 - 5QU CoRE ¦ 4QU LoRE | 2034 | 0.41496 | 0.0013698 | 0.0094971 | 0 | 0.0094971 | 0.00085262 | 0.0059115 | 0 | 0.0059115 | 0.002151 | 0.014913 | 0 | 0.014913 | 0.0022588 | 0.015661 | 0 | 0.015661 | 0.003941 | 0.0024531 | 0.0061886 | 0.0064989 | 0.002151 | 0.00089258 | 0.014913 | 0.0061886 | 0 | 0 | 0.014913 | 0.0061886 | [11 empty] | WLDFR | HFTD - Distribution - Tier 2 - 3QU CoRE ¦ 1QU LoRE | Red Flag Warning - Destructive Fires | 2040 | 1.1414e-08 | 5.707e-09 | 1.4675e-08 | 10472.8261 | 280.5544 | 10192.2718 | 0 | 0 | 0 | 0 | 9.5077e-06 |  | 0.00011954 | 0 | 0.00011954 | 5.9768e-05 | 0 | 5.9768e-05 | 0.00015369 | 0 | 0.00015369 | [16 empty] | 7.3.1.3 Ignition probability mapping showing the probability of ignition along the electric lines and equipmentWLDFRAggregatedAggregated | WLDFR | HFTD - Distribution - Tier 2 - 3QU CoRE ¦ 1QU LoRE | Seismic - Red Flag Warning - Catastrophic Fires | Aggregated | Aggregated | 2022 | 2.4409e-08 | 0 | 500.9897 | 1.2229e-05 | 2022 | Mitigation | 0.08575 | 30 | 0 | esc | 0.0012005 | 2.9303e-11 | 0.00060025 | 1.4652e-11 | 0.0015435 | 3.7676e-11
[35 empty] | 7.3.1.3 Ignition probability mapping showing the probability of ignition along the electric lines and equipment | WLDFR | HFTD - Distribution - Tier 3 - 5QU CoRE ¦ 4QU LoRE | 2035 | 0.38782 | 0.0013698 | 0.0094971 | 0 | 0.0094971 | 0.00085262 | 0.0059115 | 0 | 0.0059115 | 0.002151 | 0.014913 | 0 | 0.014913 | 0.0022588 | 0.015661 | 0 | 0.015661 | 0.0036831 | 0.0022926 | 0.0057837 | 0.0060737 | 0.002151 | 0.00083418 | 0.014913 | 0.0057837 | 0 | 0 | 0.014913 | 0.0057837 | [11 empty] | WLDFR | HFTD - Distribution - Tier 2 - 3QU CoRE ¦ 1QU LoRE | Red Flag Warning - Destructive Fires | 2041 | 1.1414e-08 | 5.707e-09 | 1.4675e-08 | 10472.8261 | 280.5544 | 10192.2718 | 0 | 0 | 0 | 0 | 9.5077e-06 |  | 0.00011954 | 0 | 0.00011954 | 5.9768e-05 | 0 | 5.9768e-05 | 0.00015369 | 0 | 0.00015369 | [16 empty] | 7.3.1.3 Ignition probability mapping showing the probability of ignition along the electric lines and equipmentWLDFRAggregatedAggregated | WLDFR | HFTD - Distribution - Tier 2 - 3QU CoRE ¦ 1QU LoRE | Seismic - Red Flag Warning - Catastrophic Fires | Aggregated | Aggregated | 2023 | 2.4409e-08 | 0 | 500.9897 | 1.2229e-05 | 2023 | Mitigation | 0.08575 | 30 | 0 | esc | 0.0012005 | 2.9303e-11 | 0.00060025 | 1.4652e-11 | 0.0015435 | 3.7676e-11
[35 empty] | 7.3.1.3 Ignition probability mapping showing the probability of ignition along the electric lines and equipment | WLDFR | HFTD - Distribution - Tier 3 - 5QU CoRE ¦ 4QU LoRE | 2036 | 0.36245 | 0.0013698 | 0.0094971 | 0 | 0.0094971 | 0.00085262 | 0.0059115 | 0 | 0.0059115 | 0.002151 | 0.014913 | 0 | 0.014913 | 0.0022588 | 0.015661 | 0 | 0.015661 | 0.0034422 | 0.0021426 | 0.0054053 | 0.0056764 | 0.002151 | 0.00077961 | 0.014913 | 0.0054053 | 0 | 0 | 0.014913 | 0.0054053 | [11 empty] | WLDFR | HFTD - Distribution - Tier 2 - 3QU CoRE ¦ 1QU LoRE | Red Flag Warning - Destructive Fires | 2042 | 1.1414e-08 | 5.707e-09 | 1.4675e-08 | 10472.8261 | 280.5544 | 10192.2718 | 0 | 0 | 0 | 0 | 9.5077e-06 |  | 0.00011954 | 0 | 0.00011954 | 5.9768e-05 | 0 | 5.9768e-05 | 0.00015369 | 0 | 0.00015369 | [16 empty] | 7.3.1.3 Ignition probability mapping showing the probability of ignition along the electric lines and equipmentWLDFRAggregatedAggregated | WLDFR | HFTD - Distribution - Tier 2 - 3QU CoRE ¦ 1QU LoRE | Seismic - Red Flag Warning - Catastrophic Fires | Aggregated | Aggregated | 2024 | 2.4409e-08 | 0 | 500.9897 | 1.2229e-05 | 2024 | Mitigation | 0.08575 | 30 | 0 | esc | 0.0012005 | 2.9303e-11 | 0.00060025 | 1.4652e-11 | 0.0015435 | 3.7676e-11
[35 empty] | 7.3.1.3 Ignition probability mapping showing the probability of ignition along the electric lines and equipment | WLDFR | HFTD - Distribution - Tier 3 - 5QU CoRE ¦ 4QU LoRE | 2037 | 0.33873 | 0.0013698 | 0.0094971 | 0 | 0.0094971 | 0.00085262 | 0.0059115 | 0 | 0.0059115 | 0.002151 | 0.014913 | 0 | 0.014913 | 0.0022588 | 0.015661 | 0 | 0.015661 | 0.003217 | 0.0020024 | 0.0050517 | 0.005305 | 0.002151 | 0.00072861 | 0.014913 | 0.0050517 | 0 | 0 | 0.014913 | 0.0050517 | [11 empty] | WLDFR | HFTD - Distribution - Tier 2 - 3QU CoRE ¦ 1QU LoRE | Red Flag Warning - Destructive Fires | 2043 | 1.1414e-08 | 5.707e-09 | 1.4675e-08 | 10992.1562 | 299.42 | 10692.7362 | 0 | 0 | 0 | 0 | 9.5077e-06 |  | 0.00012546 | 0 | 0.00012546 | 6.2732e-05 | 0 | 6.2732e-05 | 0.00016131 | 0 | 0.00016131 | [16 empty] | 7.3.1.3 Ignition probability mapping showing the probability of ignition along the electric lines and equipmentWLDFRAggregatedAggregated | WLDFR | HFTD - Distribution - Tier 2 - 3QU CoRE ¦ 1QU LoRE | Seismic - Red Flag Warning - Catastrophic Fires | Aggregated | Aggregated | 2025 | 2.4409e-08 | 0 | 500.9897 | 1.2229e-05 | 2025 | Mitigation | 0.08575 | 30 | 0 | esc | 0.0012005 | 2.9303e-11 | 0.00060025 | 1.4652e-11 | 0.0015435 | 3.7676e-11
[35 empty] | 7.3.1.3 Ignition probability mapping showing the probability of ignition along the electric lines and equipment | WLDFR | HFTD - Distribution - Tier 3 - 5QU CoRE ¦ 4QU LoRE | 2038 | 0.31657 | 0.0013698 | 0.0099633 | 0 | 0.0099633 | 0.00085262 | 0.0062017 | 0 | 0.0062017 | 0.002151 | 0.015646 | 0 | 0.015646 | 0.0022588 | 0.01643 | 0 | 0.01643 | 0.0031541 | 0.0019633 | 0.004953 | 0.0052013 | 0.002151 | 0.00068094 | 0.015646 | 0.004953 | 0 | 0 | 0.015646 | 0.004953 | [11 empty] | WLDFR | HFTD - Distribution - Tier 2 - 3QU CoRE ¦ 1QU LoRE | Red Flag Warning - Destructive Fires | 2044 | 1.1414e-08 | 5.707e-09 | 1.4675e-08 | 10992.1562 | 299.42 | 10692.7362 | 0 | 0 | 0 | 0 | 9.5077e-06 |  | 0.00012546 | 0 | 0.00012546 | 6.2732e-05 | 0 | 6.2732e-05 | 0.00016131 | 0 | 0.00016131 | [16 empty] | 7.3.1.3 Ignition probability mapping showing the probability of ignition along the electric lines and equipmentWLDFRAggregatedAggregated | WLDFR | HFTD - Distribution - Tier 2 - 3QU CoRE ¦ 1QU LoRE | Seismic - Red Flag Warning - Catastrophic Fires | Aggregated | Aggregated | 2026 | 2.4409e-08 | 0 | 500.9897 | 1.2229e-05 | 2026 | Mitigation | 0.08575 | 30 | 0 | esc | 0.0012005 | 2.9303e-11 | 0.00060025 | 1.4652e-11 | 0.0015435 | 3.7676e-11
[35 empty] | 7.3.1.3 Ignition probability mapping showing the probability of ignition along the electric lines and equipment | WLDFR | HFTD - Distribution - Tier 3 - 5QU CoRE ¦ 4QU LoRE | 2039 | 0.29586 | 0.0013698 | 0.0099633 | 0 | 0.0099633 | 0.00085262 | 0.0062017 | 0 | 0.0062017 | 0.002151 | 0.015646 | 0 | 0.015646 | 0.0022588 | 0.01643 | 0 | 0.01643 | 0.0029478 | 0.0018349 | 0.004629 | 0.0048611 | 0.002151 | 0.00063639 | 0.015646 | 0.004629 | 0 | 0 | 0.015646 | 0.004629 | [11 empty] | WLDFR | HFTD - Distribution - Tier 2 - 3QU CoRE ¦ 1QU LoRE | Red Flag Warning - Destructive Fires | 2045 | 1.1414e-08 | 5.707e-09 | 1.4675e-08 | 10992.1562 | 299.42 | 10692.7362 | 0 | 0 | 0 | 0 | 9.5077e-06 |  | 0.00012546 | 0 | 0.00012546 | 6.2732e-05 | 0 | 6.2732e-05 | 0.00016131 | 0 | 0.00016131 | [16 empty] | 7.3.1.3 Ignition probability mapping showing the probability of ignition along the electric lines and equipmentWLDFRAggregatedAggregated | WLDFR | HFTD - Distribution - Tier 2 - 3QU CoRE ¦ 1QU LoRE | Seismic - Red Flag Warning - Catastrophic Fires | Aggregated | Aggregated | 2027 | 2.4409e-08 | 0 | 500.9897 | 1.2229e-05 | 2027 | Mitigation | 0.08575 | 30 | 0 | esc | 0.0012005 | 2.9303e-11 | 0.00060025 | 1.4652e-11 | 0.0015435 | 3.7676e-11
[35 empty] | 7.3.1.3 Ignition probability mapping showing the probability of ignition along the electric lines and equipment | WLDFR | HFTD - Distribution - Tier 3 - 5QU CoRE ¦ 4QU LoRE | 2040 | 0.27651 | 0.0013698 | 0.0099633 | 0 | 0.0099633 | 0.00085262 | 0.0062017 | 0 | 0.0062017 | 0.002151 | 0.015646 | 0 | 0.015646 | 0.0022588 | 0.01643 | 0 | 0.01643 | 0.0027549 | 0.0017148 | 0.0043261 | 0.0045431 | 0.002151 | 0.00059476 | 0.015646 | 0.0043261 | 0 | 0 | 0.015646 | 0.0043261 | [11 empty] | WLDFR | HFTD - Distribution - Tier 2 - 3QU CoRE ¦ 1QU LoRE | Red Flag Warning - Destructive Fires | 2046 | 1.1414e-08 | 5.707e-09 | 1.4675e-08 | 10992.1562 | 299.42 | 10692.7362 | 0 | 0 | 0 | 0 | 9.5077e-06 |  | 0.00012546 | 0 | 0.00012546 | 6.2732e-05 | 0 | 6.2732e-05 | 0.00016131 | 0 | 0.00016131 | [16 empty] | 7.3.1.3 Ignition probability mapping showing the probability of ignition along the electric lines and equipmentWLDFRAggregatedAggregated | WLDFR | HFTD - Distribution - Tier 2 - 3QU CoRE ¦ 1QU LoRE | Seismic - Red Flag Warning - Catastrophic Fires | Aggregated | Aggregated | 2028 | 2.4409e-08 | 0 | 500.9897 | 1.2229e-05 | 2028 | Mitigation | 0.08575 | 30 | 0 | esc | 0.0012005 | 2.9303e-11 | 0.00060025 | 1.4652e-11 | 0.0015435 | 3.7676e-11
[35 empty] | 7.3.1.3 Ignition probability mapping showing the probability of ignition along the electric lines and equipment | WLDFR | HFTD - Distribution - Tier 3 - 5QU CoRE ¦ 4QU LoRE | 2041 | 0.25842 | 0.0013698 | 0.0099633 | 0 | 0.0099633 | 0.00085262 | 0.0062017 | 0 | 0.0062017 | 0.002151 | 0.015646 | 0 | 0.015646 | 0.0022588 | 0.01643 | 0 | 0.01643 | 0.0025747 | 0.0016026 | 0.0040431 | 0.0042459 | 0.002151 | 0.00055585 | 0.015646 | 0.0040431 | 0 | 0 | 0.015646 | 0.0040431 | [11 empty] | WLDFR | HFTD - Distribution - Tier 2 - 3QU CoRE ¦ 1QU LoRE | Red Flag Warning - Destructive Fires | 2047 | 1.1414e-08 | 5.707e-09 | 1.4675e-08 | 10992.1562 | 299.42 | 10692.7362 | 0 | 0 | 0 | 0 | 9.5077e-06 |  | 0.00012546 | 0 | 0.00012546 | 6.2732e-05 | 0 | 6.2732e-05 | 0.00016131 | 0 | 0.00016131 | [16 empty] | 7.3.1.3 Ignition probability mapping showing the probability of ignition along the electric lines and equipmentWLDFRAggregatedAggregated | WLDFR | HFTD - Distribution - Tier 2 - 3QU CoRE ¦ 1QU LoRE | Seismic - Red Flag Warning - Catastrophic Fires | Aggregated | Aggregated | 2029 | 2.4409e-08 | 0 | 500.9897 | 1.2229e-05 | 2029 | Mitigation | 0.08575 | 30 | 0 | esc | 0.0012005 | 2.9303e-11 | 0.00060025 | 1.4652e-11 | 0.0015435 | 3.7676e-11
[35 empty] | 7.3.1.3 Ignition probability mapping showing the probability of ignition along the electric lines and equipment | WLDFR | HFTD - Distribution - Tier 3 - 5QU CoRE ¦ 4QU LoRE | 2042 | 0.24151 | 0.0013698 | 0.0099633 | 0 | 0.0099633 | 0.00085262 | 0.0062017 | 0 | 0.0062017 | 0.002151 | 0.015646 | 0 | 0.015646 | 0.0022588 | 0.01643 | 0 | 0.01643 | 0.0024063 | 0.0014978 | 0.0037786 | 0.0039681 | 0.002151 | 0.00051949 | 0.015646 | 0.0037786 | 0 | 0 | 0.015646 | 0.0037786 | [11 empty] | WLDFR | HFTD - Distribution - Tier 2 - 3QU CoRE ¦ 1QU LoRE | Red Flag Warning - Destructive Fires | 2048 | 1.1414e-08 | 5.707e-09 | 1.4675e-08 | 11536.0538 | 319.4911 | 11216.5626 | 0 | 0 | 0 | 0 | 9.5077e-06 |  | 0.00013167 | 0 | 0.00013167 | 6.5836e-05 | 0 | 6.5836e-05 | 0.00016929 | 0 | 0.00016929 | [16 empty] | 7.3.1.3 Ignition probability mapping showing the probability of ignition along the electric lines and equipmentWLDFRAggregatedAggregated | WLDFR | HFTD - Distribution - Tier 2 - 3QU CoRE ¦ 1QU LoRE | Seismic - Red Flag Warning - Catastrophic Fires | Aggregated | Aggregated | 2030 | 2.4409e-08 | 0 | 500.9897 | 1.2229e-05 | 2030 | Mitigation | 0.08575 | 30 | 0 | esc | 0.0012005 | 2.9303e-11 | 0.00060025 | 1.4652e-11 | 0.0015435 | 3.7676e-11
[35 empty] | 7.3.1.3 Ignition probability mapping showing the probability of ignition along the electric lines and equipment | WLDFR | HFTD - Distribution - Tier 3 - 5QU CoRE ¦ 4QU LoRE | 2043 | 0.22571 | 0.0013698 | 0.01046 | 0 | 0.01046 | 0.00085262 | 0.0065109 | 0 | 0.0065109 | 0.002151 | 0.016426 | 0 | 0.016426 | 0.0022588 | 0.017249 | 0 | 0.017249 | 0.002361 | 0.0014696 | 0.0037075 | 0.0038934 | 0.002151 | 0.0004855 | 0.016426 | 0.0037075 | 0 | 0 | 0.016426 | 0.0037075 | [11 empty] | WLDFR | HFTD - Distribution - Tier 2 - 3QU CoRE ¦ 1QU LoRE | Red Flag Warning - Destructive Fires | 2049 | 1.1414e-08 | 5.707e-09 | 1.4675e-08 | 11536.0538 | 319.4911 | 11216.5626 | 0 | 0 | 0 | 0 | 9.5077e-06 |  | 0.00013167 | 0 | 0.00013167 | 6.5836e-05 | 0 | 6.5836e-05 | 0.00016929 | 0 | 0.00016929 | [16 empty] | 7.3.1.3 Ignition probability mapping showing the probability of ignition along the electric lines and equipmentWLDFRAggregatedAggregated | WLDFR | HFTD - Distribution - Tier 2 - 3QU CoRE ¦ 1QU LoRE | Seismic - Red Flag Warning - Catastrophic Fires | Aggregated | Aggregated | 2031 | 2.4409e-08 | 0 | 500.9897 | 1.2229e-05 | 2031 | Mitigation | 0.08575 | 30 | 0 | esc | 0.0012005 | 2.9303e-11 | 0.00060025 | 1.4652e-11 | 0.0015435 | 3.7676e-11
[35 empty] | 7.3.1.3 Ignition probability mapping showing the probability of ignition along the electric lines and equipment | WLDFR | HFTD - Distribution - Tier 3 - 5QU CoRE ¦ 4QU LoRE | 2044 | 0.21095 | 0.0013698 | 0.01046 | 0 | 0.01046 | 0.00085262 | 0.0065109 | 0 | 0.0065109 | 0.002151 | 0.016426 | 0 | 0.016426 | 0.0022588 | 0.017249 | 0 | 0.017249 | 0.0022065 | 0.0013735 | 0.0034649 | 0.0036387 | 0.002151 | 0.00045374 | 0.016426 | 0.0034649 | 0 | 0 | 0.016426 | 0.0034649 | [11 empty] | WLDFR | HFTD - Distribution - Tier 2 - 3QU CoRE ¦ 1QU LoRE | Red Flag Warning - Destructive Fires | 2050 | 0 | 5.707e-09 | 1.4675e-08 | 11536.0538 | 319.4911 | 11216.5626 | 0 | 0 | 0 | 0 | 9.5077e-06 |  | 0 | 0 | 0 | 6.5836e-05 | 0 | 6.5836e-05 | 0.00016929 | 0 | 0.00016929 | [16 empty] | 7.3.1.3 Ignition probability mapping showing the probability of ignition along the electric lines and equipmentWLDFRAggregatedAggregated | WLDFR | HFTD - Distribution - Tier 2 - 3QU CoRE ¦ 1QU LoRE | Seismic - Red Flag Warning - Catastrophic Fires | Aggregated | Aggregated | 2032 | 2.4409e-08 | 0 | 500.9897 | 1.2229e-05 | 2032 | Mitigation | 0.08575 | 30 | 0 | esc | 0.0012005 | 2.9303e-11 | 0.00060025 | 1.4652e-11 | 0.0015435 | 3.7676e-11
[35 empty] | 7.3.1.3 Ignition probability mapping showing the probability of ignition along the electric lines and equipment | WLDFR | HFTD - Distribution - Tier 3 - 5QU CoRE ¦ 4QU LoRE | 2045 | 0.19715 | 0.0013698 | 0.01046 | 0 | 0.01046 | 0.00085262 | 0.0065109 | 0 | 0.0065109 | 0.002151 | 0.016426 | 0 | 0.016426 | 0.0022588 | 0.017249 | 0 | 0.017249 | 0.0020622 | 0.0012836 | 0.0032383 | 0.0034006 | 0.002151 | 0.00042406 | 0.016426 | 0.0032383 | 0 | 0 | 0.016426 | 0.0032383 | [11 empty] | WLDFR | HFTD - Distribution - Tier 2 - 3QU CoRE ¦ 1QU LoRE | Red Flag Warning - Destructive Fires | 2051 | 0 | 0 | 1.4675e-08 | 11536.0538 | 319.4911 | 11216.5626 | 0 | 0 | 0 | 0 | 9.5077e-06 |  | 0 | 0 | 0 | 0 | 0 | 0 | 0.00016929 | 0 | 0.00016929 | [16 empty] | 7.3.1.3 Ignition probability mapping showing the probability of ignition along the electric lines and equipmentWLDFRAggregatedAggregated | WLDFR | HFTD - Distribution - Tier 2 - 3QU CoRE ¦ 1QU LoRE | Seismic - Red Flag Warning - Catastrophic Fires | Aggregated | Aggregated | 2033 | 2.4409e-08 | 0 | 500.9897 | 1.2229e-05 | 2033 | Mitigation | 0.08575 | 30 | 0 | esc | 0.0012005 | 2.9303e-11 | 0.00060025 | 1.4652e-11 | 0.0015435 | 3.7676e-11
[35 empty] | 7.3.1.3 Ignition probability mapping showing the probability of ignition along the electric lines and equipment | WLDFR | HFTD - Distribution - Tier 3 - 5QU CoRE ¦ 4QU LoRE | 2046 | 0.18425 | 0.0013698 | 0.01046 | 0 | 0.01046 | 0.00085262 | 0.0065109 | 0 | 0.0065109 | 0.002151 | 0.016426 | 0 | 0.016426 | 0.0022588 | 0.017249 | 0 | 0.017249 | 0.0019273 | 0.0011996 | 0.0030264 | 0.0031782 | 0.002151 | 0.00039631 | 0.016426 | 0.0030264 | 0 | 0 | 0.016426 | 0.0030264 | [11 empty] | WLDFR | HFTD - Distribution - Tier 2 - 3QU CoRE ¦ 1QU LoRE | Red Flag Warning - Large Fires | 2020 | 7.1206e-08 | 0 | 0 | 5.2406 | 0.69642 | 2.942 | 1.6022 | 0 | 0 | 0 | 5.9314e-05 |  | 3.7316e-07 | 0 | 3.7316e-07 | 0 | 0 | 0 | 0 | 0 | 0 | [16 empty] | 7.3.1.3 Ignition probability mapping showing the probability of ignition along the electric lines and equipmentWLDFRAggregatedAggregated | WLDFR | HFTD - Distribution - Tier 2 - 3QU CoRE ¦ 1QU LoRE | Seismic - Red Flag Warning - Catastrophic Fires | Aggregated | Aggregated | 2034 | 2.4409e-08 | 0 | 500.9897 | 1.2229e-05 | 2034 | Mitigation | 0.08575 | 30 | 0 | esc | 0.0012005 | 2.9303e-11 | 0.00060025 | 1.4652e-11 | 0.0015435 | 3.7676e-11
[35 empty] | 7.3.1.3 Ignition probability mapping showing the probability of ignition along the electric lines and equipment | WLDFR | HFTD - Distribution - Tier 3 - 5QU CoRE ¦ 4QU LoRE | 2047 | 0.1722 | 0.0013698 | 0.01046 | 0 | 0.01046 | 0.00085262 | 0.0065109 | 0 | 0.0065109 | 0.002151 | 0.016426 | 0 | 0.016426 | 0.0022588 | 0.017249 | 0 | 0.017249 | 0.0018012 | 0.0011211 | 0.0028284 | 0.0029702 | 0.002151 | 0.00037039 | 0.016426 | 0.0028284 | 0 | 0 | 0.016426 | 0.0028284 | [11 empty] | WLDFR | HFTD - Distribution - Tier 2 - 3QU CoRE ¦ 1QU LoRE | Red Flag Warning - Large Fires | 2021 | 7.1206e-08 | 3.5603e-08 | 0 | 5.2406 | 0.69642 | 2.942 | 1.6022 | 0 | 0 | 0 | 5.9314e-05 |  | 3.7316e-07 | 0 | 3.7316e-07 | 1.8658e-07 | 0 | 1.8658e-07 | 0 | 0 | 0 | [16 empty] | 7.3.1.3 Ignition probability mapping showing the probability of ignition along the electric lines and equipmentWLDFRAggregatedAggregated | WLDFR | HFTD - Distribution - Tier 2 - 3QU CoRE ¦ 1QU LoRE | Seismic - Red Flag Warning - Catastrophic Fires | Aggregated | Aggregated | 2035 | 2.4409e-08 | 0 | 500.9897 | 1.2229e-05 | 2035 | Mitigation | 0.08575 | 30 | 0 | esc | 0.0012005 | 2.9303e-11 | 0.00060025 | 1.4652e-11 | 0.0015435 | 3.7676e-11
[35 empty] | 7.3.1.3 Ignition probability mapping showing the probability of ignition along the electric lines and equipment | WLDFR | HFTD - Distribution - Tier 3 - 5QU CoRE ¦ 4QU LoRE | 2048 | 0.16093 | 0.0013698 | 0.010981 | 0 | 0.010981 | 0.00085262 | 0.0068351 | 0 | 0.0068351 | 0.002151 | 0.017244 | 0 | 0.017244 | 0.0022588 | 0.018108 | 0 | 0.018108 | 0.0017672 | 0.0011 | 0.002775 | 0.0029142 | 0.002151 | 0.00034616 | 0.017244 | 0.002775 | 0 | 0 | 0.017244 | 0.002775 | [11 empty] | WLDFR | HFTD - Distribution - Tier 2 - 3QU CoRE ¦ 1QU LoRE | Red Flag Warning - Large Fires | 2022 | 7.1206e-08 | 3.5603e-08 | 9.1551e-08 | 5.2406 | 0.69642 | 2.942 | 1.6022 | 0 | 0 | 0 | 5.9314e-05 |  | 3.7316e-07 | 0 | 3.7316e-07 | 1.8658e-07 | 0 | 1.8658e-07 | 4.7978e-07 | 0 | 4.7978e-07 | [16 empty] | 7.3.1.3 Ignition probability mapping showing the probability of ignition along the electric lines and equipmentWLDFRAggregatedAggregated | WLDFR | HFTD - Distribution - Tier 2 - 3QU CoRE ¦ 1QU LoRE | Seismic - Red Flag Warning - Catastrophic Fires | Aggregated | Aggregated | 2036 | 2.4409e-08 | 0 | 500.9897 | 1.2229e-05 | 2036 | Mitigation | 0.08575 | 30 | 0 | esc | 0.0012005 | 2.9303e-11 | 0.00060025 | 1.4652e-11 | 0.0015435 | 3.7676e-11
[35 empty] | 7.3.1.3 Ignition probability mapping showing the probability of ignition along the electric lines and equipment | WLDFR | HFTD - Distribution - Tier 3 - 5QU CoRE ¦ 4QU LoRE | 2049 | 0.1504 | 0.0013698 | 0.010981 | 0 | 0.010981 | 0.00085262 | 0.0068351 | 0 | 0.0068351 | 0.002151 | 0.017244 | 0 | 0.017244 | 0.0022588 | 0.018108 | 0 | 0.018108 | 0.0016516 | 0.001028 | 0.0025935 | 0.0027235 | 0.002151 | 0.00032351 | 0.017244 | 0.0025935 | 0 | 0 | 0.017244 | 0.0025935 | [11 empty] | WLDFR | HFTD - Distribution - Tier 2 - 3QU CoRE ¦ 1QU LoRE | Red Flag Warning - Large Fires | 2023 | 7.1206e-08 | 3.5603e-08 | 9.1551e-08 | 5.475 | 0.71896 | 3.0715 | 1.6846 | 0 | 0 | 0 | 5.9314e-05 |  | 3.8986e-07 | 0 | 3.8986e-07 | 1.9493e-07 | 0 | 1.9493e-07 | 5.0124e-07 | 0 | 5.0124e-07 | [16 empty] | 7.3.1.3 Ignition probability mapping showing the probability of ignition along the electric lines and equipmentWLDFRAggregatedAggregated | WLDFR | HFTD - Distribution - Tier 2 - 3QU CoRE ¦ 1QU LoRE | Seismic - Red Flag Warning - Catastrophic Fires | Aggregated | Aggregated | 2037 | 2.4409e-08 | 0 | 500.9897 | 1.2229e-05 | 2037 | Mitigation | 0.08575 | 30 | 0 | esc | 0.0012005 | 2.9303e-11 | 0.00060025 | 1.4652e-11 | 0.0015435 | 3.7676e-11
[35 empty] | 7.3.1.3 Ignition probability mapping showing the probability of ignition along the electric lines and equipment | WLDFR | HFTD - Distribution - Tier 3 - 5QU CoRE ¦ 4QU LoRE | 2050 | 0.14056 | 0 | 0 | 0 | 0 | 0.00085262 | 0.0068351 | 0 | 0.0068351 | 0.002151 | 0.017244 | 0 | 0.017244 | 0.0022588 | 0.018108 | 0 | 0.018108 | 0 | 0.00096076 | 0.0024238 | 0.0025453 | 0.002151 | 0.00030235 | 0.017244 | 0.0024238 | 0 | 0 | 0.017244 | 0.0024238 | [11 empty] | WLDFR | HFTD - Distribution - Tier 2 - 3QU CoRE ¦ 1QU LoRE | Red Flag Warning - Large Fires | 2024 | 7.1206e-08 | 3.5603e-08 | 9.1551e-08 | 5.475 | 0.71896 | 3.0715 | 1.6846 | 0 | 0 | 0 | 5.9314e-05 |  | 3.8986e-07 | 0 | 3.8986e-07 | 1.9493e-07 | 0 | 1.9493e-07 | 5.0124e-07 | 0 | 5.0124e-07 | [16 empty] | 7.3.1.3 Ignition probability mapping showing the probability of ignition along the electric lines and equipmentWLDFRAggregatedAggregated | WLDFR | HFTD - Distribution - Tier 2 - 3QU CoRE ¦ 1QU LoRE | Seismic - Red Flag Warning - Catastrophic Fires | Aggregated | Aggregated | 2038 | 2.4409e-08 | 0 | 500.9897 | 1.2229e-05 | 2038 | Mitigation | 0.08575 | 30 | 0 | esc | 0.0012005 | 2.9303e-11 | 0.00060025 | 1.4652e-11 | 0.0015435 | 3.7676e-11
[35 empty] | 7.3.1.3 Ignition probability mapping showing the probability of ignition along the electric lines and equipment | WLDFR | HFTD - Distribution - Tier 3 - 5QU CoRE ¦ 4QU LoRE | 2051 | 0.13137 | 0 | 0 | 0 | 0 | 0 | 0 | 0 | 0 | 0.002151 | 0.017244 | 0 | 0.017244 | 0.0022588 | 0.018108 | 0 | 0.018108 | 0 | 0 | 0.0022652 | 0.0023788 | 0.002151 | 0.00028257 | 0.017244 | 0.0022652 | 0 | 0 | 0.017244 | 0.0022652 | [11 empty] | WLDFR | HFTD - Distribution - Tier 2 - 3QU CoRE ¦ 1QU LoRE | Red Flag Warning - Large Fires | 2025 | 7.1206e-08 | 3.5603e-08 | 9.1551e-08 | 5.475 | 0.71896 | 3.0715 | 1.6846 | 0 | 0 | 0 | 5.9314e-05 |  | 3.8986e-07 | 0 | 3.8986e-07 | 1.9493e-07 | 0 | 1.9493e-07 | 5.0124e-07 | 0 | 5.0124e-07 | [16 empty] | 7.3.1.3 Ignition probability mapping showing the probability of ignition along the electric lines and equipmentWLDFRAggregatedAggregated | WLDFR | HFTD - Distribution - Tier 2 - 3QU CoRE ¦ 1QU LoRE | Seismic - Red Flag Warning - Catastrophic Fires | Aggregated | Aggregated | 2039 | 2.4409e-08 | 0 | 500.9897 | 1.2229e-05 | 2039 | Mitigation | 0.08575 | 30 | 0 | esc | 0.0012005 | 2.9303e-11 | 0.00060025 | 1.4652e-11 | 0.0015435 | 3.7676e-11
[35 empty] | 7.3.1.3 Ignition probability mapping showing the probability of ignition along the electric lines and equipment | WLDFR | HFTD - Distribution - Tier 3 - 5QU CoRE ¦ 4QU LoRE | 2052 | 0.12277 | 0 | 0 | 0 | 0 | 0 | 0 | 0 | 0 | 0 | 0 | 0 | 0 | 0.0022588 | 0.018108 | 0 | 0.018108 | 0 | 0 | 0 | 0.0022232 | 0 | 0 | 0 | 0 | 0 | 0 | 0 | 0 | [11 empty] | WLDFR | HFTD - Distribution - Tier 2 - 3QU CoRE ¦ 1QU LoRE | Red Flag Warning - Large Fires | 2026 | 7.1206e-08 | 3.5603e-08 | 9.1551e-08 | 5.475 | 0.71896 | 3.0715 | 1.6846 | 0 | 0 | 0 | 5.9314e-05 |  | 3.8986e-07 | 0 | 3.8986e-07 | 1.9493e-07 | 0 | 1.9493e-07 | 5.0124e-07 | 0 | 5.0124e-07 | [16 empty] | 7.3.1.3 Ignition probability mapping showing the probability of ignition along the electric lines and equipmentWLDFRAggregatedAggregated | WLDFR | HFTD - Distribution - Tier 2 - 3QU CoRE ¦ 1QU LoRE | Seismic - Red Flag Warning - Catastrophic Fires | Aggregated | Aggregated | 2040 | 2.4409e-08 | 0 | 500.9897 | 1.2229e-05 | 2040 | Mitigation | 0.08575 | 30 | 0 | esc | 0.0012005 | 2.9303e-11 | 0.00060025 | 1.4652e-11 | 0.0015435 | 3.7676e-11
[35 empty] | 7.3.1.3 Ignition probability mapping showing the probability of ignition along the electric lines and equipment | WLDFR | HFTD - Distribution - Tier 3 - 5QU CoRE ¦ 5QU LoRE | 2020 | 1 | 0.00098453 | 0.00539 | 0 | 0.00539 | 0 | 0 | 0 | 0 | 0 | 0 | 0 | 0 | 0 | 0 | 0 | 0 | 0.00539 | 0 | 0 | 0 | 0 | 0 | 0 | 0 | 0 | 0 | 0 | 0 | [11 empty] | WLDFR | HFTD - Distribution - Tier 2 - 3QU CoRE ¦ 1QU LoRE | Red Flag Warning - Large Fires | 2027 | 7.1206e-08 | 3.5603e-08 | 9.1551e-08 | 5.475 | 0.71896 | 3.0715 | 1.6846 | 0 | 0 | 0 | 5.9314e-05 |  | 3.8986e-07 | 0 | 3.8986e-07 | 1.9493e-07 | 0 | 1.9493e-07 | 5.0124e-07 | 0 | 5.0124e-07 | [16 empty] | 7.3.1.3 Ignition probability mapping showing the probability of ignition along the electric lines and equipmentWLDFRAggregatedAggregated | WLDFR | HFTD - Distribution - Tier 2 - 3QU CoRE ¦ 1QU LoRE | Seismic - Red Flag Warning - Catastrophic Fires | Aggregated | Aggregated | 2041 | 2.4409e-08 | 0 | 500.9897 | 1.2229e-05 | 2041 | Mitigation | 0.08575 | 30 | 0 | esc | 0.0012005 | 2.9303e-11 | 0.00060025 | 1.4652e-11 | 0.0015435 | 3.7676e-11
[35 empty] | 7.3.1.3 Ignition probability mapping showing the probability of ignition along the electric lines and equipment | WLDFR | HFTD - Distribution - Tier 3 - 5QU CoRE ¦ 5QU LoRE | 2021 | 1 | 0.00098453 | 0.00539 | 0 | 0.00539 | 0.00061282 | 0.003355 | 0 | 0.003355 | 0 | 0 | 0 | 0 | 0 | 0 | 0 | 0 | 0.00539 | 0.003355 | 0 | 0 | 0 | 0 | 0 | 0 | 0 | 0 | 0 | 0 | [11 empty] | WLDFR | HFTD - Distribution - Tier 2 - 3QU CoRE ¦ 1QU LoRE | Red Flag Warning - Large Fires | 2028 | 7.1206e-08 | 3.5603e-08 | 9.1551e-08 | 5.777 | 0.74734 | 3.238 | 1.7917 | 0 | 0 | 0 | 5.9314e-05 |  | 4.1136e-07 | 0 | 4.1136e-07 | 2.0568e-07 | 0 | 2.0568e-07 | 5.2889e-07 | 0 | 5.2889e-07 | [16 empty] | 7.3.1.3 Ignition probability mapping showing the probability of ignition along the electric lines and equipmentWLDFRAggregatedAggregated | WLDFR | HFTD - Distribution - Tier 2 - 3QU CoRE ¦ 1QU LoRE | Seismic - Red Flag Warning - Catastrophic Fires | Aggregated | Aggregated | 2042 | 2.4409e-08 | 0 | 500.9897 | 1.2229e-05 | 2042 | Mitigation | 0.08575 | 30 | 0 | esc | 0.0012005 | 2.9303e-11 | 0.00060025 | 1.4652e-11 | 0.0015435 | 3.7676e-11
[35 empty] | 7.3.1.3 Ignition probability mapping showing the probability of ignition along the electric lines and equipment | WLDFR | HFTD - Distribution - Tier 3 - 5QU CoRE ¦ 5QU LoRE | 2022 | 0.93458 | 0.00096951 | 0.0053741 | 0 | 0.0053741 | 0.00060348 | 0.0033451 | 0 | 0.0033451 | 0.0014451 | 0.0080102 | 0 | 0.0080102 | 0 | 0 | 0 | 0 | 0.0050225 | 0.0031263 | 0.0074861 | 0 | 0.0014451 | 0.0013505 | 0.0080102 | 0.0074861 | 0 | 0 | 0.0080102 | 0.0074861 | [11 empty] | WLDFR | HFTD - Distribution - Tier 2 - 3QU CoRE ¦ 1QU LoRE | Red Flag Warning - Large Fires | 2029 | 7.1206e-08 | 3.5603e-08 | 9.1551e-08 | 5.777 | 0.74734 | 3.238 | 1.7917 | 0 | 0 | 0 | 5.9314e-05 |  | 4.1136e-07 | 0 | 4.1136e-07 | 2.0568e-07 | 0 | 2.0568e-07 | 5.2889e-07 | 0 | 5.2889e-07 | [16 empty] | 7.3.1.3 Ignition probability mapping showing the probability of ignition along the electric lines and equipmentWLDFRAggregatedAggregated | WLDFR | HFTD - Distribution - Tier 2 - 3QU CoRE ¦ 1QU LoRE | Seismic - Red Flag Warning - Catastrophic Fires | Aggregated | Aggregated | 2043 | 2.4409e-08 | 0 | 500.9897 | 1.2229e-05 | 2043 | Mitigation | 0.08575 | 30 | 0 | esc | 0.0012005 | 2.9303e-11 | 0.00060025 | 1.4652e-11 | 0.0015435 | 3.7676e-11
[35 empty] | 7.3.1.3 Ignition probability mapping showing the probability of ignition along the electric lines and equipment | WLDFR | HFTD - Distribution - Tier 3 - 5QU CoRE ¦ 5QU LoRE | 2023 | 0.87344 | 0.00096951 | 0.0055707 | 0 | 0.0055707 | 0.00060348 | 0.0034675 | 0 | 0.0034675 | 0.0014451 | 0.0083033 | 0 | 0.0083033 | 0.0015175 | 0.0087196 | 0 | 0.0087196 | 0.0048657 | 0.0030287 | 0.0072524 | 0.0076161 | 0.0014451 | 0.0012622 | 0.0083033 | 0.0072524 | 0 | 0 | 0.0083033 | 0.0072524 | [11 empty] | WLDFR | HFTD - Distribution - Tier 2 - 3QU CoRE ¦ 1QU LoRE | Red Flag Warning - Large Fires | 2030 | 7.1206e-08 | 3.5603e-08 | 9.1551e-08 | 5.777 | 0.74734 | 3.238 | 1.7917 | 0 | 0 | 0 | 5.9314e-05 |  | 4.1136e-07 | 0 | 4.1136e-07 | 2.0568e-07 | 0 | 2.0568e-07 | 5.2889e-07 | 0 | 5.2889e-07 | [16 empty] | 7.3.1.3 Ignition probability mapping showing the probability of ignition along the electric lines and equipmentWLDFRAggregatedAggregated | WLDFR | HFTD - Distribution - Tier 2 - 3QU CoRE ¦ 1QU LoRE | Seismic - Red Flag Warning - Catastrophic Fires | Aggregated | Aggregated | 2044 | 2.4409e-08 | 0 | 500.9897 | 1.2229e-05 | 2044 | Mitigation | 0.08575 | 30 | 0 | esc | 0.0012005 | 2.9303e-11 | 0.00060025 | 1.4652e-11 | 0.0015435 | 3.7676e-11
[35 empty] | 7.3.1.3 Ignition probability mapping showing the probability of ignition along the electric lines and equipment | WLDFR | HFTD - Distribution - Tier 3 - 5QU CoRE ¦ 5QU LoRE | 2024 | 0.8163 | 0.00096951 | 0.0055707 | 0 | 0.0055707 | 0.00060348 | 0.0034675 | 0 | 0.0034675 | 0.0014451 | 0.0083033 | 0 | 0.0083033 | 0.0015175 | 0.0087196 | 0 | 0.0087196 | 0.0045474 | 0.0028305 | 0.0067779 | 0.0071178 | 0.0014451 | 0.0011796 | 0.0083033 | 0.0067779 | 0 | 0 | 0.0083033 | 0.0067779 | [11 empty] | WLDFR | HFTD - Distribution - Tier 2 - 3QU CoRE ¦ 1QU LoRE | Red Flag Warning - Large Fires | 2031 | 7.1206e-08 | 3.5603e-08 | 9.1551e-08 | 5.777 | 0.74734 | 3.238 | 1.7917 | 0 | 0 | 0 | 5.9314e-05 |  | 4.1136e-07 | 0 | 4.1136e-07 | 2.0568e-07 | 0 | 2.0568e-07 | 5.2889e-07 | 0 | 5.2889e-07 | [16 empty] | 7.3.1.3 Ignition probability mapping showing the probability of ignition along the electric lines and equipmentWLDFRAggregatedAggregated | WLDFR | HFTD - Distribution - Tier 2 - 3QU CoRE ¦ 1QU LoRE | Seismic - Red Flag Warning - Catastrophic Fires | Aggregated | Aggregated | 2045 | 2.4409e-08 | 0 | 500.9897 | 1.2229e-05 | 2045 | Mitigation | 0.08575 | 30 | 0 | esc | 0.0012005 | 2.9303e-11 | 0.00060025 | 1.4652e-11 | 0.0015435 | 3.7676e-11
[35 empty] | 7.3.1.3 Ignition probability mapping showing the probability of ignition along the electric lines and equipment | WLDFR | HFTD - Distribution - Tier 3 - 5QU CoRE ¦ 5QU LoRE | 2025 | 0.7629 | 0.00096951 | 0.0055707 | 0 | 0.0055707 | 0.00060348 | 0.0034675 | 0 | 0.0034675 | 0.0014451 | 0.0083033 | 0 | 0.0083033 | 0.0015175 | 0.0087196 | 0 | 0.0087196 | 0.0042499 | 0.0026454 | 0.0063345 | 0.0066522 | 0.0014451 | 0.0011024 | 0.0083033 | 0.0063345 | 0 | 0 | 0.0083033 | 0.0063345 | [11 empty] | WLDFR | HFTD - Distribution - Tier 2 - 3QU CoRE ¦ 1QU LoRE | Red Flag Warning - Large Fires | 2032 | 7.1206e-08 | 3.5603e-08 | 9.1551e-08 | 5.777 | 0.74734 | 3.238 | 1.7917 | 0 | 0 | 0 | 5.9314e-05 |  | 4.1136e-07 | 0 | 4.1136e-07 | 2.0568e-07 | 0 | 2.0568e-07 | 5.2889e-07 | 0 | 5.2889e-07 | [16 empty] | 7.3.1.3 Ignition probability mapping showing the probability of ignition along the electric lines and equipmentWLDFRAggregatedAggregated | WLDFR | HFTD - Distribution - Tier 2 - 3QU CoRE ¦ 1QU LoRE | Seismic - Red Flag Warning - Catastrophic Fires | Aggregated | Aggregated | 2046 | 2.4409e-08 | 0 | 500.9897 | 1.2229e-05 | 2046 | Mitigation | 0.08575 | 30 | 0 | esc | 0.0012005 | 2.9303e-11 | 0.00060025 | 1.4652e-11 | 0.0015435 | 3.7676e-11
[35 empty] | 7.3.1.3 Ignition probability mapping showing the probability of ignition along the electric lines and equipment | WLDFR | HFTD - Distribution - Tier 3 - 5QU CoRE ¦ 5QU LoRE | 2026 | 0.71299 | 0.00096951 | 0.0055707 | 0 | 0.0055707 | 0.00060348 | 0.0034675 | 0 | 0.0034675 | 0.0014451 | 0.0083033 | 0 | 0.0083033 | 0.0015175 | 0.0087196 | 0 | 0.0087196 | 0.0039719 | 0.0024723 | 0.0059201 | 0.006217 | 0.0014451 | 0.0010303 | 0.0083033 | 0.0059201 | 0 | 0 | 0.0083033 | 0.0059201 | [11 empty] | WLDFR | HFTD - Distribution - Tier 2 - 3QU CoRE ¦ 1QU LoRE | Red Flag Warning - Large Fires | 2033 | 7.1206e-08 | 3.5603e-08 | 9.1551e-08 | 6.1205 | 0.77885 | 3.4265 | 1.9151 | 0 | 0 | 0 | 5.9314e-05 |  | 4.3582e-07 | 0 | 4.3582e-07 | 2.1791e-07 | 0 | 2.1791e-07 | 5.6034e-07 | 0 | 5.6034e-07 | [16 empty] | 7.3.1.3 Ignition probability mapping showing the probability of ignition along the electric lines and equipmentWLDFRAggregatedAggregated | WLDFR | HFTD - Distribution - Tier 2 - 3QU CoRE ¦ 1QU LoRE | Seismic - Red Flag Warning - Catastrophic Fires | Aggregated | Aggregated | 2047 | 2.4409e-08 | 0 | 500.9897 | 1.2229e-05 | 2047 | Mitigation | 0.08575 | 30 | 0 | esc | 0.0012005 | 2.9303e-11 | 0.00060025 | 1.4652e-11 | 0.0015435 | 3.7676e-11
[35 empty] | 7.3.1.3 Ignition probability mapping showing the probability of ignition along the electric lines and equipment | WLDFR | HFTD - Distribution - Tier 3 - 5QU CoRE ¦ 5QU LoRE | 2027 | 0.66634 | 0.00096951 | 0.0055707 | 0 | 0.0055707 | 0.00060348 | 0.0034675 | 0 | 0.0034675 | 0.0014451 | 0.0083033 | 0 | 0.0083033 | 0.0015175 | 0.0087196 | 0 | 0.0087196 | 0.003712 | 0.0023106 | 0.0055328 | 0.0058103 | 0.0014451 | 0.00096291 | 0.0083033 | 0.0055328 | 0 | 0 | 0.0083033 | 0.0055328 | [11 empty] | WLDFR | HFTD - Distribution - Tier 2 - 3QU CoRE ¦ 1QU LoRE | Red Flag Warning - Large Fires | 2034 | 7.1206e-08 | 3.5603e-08 | 9.1551e-08 | 6.1205 | 0.77885 | 3.4265 | 1.9151 | 0 | 0 | 0 | 5.9314e-05 |  | 4.3582e-07 | 0 | 4.3582e-07 | 2.1791e-07 | 0 | 2.1791e-07 | 5.6034e-07 | 0 | 5.6034e-07 | [16 empty] | 7.3.1.3 Ignition probability mapping showing the probability of ignition along the electric lines and equipmentWLDFRAggregatedAggregated | WLDFR | HFTD - Distribution - Tier 2 - 3QU CoRE ¦ 1QU LoRE | Seismic - Red Flag Warning - Catastrophic Fires | Aggregated | Aggregated | 2048 | 2.4409e-08 | 0 | 500.9897 | 1.2229e-05 | 2048 | Mitigation | 0.08575 | 30 | 0 | esc | 0.0012005 | 2.9303e-11 | 0.00060025 | 1.4652e-11 | 0.0015435 | 3.7676e-11
[35 empty] | 7.3.1.3 Ignition probability mapping showing the probability of ignition along the electric lines and equipment | WLDFR | HFTD - Distribution - Tier 3 - 5QU CoRE ¦ 5QU LoRE | 2028 | 0.62275 | 0.00096951 | 0.0058186 | 0 | 0.0058186 | 0.00060348 | 0.0036218 | 0 | 0.0036218 | 0.0014451 | 0.0086727 | 0 | 0.0086727 | 0.0015175 | 0.0091076 | 0 | 0.0091076 | 0.0036235 | 0.0022555 | 0.0054009 | 0.0056717 | 0.0014451 | 0.00089992 | 0.0086727 | 0.0054009 | 0 | 0 | 0.0086727 | 0.0054009 | [11 empty] | WLDFR | HFTD - Distribution - Tier 2 - 3QU CoRE ¦ 1QU LoRE | Red Flag Warning - Large Fires | 2035 | 7.1206e-08 | 3.5603e-08 | 9.1551e-08 | 6.1205 | 0.77885 | 3.4265 | 1.9151 | 0 | 0 | 0 | 5.9314e-05 |  | 4.3582e-07 | 0 | 4.3582e-07 | 2.1791e-07 | 0 | 2.1791e-07 | 5.6034e-07 | 0 | 5.6034e-07 | [16 empty] | 7.3.1.3 Ignition probability mapping showing the probability of ignition along the electric lines and equipmentWLDFRAggregatedAggregated | WLDFR | HFTD - Distribution - Tier 2 - 3QU CoRE ¦ 1QU LoRE | Seismic - Red Flag Warning - Catastrophic Fires | Aggregated | Aggregated | 2049 | 2.4409e-08 | 0 | 500.9897 | 1.2229e-05 | 2049 | Mitigation | 0.08575 | 30 | 0 | esc | 0.0012005 | 2.9303e-11 | 0.00060025 | 1.4652e-11 | 0.0015435 | 3.7676e-11
[35 empty] | 7.3.1.3 Ignition probability mapping showing the probability of ignition along the electric lines and equipment | WLDFR | HFTD - Distribution - Tier 3 - 5QU CoRE ¦ 5QU LoRE | 2029 | 0.58201 | 0.00096951 | 0.0058186 | 0 | 0.0058186 | 0.00060348 | 0.0036218 | 0 | 0.0036218 | 0.0014451 | 0.0086727 | 0 | 0.0086727 | 0.0015175 | 0.0091076 | 0 | 0.0091076 | 0.0033865 | 0.0021079 | 0.0050476 | 0.0053007 | 0.0014451 | 0.00084105 | 0.0086727 | 0.0050476 | 0 | 0 | 0.0086727 | 0.0050476 | [11 empty] | WLDFR | HFTD - Distribution - Tier 2 - 3QU CoRE ¦ 1QU LoRE | Red Flag Warning - Large Fires | 2036 | 7.1206e-08 | 3.5603e-08 | 9.1551e-08 | 6.1205 | 0.77885 | 3.4265 | 1.9151 | 0 | 0 | 0 | 5.9314e-05 |  | 4.3582e-07 | 0 | 4.3582e-07 | 2.1791e-07 | 0 | 2.1791e-07 | 5.6034e-07 | 0 | 5.6034e-07 | [16 empty] | 7.3.1.3 Ignition probability mapping showing the probability of ignition along the electric lines and equipmentWLDFRAggregatedAggregated | WLDFR | HFTD - Distribution - Tier 2 - 3QU CoRE ¦ 1QU LoRE | Seismic - Red Flag Warning - Catastrophic Fires | Aggregated | Aggregated | 2050 | 2.4409e-08 | 0 | 500.9897 | 1.2229e-05 | 2050 | Mitigation | 0.08575 | 30 | 0 | esc | 0 | 0 | 0.00060025 | 1.4652e-11 | 0.0015435 | 3.7676e-11
[35 empty] | 7.3.1.3 Ignition probability mapping showing the probability of ignition along the electric lines and equipment | WLDFR | HFTD - Distribution - Tier 3 - 5QU CoRE ¦ 5QU LoRE | 2030 | 0.54393 | 0.00096951 | 0.0058186 | 0 | 0.0058186 | 0.00060348 | 0.0036218 | 0 | 0.0036218 | 0.0014451 | 0.0086727 | 0 | 0.0086727 | 0.0015175 | 0.0091076 | 0 | 0.0091076 | 0.0031649 | 0.00197 | 0.0047174 | 0.0049539 | 0.0014451 | 0.00078603 | 0.0086727 | 0.0047174 | 0 | 0 | 0.0086727 | 0.0047174 | [11 empty] | WLDFR | HFTD - Distribution - Tier 2 - 3QU CoRE ¦ 1QU LoRE | Red Flag Warning - Large Fires | 2037 | 7.1206e-08 | 3.5603e-08 | 9.1551e-08 | 6.1205 | 0.77885 | 3.4265 | 1.9151 | 0 | 0 | 0 | 5.9314e-05 |  | 4.3582e-07 | 0 | 4.3582e-07 | 2.1791e-07 | 0 | 2.1791e-07 | 5.6034e-07 | 0 | 5.6034e-07 | [16 empty] | 7.3.1.3 Ignition probability mapping showing the probability of ignition along the electric lines and equipmentWLDFRAggregatedAggregated | WLDFR | HFTD - Distribution - Tier 2 - 3QU CoRE ¦ 1QU LoRE | Seismic - Red Flag Warning - Catastrophic Fires | Aggregated | Aggregated | 2051 | 2.4409e-08 | 0 | 500.9897 | 1.2229e-05 | 2051 | Mitigation | 0.08575 | 30 | 0 | esc | 0 | 0 | 0 | 0 | 0.0015435 | 3.7676e-11
[35 empty] | 7.3.1.3 Ignition probability mapping showing the probability of ignition along the electric lines and equipment | WLDFR | HFTD - Distribution - Tier 3 - 5QU CoRE ¦ 5QU LoRE | 2031 | 0.50835 | 0.00096951 | 0.0058186 | 0 | 0.0058186 | 0.00060348 | 0.0036218 | 0 | 0.0036218 | 0.0014451 | 0.0086727 | 0 | 0.0086727 | 0.0015175 | 0.0091076 | 0 | 0.0091076 | 0.0029579 | 0.0018411 | 0.0044088 | 0.0046298 | 0.0014451 | 0.0007346 | 0.0086727 | 0.0044088 | 0 | 0 | 0.0086727 | 0.0044088 | [11 empty] | WLDFR | HFTD - Distribution - Tier 2 - 3QU CoRE ¦ 1QU LoRE | Red Flag Warning - Large Fires | 2038 | 7.1206e-08 | 3.5603e-08 | 9.1551e-08 | 6.5028 | 0.81304 | 3.6355 | 2.0543 | 0 | 0 | 0 | 5.9314e-05 |  | 4.6304e-07 | 0 | 4.6304e-07 | 2.3152e-07 | 0 | 2.3152e-07 | 5.9534e-07 | 0 | 5.9534e-07 | [16 empty] | 7.3.1.3 Ignition probability mapping showing the probability of ignition along the electric lines and equipmentWLDFRAggregatedAggregated | WLDFR | HFTD - Distribution - Tier 2 - 3QU CoRE ¦ 2QU LoRE | Non-Red Flag Warning - Catastrophic Fires | Aggregated | Aggregated | 2021 | 2.199e-06 | 0 | 714.3308 | 0.0015708 | 2021 | Mitigation | 0.08575 | 30 | 0 | esc | 0.0012005 | 2.6399e-09 | 0.00060025 | 1.3199e-09 | 0 | 0
[35 empty] | 7.3.1.3 Ignition probability mapping showing the probability of ignition along the electric lines and equipment | WLDFR | HFTD - Distribution - Tier 3 - 5QU CoRE ¦ 5QU LoRE | 2032 | 0.47509 | 0.00096951 | 0.0058186 | 0 | 0.0058186 | 0.00060348 | 0.0036218 | 0 | 0.0036218 | 0.0014451 | 0.0086727 | 0 | 0.0086727 | 0.0015175 | 0.0091076 | 0 | 0.0091076 | 0.0027644 | 0.0017207 | 0.0041203 | 0.0043269 | 0.0014451 | 0.00068654 | 0.0086727 | 0.0041203 | 0 | 0 | 0.0086727 | 0.0041203 | [11 empty] | WLDFR | HFTD - Distribution - Tier 2 - 3QU CoRE ¦ 1QU LoRE | Red Flag Warning - Large Fires | 2039 | 7.1206e-08 | 3.5603e-08 | 9.1551e-08 | 6.5028 | 0.81304 | 3.6355 | 2.0543 | 0 | 0 | 0 | 5.9314e-05 |  | 4.6304e-07 | 0 | 4.6304e-07 | 2.3152e-07 | 0 | 2.3152e-07 | 5.9534e-07 | 0 | 5.9534e-07 | [16 empty] | 7.3.1.3 Ignition probability mapping showing the probability of ignition along the electric lines and equipmentWLDFRAggregatedAggregated | WLDFR | HFTD - Distribution - Tier 2 - 3QU CoRE ¦ 2QU LoRE | Non-Red Flag Warning - Catastrophic Fires | Aggregated | Aggregated | 2022 | 2.199e-06 | 0 | 714.3308 | 0.0015708 | 2022 | Mitigation | 0.08575 | 30 | 0 | esc | 0.0012005 | 2.6399e-09 | 0.00060025 | 1.3199e-09 | 0.0015435 | 3.3942e-09
[35 empty] | 7.3.1.3 Ignition probability mapping showing the probability of ignition along the electric lines and equipment | WLDFR | HFTD - Distribution - Tier 3 - 5QU CoRE ¦ 5QU LoRE | 2033 | 0.44401 | 0.00096951 | 0.0060941 | 0 | 0.0060941 | 0.00060348 | 0.0037933 | 0 | 0.0037933 | 0.0014451 | 0.0090834 | 0 | 0.0090834 | 0.0015175 | 0.0095389 | 0 | 0.0095389 | 0.0027059 | 0.0016843 | 0.0040331 | 0.0042354 | 0.0014451 | 0.00064163 | 0.0090834 | 0.0040331 | 0 | 0 | 0.0090834 | 0.0040331 | [11 empty] | WLDFR | HFTD - Distribution - Tier 2 - 3QU CoRE ¦ 1QU LoRE | Red Flag Warning - Large Fires | 2040 | 7.1206e-08 | 3.5603e-08 | 9.1551e-08 | 6.5028 | 0.81304 | 3.6355 | 2.0543 | 0 | 0 | 0 | 5.9314e-05 |  | 4.6304e-07 | 0 | 4.6304e-07 | 2.3152e-07 | 0 | 2.3152e-07 | 5.9534e-07 | 0 | 5.9534e-07 | [16 empty] | 7.3.1.3 Ignition probability mapping showing the probability of ignition along the electric lines and equipmentWLDFRAggregatedAggregated | WLDFR | HFTD - Distribution - Tier 2 - 3QU CoRE ¦ 2QU LoRE | Non-Red Flag Warning - Catastrophic Fires | Aggregated | Aggregated | 2023 | 2.199e-06 | 0 | 714.3308 | 0.0015708 | 2023 | Mitigation | 0.08575 | 30 | 0 | esc | 0.0012005 | 2.6399e-09 | 0.00060025 | 1.3199e-09 | 0.0015435 | 3.3942e-09
[35 empty] | 7.3.1.3 Ignition probability mapping showing the probability of ignition along the electric lines and equipment | WLDFR | HFTD - Distribution - Tier 3 - 5QU CoRE ¦ 5QU LoRE | 2034 | 0.41496 | 0.00096951 | 0.0060941 | 0 | 0.0060941 | 0.00060348 | 0.0037933 | 0 | 0.0037933 | 0.0014451 | 0.0090834 | 0 | 0.0090834 | 0.0015175 | 0.0095389 | 0 | 0.0095389 | 0.0025288 | 0.0015741 | 0.0037693 | 0.0039583 | 0.0014451 | 0.00059965 | 0.0090834 | 0.0037693 | 0 | 0 | 0.0090834 | 0.0037693 | [11 empty] | WLDFR | HFTD - Distribution - Tier 2 - 3QU CoRE ¦ 1QU LoRE | Red Flag Warning - Large Fires | 2041 | 7.1206e-08 | 3.5603e-08 | 9.1551e-08 | 6.5028 | 0.81304 | 3.6355 | 2.0543 | 0 | 0 | 0 | 5.9314e-05 |  | 4.6304e-07 | 0 | 4.6304e-07 | 2.3152e-07 | 0 | 2.3152e-07 | 5.9534e-07 | 0 | 5.9534e-07 | [16 empty] | 7.3.1.3 Ignition probability mapping showing the probability of ignition along the electric lines and equipmentWLDFRAggregatedAggregated | WLDFR | HFTD - Distribution - Tier 2 - 3QU CoRE ¦ 2QU LoRE | Non-Red Flag Warning - Catastrophic Fires | Aggregated | Aggregated | 2024 | 2.199e-06 | 0 | 714.3308 | 0.0015708 | 2024 | Mitigation | 0.08575 | 30 | 0 | esc | 0.0012005 | 2.6399e-09 | 0.00060025 | 1.3199e-09 | 0.0015435 | 3.3942e-09
[35 empty] | 7.3.1.3 Ignition probability mapping showing the probability of ignition along the electric lines and equipment | WLDFR | HFTD - Distribution - Tier 3 - 5QU CoRE ¦ 5QU LoRE | 2035 | 0.38782 | 0.00096951 | 0.0060941 | 0 | 0.0060941 | 0.00060348 | 0.0037933 | 0 | 0.0037933 | 0.0014451 | 0.0090834 | 0 | 0.0090834 | 0.0015175 | 0.0095389 | 0 | 0.0095389 | 0.0023634 | 0.0014711 | 0.0035227 | 0.0036993 | 0.0014451 | 0.00056043 | 0.0090834 | 0.0035227 | 0 | 0 | 0.0090834 | 0.0035227 | [11 empty] | WLDFR | HFTD - Distribution - Tier 2 - 3QU CoRE ¦ 1QU LoRE | Red Flag Warning - Large Fires | 2042 | 7.1206e-08 | 3.5603e-08 | 9.1551e-08 | 6.5028 | 0.81304 | 3.6355 | 2.0543 | 0 | 0 | 0 | 5.9314e-05 |  | 4.6304e-07 | 0 | 4.6304e-07 | 2.3152e-07 | 0 | 2.3152e-07 | 5.9534e-07 | 0 | 5.9534e-07 | [16 empty] | 7.3.1.3 Ignition probability mapping showing the probability of ignition along the electric lines and equipmentWLDFRAggregatedAggregated | WLDFR | HFTD - Distribution - Tier 2 - 3QU CoRE ¦ 2QU LoRE | Non-Red Flag Warning - Catastrophic Fires | Aggregated | Aggregated | 2025 | 2.199e-06 | 0 | 714.3308 | 0.0015708 | 2025 | Mitigation | 0.08575 | 30 | 0 | esc | 0.0012005 | 2.6399e-09 | 0.00060025 | 1.3199e-09 | 0.0015435 | 3.3942e-09
[35 empty] | 7.3.1.3 Ignition probability mapping showing the probability of ignition along the electric lines and equipment | WLDFR | HFTD - Distribution - Tier 3 - 5QU CoRE ¦ 5QU LoRE | 2036 | 0.36245 | 0.00096951 | 0.0060941 | 0 | 0.0060941 | 0.00060348 | 0.0037933 | 0 | 0.0037933 | 0.0014451 | 0.0090834 | 0 | 0.0090834 | 0.0015175 | 0.0095389 | 0 | 0.0095389 | 0.0022088 | 0.0013749 | 0.0032922 | 0.0034573 | 0.0014451 | 0.00052376 | 0.0090834 | 0.0032922 | 0 | 0 | 0.0090834 | 0.0032922 | [11 empty] | WLDFR | HFTD - Distribution - Tier 2 - 3QU CoRE ¦ 1QU LoRE | Red Flag Warning - Large Fires | 2043 | 7.1206e-08 | 3.5603e-08 | 9.1551e-08 | 6.9209 | 0.84944 | 3.8632 | 2.2083 | 0 | 0 | 0 | 5.9314e-05 |  | 4.9281e-07 | 0 | 4.9281e-07 | 2.4641e-07 | 0 | 2.4641e-07 | 6.3362e-07 | 0 | 6.3362e-07 | [16 empty] | 7.3.1.3 Ignition probability mapping showing the probability of ignition along the electric lines and equipmentWLDFRAggregatedAggregated | WLDFR | HFTD - Distribution - Tier 2 - 3QU CoRE ¦ 2QU LoRE | Non-Red Flag Warning - Catastrophic Fires | Aggregated | Aggregated | 2026 | 2.199e-06 | 0 | 714.3308 | 0.0015708 | 2026 | Mitigation | 0.08575 | 30 | 0 | esc | 0.0012005 | 2.6399e-09 | 0.00060025 | 1.3199e-09 | 0.0015435 | 3.3942e-09
[35 empty] | 7.3.1.3 Ignition probability mapping showing the probability of ignition along the electric lines and equipment | WLDFR | HFTD - Distribution - Tier 3 - 5QU CoRE ¦ 5QU LoRE | 2037 | 0.33873 | 0.00096951 | 0.0060941 | 0 | 0.0060941 | 0.00060348 | 0.0037933 | 0 | 0.0037933 | 0.0014451 | 0.0090834 | 0 | 0.0090834 | 0.0015175 | 0.0095389 | 0 | 0.0095389 | 0.0020643 | 0.0012849 | 0.0030769 | 0.0032311 | 0.0014451 | 0.0004895 | 0.0090834 | 0.0030769 | 0 | 0 | 0.0090834 | 0.0030769 | [11 empty] | WLDFR | HFTD - Distribution - Tier 2 - 3QU CoRE ¦ 1QU LoRE | Red Flag Warning - Large Fires | 2044 | 7.1206e-08 | 3.5603e-08 | 9.1551e-08 | 6.9209 | 0.84944 | 3.8632 | 2.2083 | 0 | 0 | 0 | 5.9314e-05 |  | 4.9281e-07 | 0 | 4.9281e-07 | 2.4641e-07 | 0 | 2.4641e-07 | 6.3362e-07 | 0 | 6.3362e-07 | [16 empty] | 7.3.1.3 Ignition probability mapping showing the probability of ignition along the electric lines and equipmentWLDFRAggregatedAggregated | WLDFR | HFTD - Distribution - Tier 2 - 3QU CoRE ¦ 2QU LoRE | Non-Red Flag Warning - Catastrophic Fires | Aggregated | Aggregated | 2027 | 2.199e-06 | 0 | 714.3308 | 0.0015708 | 2027 | Mitigation | 0.08575 | 30 | 0 | esc | 0.0012005 | 2.6399e-09 | 0.00060025 | 1.3199e-09 | 0.0015435 | 3.3942e-09
[35 empty] | 7.3.1.3 Ignition probability mapping showing the probability of ignition along the electric lines and equipment | WLDFR | HFTD - Distribution - Tier 3 - 5QU CoRE ¦ 5QU LoRE | 2038 | 0.31657 | 0.00096951 | 0.0063933 | 0 | 0.0063933 | 0.00060348 | 0.0039795 | 0 | 0.0039795 | 0.0014451 | 0.0095293 | 0 | 0.0095293 | 0.0015175 | 0.010007 | 0 | 0.010007 | 0.0020239 | 0.0012598 | 0.0030167 | 0.003168 | 0.0014451 | 0.00045747 | 0.0095293 | 0.0030167 | 0 | 0 | 0.0095293 | 0.0030167 | [11 empty] | WLDFR | HFTD - Distribution - Tier 2 - 3QU CoRE ¦ 1QU LoRE | Red Flag Warning - Large Fires | 2045 | 7.1206e-08 | 3.5603e-08 | 9.1551e-08 | 6.9209 | 0.84944 | 3.8632 | 2.2083 | 0 | 0 | 0 | 5.9314e-05 |  | 4.9281e-07 | 0 | 4.9281e-07 | 2.4641e-07 | 0 | 2.4641e-07 | 6.3362e-07 | 0 | 6.3362e-07 | [16 empty] | 7.3.1.3 Ignition probability mapping showing the probability of ignition along the electric lines and equipmentWLDFRAggregatedAggregated | WLDFR | HFTD - Distribution - Tier 2 - 3QU CoRE ¦ 2QU LoRE | Non-Red Flag Warning - Catastrophic Fires | Aggregated | Aggregated | 2028 | 2.199e-06 | 0 | 714.3308 | 0.0015708 | 2028 | Mitigation | 0.08575 | 30 | 0 | esc | 0.0012005 | 2.6399e-09 | 0.00060025 | 1.3199e-09 | 0.0015435 | 3.3942e-09
[35 empty] | 7.3.1.3 Ignition probability mapping showing the probability of ignition along the electric lines and equipment | WLDFR | HFTD - Distribution - Tier 3 - 5QU CoRE ¦ 5QU LoRE | 2039 | 0.29586 | 0.00096951 | 0.0063933 | 0 | 0.0063933 | 0.00060348 | 0.0039795 | 0 | 0.0039795 | 0.0014451 | 0.0095293 | 0 | 0.0095293 | 0.0015175 | 0.010007 | 0 | 0.010007 | 0.0018915 | 0.0011774 | 0.0028194 | 0.0029608 | 0.0014451 | 0.00042755 | 0.0095293 | 0.0028194 | 0 | 0 | 0.0095293 | 0.0028194 | [11 empty] | WLDFR | HFTD - Distribution - Tier 2 - 3QU CoRE ¦ 1QU LoRE | Red Flag Warning - Large Fires | 2046 | 7.1206e-08 | 3.5603e-08 | 9.1551e-08 | 6.9209 | 0.84944 | 3.8632 | 2.2083 | 0 | 0 | 0 | 5.9314e-05 |  | 4.9281e-07 | 0 | 4.9281e-07 | 2.4641e-07 | 0 | 2.4641e-07 | 6.3362e-07 | 0 | 6.3362e-07 | [16 empty] | 7.3.1.3 Ignition probability mapping showing the probability of ignition along the electric lines and equipmentWLDFRAggregatedAggregated | WLDFR | HFTD - Distribution - Tier 2 - 3QU CoRE ¦ 2QU LoRE | Non-Red Flag Warning - Catastrophic Fires | Aggregated | Aggregated | 2029 | 2.199e-06 | 0 | 714.3308 | 0.0015708 | 2029 | Mitigation | 0.08575 | 30 | 0 | esc | 0.0012005 | 2.6399e-09 | 0.00060025 | 1.3199e-09 | 0.0015435 | 3.3942e-09
[35 empty] | 7.3.1.3 Ignition probability mapping showing the probability of ignition along the electric lines and equipment | WLDFR | HFTD - Distribution - Tier 3 - 5QU CoRE ¦ 5QU LoRE | 2040 | 0.27651 | 0.00096951 | 0.0063933 | 0 | 0.0063933 | 0.00060348 | 0.0039795 | 0 | 0.0039795 | 0.0014451 | 0.0095293 | 0 | 0.0095293 | 0.0015175 | 0.010007 | 0 | 0.010007 | 0.0017678 | 0.0011004 | 0.0026349 | 0.0027671 | 0.0014451 | 0.00039958 | 0.0095293 | 0.0026349 | 0 | 0 | 0.0095293 | 0.0026349 | [11 empty] | WLDFR | HFTD - Distribution - Tier 2 - 3QU CoRE ¦ 1QU LoRE | Red Flag Warning - Large Fires | 2047 | 7.1206e-08 | 3.5603e-08 | 9.1551e-08 | 6.9209 | 0.84944 | 3.8632 | 2.2083 | 0 | 0 | 0 | 5.9314e-05 |  | 4.9281e-07 | 0 | 4.9281e-07 | 2.4641e-07 | 0 | 2.4641e-07 | 6.3362e-07 | 0 | 6.3362e-07 | [16 empty] | 7.3.1.3 Ignition probability mapping showing the probability of ignition along the electric lines and equipmentWLDFRAggregatedAggregated | WLDFR | HFTD - Distribution - Tier 2 - 3QU CoRE ¦ 2QU LoRE | Non-Red Flag Warning - Catastrophic Fires | Aggregated | Aggregated | 2030 | 2.199e-06 | 0 | 714.3308 | 0.0015708 | 2030 | Mitigation | 0.08575 | 30 | 0 | esc | 0.0012005 | 2.6399e-09 | 0.00060025 | 1.3199e-09 | 0.0015435 | 3.3942e-09
[35 empty] | 7.3.1.3 Ignition probability mapping showing the probability of ignition along the electric lines and equipment | WLDFR | HFTD - Distribution - Tier 3 - 5QU CoRE ¦ 5QU LoRE | 2041 | 0.25842 | 0.00096951 | 0.0063933 | 0 | 0.0063933 | 0.00060348 | 0.0039795 | 0 | 0.0039795 | 0.0014451 | 0.0095293 | 0 | 0.0095293 | 0.0015175 | 0.010007 | 0 | 0.010007 | 0.0016521 | 0.0010284 | 0.0024626 | 0.002586 | 0.0014451 | 0.00037343 | 0.0095293 | 0.0024626 | 0 | 0 | 0.0095293 | 0.0024626 | [11 empty] | WLDFR | HFTD - Distribution - Tier 2 - 3QU CoRE ¦ 1QU LoRE | Red Flag Warning - Large Fires | 2048 | 7.1206e-08 | 3.5603e-08 | 9.1551e-08 | 7.3713 | 0.88759 | 4.1075 | 2.3763 | 0 | 0 | 0 | 5.9314e-05 |  | 5.2489e-07 | 0 | 5.2489e-07 | 2.6244e-07 | 0 | 2.6244e-07 | 6.7485e-07 | 0 | 6.7485e-07 | [16 empty] | 7.3.1.3 Ignition probability mapping showing the probability of ignition along the electric lines and equipmentWLDFRAggregatedAggregated | WLDFR | HFTD - Distribution - Tier 2 - 3QU CoRE ¦ 2QU LoRE | Non-Red Flag Warning - Catastrophic Fires | Aggregated | Aggregated | 2031 | 2.199e-06 | 0 | 714.3308 | 0.0015708 | 2031 | Mitigation | 0.08575 | 30 | 0 | esc | 0.0012005 | 2.6399e-09 | 0.00060025 | 1.3199e-09 | 0.0015435 | 3.3942e-09
[35 empty] | 7.3.1.3 Ignition probability mapping showing the probability of ignition along the electric lines and equipment | WLDFR | HFTD - Distribution - Tier 3 - 5QU CoRE ¦ 5QU LoRE | 2042 | 0.24151 | 0.00096951 | 0.0063933 | 0 | 0.0063933 | 0.00060348 | 0.0039795 | 0 | 0.0039795 | 0.0014451 | 0.0095293 | 0 | 0.0095293 | 0.0015175 | 0.010007 | 0 | 0.010007 | 0.0015441 | 0.00096111 | 0.0023015 | 0.0024169 | 0.0014451 | 0.000349 | 0.0095293 | 0.0023015 | 0 | 0 | 0.0095293 | 0.0023015 | [11 empty] | WLDFR | HFTD - Distribution - Tier 2 - 3QU CoRE ¦ 1QU LoRE | Red Flag Warning - Large Fires | 2049 | 7.1206e-08 | 3.5603e-08 | 9.1551e-08 | 7.3713 | 0.88759 | 4.1075 | 2.3763 | 0 | 0 | 0 | 5.9314e-05 |  | 5.2489e-07 | 0 | 5.2489e-07 | 2.6244e-07 | 0 | 2.6244e-07 | 6.7485e-07 | 0 | 6.7485e-07 | [16 empty] | 7.3.1.3 Ignition probability mapping showing the probability of ignition along the electric lines and equipmentWLDFRAggregatedAggregated | WLDFR | HFTD - Distribution - Tier 2 - 3QU CoRE ¦ 2QU LoRE | Non-Red Flag Warning - Catastrophic Fires | Aggregated | Aggregated | 2032 | 2.199e-06 | 0 | 714.3308 | 0.0015708 | 2032 | Mitigation | 0.08575 | 30 | 0 | esc | 0.0012005 | 2.6399e-09 | 0.00060025 | 1.3199e-09 | 0.0015435 | 3.3942e-09
[35 empty] | 7.3.1.3 Ignition probability mapping showing the probability of ignition along the electric lines and equipment | WLDFR | HFTD - Distribution - Tier 3 - 5QU CoRE ¦ 5QU LoRE | 2043 | 0.22571 | 0.00096951 | 0.0067121 | 0 | 0.0067121 | 0.00060348 | 0.004178 | 0 | 0.004178 | 0.0014451 | 0.010004 | 0 | 0.010004 | 0.0015175 | 0.010506 | 0 | 0.010506 | 0.001515 | 0.00094302 | 0.0022581 | 0.0023714 | 0.0014451 | 0.00032617 | 0.010004 | 0.0022581 | 0 | 0 | 0.010004 | 0.0022581 | [11 empty] | WLDFR | HFTD - Distribution - Tier 2 - 3QU CoRE ¦ 1QU LoRE | Red Flag Warning - Large Fires | 2050 | 0 | 3.5603e-08 | 9.1551e-08 | 7.3713 | 0.88759 | 4.1075 | 2.3763 | 0 | 0 | 0 | 5.9314e-05 |  | 0 | 0 | 0 | 2.6244e-07 | 0 | 2.6244e-07 | 6.7485e-07 | 0 | 6.7485e-07 | [16 empty] | 7.3.1.3 Ignition probability mapping showing the probability of ignition along the electric lines and equipmentWLDFRAggregatedAggregated | WLDFR | HFTD - Distribution - Tier 2 - 3QU CoRE ¦ 2QU LoRE | Non-Red Flag Warning - Catastrophic Fires | Aggregated | Aggregated | 2033 | 2.199e-06 | 0 | 714.3308 | 0.0015708 | 2033 | Mitigation | 0.08575 | 30 | 0 | esc | 0.0012005 | 2.6399e-09 | 0.00060025 | 1.3199e-09 | 0.0015435 | 3.3942e-09
[35 empty] | 7.3.1.3 Ignition probability mapping showing the probability of ignition along the electric lines and equipment | WLDFR | HFTD - Distribution - Tier 3 - 5QU CoRE ¦ 5QU LoRE | 2044 | 0.21095 | 0.00096951 | 0.0067121 | 0 | 0.0067121 | 0.00060348 | 0.004178 | 0 | 0.004178 | 0.0014451 | 0.010004 | 0 | 0.010004 | 0.0015175 | 0.010506 | 0 | 0.010506 | 0.0014159 | 0.00088133 | 0.0021104 | 0.0022162 | 0.0014451 | 0.00030483 | 0.010004 | 0.0021104 | 0 | 0 | 0.010004 | 0.0021104 | [11 empty] | WLDFR | HFTD - Distribution - Tier 2 - 3QU CoRE ¦ 1QU LoRE | Red Flag Warning - Large Fires | 2051 | 0 | 0 | 9.1551e-08 | 7.3713 | 0.88759 | 4.1075 | 2.3763 | 0 | 0 | 0 | 5.9314e-05 |  | 0 | 0 | 0 | 0 | 0 | 0 | 6.7485e-07 | 0 | 6.7485e-07 | [16 empty] | 7.3.1.3 Ignition probability mapping showing the probability of ignition along the electric lines and equipmentWLDFRAggregatedAggregated | WLDFR | HFTD - Distribution - Tier 2 - 3QU CoRE ¦ 2QU LoRE | Non-Red Flag Warning - Catastrophic Fires | Aggregated | Aggregated | 2034 | 2.199e-06 | 0 | 714.3308 | 0.0015708 | 2034 | Mitigation | 0.08575 | 30 | 0 | esc | 0.0012005 | 2.6399e-09 | 0.00060025 | 1.3199e-09 | 0.0015435 | 3.3942e-09
[35 empty] | 7.3.1.3 Ignition probability mapping showing the probability of ignition along the electric lines and equipment | WLDFR | HFTD - Distribution - Tier 3 - 5QU CoRE ¦ 5QU LoRE | 2045 | 0.19715 | 0.00096951 | 0.0067121 | 0 | 0.0067121 | 0.00060348 | 0.004178 | 0 | 0.004178 | 0.0014451 | 0.010004 | 0 | 0.010004 | 0.0015175 | 0.010506 | 0 | 0.010506 | 0.0013233 | 0.00082367 | 0.0019724 | 0.0020713 | 0.0014451 | 0.00028489 | 0.010004 | 0.0019724 | 0 | 0 | 0.010004 | 0.0019724 | [11 empty] | WLDFR | HFTD - Distribution - Tier 2 - 3QU CoRE ¦ 1QU LoRE | Red Flag Warning - Small Fires | 2020 | 1.5224e-06 | 0 | 0 | 0.077901 | 0.036425 | 0.0015809 | 0.039895 | 0 | 0 | 0 | 0.0012681 |  | 1.186e-07 | 0 | 1.186e-07 | 0 | 0 | 0 | 0 | 0 | 0 | [16 empty] | 7.3.1.3 Ignition probability mapping showing the probability of ignition along the electric lines and equipmentWLDFRAggregatedAggregated | WLDFR | HFTD - Distribution - Tier 2 - 3QU CoRE ¦ 2QU LoRE | Non-Red Flag Warning - Catastrophic Fires | Aggregated | Aggregated | 2035 | 2.199e-06 | 0 | 714.3308 | 0.0015708 | 2035 | Mitigation | 0.08575 | 30 | 0 | esc | 0.0012005 | 2.6399e-09 | 0.00060025 | 1.3199e-09 | 0.0015435 | 3.3942e-09
[35 empty] | 7.3.1.3 Ignition probability mapping showing the probability of ignition along the electric lines and equipment | WLDFR | HFTD - Distribution - Tier 3 - 5QU CoRE ¦ 5QU LoRE | 2046 | 0.18425 | 0.00096951 | 0.0067121 | 0 | 0.0067121 | 0.00060348 | 0.004178 | 0 | 0.004178 | 0.0014451 | 0.010004 | 0 | 0.010004 | 0.0015175 | 0.010506 | 0 | 0.010506 | 0.0012367 | 0.00076979 | 0.0018433 | 0.0019358 | 0.0014451 | 0.00026625 | 0.010004 | 0.0018433 | 0 | 0 | 0.010004 | 0.0018433 | [11 empty] | WLDFR | HFTD - Distribution - Tier 2 - 3QU CoRE ¦ 1QU LoRE | Red Flag Warning - Small Fires | 2021 | 1.5224e-06 | 7.612e-07 | 0 | 0.077901 | 0.036425 | 0.0015809 | 0.039895 | 0 | 0 | 0 | 0.0012681 |  | 1.186e-07 | 0 | 1.186e-07 | 5.9298e-08 | 0 | 5.9298e-08 | 0 | 0 | 0 | [16 empty] | 7.3.1.3 Ignition probability mapping showing the probability of ignition along the electric lines and equipmentWLDFRAggregatedAggregated | WLDFR | HFTD - Distribution - Tier 2 - 3QU CoRE ¦ 2QU LoRE | Non-Red Flag Warning - Catastrophic Fires | Aggregated | Aggregated | 2036 | 2.199e-06 | 0 | 714.3308 | 0.0015708 | 2036 | Mitigation | 0.08575 | 30 | 0 | esc | 0.0012005 | 2.6399e-09 | 0.00060025 | 1.3199e-09 | 0.0015435 | 3.3942e-09
[35 empty] | 7.3.1.3 Ignition probability mapping showing the probability of ignition along the electric lines and equipment | WLDFR | HFTD - Distribution - Tier 3 - 5QU CoRE ¦ 5QU LoRE | 2047 | 0.1722 | 0.00096951 | 0.0067121 | 0 | 0.0067121 | 0.00060348 | 0.004178 | 0 | 0.004178 | 0.0014451 | 0.010004 | 0 | 0.010004 | 0.0015175 | 0.010506 | 0 | 0.010506 | 0.0011558 | 0.00071943 | 0.0017227 | 0.0018091 | 0.0014451 | 0.00024884 | 0.010004 | 0.0017227 | 0 | 0 | 0.010004 | 0.0017227 | [11 empty] | WLDFR | HFTD - Distribution - Tier 2 - 3QU CoRE ¦ 1QU LoRE | Red Flag Warning - Small Fires | 2022 | 1.5224e-06 | 7.612e-07 | 1.9574e-06 | 0.077901 | 0.036425 | 0.0015809 | 0.039895 | 0 | 0 | 0 | 0.0012681 |  | 1.186e-07 | 0 | 1.186e-07 | 5.9298e-08 | 0 | 5.9298e-08 | 1.5248e-07 | 0 | 1.5248e-07 | [16 empty] | 7.3.1.3 Ignition probability mapping showing the probability of ignition along the electric lines and equipmentWLDFRAggregatedAggregated | WLDFR | HFTD - Distribution - Tier 2 - 3QU CoRE ¦ 2QU LoRE | Non-Red Flag Warning - Catastrophic Fires | Aggregated | Aggregated | 2037 | 2.199e-06 | 0 | 714.3308 | 0.0015708 | 2037 | Mitigation | 0.08575 | 30 | 0 | esc | 0.0012005 | 2.6399e-09 | 0.00060025 | 1.3199e-09 | 0.0015435 | 3.3942e-09
[35 empty] | 7.3.1.3 Ignition probability mapping showing the probability of ignition along the electric lines and equipment | WLDFR | HFTD - Distribution - Tier 3 - 5QU CoRE ¦ 5QU LoRE | 2048 | 0.16093 | 0.00096951 | 0.0070464 | 0 | 0.0070464 | 0.00060348 | 0.0043861 | 0 | 0.0043861 | 0.0014451 | 0.010503 | 0 | 0.010503 | 0.0015175 | 0.011029 | 0 | 0.011029 | 0.001134 | 0.00070585 | 0.0016902 | 0.001775 | 0.0014451 | 0.00023256 | 0.010503 | 0.0016902 | 0 | 0 | 0.010503 | 0.0016902 | [11 empty] | WLDFR | HFTD - Distribution - Tier 2 - 3QU CoRE ¦ 1QU LoRE | Red Flag Warning - Small Fires | 2023 | 1.5224e-06 | 7.612e-07 | 1.9574e-06 | 0.080408 | 0.03759 | 0.0016314 | 0.041187 | 0 | 0 | 0 | 0.0012681 |  | 1.2241e-07 | 0 | 1.2241e-07 | 6.1206e-08 | 0 | 6.1206e-08 | 1.5739e-07 | 0 | 1.5739e-07 | [16 empty] | 7.3.1.3 Ignition probability mapping showing the probability of ignition along the electric lines and equipmentWLDFRAggregatedAggregated | WLDFR | HFTD - Distribution - Tier 2 - 3QU CoRE ¦ 2QU LoRE | Non-Red Flag Warning - Catastrophic Fires | Aggregated | Aggregated | 2038 | 2.199e-06 | 0 | 714.3308 | 0.0015708 | 2038 | Mitigation | 0.08575 | 30 | 0 | esc | 0.0012005 | 2.6399e-09 | 0.00060025 | 1.3199e-09 | 0.0015435 | 3.3942e-09
[35 empty] | 7.3.1.3 Ignition probability mapping showing the probability of ignition along the electric lines and equipment | WLDFR | HFTD - Distribution - Tier 3 - 5QU CoRE ¦ 5QU LoRE | 2049 | 0.1504 | 0.00096951 | 0.0070464 | 0 | 0.0070464 | 0.00060348 | 0.0043861 | 0 | 0.0043861 | 0.0014451 | 0.010503 | 0 | 0.010503 | 0.0015175 | 0.011029 | 0 | 0.011029 | 0.0010598 | 0.00065967 | 0.0015796 | 0.0016589 | 0.0014451 | 0.00021734 | 0.010503 | 0.0015796 | 0 | 0 | 0.010503 | 0.0015796 | [11 empty] | WLDFR | HFTD - Distribution - Tier 2 - 3QU CoRE ¦ 1QU LoRE | Red Flag Warning - Small Fires | 2024 | 1.5224e-06 | 7.612e-07 | 1.9574e-06 | 0.080408 | 0.03759 | 0.0016314 | 0.041187 | 0 | 0 | 0 | 0.0012681 |  | 1.2241e-07 | 0 | 1.2241e-07 | 6.1206e-08 | 0 | 6.1206e-08 | 1.5739e-07 | 0 | 1.5739e-07 | [16 empty] | 7.3.1.3 Ignition probability mapping showing the probability of ignition along the electric lines and equipmentWLDFRAggregatedAggregated | WLDFR | HFTD - Distribution - Tier 2 - 3QU CoRE ¦ 2QU LoRE | Non-Red Flag Warning - Catastrophic Fires | Aggregated | Aggregated | 2039 | 2.199e-06 | 0 | 714.3308 | 0.0015708 | 2039 | Mitigation | 0.08575 | 30 | 0 | esc | 0.0012005 | 2.6399e-09 | 0.00060025 | 1.3199e-09 | 0.0015435 | 3.3942e-09
[35 empty] | 7.3.1.3 Ignition probability mapping showing the probability of ignition along the electric lines and equipment | WLDFR | HFTD - Distribution - Tier 3 - 5QU CoRE ¦ 5QU LoRE | 2050 | 0.14056 | 0 | 0 | 0 | 0 | 0.00060348 | 0.0043861 | 0 | 0.0043861 | 0.0014451 | 0.010503 | 0 | 0.010503 | 0.0015175 | 0.011029 | 0 | 0.011029 | 0 | 0.00061652 | 0.0014763 | 0.0015503 | 0.0014451 | 0.00020312 | 0.010503 | 0.0014763 | 0 | 0 | 0.010503 | 0.0014763 | [11 empty] | WLDFR | HFTD - Distribution - Tier 2 - 3QU CoRE ¦ 1QU LoRE | Red Flag Warning - Small Fires | 2025 | 1.5224e-06 | 7.612e-07 | 1.9574e-06 | 0.080408 | 0.03759 | 0.0016314 | 0.041187 | 0 | 0 | 0 | 0.0012681 |  | 1.2241e-07 | 0 | 1.2241e-07 | 6.1206e-08 | 0 | 6.1206e-08 | 1.5739e-07 | 0 | 1.5739e-07 | [16 empty] | 7.3.1.3 Ignition probability mapping showing the probability of ignition along the electric lines and equipmentWLDFRAggregatedAggregated | WLDFR | HFTD - Distribution - Tier 2 - 3QU CoRE ¦ 2QU LoRE | Non-Red Flag Warning - Catastrophic Fires | Aggregated | Aggregated | 2040 | 2.199e-06 | 0 | 714.3308 | 0.0015708 | 2040 | Mitigation | 0.08575 | 30 | 0 | esc | 0.0012005 | 2.6399e-09 | 0.00060025 | 1.3199e-09 | 0.0015435 | 3.3942e-09
[35 empty] | 7.3.1.3 Ignition probability mapping showing the probability of ignition along the electric lines and equipment | WLDFR | HFTD - Distribution - Tier 3 - 5QU CoRE ¦ 5QU LoRE | 2051 | 0.13137 | 0 | 0 | 0 | 0 | 0 | 0 | 0 | 0 | 0.0014451 | 0.010503 | 0 | 0.010503 | 0.0015175 | 0.011029 | 0 | 0.011029 | 0 | 0 | 0.0013797 | 0.0014489 | 0.0014451 | 0.00018984 | 0.010503 | 0.0013797 | 0 | 0 | 0.010503 | 0.0013797 | [11 empty] | WLDFR | HFTD - Distribution - Tier 2 - 3QU CoRE ¦ 1QU LoRE | Red Flag Warning - Small Fires | 2026 | 1.5224e-06 | 7.612e-07 | 1.9574e-06 | 0.080408 | 0.03759 | 0.0016314 | 0.041187 | 0 | 0 | 0 | 0.0012681 |  | 1.2241e-07 | 0 | 1.2241e-07 | 6.1206e-08 | 0 | 6.1206e-08 | 1.5739e-07 | 0 | 1.5739e-07 | [16 empty] | 7.3.1.3 Ignition probability mapping showing the probability of ignition along the electric lines and equipmentWLDFRAggregatedAggregated | WLDFR | HFTD - Distribution - Tier 2 - 3QU CoRE ¦ 2QU LoRE | Non-Red Flag Warning - Catastrophic Fires | Aggregated | Aggregated | 2041 | 2.199e-06 | 0 | 714.3308 | 0.0015708 | 2041 | Mitigation | 0.08575 | 30 | 0 | esc | 0.0012005 | 2.6399e-09 | 0.00060025 | 1.3199e-09 | 0.0015435 | 3.3942e-09
[35 empty] | 7.3.1.3 Ignition probability mapping showing the probability of ignition along the electric lines and equipment | WLDFR | HFTD - Distribution - Tier 3 - 5QU CoRE ¦ 5QU LoRE | 2052 | 0.12277 | 0 | 0 | 0 | 0 | 0 | 0 | 0 | 0 | 0 | 0 | 0 | 0 | 0.0015175 | 0.011029 | 0 | 0.011029 | 0 | 0 | 0 | 0.0013541 | 0 | 0 | 0 | 0 | 0 | 0 | 0 | 0 | [11 empty] | WLDFR | HFTD - Distribution - Tier 2 - 3QU CoRE ¦ 1QU LoRE | Red Flag Warning - Small Fires | 2027 | 1.5224e-06 | 7.612e-07 | 1.9574e-06 | 0.080408 | 0.03759 | 0.0016314 | 0.041187 | 0 | 0 | 0 | 0.0012681 |  | 1.2241e-07 | 0 | 1.2241e-07 | 6.1206e-08 | 0 | 6.1206e-08 | 1.5739e-07 | 0 | 1.5739e-07 | [16 empty] | 7.3.1.3 Ignition probability mapping showing the probability of ignition along the electric lines and equipmentWLDFRAggregatedAggregated | WLDFR | HFTD - Distribution - Tier 2 - 3QU CoRE ¦ 2QU LoRE | Non-Red Flag Warning - Catastrophic Fires | Aggregated | Aggregated | 2042 | 2.199e-06 | 0 | 714.3308 | 0.0015708 | 2042 | Mitigation | 0.08575 | 30 | 0 | esc | 0.0012005 | 2.6399e-09 | 0.00060025 | 1.3199e-09 | 0.0015435 | 3.3942e-09
[35 empty] | 7.3.1.3 Ignition probability mapping showing the probability of ignition along the electric lines and equipment | WLDFR | HFTD - Distribution - Zone 1 - 1QU CoRE ¦ 5QU LoRE | 2020 | 1 | 9.7128e-11 | 2.0478e-06 | 0 | 2.0478e-06 | 0 | 0 | 0 | 0 | 0 | 0 | 0 | 0 | 0 | 0 | 0 | 0 | 2.0478e-06 | 0 | 0 | 0 | 0 | 0 | 0 | 0 | 0 | 0 | 0 | 0 | [11 empty] | WLDFR | HFTD - Distribution - Tier 2 - 3QU CoRE ¦ 1QU LoRE | Red Flag Warning - Small Fires | 2028 | 1.5224e-06 | 7.612e-07 | 1.9574e-06 | 0.083606 | 0.039055 | 0.001695 | 0.042856 | 0 | 0 | 0 | 0.0012681 |  | 1.2728e-07 | 0 | 1.2728e-07 | 6.3641e-08 | 0 | 6.3641e-08 | 1.6365e-07 | 0 | 1.6365e-07 | [16 empty] | 7.3.1.3 Ignition probability mapping showing the probability of ignition along the electric lines and equipmentWLDFRAggregatedAggregated | WLDFR | HFTD - Distribution - Tier 2 - 3QU CoRE ¦ 2QU LoRE | Non-Red Flag Warning - Catastrophic Fires | Aggregated | Aggregated | 2043 | 2.199e-06 | 0 | 714.3308 | 0.0015708 | 2043 | Mitigation | 0.08575 | 30 | 0 | esc | 0.0012005 | 2.6399e-09 | 0.00060025 | 1.3199e-09 | 0.0015435 | 3.3942e-09
[35 empty] | 7.3.1.3 Ignition probability mapping showing the probability of ignition along the electric lines and equipment | WLDFR | HFTD - Distribution - Zone 1 - 1QU CoRE ¦ 5QU LoRE | 2021 | 1 | 9.7128e-11 | 2.0478e-06 | 0 | 2.0478e-06 | 6.0458e-11 | 1.2747e-06 | 0 | 1.2747e-06 | 0 | 0 | 0 | 0 | 0 | 0 | 0 | 0 | 2.0478e-06 | 1.2747e-06 | 0 | 0 | 0 | 0 | 0 | 0 | 0 | 0 | 0 | 0 | [11 empty] | WLDFR | HFTD - Distribution - Tier 2 - 3QU CoRE ¦ 1QU LoRE | Red Flag Warning - Small Fires | 2029 | 1.5224e-06 | 7.612e-07 | 1.9574e-06 | 0.083606 | 0.039055 | 0.001695 | 0.042856 | 0 | 0 | 0 | 0.0012681 |  | 1.2728e-07 | 0 | 1.2728e-07 | 6.3641e-08 | 0 | 6.3641e-08 | 1.6365e-07 | 0 | 1.6365e-07 | [16 empty] | 7.3.1.3 Ignition probability mapping showing the probability of ignition along the electric lines and equipmentWLDFRAggregatedAggregated | WLDFR | HFTD - Distribution - Tier 2 - 3QU CoRE ¦ 2QU LoRE | Non-Red Flag Warning - Catastrophic Fires | Aggregated | Aggregated | 2044 | 2.199e-06 | 0 | 714.3308 | 0.0015708 | 2044 | Mitigation | 0.08575 | 30 | 0 | esc | 0.0012005 | 2.6399e-09 | 0.00060025 | 1.3199e-09 | 0.0015435 | 3.3942e-09
[35 empty] | 7.3.1.3 Ignition probability mapping showing the probability of ignition along the electric lines and equipment | WLDFR | HFTD - Distribution - Zone 1 - 1QU CoRE ¦ 5QU LoRE | 2022 | 0.93458 | 9.6658e-11 | 2.0379e-06 | 0 | 2.0379e-06 | 6.0165e-11 | 1.2685e-06 | 0 | 1.2685e-06 | 1.374e-10 | 2.8968e-06 | 0 | 2.8968e-06 | 0 | 0 | 0 | 0 | 1.9046e-06 | 1.1855e-06 | 2.7073e-06 | 0 | 1.374e-10 | 1.2841e-10 | 2.8968e-06 | 2.7073e-06 | 0 | 0 | 2.8968e-06 | 2.7073e-06 | [11 empty] | WLDFR | HFTD - Distribution - Tier 2 - 3QU CoRE ¦ 1QU LoRE | Red Flag Warning - Small Fires | 2030 | 1.5224e-06 | 7.612e-07 | 1.9574e-06 | 0.083606 | 0.039055 | 0.001695 | 0.042856 | 0 | 0 | 0 | 0.0012681 |  | 1.2728e-07 | 0 | 1.2728e-07 | 6.3641e-08 | 0 | 6.3641e-08 | 1.6365e-07 | 0 | 1.6365e-07 | [16 empty] | 7.3.1.3 Ignition probability mapping showing the probability of ignition along the electric lines and equipmentWLDFRAggregatedAggregated | WLDFR | HFTD - Distribution - Tier 2 - 3QU CoRE ¦ 2QU LoRE | Non-Red Flag Warning - Catastrophic Fires | Aggregated | Aggregated | 2045 | 2.199e-06 | 0 | 714.3308 | 0.0015708 | 2045 | Mitigation | 0.08575 | 30 | 0 | esc | 0.0012005 | 2.6399e-09 | 0.00060025 | 1.3199e-09 | 0.0015435 | 3.3942e-09
[35 empty] | 7.3.1.3 Ignition probability mapping showing the probability of ignition along the electric lines and equipment | WLDFR | HFTD - Distribution - Zone 1 - 1QU CoRE ¦ 5QU LoRE | 2023 | 0.87344 | 9.6658e-11 | 2.1106e-06 | 0 | 2.1106e-06 | 6.0165e-11 | 1.3138e-06 | 0 | 1.3138e-06 | 1.374e-10 | 3.0002e-06 | 0 | 3.0002e-06 | 1.4429e-10 | 3.1506e-06 | 0 | 3.1506e-06 | 1.8435e-06 | 1.1475e-06 | 2.6205e-06 | 2.7519e-06 | 1.374e-10 | 1.2001e-10 | 3.0002e-06 | 2.6205e-06 | 0 | 0 | 3.0002e-06 | 2.6205e-06 | [11 empty] | WLDFR | HFTD - Distribution - Tier 2 - 3QU CoRE ¦ 1QU LoRE | Red Flag Warning - Small Fires | 2031 | 1.5224e-06 | 7.612e-07 | 1.9574e-06 | 0.083606 | 0.039055 | 0.001695 | 0.042856 | 0 | 0 | 0 | 0.0012681 |  | 1.2728e-07 | 0 | 1.2728e-07 | 6.3641e-08 | 0 | 6.3641e-08 | 1.6365e-07 | 0 | 1.6365e-07 | [16 empty] | 7.3.1.3 Ignition probability mapping showing the probability of ignition along the electric lines and equipmentWLDFRAggregatedAggregated | WLDFR | HFTD - Distribution - Tier 2 - 3QU CoRE ¦ 2QU LoRE | Non-Red Flag Warning - Catastrophic Fires | Aggregated | Aggregated | 2046 | 2.199e-06 | 0 | 714.3308 | 0.0015708 | 2046 | Mitigation | 0.08575 | 30 | 0 | esc | 0.0012005 | 2.6399e-09 | 0.00060025 | 1.3199e-09 | 0.0015435 | 3.3942e-09
[35 empty] | 7.3.1.3 Ignition probability mapping showing the probability of ignition along the electric lines and equipment | WLDFR | HFTD - Distribution - Zone 1 - 1QU CoRE ¦ 5QU LoRE | 2024 | 0.8163 | 9.6658e-11 | 2.1106e-06 | 0 | 2.1106e-06 | 6.0165e-11 | 1.3138e-06 | 0 | 1.3138e-06 | 1.374e-10 | 3.0002e-06 | 0 | 3.0002e-06 | 1.4429e-10 | 3.1506e-06 | 0 | 3.1506e-06 | 1.7229e-06 | 1.0724e-06 | 2.449e-06 | 2.5719e-06 | 1.374e-10 | 1.1216e-10 | 3.0002e-06 | 2.449e-06 | 0 | 0 | 3.0002e-06 | 2.449e-06 | [11 empty] | WLDFR | HFTD - Distribution - Tier 2 - 3QU CoRE ¦ 1QU LoRE | Red Flag Warning - Small Fires | 2032 | 1.5224e-06 | 7.612e-07 | 1.9574e-06 | 0.083606 | 0.039055 | 0.001695 | 0.042856 | 0 | 0 | 0 | 0.0012681 |  | 1.2728e-07 | 0 | 1.2728e-07 | 6.3641e-08 | 0 | 6.3641e-08 | 1.6365e-07 | 0 | 1.6365e-07 | [16 empty] | 7.3.1.3 Ignition probability mapping showing the probability of ignition along the electric lines and equipmentWLDFRAggregatedAggregated | WLDFR | HFTD - Distribution - Tier 2 - 3QU CoRE ¦ 2QU LoRE | Non-Red Flag Warning - Catastrophic Fires | Aggregated | Aggregated | 2047 | 2.199e-06 | 0 | 714.3308 | 0.0015708 | 2047 | Mitigation | 0.08575 | 30 | 0 | esc | 0.0012005 | 2.6399e-09 | 0.00060025 | 1.3199e-09 | 0.0015435 | 3.3942e-09
[35 empty] | 7.3.1.3 Ignition probability mapping showing the probability of ignition along the electric lines and equipment | WLDFR | HFTD - Distribution - Zone 1 - 1QU CoRE ¦ 5QU LoRE | 2025 | 0.7629 | 9.6658e-11 | 2.1106e-06 | 0 | 2.1106e-06 | 6.0165e-11 | 1.3138e-06 | 0 | 1.3138e-06 | 1.374e-10 | 3.0002e-06 | 0 | 3.0002e-06 | 1.4429e-10 | 3.1506e-06 | 0 | 3.1506e-06 | 1.6102e-06 | 1.0023e-06 | 2.2888e-06 | 2.4036e-06 | 1.374e-10 | 1.0482e-10 | 3.0002e-06 | 2.2888e-06 | 0 | 0 | 3.0002e-06 | 2.2888e-06 | [11 empty] | WLDFR | HFTD - Distribution - Tier 2 - 3QU CoRE ¦ 1QU LoRE | Red Flag Warning - Small Fires | 2033 | 1.5224e-06 | 7.612e-07 | 1.9574e-06 | 0.087211 | 0.040679 | 0.0017655 | 0.044766 | 0 | 0 | 0 | 0.0012681 |  | 1.3277e-07 | 0 | 1.3277e-07 | 6.6385e-08 | 0 | 6.6385e-08 | 1.707e-07 | 0 | 1.707e-07 | [16 empty] | 7.3.1.3 Ignition probability mapping showing the probability of ignition along the electric lines and equipmentWLDFRAggregatedAggregated | WLDFR | HFTD - Distribution - Tier 2 - 3QU CoRE ¦ 2QU LoRE | Non-Red Flag Warning - Catastrophic Fires | Aggregated | Aggregated | 2048 | 2.199e-06 | 0 | 714.3308 | 0.0015708 | 2048 | Mitigation | 0.08575 | 30 | 0 | esc | 0.0012005 | 2.6399e-09 | 0.00060025 | 1.3199e-09 | 0.0015435 | 3.3942e-09
[35 empty] | 7.3.1.3 Ignition probability mapping showing the probability of ignition along the electric lines and equipment | WLDFR | HFTD - Distribution - Zone 1 - 1QU CoRE ¦ 5QU LoRE | 2026 | 0.71299 | 9.6658e-11 | 2.1106e-06 | 0 | 2.1106e-06 | 6.0165e-11 | 1.3138e-06 | 0 | 1.3138e-06 | 1.374e-10 | 3.0002e-06 | 0 | 3.0002e-06 | 1.4429e-10 | 3.1506e-06 | 0 | 3.1506e-06 | 1.5048e-06 | 9.3669e-07 | 2.1391e-06 | 2.2464e-06 | 1.374e-10 | 9.7962e-11 | 3.0002e-06 | 2.1391e-06 | 0 | 0 | 3.0002e-06 | 2.1391e-06 | [11 empty] | WLDFR | HFTD - Distribution - Tier 2 - 3QU CoRE ¦ 1QU LoRE | Red Flag Warning - Small Fires | 2034 | 1.5224e-06 | 7.612e-07 | 1.9574e-06 | 0.087211 | 0.040679 | 0.0017655 | 0.044766 | 0 | 0 | 0 | 0.0012681 |  | 1.3277e-07 | 0 | 1.3277e-07 | 6.6385e-08 | 0 | 6.6385e-08 | 1.707e-07 | 0 | 1.707e-07 | [16 empty] | 7.3.1.3 Ignition probability mapping showing the probability of ignition along the electric lines and equipmentWLDFRAggregatedAggregated | WLDFR | HFTD - Distribution - Tier 2 - 3QU CoRE ¦ 2QU LoRE | Non-Red Flag Warning - Catastrophic Fires | Aggregated | Aggregated | 2049 | 2.199e-06 | 0 | 714.3308 | 0.0015708 | 2049 | Mitigation | 0.08575 | 30 | 0 | esc | 0.0012005 | 2.6399e-09 | 0.00060025 | 1.3199e-09 | 0.0015435 | 3.3942e-09
[35 empty] | 7.3.1.3 Ignition probability mapping showing the probability of ignition along the electric lines and equipment | WLDFR | HFTD - Distribution - Zone 1 - 1QU CoRE ¦ 5QU LoRE | 2027 | 0.66634 | 9.6658e-11 | 2.1106e-06 | 0 | 2.1106e-06 | 6.0165e-11 | 1.3138e-06 | 0 | 1.3138e-06 | 1.374e-10 | 3.0002e-06 | 0 | 3.0002e-06 | 1.4429e-10 | 3.1506e-06 | 0 | 3.1506e-06 | 1.4064e-06 | 8.7541e-07 | 1.9992e-06 | 2.0994e-06 | 1.374e-10 | 9.1553e-11 | 3.0002e-06 | 1.9992e-06 | 0 | 0 | 3.0002e-06 | 1.9992e-06 | [11 empty] | WLDFR | HFTD - Distribution - Tier 2 - 3QU CoRE ¦ 1QU LoRE | Red Flag Warning - Small Fires | 2035 | 1.5224e-06 | 7.612e-07 | 1.9574e-06 | 0.087211 | 0.040679 | 0.0017655 | 0.044766 | 0 | 0 | 0 | 0.0012681 |  | 1.3277e-07 | 0 | 1.3277e-07 | 6.6385e-08 | 0 | 6.6385e-08 | 1.707e-07 | 0 | 1.707e-07 | [16 empty] | 7.3.1.3 Ignition probability mapping showing the probability of ignition along the electric lines and equipmentWLDFRAggregatedAggregated | WLDFR | HFTD - Distribution - Tier 2 - 3QU CoRE ¦ 2QU LoRE | Non-Red Flag Warning - Catastrophic Fires | Aggregated | Aggregated | 2050 | 2.199e-06 | 0 | 714.3308 | 0.0015708 | 2050 | Mitigation | 0.08575 | 30 | 0 | esc | 0 | 0 | 0.00060025 | 1.3199e-09 | 0.0015435 | 3.3942e-09
[35 empty] | 7.3.1.3 Ignition probability mapping showing the probability of ignition along the electric lines and equipment | WLDFR | HFTD - Distribution - Zone 1 - 1QU CoRE ¦ 5QU LoRE | 2028 | 0.62275 | 9.6658e-11 | 2.2022e-06 | 0 | 2.2022e-06 | 6.0165e-11 | 1.3707e-06 | 0 | 1.3707e-06 | 1.374e-10 | 3.1303e-06 | 0 | 3.1303e-06 | 1.4429e-10 | 3.2873e-06 | 0 | 3.2873e-06 | 1.3714e-06 | 8.5363e-07 | 1.9494e-06 | 2.0472e-06 | 1.374e-10 | 8.5564e-11 | 3.1303e-06 | 1.9494e-06 | 0 | 0 | 3.1303e-06 | 1.9494e-06 | [11 empty] | WLDFR | HFTD - Distribution - Tier 2 - 3QU CoRE ¦ 1QU LoRE | Red Flag Warning - Small Fires | 2036 | 1.5224e-06 | 7.612e-07 | 1.9574e-06 | 0.087211 | 0.040679 | 0.0017655 | 0.044766 | 0 | 0 | 0 | 0.0012681 |  | 1.3277e-07 | 0 | 1.3277e-07 | 6.6385e-08 | 0 | 6.6385e-08 | 1.707e-07 | 0 | 1.707e-07 | [16 empty] | 7.3.1.3 Ignition probability mapping showing the probability of ignition along the electric lines and equipmentWLDFRAggregatedAggregated | WLDFR | HFTD - Distribution - Tier 2 - 3QU CoRE ¦ 2QU LoRE | Non-Red Flag Warning - Catastrophic Fires | Aggregated | Aggregated | 2051 | 2.199e-06 | 0 | 714.3308 | 0.0015708 | 2051 | Mitigation | 0.08575 | 30 | 0 | esc | 0 | 0 | 0 | 0 | 0.0015435 | 3.3942e-09
[35 empty] | 7.3.1.3 Ignition probability mapping showing the probability of ignition along the electric lines and equipment | WLDFR | HFTD - Distribution - Zone 1 - 1QU CoRE ¦ 5QU LoRE | 2029 | 0.58201 | 9.6658e-11 | 2.2022e-06 | 0 | 2.2022e-06 | 6.0165e-11 | 1.3707e-06 | 0 | 1.3707e-06 | 1.374e-10 | 3.1303e-06 | 0 | 3.1303e-06 | 1.4429e-10 | 3.2873e-06 | 0 | 3.2873e-06 | 1.2817e-06 | 7.9779e-07 | 1.8219e-06 | 1.9132e-06 | 1.374e-10 | 7.9966e-11 | 3.1303e-06 | 1.8219e-06 | 0 | 0 | 3.1303e-06 | 1.8219e-06 | [11 empty] | WLDFR | HFTD - Distribution - Tier 2 - 3QU CoRE ¦ 1QU LoRE | Red Flag Warning - Small Fires | 2037 | 1.5224e-06 | 7.612e-07 | 1.9574e-06 | 0.087211 | 0.040679 | 0.0017655 | 0.044766 | 0 | 0 | 0 | 0.0012681 |  | 1.3277e-07 | 0 | 1.3277e-07 | 6.6385e-08 | 0 | 6.6385e-08 | 1.707e-07 | 0 | 1.707e-07 | [16 empty] | 7.3.1.3 Ignition probability mapping showing the probability of ignition along the electric lines and equipmentWLDFRAggregatedAggregated | WLDFR | HFTD - Distribution - Tier 2 - 3QU CoRE ¦ 2QU LoRE | Non-Red Flag Warning - Destructive Fires | Aggregated | Aggregated | 2021 | 2.2989e-06 | 0 | 714.3308 | 0.0016421 | 2021 | Mitigation | 0.08575 | 30 | 0 | esc | 0.0012005 | 2.7598e-09 | 0.00060025 | 1.3799e-09 | 0 | 0
[35 empty] | 7.3.1.3 Ignition probability mapping showing the probability of ignition along the electric lines and equipment | WLDFR | HFTD - Distribution - Zone 1 - 1QU CoRE ¦ 5QU LoRE | 2030 | 0.54393 | 9.6658e-11 | 2.2022e-06 | 0 | 2.2022e-06 | 6.0165e-11 | 1.3707e-06 | 0 | 1.3707e-06 | 1.374e-10 | 3.1303e-06 | 0 | 3.1303e-06 | 1.4429e-10 | 3.2873e-06 | 0 | 3.2873e-06 | 1.1978e-06 | 7.456e-07 | 1.7027e-06 | 1.7881e-06 | 1.374e-10 | 7.4735e-11 | 3.1303e-06 | 1.7027e-06 | 0 | 0 | 3.1303e-06 | 1.7027e-06 | [11 empty] | WLDFR | HFTD - Distribution - Tier 2 - 3QU CoRE ¦ 1QU LoRE | Red Flag Warning - Small Fires | 2038 | 1.5224e-06 | 7.612e-07 | 1.9574e-06 | 0.091184 | 0.042438 | 0.0018418 | 0.046905 | 0 | 0 | 0 | 0.0012681 |  | 1.3882e-07 | 0 | 1.3882e-07 | 6.9409e-08 | 0 | 6.9409e-08 | 1.7848e-07 | 0 | 1.7848e-07 | [16 empty] | 7.3.1.3 Ignition probability mapping showing the probability of ignition along the electric lines and equipmentWLDFRAggregatedAggregated | WLDFR | HFTD - Distribution - Tier 2 - 3QU CoRE ¦ 2QU LoRE | Non-Red Flag Warning - Destructive Fires | Aggregated | Aggregated | 2022 | 2.2989e-06 | 0 | 714.3308 | 0.0016421 | 2022 | Mitigation | 0.08575 | 30 | 0 | esc | 0.0012005 | 2.7598e-09 | 0.00060025 | 1.3799e-09 | 0.0015435 | 3.5483e-09
[35 empty] | 7.3.1.3 Ignition probability mapping showing the probability of ignition along the electric lines and equipment | WLDFR | HFTD - Distribution - Zone 1 - 1QU CoRE ¦ 5QU LoRE | 2031 | 0.50835 | 9.6658e-11 | 2.2022e-06 | 0 | 2.2022e-06 | 6.0165e-11 | 1.3707e-06 | 0 | 1.3707e-06 | 1.374e-10 | 3.1303e-06 | 0 | 3.1303e-06 | 1.4429e-10 | 3.2873e-06 | 0 | 3.2873e-06 | 1.1195e-06 | 6.9682e-07 | 1.5913e-06 | 1.6711e-06 | 1.374e-10 | 6.9846e-11 | 3.1303e-06 | 1.5913e-06 | 0 | 0 | 3.1303e-06 | 1.5913e-06 | [11 empty] | WLDFR | HFTD - Distribution - Tier 2 - 3QU CoRE ¦ 1QU LoRE | Red Flag Warning - Small Fires | 2039 | 1.5224e-06 | 7.612e-07 | 1.9574e-06 | 0.091184 | 0.042438 | 0.0018418 | 0.046905 | 0 | 0 | 0 | 0.0012681 |  | 1.3882e-07 | 0 | 1.3882e-07 | 6.9409e-08 | 0 | 6.9409e-08 | 1.7848e-07 | 0 | 1.7848e-07 | [16 empty] | 7.3.1.3 Ignition probability mapping showing the probability of ignition along the electric lines and equipmentWLDFRAggregatedAggregated | WLDFR | HFTD - Distribution - Tier 2 - 3QU CoRE ¦ 2QU LoRE | Non-Red Flag Warning - Destructive Fires | Aggregated | Aggregated | 2023 | 2.2989e-06 | 0 | 714.3308 | 0.0016421 | 2023 | Mitigation | 0.08575 | 30 | 0 | esc | 0.0012005 | 2.7598e-09 | 0.00060025 | 1.3799e-09 | 0.0015435 | 3.5483e-09
[35 empty] | 7.3.1.3 Ignition probability mapping showing the probability of ignition along the electric lines and equipment | WLDFR | HFTD - Distribution - Zone 1 - 1QU CoRE ¦ 5QU LoRE | 2032 | 0.47509 | 9.6658e-11 | 2.2022e-06 | 0 | 2.2022e-06 | 6.0165e-11 | 1.3707e-06 | 0 | 1.3707e-06 | 1.374e-10 | 3.1303e-06 | 0 | 3.1303e-06 | 1.4429e-10 | 3.2873e-06 | 0 | 3.2873e-06 | 1.0462e-06 | 6.5123e-07 | 1.4872e-06 | 1.5618e-06 | 1.374e-10 | 6.5276e-11 | 3.1303e-06 | 1.4872e-06 | 0 | 0 | 3.1303e-06 | 1.4872e-06 | [11 empty] | WLDFR | HFTD - Distribution - Tier 2 - 3QU CoRE ¦ 1QU LoRE | Red Flag Warning - Small Fires | 2040 | 1.5224e-06 | 7.612e-07 | 1.9574e-06 | 0.091184 | 0.042438 | 0.0018418 | 0.046905 | 0 | 0 | 0 | 0.0012681 |  | 1.3882e-07 | 0 | 1.3882e-07 | 6.9409e-08 | 0 | 6.9409e-08 | 1.7848e-07 | 0 | 1.7848e-07 | [16 empty] | 7.3.1.3 Ignition probability mapping showing the probability of ignition along the electric lines and equipmentWLDFRAggregatedAggregated | WLDFR | HFTD - Distribution - Tier 2 - 3QU CoRE ¦ 2QU LoRE | Non-Red Flag Warning - Destructive Fires | Aggregated | Aggregated | 2024 | 2.2989e-06 | 0 | 714.3308 | 0.0016421 | 2024 | Mitigation | 0.08575 | 30 | 0 | esc | 0.0012005 | 2.7598e-09 | 0.00060025 | 1.3799e-09 | 0.0015435 | 3.5483e-09
[35 empty] | 7.3.1.3 Ignition probability mapping showing the probability of ignition along the electric lines and equipment | WLDFR | HFTD - Distribution - Zone 1 - 1QU CoRE ¦ 5QU LoRE | 2033 | 0.44401 | 9.6658e-11 | 2.3039e-06 | 0 | 2.3039e-06 | 6.0165e-11 | 1.434e-06 | 0 | 1.434e-06 | 1.374e-10 | 3.2749e-06 | 0 | 3.2749e-06 | 1.4429e-10 | 3.4391e-06 | 0 | 3.4391e-06 | 1.0229e-06 | 6.3673e-07 | 1.4541e-06 | 1.527e-06 | 1.374e-10 | 6.1006e-11 | 3.2749e-06 | 1.4541e-06 | 0 | 0 | 3.2749e-06 | 1.4541e-06 | [11 empty] | WLDFR | HFTD - Distribution - Tier 2 - 3QU CoRE ¦ 1QU LoRE | Red Flag Warning - Small Fires | 2041 | 1.5224e-06 | 7.612e-07 | 1.9574e-06 | 0.091184 | 0.042438 | 0.0018418 | 0.046905 | 0 | 0 | 0 | 0.0012681 |  | 1.3882e-07 | 0 | 1.3882e-07 | 6.9409e-08 | 0 | 6.9409e-08 | 1.7848e-07 | 0 | 1.7848e-07 | [16 empty] | 7.3.1.3 Ignition probability mapping showing the probability of ignition along the electric lines and equipmentWLDFRAggregatedAggregated | WLDFR | HFTD - Distribution - Tier 2 - 3QU CoRE ¦ 2QU LoRE | Non-Red Flag Warning - Destructive Fires | Aggregated | Aggregated | 2025 | 2.2989e-06 | 0 | 714.3308 | 0.0016421 | 2025 | Mitigation | 0.08575 | 30 | 0 | esc | 0.0012005 | 2.7598e-09 | 0.00060025 | 1.3799e-09 | 0.0015435 | 3.5483e-09
[35 empty] | 7.3.1.3 Ignition probability mapping showing the probability of ignition along the electric lines and equipment | WLDFR | HFTD - Distribution - Zone 1 - 1QU CoRE ¦ 5QU LoRE | 2034 | 0.41496 | 9.6658e-11 | 2.3039e-06 | 0 | 2.3039e-06 | 6.0165e-11 | 1.434e-06 | 0 | 1.434e-06 | 1.374e-10 | 3.2749e-06 | 0 | 3.2749e-06 | 1.4429e-10 | 3.4391e-06 | 0 | 3.4391e-06 | 9.5602e-07 | 5.9508e-07 | 1.359e-06 | 1.4271e-06 | 1.374e-10 | 5.7015e-11 | 3.2749e-06 | 1.359e-06 | 0 | 0 | 3.2749e-06 | 1.359e-06 | [11 empty] | WLDFR | HFTD - Distribution - Tier 2 - 3QU CoRE ¦ 1QU LoRE | Red Flag Warning - Small Fires | 2042 | 1.5224e-06 | 7.612e-07 | 1.9574e-06 | 0.091184 | 0.042438 | 0.0018418 | 0.046905 | 0 | 0 | 0 | 0.0012681 |  | 1.3882e-07 | 0 | 1.3882e-07 | 6.9409e-08 | 0 | 6.9409e-08 | 1.7848e-07 | 0 | 1.7848e-07 | [16 empty] | 7.3.1.3 Ignition probability mapping showing the probability of ignition along the electric lines and equipmentWLDFRAggregatedAggregated | WLDFR | HFTD - Distribution - Tier 2 - 3QU CoRE ¦ 2QU LoRE | Non-Red Flag Warning - Destructive Fires | Aggregated | Aggregated | 2026 | 2.2989e-06 | 0 | 714.3308 | 0.0016421 | 2026 | Mitigation | 0.08575 | 30 | 0 | esc | 0.0012005 | 2.7598e-09 | 0.00060025 | 1.3799e-09 | 0.0015435 | 3.5483e-09
[35 empty] | 7.3.1.3 Ignition probability mapping showing the probability of ignition along the electric lines and equipment | WLDFR | HFTD - Distribution - Zone 1 - 1QU CoRE ¦ 5QU LoRE | 2035 | 0.38782 | 9.6658e-11 | 2.3039e-06 | 0 | 2.3039e-06 | 6.0165e-11 | 1.434e-06 | 0 | 1.434e-06 | 1.374e-10 | 3.2749e-06 | 0 | 3.2749e-06 | 1.4429e-10 | 3.4391e-06 | 0 | 3.4391e-06 | 8.9348e-07 | 5.5615e-07 | 1.2701e-06 | 1.3337e-06 | 1.374e-10 | 5.3285e-11 | 3.2749e-06 | 1.2701e-06 | 0 | 0 | 3.2749e-06 | 1.2701e-06 | [11 empty] | WLDFR | HFTD - Distribution - Tier 2 - 3QU CoRE ¦ 1QU LoRE | Red Flag Warning - Small Fires | 2043 | 1.5224e-06 | 7.612e-07 | 1.9574e-06 | 0.095486 | 0.044306 | 0.0019228 | 0.049257 | 0 | 0 | 0 | 0.0012681 |  | 1.4537e-07 | 0 | 1.4537e-07 | 7.2683e-08 | 0 | 7.2683e-08 | 1.869e-07 | 0 | 1.869e-07 | [16 empty] | 7.3.1.3 Ignition probability mapping showing the probability of ignition along the electric lines and equipmentWLDFRAggregatedAggregated | WLDFR | HFTD - Distribution - Tier 2 - 3QU CoRE ¦ 2QU LoRE | Non-Red Flag Warning - Destructive Fires | Aggregated | Aggregated | 2027 | 2.2989e-06 | 0 | 714.3308 | 0.0016421 | 2027 | Mitigation | 0.08575 | 30 | 0 | esc | 0.0012005 | 2.7598e-09 | 0.00060025 | 1.3799e-09 | 0.0015435 | 3.5483e-09
[35 empty] | 7.3.1.3 Ignition probability mapping showing the probability of ignition along the electric lines and equipment | WLDFR | HFTD - Distribution - Zone 1 - 1QU CoRE ¦ 5QU LoRE | 2036 | 0.36245 | 9.6658e-11 | 2.3039e-06 | 0 | 2.3039e-06 | 6.0165e-11 | 1.434e-06 | 0 | 1.434e-06 | 1.374e-10 | 3.2749e-06 | 0 | 3.2749e-06 | 1.4429e-10 | 3.4391e-06 | 0 | 3.4391e-06 | 8.3502e-07 | 5.1976e-07 | 1.187e-06 | 1.2465e-06 | 1.374e-10 | 4.9799e-11 | 3.2749e-06 | 1.187e-06 | 0 | 0 | 3.2749e-06 | 1.187e-06 | [11 empty] | WLDFR | HFTD - Distribution - Tier 2 - 3QU CoRE ¦ 1QU LoRE | Red Flag Warning - Small Fires | 2044 | 1.5224e-06 | 7.612e-07 | 1.9574e-06 | 0.095486 | 0.044306 | 0.0019228 | 0.049257 | 0 | 0 | 0 | 0.0012681 |  | 1.4537e-07 | 0 | 1.4537e-07 | 7.2683e-08 | 0 | 7.2683e-08 | 1.869e-07 | 0 | 1.869e-07 | [16 empty] | 7.3.1.3 Ignition probability mapping showing the probability of ignition along the electric lines and equipmentWLDFRAggregatedAggregated | WLDFR | HFTD - Distribution - Tier 2 - 3QU CoRE ¦ 2QU LoRE | Non-Red Flag Warning - Destructive Fires | Aggregated | Aggregated | 2028 | 2.2989e-06 | 0 | 714.3308 | 0.0016421 | 2028 | Mitigation | 0.08575 | 30 | 0 | esc | 0.0012005 | 2.7598e-09 | 0.00060025 | 1.3799e-09 | 0.0015435 | 3.5483e-09
[35 empty] | 7.3.1.3 Ignition probability mapping showing the probability of ignition along the electric lines and equipment | WLDFR | HFTD - Distribution - Zone 1 - 1QU CoRE ¦ 5QU LoRE | 2037 | 0.33873 | 9.6658e-11 | 2.3039e-06 | 0 | 2.3039e-06 | 6.0165e-11 | 1.434e-06 | 0 | 1.434e-06 | 1.374e-10 | 3.2749e-06 | 0 | 3.2749e-06 | 1.4429e-10 | 3.4391e-06 | 0 | 3.4391e-06 | 7.804e-07 | 4.8576e-07 | 1.1093e-06 | 1.1649e-06 | 1.374e-10 | 4.6541e-11 | 3.2749e-06 | 1.1093e-06 | 0 | 0 | 3.2749e-06 | 1.1093e-06 | [11 empty] | WLDFR | HFTD - Distribution - Tier 2 - 3QU CoRE ¦ 1QU LoRE | Red Flag Warning - Small Fires | 2045 | 1.5224e-06 | 7.612e-07 | 1.9574e-06 | 0.095486 | 0.044306 | 0.0019228 | 0.049257 | 0 | 0 | 0 | 0.0012681 |  | 1.4537e-07 | 0 | 1.4537e-07 | 7.2683e-08 | 0 | 7.2683e-08 | 1.869e-07 | 0 | 1.869e-07 | [16 empty] | 7.3.1.3 Ignition probability mapping showing the probability of ignition along the electric lines and equipmentWLDFRAggregatedAggregated | WLDFR | HFTD - Distribution - Tier 2 - 3QU CoRE ¦ 2QU LoRE | Non-Red Flag Warning - Destructive Fires | Aggregated | Aggregated | 2029 | 2.2989e-06 | 0 | 714.3308 | 0.0016421 | 2029 | Mitigation | 0.08575 | 30 | 0 | esc | 0.0012005 | 2.7598e-09 | 0.00060025 | 1.3799e-09 | 0.0015435 | 3.5483e-09
[35 empty] | 7.3.1.3 Ignition probability mapping showing the probability of ignition along the electric lines and equipment | WLDFR | HFTD - Distribution - Zone 1 - 1QU CoRE ¦ 5QU LoRE | 2038 | 0.31657 | 9.6658e-11 | 2.4142e-06 | 0 | 2.4142e-06 | 6.0165e-11 | 1.5027e-06 | 0 | 1.5027e-06 | 1.374e-10 | 3.4317e-06 | 0 | 3.4317e-06 | 1.4429e-10 | 3.6038e-06 | 0 | 3.6038e-06 | 7.6427e-07 | 4.7572e-07 | 1.0864e-06 | 1.1409e-06 | 1.374e-10 | 4.3496e-11 | 3.4317e-06 | 1.0864e-06 | 0 | 0 | 3.4317e-06 | 1.0864e-06 | [11 empty] | WLDFR | HFTD - Distribution - Tier 2 - 3QU CoRE ¦ 1QU LoRE | Red Flag Warning - Small Fires | 2046 | 1.5224e-06 | 7.612e-07 | 1.9574e-06 | 0.095486 | 0.044306 | 0.0019228 | 0.049257 | 0 | 0 | 0 | 0.0012681 |  | 1.4537e-07 | 0 | 1.4537e-07 | 7.2683e-08 | 0 | 7.2683e-08 | 1.869e-07 | 0 | 1.869e-07 | [16 empty] | 7.3.1.3 Ignition probability mapping showing the probability of ignition along the electric lines and equipmentWLDFRAggregatedAggregated | WLDFR | HFTD - Distribution - Tier 2 - 3QU CoRE ¦ 2QU LoRE | Non-Red Flag Warning - Destructive Fires | Aggregated | Aggregated | 2030 | 2.2989e-06 | 0 | 714.3308 | 0.0016421 | 2030 | Mitigation | 0.08575 | 30 | 0 | esc | 0.0012005 | 2.7598e-09 | 0.00060025 | 1.3799e-09 | 0.0015435 | 3.5483e-09
[35 empty] | 7.3.1.3 Ignition probability mapping showing the probability of ignition along the electric lines and equipment | WLDFR | HFTD - Distribution - Zone 1 - 1QU CoRE ¦ 5QU LoRE | 2039 | 0.29586 | 9.6658e-11 | 2.4142e-06 | 0 | 2.4142e-06 | 6.0165e-11 | 1.5027e-06 | 0 | 1.5027e-06 | 1.374e-10 | 3.4317e-06 | 0 | 3.4317e-06 | 1.4429e-10 | 3.6038e-06 | 0 | 3.6038e-06 | 7.1427e-07 | 4.446e-07 | 1.0153e-06 | 1.0662e-06 | 1.374e-10 | 4.0651e-11 | 3.4317e-06 | 1.0153e-06 | 0 | 0 | 3.4317e-06 | 1.0153e-06 | [11 empty] | WLDFR | HFTD - Distribution - Tier 2 - 3QU CoRE ¦ 1QU LoRE | Red Flag Warning - Small Fires | 2047 | 1.5224e-06 | 7.612e-07 | 1.9574e-06 | 0.095486 | 0.044306 | 0.0019228 | 0.049257 | 0 | 0 | 0 | 0.0012681 |  | 1.4537e-07 | 0 | 1.4537e-07 | 7.2683e-08 | 0 | 7.2683e-08 | 1.869e-07 | 0 | 1.869e-07 | [16 empty] | 7.3.1.3 Ignition probability mapping showing the probability of ignition along the electric lines and equipmentWLDFRAggregatedAggregated | WLDFR | HFTD - Distribution - Tier 2 - 3QU CoRE ¦ 2QU LoRE | Non-Red Flag Warning - Destructive Fires | Aggregated | Aggregated | 2031 | 2.2989e-06 | 0 | 714.3308 | 0.0016421 | 2031 | Mitigation | 0.08575 | 30 | 0 | esc | 0.0012005 | 2.7598e-09 | 0.00060025 | 1.3799e-09 | 0.0015435 | 3.5483e-09
[35 empty] | 7.3.1.3 Ignition probability mapping showing the probability of ignition along the electric lines and equipment | WLDFR | HFTD - Distribution - Zone 1 - 1QU CoRE ¦ 5QU LoRE | 2040 | 0.27651 | 9.6658e-11 | 2.4142e-06 | 0 | 2.4142e-06 | 6.0165e-11 | 1.5027e-06 | 0 | 1.5027e-06 | 1.374e-10 | 3.4317e-06 | 0 | 3.4317e-06 | 1.4429e-10 | 3.6038e-06 | 0 | 3.6038e-06 | 6.6754e-07 | 4.1551e-07 | 9.489e-07 | 9.9648e-07 | 1.374e-10 | 3.7991e-11 | 3.4317e-06 | 9.489e-07 | 0 | 0 | 3.4317e-06 | 9.489e-07 | [11 empty] | WLDFR | HFTD - Distribution - Tier 2 - 3QU CoRE ¦ 1QU LoRE | Red Flag Warning - Small Fires | 2048 | 1.5224e-06 | 7.612e-07 | 1.9574e-06 | 0.10007 | 0.04626 | 0.0020076 | 0.051804 | 0 | 0 | 0 | 0.0012681 |  | 1.5235e-07 | 0 | 1.5235e-07 | 7.6174e-08 | 0 | 7.6174e-08 | 1.9588e-07 | 0 | 1.9588e-07 | [16 empty] | 7.3.1.3 Ignition probability mapping showing the probability of ignition along the electric lines and equipmentWLDFRAggregatedAggregated | WLDFR | HFTD - Distribution - Tier 2 - 3QU CoRE ¦ 2QU LoRE | Non-Red Flag Warning - Destructive Fires | Aggregated | Aggregated | 2032 | 2.2989e-06 | 0 | 714.3308 | 0.0016421 | 2032 | Mitigation | 0.08575 | 30 | 0 | esc | 0.0012005 | 2.7598e-09 | 0.00060025 | 1.3799e-09 | 0.0015435 | 3.5483e-09
[35 empty] | 7.3.1.3 Ignition probability mapping showing the probability of ignition along the electric lines and equipment | WLDFR | HFTD - Distribution - Zone 1 - 1QU CoRE ¦ 5QU LoRE | 2041 | 0.25842 | 9.6658e-11 | 2.4142e-06 | 0 | 2.4142e-06 | 6.0165e-11 | 1.5027e-06 | 0 | 1.5027e-06 | 1.374e-10 | 3.4317e-06 | 0 | 3.4317e-06 | 1.4429e-10 | 3.6038e-06 | 0 | 3.6038e-06 | 6.2387e-07 | 3.8833e-07 | 8.8682e-07 | 9.3129e-07 | 1.374e-10 | 3.5506e-11 | 3.4317e-06 | 8.8682e-07 | 0 | 0 | 3.4317e-06 | 8.8682e-07 | [11 empty] | WLDFR | HFTD - Distribution - Tier 2 - 3QU CoRE ¦ 1QU LoRE | Red Flag Warning - Small Fires | 2049 | 1.5224e-06 | 7.612e-07 | 1.9574e-06 | 0.10007 | 0.04626 | 0.0020076 | 0.051804 | 0 | 0 | 0 | 0.0012681 |  | 1.5235e-07 | 0 | 1.5235e-07 | 7.6174e-08 | 0 | 7.6174e-08 | 1.9588e-07 | 0 | 1.9588e-07 | [16 empty] | 7.3.1.3 Ignition probability mapping showing the probability of ignition along the electric lines and equipmentWLDFRAggregatedAggregated | WLDFR | HFTD - Distribution - Tier 2 - 3QU CoRE ¦ 2QU LoRE | Non-Red Flag Warning - Destructive Fires | Aggregated | Aggregated | 2033 | 2.2989e-06 | 0 | 714.3308 | 0.0016421 | 2033 | Mitigation | 0.08575 | 30 | 0 | esc | 0.0012005 | 2.7598e-09 | 0.00060025 | 1.3799e-09 | 0.0015435 | 3.5483e-09
[35 empty] | 7.3.1.3 Ignition probability mapping showing the probability of ignition along the electric lines and equipment | WLDFR | HFTD - Distribution - Zone 1 - 1QU CoRE ¦ 5QU LoRE | 2042 | 0.24151 | 9.6658e-11 | 2.4142e-06 | 0 | 2.4142e-06 | 6.0165e-11 | 1.5027e-06 | 0 | 1.5027e-06 | 1.374e-10 | 3.4317e-06 | 0 | 3.4317e-06 | 1.4429e-10 | 3.6038e-06 | 0 | 3.6038e-06 | 5.8306e-07 | 3.6293e-07 | 8.288e-07 | 8.7036e-07 | 1.374e-10 | 3.3183e-11 | 3.4317e-06 | 8.288e-07 | 0 | 0 | 3.4317e-06 | 8.288e-07 | [11 empty] | WLDFR | HFTD - Distribution - Tier 2 - 3QU CoRE ¦ 1QU LoRE | Red Flag Warning - Small Fires | 2050 | 0 | 7.612e-07 | 1.9574e-06 | 0.10007 | 0.04626 | 0.0020076 | 0.051804 | 0 | 0 | 0 | 0.0012681 |  | 0 | 0 | 0 | 7.6174e-08 | 0 | 7.6174e-08 | 1.9588e-07 | 0 | 1.9588e-07 | [16 empty] | 7.3.1.3 Ignition probability mapping showing the probability of ignition along the electric lines and equipmentWLDFRAggregatedAggregated | WLDFR | HFTD - Distribution - Tier 2 - 3QU CoRE ¦ 2QU LoRE | Non-Red Flag Warning - Destructive Fires | Aggregated | Aggregated | 2034 | 2.2989e-06 | 0 | 714.3308 | 0.0016421 | 2034 | Mitigation | 0.08575 | 30 | 0 | esc | 0.0012005 | 2.7598e-09 | 0.00060025 | 1.3799e-09 | 0.0015435 | 3.5483e-09
[35 empty] | 7.3.1.3 Ignition probability mapping showing the probability of ignition along the electric lines and equipment | WLDFR | HFTD - Distribution - Zone 1 - 1QU CoRE ¦ 5QU LoRE | 2043 | 0.22571 | 9.6658e-11 | 2.5316e-06 | 0 | 2.5316e-06 | 6.0165e-11 | 1.5758e-06 | 0 | 1.5758e-06 | 1.374e-10 | 3.5987e-06 | 0 | 3.5987e-06 | 1.4429e-10 | 3.7791e-06 | 0 | 3.7791e-06 | 5.7142e-07 | 3.5568e-07 | 8.1226e-07 | 8.5299e-07 | 1.374e-10 | 3.1012e-11 | 3.5987e-06 | 8.1226e-07 | 0 | 0 | 3.5987e-06 | 8.1226e-07 | [11 empty] | WLDFR | HFTD - Distribution - Tier 2 - 3QU CoRE ¦ 1QU LoRE | Red Flag Warning - Small Fires | 2051 | 0 | 0 | 1.9574e-06 | 0.10007 | 0.04626 | 0.0020076 | 0.051804 | 0 | 0 | 0 | 0.0012681 |  | 0 | 0 | 0 | 0 | 0 | 0 | 1.9588e-07 | 0 | 1.9588e-07 | [16 empty] | 7.3.1.3 Ignition probability mapping showing the probability of ignition along the electric lines and equipmentWLDFRAggregatedAggregated | WLDFR | HFTD - Distribution - Tier 2 - 3QU CoRE ¦ 2QU LoRE | Non-Red Flag Warning - Destructive Fires | Aggregated | Aggregated | 2035 | 2.2989e-06 | 0 | 714.3308 | 0.0016421 | 2035 | Mitigation | 0.08575 | 30 | 0 | esc | 0.0012005 | 2.7598e-09 | 0.00060025 | 1.3799e-09 | 0.0015435 | 3.5483e-09
[35 empty] | 7.3.1.3 Ignition probability mapping showing the probability of ignition along the electric lines and equipment | WLDFR | HFTD - Distribution - Zone 1 - 1QU CoRE ¦ 5QU LoRE | 2044 | 0.21095 | 9.6658e-11 | 2.5316e-06 | 0 | 2.5316e-06 | 6.0165e-11 | 1.5758e-06 | 0 | 1.5758e-06 | 1.374e-10 | 3.5987e-06 | 0 | 3.5987e-06 | 1.4429e-10 | 3.7791e-06 | 0 | 3.7791e-06 | 5.3404e-07 | 3.3241e-07 | 7.5913e-07 | 7.9719e-07 | 1.374e-10 | 2.8983e-11 | 3.5987e-06 | 7.5913e-07 | 0 | 0 | 3.5987e-06 | 7.5913e-07 | [11 empty] | WLDFR | HFTD - Distribution - Tier 2 - 3QU CoRE ¦ 1QU LoRE | Seismic - Non-Red Flag Warning - Catastrophic Fires | 2020 | 6.7944e-13 | 0 | 0 | 21083.8428 | 409.2237 | 13469.0878 | 7205.5313 | 0 | 0 | 0 | 5.6596e-10 |  | 1.4325e-08 | 0 | 1.4325e-08 | 0 | 0 | 0 | 0 | 0 | 0 | [16 empty] | 7.3.1.3 Ignition probability mapping showing the probability of ignition along the electric lines and equipmentWLDFRAggregatedAggregated | WLDFR | HFTD - Distribution - Tier 2 - 3QU CoRE ¦ 2QU LoRE | Non-Red Flag Warning - Destructive Fires | Aggregated | Aggregated | 2036 | 2.2989e-06 | 0 | 714.3308 | 0.0016421 | 2036 | Mitigation | 0.08575 | 30 | 0 | esc | 0.0012005 | 2.7598e-09 | 0.00060025 | 1.3799e-09 | 0.0015435 | 3.5483e-09
[35 empty] | 7.3.1.3 Ignition probability mapping showing the probability of ignition along the electric lines and equipment | WLDFR | HFTD - Distribution - Zone 1 - 1QU CoRE ¦ 5QU LoRE | 2045 | 0.19715 | 9.6658e-11 | 2.5316e-06 | 0 | 2.5316e-06 | 6.0165e-11 | 1.5758e-06 | 0 | 1.5758e-06 | 1.374e-10 | 3.5987e-06 | 0 | 3.5987e-06 | 1.4429e-10 | 3.7791e-06 | 0 | 3.7791e-06 | 4.991e-07 | 3.1067e-07 | 7.0946e-07 | 7.4504e-07 | 1.374e-10 | 2.7087e-11 | 3.5987e-06 | 7.0946e-07 | 0 | 0 | 3.5987e-06 | 7.0946e-07 | [11 empty] | WLDFR | HFTD - Distribution - Tier 2 - 3QU CoRE ¦ 1QU LoRE | Seismic - Non-Red Flag Warning - Catastrophic Fires | 2021 | 6.7944e-13 | 3.3972e-13 | 0 | 21083.8428 | 409.2237 | 13469.0878 | 7205.5313 | 0 | 0 | 0 | 5.6596e-10 |  | 1.4325e-08 | 0 | 1.4325e-08 | 7.1626e-09 | 0 | 7.1626e-09 | 0 | 0 | 0 | [16 empty] | 7.3.1.3 Ignition probability mapping showing the probability of ignition along the electric lines and equipmentWLDFRAggregatedAggregated | WLDFR | HFTD - Distribution - Tier 2 - 3QU CoRE ¦ 2QU LoRE | Non-Red Flag Warning - Destructive Fires | Aggregated | Aggregated | 2037 | 2.2989e-06 | 0 | 714.3308 | 0.0016421 | 2037 | Mitigation | 0.08575 | 30 | 0 | esc | 0.0012005 | 2.7598e-09 | 0.00060025 | 1.3799e-09 | 0.0015435 | 3.5483e-09
[35 empty] | 7.3.1.3 Ignition probability mapping showing the probability of ignition along the electric lines and equipment | WLDFR | HFTD - Distribution - Zone 1 - 1QU CoRE ¦ 5QU LoRE | 2046 | 0.18425 | 9.6658e-11 | 2.5316e-06 | 0 | 2.5316e-06 | 6.0165e-11 | 1.5758e-06 | 0 | 1.5758e-06 | 1.374e-10 | 3.5987e-06 | 0 | 3.5987e-06 | 1.4429e-10 | 3.7791e-06 | 0 | 3.7791e-06 | 4.6645e-07 | 2.9034e-07 | 6.6305e-07 | 6.963e-07 | 1.374e-10 | 2.5315e-11 | 3.5987e-06 | 6.6305e-07 | 0 | 0 | 3.5987e-06 | 6.6305e-07 | [11 empty] | WLDFR | HFTD - Distribution - Tier 2 - 3QU CoRE ¦ 1QU LoRE | Seismic - Non-Red Flag Warning - Catastrophic Fires | 2022 | 6.7944e-13 | 3.3972e-13 | 8.7356e-13 | 21083.8428 | 409.2237 | 13469.0878 | 7205.5313 | 0 | 0 | 0 | 5.6596e-10 |  | 1.4325e-08 | 0 | 1.4325e-08 | 7.1626e-09 | 0 | 7.1626e-09 | 1.8418e-08 | 0 | 1.8418e-08 | [16 empty] | 7.3.1.3 Ignition probability mapping showing the probability of ignition along the electric lines and equipmentWLDFRAggregatedAggregated | WLDFR | HFTD - Distribution - Tier 2 - 3QU CoRE ¦ 2QU LoRE | Non-Red Flag Warning - Destructive Fires | Aggregated | Aggregated | 2038 | 2.2989e-06 | 0 | 714.3308 | 0.0016421 | 2038 | Mitigation | 0.08575 | 30 | 0 | esc | 0.0012005 | 2.7598e-09 | 0.00060025 | 1.3799e-09 | 0.0015435 | 3.5483e-09
[35 empty] | 7.3.1.3 Ignition probability mapping showing the probability of ignition along the electric lines and equipment | WLDFR | HFTD - Distribution - Zone 1 - 1QU CoRE ¦ 5QU LoRE | 2047 | 0.1722 | 9.6658e-11 | 2.5316e-06 | 0 | 2.5316e-06 | 6.0165e-11 | 1.5758e-06 | 0 | 1.5758e-06 | 1.374e-10 | 3.5987e-06 | 0 | 3.5987e-06 | 1.4429e-10 | 3.7791e-06 | 0 | 3.7791e-06 | 4.3594e-07 | 2.7135e-07 | 6.1967e-07 | 6.5075e-07 | 1.374e-10 | 2.3659e-11 | 3.5987e-06 | 6.1967e-07 | 0 | 0 | 3.5987e-06 | 6.1967e-07 | [11 empty] | WLDFR | HFTD - Distribution - Tier 2 - 3QU CoRE ¦ 1QU LoRE | Seismic - Non-Red Flag Warning - Catastrophic Fires | 2023 | 6.7944e-13 | 3.3972e-13 | 8.7356e-13 | 21835.9781 | 428.6023 | 13939.561 | 7467.8148 | 0 | 0 | 0 | 5.6596e-10 |  | 1.4836e-08 | 0 | 1.4836e-08 | 7.4181e-09 | 0 | 7.4181e-09 | 1.9075e-08 | 0 | 1.9075e-08 | [16 empty] | 7.3.1.3 Ignition probability mapping showing the probability of ignition along the electric lines and equipmentWLDFRAggregatedAggregated | WLDFR | HFTD - Distribution - Tier 2 - 3QU CoRE ¦ 2QU LoRE | Non-Red Flag Warning - Destructive Fires | Aggregated | Aggregated | 2039 | 2.2989e-06 | 0 | 714.3308 | 0.0016421 | 2039 | Mitigation | 0.08575 | 30 | 0 | esc | 0.0012005 | 2.7598e-09 | 0.00060025 | 1.3799e-09 | 0.0015435 | 3.5483e-09
[35 empty] | 7.3.1.3 Ignition probability mapping showing the probability of ignition along the electric lines and equipment | WLDFR | HFTD - Distribution - Zone 1 - 1QU CoRE ¦ 5QU LoRE | 2048 | 0.16093 | 9.6658e-11 | 2.6547e-06 | 0 | 2.6547e-06 | 6.0165e-11 | 1.6524e-06 | 0 | 1.6524e-06 | 1.374e-10 | 3.7736e-06 | 0 | 3.7736e-06 | 1.4429e-10 | 3.9628e-06 | 0 | 3.9628e-06 | 4.2722e-07 | 2.6592e-07 | 6.0728e-07 | 6.3773e-07 | 1.374e-10 | 2.2111e-11 | 3.7736e-06 | 6.0728e-07 | 0 | 0 | 3.7736e-06 | 6.0728e-07 | [11 empty] | WLDFR | HFTD - Distribution - Tier 2 - 3QU CoRE ¦ 1QU LoRE | Seismic - Non-Red Flag Warning - Catastrophic Fires | 2024 | 6.7944e-13 | 3.3972e-13 | 8.7356e-13 | 21835.9781 | 428.6023 | 13939.561 | 7467.8148 | 0 | 0 | 0 | 5.6596e-10 |  | 1.4836e-08 | 0 | 1.4836e-08 | 7.4181e-09 | 0 | 7.4181e-09 | 1.9075e-08 | 0 | 1.9075e-08 | [16 empty] | 7.3.1.3 Ignition probability mapping showing the probability of ignition along the electric lines and equipmentWLDFRAggregatedAggregated | WLDFR | HFTD - Distribution - Tier 2 - 3QU CoRE ¦ 2QU LoRE | Non-Red Flag Warning - Destructive Fires | Aggregated | Aggregated | 2040 | 2.2989e-06 | 0 | 714.3308 | 0.0016421 | 2040 | Mitigation | 0.08575 | 30 | 0 | esc | 0.0012005 | 2.7598e-09 | 0.00060025 | 1.3799e-09 | 0.0015435 | 3.5483e-09
[35 empty] | 7.3.1.3 Ignition probability mapping showing the probability of ignition along the electric lines and equipment | WLDFR | HFTD - Distribution - Zone 1 - 1QU CoRE ¦ 5QU LoRE | 2049 | 0.1504 | 9.6658e-11 | 2.6547e-06 | 0 | 2.6547e-06 | 6.0165e-11 | 1.6524e-06 | 0 | 1.6524e-06 | 1.374e-10 | 3.7736e-06 | 0 | 3.7736e-06 | 1.4429e-10 | 3.9628e-06 | 0 | 3.9628e-06 | 3.9927e-07 | 2.4853e-07 | 5.6755e-07 | 5.9601e-07 | 1.374e-10 | 2.0665e-11 | 3.7736e-06 | 5.6755e-07 | 0 | 0 | 3.7736e-06 | 5.6755e-07 | [11 empty] | WLDFR | HFTD - Distribution - Tier 2 - 3QU CoRE ¦ 1QU LoRE | Seismic - Non-Red Flag Warning - Catastrophic Fires | 2025 | 6.7944e-13 | 3.3972e-13 | 8.7356e-13 | 21835.9781 | 428.6023 | 13939.561 | 7467.8148 | 0 | 0 | 0 | 5.6596e-10 |  | 1.4836e-08 | 0 | 1.4836e-08 | 7.4181e-09 | 0 | 7.4181e-09 | 1.9075e-08 | 0 | 1.9075e-08 | [16 empty] | 7.3.1.3 Ignition probability mapping showing the probability of ignition along the electric lines and equipmentWLDFRAggregatedAggregated | WLDFR | HFTD - Distribution - Tier 2 - 3QU CoRE ¦ 2QU LoRE | Non-Red Flag Warning - Destructive Fires | Aggregated | Aggregated | 2041 | 2.2989e-06 | 0 | 714.3308 | 0.0016421 | 2041 | Mitigation | 0.08575 | 30 | 0 | esc | 0.0012005 | 2.7598e-09 | 0.00060025 | 1.3799e-09 | 0.0015435 | 3.5483e-09
[35 empty] | 7.3.1.3 Ignition probability mapping showing the probability of ignition along the electric lines and equipment | WLDFR | HFTD - Distribution - Zone 1 - 1QU CoRE ¦ 5QU LoRE | 2050 | 0.14056 | 0 | 0 | 0 | 0 | 6.0165e-11 | 1.6524e-06 | 0 | 1.6524e-06 | 1.374e-10 | 3.7736e-06 | 0 | 3.7736e-06 | 1.4429e-10 | 3.9628e-06 | 0 | 3.9628e-06 | 0 | 2.3227e-07 | 5.3042e-07 | 5.5702e-07 | 1.374e-10 | 1.9313e-11 | 3.7736e-06 | 5.3042e-07 | 0 | 0 | 3.7736e-06 | 5.3042e-07 | [11 empty] | WLDFR | HFTD - Distribution - Tier 2 - 3QU CoRE ¦ 1QU LoRE | Seismic - Non-Red Flag Warning - Catastrophic Fires | 2026 | 6.7944e-13 | 3.3972e-13 | 8.7356e-13 | 21835.9781 | 428.6023 | 13939.561 | 7467.8148 | 0 | 0 | 0 | 5.6596e-10 |  | 1.4836e-08 | 0 | 1.4836e-08 | 7.4181e-09 | 0 | 7.4181e-09 | 1.9075e-08 | 0 | 1.9075e-08 | [16 empty] | 7.3.1.3 Ignition probability mapping showing the probability of ignition along the electric lines and equipmentWLDFRAggregatedAggregated | WLDFR | HFTD - Distribution - Tier 2 - 3QU CoRE ¦ 2QU LoRE | Non-Red Flag Warning - Destructive Fires | Aggregated | Aggregated | 2042 | 2.2989e-06 | 0 | 714.3308 | 0.0016421 | 2042 | Mitigation | 0.08575 | 30 | 0 | esc | 0.0012005 | 2.7598e-09 | 0.00060025 | 1.3799e-09 | 0.0015435 | 3.5483e-09
[35 empty] | 7.3.1.3 Ignition probability mapping showing the probability of ignition along the electric lines and equipment | WLDFR | HFTD - Distribution - Zone 1 - 1QU CoRE ¦ 5QU LoRE | 2051 | 0.13137 | 0 | 0 | 0 | 0 | 0 | 0 | 0 | 0 | 1.374e-10 | 3.7736e-06 | 0 | 3.7736e-06 | 1.4429e-10 | 3.9628e-06 | 0 | 3.9628e-06 | 0 | 0 | 4.9572e-07 | 5.2058e-07 | 1.374e-10 | 1.8049e-11 | 3.7736e-06 | 4.9572e-07 | 0 | 0 | 3.7736e-06 | 4.9572e-07 | [11 empty] | WLDFR | HFTD - Distribution - Tier 2 - 3QU CoRE ¦ 1QU LoRE | Seismic - Non-Red Flag Warning - Catastrophic Fires | 2027 | 6.7944e-13 | 3.3972e-13 | 8.7356e-13 | 21835.9781 | 428.6023 | 13939.561 | 7467.8148 | 0 | 0 | 0 | 5.6596e-10 |  | 1.4836e-08 | 0 | 1.4836e-08 | 7.4181e-09 | 0 | 7.4181e-09 | 1.9075e-08 | 0 | 1.9075e-08 | [16 empty] | 7.3.1.3 Ignition probability mapping showing the probability of ignition along the electric lines and equipmentWLDFRAggregatedAggregated | WLDFR | HFTD - Distribution - Tier 2 - 3QU CoRE ¦ 2QU LoRE | Non-Red Flag Warning - Destructive Fires | Aggregated | Aggregated | 2043 | 2.2989e-06 | 0 | 714.3308 | 0.0016421 | 2043 | Mitigation | 0.08575 | 30 | 0 | esc | 0.0012005 | 2.7598e-09 | 0.00060025 | 1.3799e-09 | 0.0015435 | 3.5483e-09
[35 empty] | 7.3.1.3 Ignition probability mapping showing the probability of ignition along the electric lines and equipment | WLDFR | HFTD - Distribution - Zone 1 - 1QU CoRE ¦ 5QU LoRE | 2052 | 0.12277 | 0 | 0 | 0 | 0 | 0 | 0 | 0 | 0 | 0 | 0 | 0 | 0 | 1.4429e-10 | 3.9628e-06 | 0 | 3.9628e-06 | 0 | 0 | 0 | 4.8652e-07 | 0 | 0 | 0 | 0 | 0 | 0 | 0 | 0 | [11 empty] | WLDFR | HFTD - Distribution - Tier 2 - 3QU CoRE ¦ 1QU LoRE | Seismic - Non-Red Flag Warning - Catastrophic Fires | 2028 | 6.7944e-13 | 3.3972e-13 | 8.7356e-13 | 22783.187 | 453.261 | 14531.3357 | 7798.5904 | 0 | 0 | 0 | 5.6596e-10 |  | 1.548e-08 | 0 | 1.548e-08 | 7.7399e-09 | 0 | 7.7399e-09 | 1.9903e-08 | 0 | 1.9903e-08 | [16 empty] | 7.3.1.3 Ignition probability mapping showing the probability of ignition along the electric lines and equipmentWLDFRAggregatedAggregated | WLDFR | HFTD - Distribution - Tier 2 - 3QU CoRE ¦ 2QU LoRE | Non-Red Flag Warning - Destructive Fires | Aggregated | Aggregated | 2044 | 2.2989e-06 | 0 | 714.3308 | 0.0016421 | 2044 | Mitigation | 0.08575 | 30 | 0 | esc | 0.0012005 | 2.7598e-09 | 0.00060025 | 1.3799e-09 | 0.0015435 | 3.5483e-09
[35 empty] | 7.3.1.3 Ignition probability mapping showing the probability of ignition along the electric lines and equipment | WLDFR | HFTD - Distribution - Zone 1 - 4QU CoRE ¦ 1QU LoRE | 2020 | 1 | 1.2732e-05 | 0.0003855 | 0 | 0.0003855 | 0 | 0 | 0 | 0 | 0 | 0 | 0 | 0 | 0 | 0 | 0 | 0 | 0.0003855 | 0 | 0 | 0 | 0 | 0 | 0 | 0 | 0 | 0 | 0 | 0 | [11 empty] | WLDFR | HFTD - Distribution - Tier 2 - 3QU CoRE ¦ 1QU LoRE | Seismic - Non-Red Flag Warning - Catastrophic Fires | 2029 | 6.7944e-13 | 3.3972e-13 | 8.7356e-13 | 22783.187 | 453.261 | 14531.3357 | 7798.5904 | 0 | 0 | 0 | 5.6596e-10 |  | 1.548e-08 | 0 | 1.548e-08 | 7.7399e-09 | 0 | 7.7399e-09 | 1.9903e-08 | 0 | 1.9903e-08 | [16 empty] | 7.3.1.3 Ignition probability mapping showing the probability of ignition along the electric lines and equipmentWLDFRAggregatedAggregated | WLDFR | HFTD - Distribution - Tier 2 - 3QU CoRE ¦ 2QU LoRE | Non-Red Flag Warning - Destructive Fires | Aggregated | Aggregated | 2045 | 2.2989e-06 | 0 | 714.3308 | 0.0016421 | 2045 | Mitigation | 0.08575 | 30 | 0 | esc | 0.0012005 | 2.7598e-09 | 0.00060025 | 1.3799e-09 | 0.0015435 | 3.5483e-09
[35 empty] | 7.3.1.3 Ignition probability mapping showing the probability of ignition along the electric lines and equipment | WLDFR | HFTD - Distribution - Zone 1 - 4QU CoRE ¦ 1QU LoRE | 2021 | 1 | 1.2732e-05 | 0.0003855 | 0 | 0.0003855 | 7.9249e-06 | 0.00023996 | 0 | 0.00023996 | 0 | 0 | 0 | 0 | 0 | 0 | 0 | 0 | 0.0003855 | 0.00023996 | 0 | 0 | 0 | 0 | 0 | 0 | 0 | 0 | 0 | 0 | [11 empty] | WLDFR | HFTD - Distribution - Tier 2 - 3QU CoRE ¦ 1QU LoRE | Seismic - Non-Red Flag Warning - Catastrophic Fires | 2030 | 6.7944e-13 | 3.3972e-13 | 8.7356e-13 | 22783.187 | 453.261 | 14531.3357 | 7798.5904 | 0 | 0 | 0 | 5.6596e-10 |  | 1.548e-08 | 0 | 1.548e-08 | 7.7399e-09 | 0 | 7.7399e-09 | 1.9903e-08 | 0 | 1.9903e-08 | [16 empty] | 7.3.1.3 Ignition probability mapping showing the probability of ignition along the electric lines and equipmentWLDFRAggregatedAggregated | WLDFR | HFTD - Distribution - Tier 2 - 3QU CoRE ¦ 2QU LoRE | Non-Red Flag Warning - Destructive Fires | Aggregated | Aggregated | 2046 | 2.2989e-06 | 0 | 714.3308 | 0.0016421 | 2046 | Mitigation | 0.08575 | 30 | 0 | esc | 0.0012005 | 2.7598e-09 | 0.00060025 | 1.3799e-09 | 0.0015435 | 3.5483e-09
[35 empty] | 7.3.1.3 Ignition probability mapping showing the probability of ignition along the electric lines and equipment | WLDFR | HFTD - Distribution - Zone 1 - 4QU CoRE ¦ 1QU LoRE | 2022 | 0.93458 | 1.2726e-05 | 0.00038291 | 0 | 0.00038291 | 7.9217e-06 | 0.00023835 | 0 | 0.00023835 | 1.809e-05 | 0.0005443 | 0 | 0.0005443 | 0 | 0 | 0 | 0 | 0.00035786 | 0.00022275 | 0.00050869 | 0 | 1.809e-05 | 1.6907e-05 | 0.0005443 | 0.00050869 | 0 | 0 | 0.0005443 | 0.00050869 | [11 empty] | WLDFR | HFTD - Distribution - Tier 2 - 3QU CoRE ¦ 1QU LoRE | Seismic - Non-Red Flag Warning - Catastrophic Fires | 2031 | 6.7944e-13 | 3.3972e-13 | 8.7356e-13 | 22783.187 | 453.261 | 14531.3357 | 7798.5904 | 0 | 0 | 0 | 5.6596e-10 |  | 1.548e-08 | 0 | 1.548e-08 | 7.7399e-09 | 0 | 7.7399e-09 | 1.9903e-08 | 0 | 1.9903e-08 | [16 empty] | 7.3.1.3 Ignition probability mapping showing the probability of ignition along the electric lines and equipmentWLDFRAggregatedAggregated | WLDFR | HFTD - Distribution - Tier 2 - 3QU CoRE ¦ 2QU LoRE | Non-Red Flag Warning - Destructive Fires | Aggregated | Aggregated | 2047 | 2.2989e-06 | 0 | 714.3308 | 0.0016421 | 2047 | Mitigation | 0.08575 | 30 | 0 | esc | 0.0012005 | 2.7598e-09 | 0.00060025 | 1.3799e-09 | 0.0015435 | 3.5483e-09
[35 empty] | 7.3.1.3 Ignition probability mapping showing the probability of ignition along the electric lines and equipment | WLDFR | HFTD - Distribution - Zone 1 - 4QU CoRE ¦ 1QU LoRE | 2023 | 0.87344 | 1.2726e-05 | 0.00039694 | 0 | 0.00039694 | 7.9217e-06 | 0.00024707 | 0 | 0.00024707 | 1.809e-05 | 0.00056423 | 0 | 0.00056423 | 1.8998e-05 | 0.00059253 | 0 | 0.00059253 | 0.0003467 | 0.0002158 | 0.00049282 | 0.00051754 | 1.809e-05 | 1.5801e-05 | 0.00056423 | 0.00049282 | 0 | 0 | 0.00056423 | 0.00049282 | [11 empty] | WLDFR | HFTD - Distribution - Tier 2 - 3QU CoRE ¦ 1QU LoRE | Seismic - Non-Red Flag Warning - Catastrophic Fires | 2032 | 6.7944e-13 | 3.3972e-13 | 8.7356e-13 | 22783.187 | 453.261 | 14531.3357 | 7798.5904 | 0 | 0 | 0 | 5.6596e-10 |  | 1.548e-08 | 0 | 1.548e-08 | 7.7399e-09 | 0 | 7.7399e-09 | 1.9903e-08 | 0 | 1.9903e-08 | [16 empty] | 7.3.1.3 Ignition probability mapping showing the probability of ignition along the electric lines and equipmentWLDFRAggregatedAggregated | WLDFR | HFTD - Distribution - Tier 2 - 3QU CoRE ¦ 2QU LoRE | Non-Red Flag Warning - Destructive Fires | Aggregated | Aggregated | 2048 | 2.2989e-06 | 0 | 714.3308 | 0.0016421 | 2048 | Mitigation | 0.08575 | 30 | 0 | esc | 0.0012005 | 2.7598e-09 | 0.00060025 | 1.3799e-09 | 0.0015435 | 3.5483e-09
[35 empty] | 7.3.1.3 Ignition probability mapping showing the probability of ignition along the electric lines and equipment | WLDFR | HFTD - Distribution - Zone 1 - 4QU CoRE ¦ 1QU LoRE | 2024 | 0.8163 | 1.2726e-05 | 0.00039694 | 0 | 0.00039694 | 7.9217e-06 | 0.00024707 | 0 | 0.00024707 | 1.809e-05 | 0.00056423 | 0 | 0.00056423 | 1.8998e-05 | 0.00059253 | 0 | 0.00059253 | 0.00032402 | 0.00020169 | 0.00046058 | 0.00048368 | 1.809e-05 | 1.4767e-05 | 0.00056423 | 0.00046058 | 0 | 0 | 0.00056423 | 0.00046058 | [11 empty] | WLDFR | HFTD - Distribution - Tier 2 - 3QU CoRE ¦ 1QU LoRE | Seismic - Non-Red Flag Warning - Catastrophic Fires | 2033 | 6.7944e-13 | 3.3972e-13 | 8.7356e-13 | 23835.2641 | 480.9649 | 15187.7294 | 8166.5698 | 0 | 0 | 0 | 5.6596e-10 |  | 1.6195e-08 | 0 | 1.6195e-08 | 8.0973e-09 | 0 | 8.0973e-09 | 2.0822e-08 | 0 | 2.0822e-08 | [16 empty] | 7.3.1.3 Ignition probability mapping showing the probability of ignition along the electric lines and equipmentWLDFRAggregatedAggregated | WLDFR | HFTD - Distribution - Tier 2 - 3QU CoRE ¦ 2QU LoRE | Non-Red Flag Warning - Destructive Fires | Aggregated | Aggregated | 2049 | 2.2989e-06 | 0 | 714.3308 | 0.0016421 | 2049 | Mitigation | 0.08575 | 30 | 0 | esc | 0.0012005 | 2.7598e-09 | 0.00060025 | 1.3799e-09 | 0.0015435 | 3.5483e-09
[35 empty] | 7.3.1.3 Ignition probability mapping showing the probability of ignition along the electric lines and equipment | WLDFR | HFTD - Distribution - Zone 1 - 4QU CoRE ¦ 1QU LoRE | 2025 | 0.7629 | 1.2726e-05 | 0.00039694 | 0 | 0.00039694 | 7.9217e-06 | 0.00024707 | 0 | 0.00024707 | 1.809e-05 | 0.00056423 | 0 | 0.00056423 | 1.8998e-05 | 0.00059253 | 0 | 0.00059253 | 0.00030282 | 0.00018849 | 0.00043045 | 0.00045204 | 1.809e-05 | 1.3801e-05 | 0.00056423 | 0.00043045 | 0 | 0 | 0.00056423 | 0.00043045 | [11 empty] | WLDFR | HFTD - Distribution - Tier 2 - 3QU CoRE ¦ 1QU LoRE | Seismic - Non-Red Flag Warning - Catastrophic Fires | 2034 | 6.7944e-13 | 3.3972e-13 | 8.7356e-13 | 23835.2641 | 480.9649 | 15187.7294 | 8166.5698 | 0 | 0 | 0 | 5.6596e-10 |  | 1.6195e-08 | 0 | 1.6195e-08 | 8.0973e-09 | 0 | 8.0973e-09 | 2.0822e-08 | 0 | 2.0822e-08 | [16 empty] | 7.3.1.3 Ignition probability mapping showing the probability of ignition along the electric lines and equipmentWLDFRAggregatedAggregated | WLDFR | HFTD - Distribution - Tier 2 - 3QU CoRE ¦ 2QU LoRE | Non-Red Flag Warning - Destructive Fires | Aggregated | Aggregated | 2050 | 2.2989e-06 | 0 | 714.3308 | 0.0016421 | 2050 | Mitigation | 0.08575 | 30 | 0 | esc | 0 | 0 | 0.00060025 | 1.3799e-09 | 0.0015435 | 3.5483e-09
[35 empty] | 7.3.1.3 Ignition probability mapping showing the probability of ignition along the electric lines and equipment | WLDFR | HFTD - Distribution - Zone 1 - 4QU CoRE ¦ 1QU LoRE | 2026 | 0.71299 | 1.2726e-05 | 0.00039694 | 0 | 0.00039694 | 7.9217e-06 | 0.00024707 | 0 | 0.00024707 | 1.809e-05 | 0.00056423 | 0 | 0.00056423 | 1.8998e-05 | 0.00059253 | 0 | 0.00059253 | 0.00028301 | 0.00017616 | 0.00040229 | 0.00042246 | 1.809e-05 | 1.2898e-05 | 0.00056423 | 0.00040229 | 0 | 0 | 0.00056423 | 0.00040229 | [11 empty] | WLDFR | HFTD - Distribution - Tier 2 - 3QU CoRE ¦ 1QU LoRE | Seismic - Non-Red Flag Warning - Catastrophic Fires | 2035 | 6.7944e-13 | 3.3972e-13 | 8.7356e-13 | 23835.2641 | 480.9649 | 15187.7294 | 8166.5698 | 0 | 0 | 0 | 5.6596e-10 |  | 1.6195e-08 | 0 | 1.6195e-08 | 8.0973e-09 | 0 | 8.0973e-09 | 2.0822e-08 | 0 | 2.0822e-08 | [16 empty] | 7.3.1.3 Ignition probability mapping showing the probability of ignition along the electric lines and equipmentWLDFRAggregatedAggregated | WLDFR | HFTD - Distribution - Tier 2 - 3QU CoRE ¦ 2QU LoRE | Non-Red Flag Warning - Destructive Fires | Aggregated | Aggregated | 2051 | 2.2989e-06 | 0 | 714.3308 | 0.0016421 | 2051 | Mitigation | 0.08575 | 30 | 0 | esc | 0 | 0 | 0 | 0 | 0.0015435 | 3.5483e-09
[35 empty] | 7.3.1.3 Ignition probability mapping showing the probability of ignition along the electric lines and equipment | WLDFR | HFTD - Distribution - Zone 1 - 4QU CoRE ¦ 1QU LoRE | 2027 | 0.66634 | 1.2726e-05 | 0.00039694 | 0 | 0.00039694 | 7.9217e-06 | 0.00024707 | 0 | 0.00024707 | 1.809e-05 | 0.00056423 | 0 | 0.00056423 | 1.8998e-05 | 0.00059253 | 0 | 0.00059253 | 0.00026449 | 0.00016464 | 0.00037597 | 0.00039483 | 1.809e-05 | 1.2054e-05 | 0.00056423 | 0.00037597 | 0 | 0 | 0.00056423 | 0.00037597 | [11 empty] | WLDFR | HFTD - Distribution - Tier 2 - 3QU CoRE ¦ 1QU LoRE | Seismic - Non-Red Flag Warning - Catastrophic Fires | 2036 | 6.7944e-13 | 3.3972e-13 | 8.7356e-13 | 23835.2641 | 480.9649 | 15187.7294 | 8166.5698 | 0 | 0 | 0 | 5.6596e-10 |  | 1.6195e-08 | 0 | 1.6195e-08 | 8.0973e-09 | 0 | 8.0973e-09 | 2.0822e-08 | 0 | 2.0822e-08 | [16 empty] | 7.3.1.3 Ignition probability mapping showing the probability of ignition along the electric lines and equipmentWLDFRAggregatedAggregated | WLDFR | HFTD - Distribution - Tier 2 - 3QU CoRE ¦ 2QU LoRE | Non-Red Flag Warning - Large Fires | Aggregated | Aggregated | 2021 | 2.5006e-05 | 0 | 714.3308 | 0.017862 | 2021 | Mitigation | 0.08575 | 30 | 0 | esc | 0.0012005 | 3.0019e-08 | 0.00060025 | 1.501e-08 | 0 | 0
[35 empty] | 7.3.1.3 Ignition probability mapping showing the probability of ignition along the electric lines and equipment | WLDFR | HFTD - Distribution - Zone 1 - 4QU CoRE ¦ 1QU LoRE | 2028 | 0.62275 | 1.2726e-05 | 0.0004146 | 0 | 0.0004146 | 7.9217e-06 | 0.00025807 | 0 | 0.00025807 | 1.809e-05 | 0.00058935 | 0 | 0.00058935 | 1.8998e-05 | 0.0006189 | 0 | 0.0006189 | 0.00025819 | 0.00016071 | 0.00036702 | 0.00038542 | 1.809e-05 | 1.1266e-05 | 0.00058935 | 0.00036702 | 0 | 0 | 0.00058935 | 0.00036702 | [11 empty] | WLDFR | HFTD - Distribution - Tier 2 - 3QU CoRE ¦ 1QU LoRE | Seismic - Non-Red Flag Warning - Catastrophic Fires | 2037 | 6.7944e-13 | 3.3972e-13 | 8.7356e-13 | 23835.2641 | 480.9649 | 15187.7294 | 8166.5698 | 0 | 0 | 0 | 5.6596e-10 |  | 1.6195e-08 | 0 | 1.6195e-08 | 8.0973e-09 | 0 | 8.0973e-09 | 2.0822e-08 | 0 | 2.0822e-08 | [16 empty] | 7.3.1.3 Ignition probability mapping showing the probability of ignition along the electric lines and equipmentWLDFRAggregatedAggregated | WLDFR | HFTD - Distribution - Tier 2 - 3QU CoRE ¦ 2QU LoRE | Non-Red Flag Warning - Large Fires | Aggregated | Aggregated | 2022 | 2.5006e-05 | 0 | 714.3308 | 0.017862 | 2022 | Mitigation | 0.08575 | 30 | 0 | esc | 0.0012005 | 3.0019e-08 | 0.00060025 | 1.501e-08 | 0.0015435 | 3.8596e-08
[35 empty] | 7.3.1.3 Ignition probability mapping showing the probability of ignition along the electric lines and equipment | WLDFR | HFTD - Distribution - Zone 1 - 4QU CoRE ¦ 1QU LoRE | 2029 | 0.58201 | 1.2726e-05 | 0.0004146 | 0 | 0.0004146 | 7.9217e-06 | 0.00025807 | 0 | 0.00025807 | 1.809e-05 | 0.00058935 | 0 | 0.00058935 | 1.8998e-05 | 0.0006189 | 0 | 0.0006189 | 0.0002413 | 0.0001502 | 0.00034301 | 0.00036021 | 1.809e-05 | 1.0529e-05 | 0.00058935 | 0.00034301 | 0 | 0 | 0.00058935 | 0.00034301 | [11 empty] | WLDFR | HFTD - Distribution - Tier 2 - 3QU CoRE ¦ 1QU LoRE | Seismic - Non-Red Flag Warning - Catastrophic Fires | 2038 | 6.7944e-13 | 3.3972e-13 | 8.7356e-13 | 24976.6418 | 511.3745 | 15898.8237 | 8566.4437 | 0 | 0 | 0 | 5.6596e-10 |  | 1.697e-08 | 0 | 1.697e-08 | 8.485e-09 | 0 | 8.485e-09 | 2.1819e-08 | 0 | 2.1819e-08 | [16 empty] | 7.3.1.3 Ignition probability mapping showing the probability of ignition along the electric lines and equipmentWLDFRAggregatedAggregated | WLDFR | HFTD - Distribution - Tier 2 - 3QU CoRE ¦ 2QU LoRE | Non-Red Flag Warning - Large Fires | Aggregated | Aggregated | 2023 | 2.5006e-05 | 0 | 714.3308 | 0.017862 | 2023 | Mitigation | 0.08575 | 30 | 0 | esc | 0.0012005 | 3.0019e-08 | 0.00060025 | 1.501e-08 | 0.0015435 | 3.8596e-08
[35 empty] | 7.3.1.3 Ignition probability mapping showing the probability of ignition along the electric lines and equipment | WLDFR | HFTD - Distribution - Zone 1 - 4QU CoRE ¦ 1QU LoRE | 2030 | 0.54393 | 1.2726e-05 | 0.0004146 | 0 | 0.0004146 | 7.9217e-06 | 0.00025807 | 0 | 0.00025807 | 1.809e-05 | 0.00058935 | 0 | 0.00058935 | 1.8998e-05 | 0.0006189 | 0 | 0.0006189 | 0.00022552 | 0.00014037 | 0.00032057 | 0.00033664 | 1.809e-05 | 9.84e-06 | 0.00058935 | 0.00032057 | 0 | 0 | 0.00058935 | 0.00032057 | [11 empty] | WLDFR | HFTD - Distribution - Tier 2 - 3QU CoRE ¦ 1QU LoRE | Seismic - Non-Red Flag Warning - Catastrophic Fires | 2039 | 6.7944e-13 | 3.3972e-13 | 8.7356e-13 | 24976.6418 | 511.3745 | 15898.8237 | 8566.4437 | 0 | 0 | 0 | 5.6596e-10 |  | 1.697e-08 | 0 | 1.697e-08 | 8.485e-09 | 0 | 8.485e-09 | 2.1819e-08 | 0 | 2.1819e-08 | [16 empty] | 7.3.1.3 Ignition probability mapping showing the probability of ignition along the electric lines and equipmentWLDFRAggregatedAggregated | WLDFR | HFTD - Distribution - Tier 2 - 3QU CoRE ¦ 2QU LoRE | Non-Red Flag Warning - Large Fires | Aggregated | Aggregated | 2024 | 2.5006e-05 | 0 | 714.3308 | 0.017862 | 2024 | Mitigation | 0.08575 | 30 | 0 | esc | 0.0012005 | 3.0019e-08 | 0.00060025 | 1.501e-08 | 0.0015435 | 3.8596e-08
[35 empty] | 7.3.1.3 Ignition probability mapping showing the probability of ignition along the electric lines and equipment | WLDFR | HFTD - Distribution - Zone 1 - 4QU CoRE ¦ 1QU LoRE | 2031 | 0.50835 | 1.2726e-05 | 0.0004146 | 0 | 0.0004146 | 7.9217e-06 | 0.00025807 | 0 | 0.00025807 | 1.809e-05 | 0.00058935 | 0 | 0.00058935 | 1.8998e-05 | 0.0006189 | 0 | 0.0006189 | 0.00021076 | 0.00013119 | 0.00029959 | 0.00031462 | 1.809e-05 | 9.1963e-06 | 0.00058935 | 0.00029959 | 0 | 0 | 0.00058935 | 0.00029959 | [11 empty] | WLDFR | HFTD - Distribution - Tier 2 - 3QU CoRE ¦ 1QU LoRE | Seismic - Non-Red Flag Warning - Catastrophic Fires | 2040 | 6.7944e-13 | 3.3972e-13 | 8.7356e-13 | 24976.6418 | 511.3745 | 15898.8237 | 8566.4437 | 0 | 0 | 0 | 5.6596e-10 |  | 1.697e-08 | 0 | 1.697e-08 | 8.485e-09 | 0 | 8.485e-09 | 2.1819e-08 | 0 | 2.1819e-08 | [16 empty] | 7.3.1.3 Ignition probability mapping showing the probability of ignition along the electric lines and equipmentWLDFRAggregatedAggregated | WLDFR | HFTD - Distribution - Tier 2 - 3QU CoRE ¦ 2QU LoRE | Non-Red Flag Warning - Large Fires | Aggregated | Aggregated | 2025 | 2.5006e-05 | 0 | 714.3308 | 0.017862 | 2025 | Mitigation | 0.08575 | 30 | 0 | esc | 0.0012005 | 3.0019e-08 | 0.00060025 | 1.501e-08 | 0.0015435 | 3.8596e-08
[35 empty] | 7.3.1.3 Ignition probability mapping showing the probability of ignition along the electric lines and equipment | WLDFR | HFTD - Distribution - Zone 1 - 4QU CoRE ¦ 1QU LoRE | 2032 | 0.47509 | 1.2726e-05 | 0.0004146 | 0 | 0.0004146 | 7.9217e-06 | 0.00025807 | 0 | 0.00025807 | 1.809e-05 | 0.00058935 | 0 | 0.00058935 | 1.8998e-05 | 0.0006189 | 0 | 0.0006189 | 0.00019697 | 0.00012261 | 0.00027999 | 0.00029403 | 1.809e-05 | 8.5946e-06 | 0.00058935 | 0.00027999 | 0 | 0 | 0.00058935 | 0.00027999 | [11 empty] | WLDFR | HFTD - Distribution - Tier 2 - 3QU CoRE ¦ 1QU LoRE | Seismic - Non-Red Flag Warning - Catastrophic Fires | 2041 | 6.7944e-13 | 3.3972e-13 | 8.7356e-13 | 24976.6418 | 511.3745 | 15898.8237 | 8566.4437 | 0 | 0 | 0 | 5.6596e-10 |  | 1.697e-08 | 0 | 1.697e-08 | 8.485e-09 | 0 | 8.485e-09 | 2.1819e-08 | 0 | 2.1819e-08 | [16 empty] | 7.3.1.3 Ignition probability mapping showing the probability of ignition along the electric lines and equipmentWLDFRAggregatedAggregated | WLDFR | HFTD - Distribution - Tier 2 - 3QU CoRE ¦ 2QU LoRE | Non-Red Flag Warning - Large Fires | Aggregated | Aggregated | 2026 | 2.5006e-05 | 0 | 714.3308 | 0.017862 | 2026 | Mitigation | 0.08575 | 30 | 0 | esc | 0.0012005 | 3.0019e-08 | 0.00060025 | 1.501e-08 | 0.0015435 | 3.8596e-08
[35 empty] | 7.3.1.3 Ignition probability mapping showing the probability of ignition along the electric lines and equipment | WLDFR | HFTD - Distribution - Zone 1 - 4QU CoRE ¦ 1QU LoRE | 2033 | 0.44401 | 1.2726e-05 | 0.00043423 | 0 | 0.00043423 | 7.9217e-06 | 0.00027029 | 0 | 0.00027029 | 1.809e-05 | 0.00061725 | 0 | 0.00061725 | 1.8998e-05 | 0.0006482 | 0 | 0.0006482 | 0.0001928 | 0.00012001 | 0.00027407 | 0.00028781 | 1.809e-05 | 8.0324e-06 | 0.00061725 | 0.00027407 | 0 | 0 | 0.00061725 | 0.00027407 | [11 empty] | WLDFR | HFTD - Distribution - Tier 2 - 3QU CoRE ¦ 1QU LoRE | Seismic - Non-Red Flag Warning - Catastrophic Fires | 2042 | 6.7944e-13 | 3.3972e-13 | 8.7356e-13 | 24976.6418 | 511.3745 | 15898.8237 | 8566.4437 | 0 | 0 | 0 | 5.6596e-10 |  | 1.697e-08 | 0 | 1.697e-08 | 8.485e-09 | 0 | 8.485e-09 | 2.1819e-08 | 0 | 2.1819e-08 | [16 empty] | 7.3.1.3 Ignition probability mapping showing the probability of ignition along the electric lines and equipmentWLDFRAggregatedAggregated | WLDFR | HFTD - Distribution - Tier 2 - 3QU CoRE ¦ 2QU LoRE | Non-Red Flag Warning - Large Fires | Aggregated | Aggregated | 2027 | 2.5006e-05 | 0 | 714.3308 | 0.017862 | 2027 | Mitigation | 0.08575 | 30 | 0 | esc | 0.0012005 | 3.0019e-08 | 0.00060025 | 1.501e-08 | 0.0015435 | 3.8596e-08
[35 empty] | 7.3.1.3 Ignition probability mapping showing the probability of ignition along the electric lines and equipment | WLDFR | HFTD - Distribution - Zone 1 - 4QU CoRE ¦ 1QU LoRE | 2034 | 0.41496 | 1.2726e-05 | 0.00043423 | 0 | 0.00043423 | 7.9217e-06 | 0.00027029 | 0 | 0.00027029 | 1.809e-05 | 0.00061725 | 0 | 0.00061725 | 1.8998e-05 | 0.0006482 | 0 | 0.0006482 | 0.00018019 | 0.00011216 | 0.00025614 | 0.00026898 | 1.809e-05 | 7.5069e-06 | 0.00061725 | 0.00025614 | 0 | 0 | 0.00061725 | 0.00025614 | [11 empty] | WLDFR | HFTD - Distribution - Tier 2 - 3QU CoRE ¦ 1QU LoRE | Seismic - Non-Red Flag Warning - Catastrophic Fires | 2043 | 6.7944e-13 | 3.3972e-13 | 8.7356e-13 | 26191.7278 | 544.1291 | 16654.7414 | 8992.8573 | 0 | 0 | 0 | 5.6596e-10 |  | 1.7796e-08 | 0 | 1.7796e-08 | 8.8978e-09 | 0 | 8.8978e-09 | 2.288e-08 | 0 | 2.288e-08 | [16 empty] | 7.3.1.3 Ignition probability mapping showing the probability of ignition along the electric lines and equipmentWLDFRAggregatedAggregated | WLDFR | HFTD - Distribution - Tier 2 - 3QU CoRE ¦ 2QU LoRE | Non-Red Flag Warning - Large Fires | Aggregated | Aggregated | 2028 | 2.5006e-05 | 0 | 714.3308 | 0.017862 | 2028 | Mitigation | 0.08575 | 30 | 0 | esc | 0.0012005 | 3.0019e-08 | 0.00060025 | 1.501e-08 | 0.0015435 | 3.8596e-08
[35 empty] | 7.3.1.3 Ignition probability mapping showing the probability of ignition along the electric lines and equipment | WLDFR | HFTD - Distribution - Zone 1 - 4QU CoRE ¦ 1QU LoRE | 2035 | 0.38782 | 1.2726e-05 | 0.00043423 | 0 | 0.00043423 | 7.9217e-06 | 0.00027029 | 0 | 0.00027029 | 1.809e-05 | 0.00061725 | 0 | 0.00061725 | 1.8998e-05 | 0.0006482 | 0 | 0.0006482 | 0.0001684 | 0.00010482 | 0.00023938 | 0.00025138 | 1.809e-05 | 7.0158e-06 | 0.00061725 | 0.00023938 | 0 | 0 | 0.00061725 | 0.00023938 | [11 empty] | WLDFR | HFTD - Distribution - Tier 2 - 3QU CoRE ¦ 1QU LoRE | Seismic - Non-Red Flag Warning - Catastrophic Fires | 2044 | 6.7944e-13 | 3.3972e-13 | 8.7356e-13 | 26191.7278 | 544.1291 | 16654.7414 | 8992.8573 | 0 | 0 | 0 | 5.6596e-10 |  | 1.7796e-08 | 0 | 1.7796e-08 | 8.8978e-09 | 0 | 8.8978e-09 | 2.288e-08 | 0 | 2.288e-08 | [16 empty] | 7.3.1.3 Ignition probability mapping showing the probability of ignition along the electric lines and equipmentWLDFRAggregatedAggregated | WLDFR | HFTD - Distribution - Tier 2 - 3QU CoRE ¦ 2QU LoRE | Non-Red Flag Warning - Large Fires | Aggregated | Aggregated | 2029 | 2.5006e-05 | 0 | 714.3308 | 0.017862 | 2029 | Mitigation | 0.08575 | 30 | 0 | esc | 0.0012005 | 3.0019e-08 | 0.00060025 | 1.501e-08 | 0.0015435 | 3.8596e-08
[35 empty] | 7.3.1.3 Ignition probability mapping showing the probability of ignition along the electric lines and equipment | WLDFR | HFTD - Distribution - Zone 1 - 4QU CoRE ¦ 1QU LoRE | 2036 | 0.36245 | 1.2726e-05 | 0.00043423 | 0 | 0.00043423 | 7.9217e-06 | 0.00027029 | 0 | 0.00027029 | 1.809e-05 | 0.00061725 | 0 | 0.00061725 | 1.8998e-05 | 0.0006482 | 0 | 0.0006482 | 0.00015739 | 9.7965e-05 | 0.00022372 | 0.00023494 | 1.809e-05 | 6.5568e-06 | 0.00061725 | 0.00022372 | 0 | 0 | 0.00061725 | 0.00022372 | [11 empty] | WLDFR | HFTD - Distribution - Tier 2 - 3QU CoRE ¦ 1QU LoRE | Seismic - Non-Red Flag Warning - Catastrophic Fires | 2045 | 6.7944e-13 | 3.3972e-13 | 8.7356e-13 | 26191.7278 | 544.1291 | 16654.7414 | 8992.8573 | 0 | 0 | 0 | 5.6596e-10 |  | 1.7796e-08 | 0 | 1.7796e-08 | 8.8978e-09 | 0 | 8.8978e-09 | 2.288e-08 | 0 | 2.288e-08 | [16 empty] | 7.3.1.3 Ignition probability mapping showing the probability of ignition along the electric lines and equipmentWLDFRAggregatedAggregated | WLDFR | HFTD - Distribution - Tier 2 - 3QU CoRE ¦ 2QU LoRE | Non-Red Flag Warning - Large Fires | Aggregated | Aggregated | 2030 | 2.5006e-05 | 0 | 714.3308 | 0.017862 | 2030 | Mitigation | 0.08575 | 30 | 0 | esc | 0.0012005 | 3.0019e-08 | 0.00060025 | 1.501e-08 | 0.0015435 | 3.8596e-08
[35 empty] | 7.3.1.3 Ignition probability mapping showing the probability of ignition along the electric lines and equipment | WLDFR | HFTD - Distribution - Zone 1 - 4QU CoRE ¦ 1QU LoRE | 2037 | 0.33873 | 1.2726e-05 | 0.00043423 | 0 | 0.00043423 | 7.9217e-06 | 0.00027029 | 0 | 0.00027029 | 1.809e-05 | 0.00061725 | 0 | 0.00061725 | 1.8998e-05 | 0.0006482 | 0 | 0.0006482 | 0.00014709 | 9.1556e-05 | 0.00020908 | 0.00021957 | 1.809e-05 | 6.1279e-06 | 0.00061725 | 0.00020908 | 0 | 0 | 0.00061725 | 0.00020908 | [11 empty] | WLDFR | HFTD - Distribution - Tier 2 - 3QU CoRE ¦ 1QU LoRE | Seismic - Non-Red Flag Warning - Catastrophic Fires | 2046 | 6.7944e-13 | 3.3972e-13 | 8.7356e-13 | 26191.7278 | 544.1291 | 16654.7414 | 8992.8573 | 0 | 0 | 0 | 5.6596e-10 |  | 1.7796e-08 | 0 | 1.7796e-08 | 8.8978e-09 | 0 | 8.8978e-09 | 2.288e-08 | 0 | 2.288e-08 | [16 empty] | 7.3.1.3 Ignition probability mapping showing the probability of ignition along the electric lines and equipmentWLDFRAggregatedAggregated | WLDFR | HFTD - Distribution - Tier 2 - 3QU CoRE ¦ 2QU LoRE | Non-Red Flag Warning - Large Fires | Aggregated | Aggregated | 2031 | 2.5006e-05 | 0 | 714.3308 | 0.017862 | 2031 | Mitigation | 0.08575 | 30 | 0 | esc | 0.0012005 | 3.0019e-08 | 0.00060025 | 1.501e-08 | 0.0015435 | 3.8596e-08
[35 empty] | 7.3.1.3 Ignition probability mapping showing the probability of ignition along the electric lines and equipment | WLDFR | HFTD - Distribution - Zone 1 - 4QU CoRE ¦ 1QU LoRE | 2038 | 0.31657 | 1.2726e-05 | 0.00045554 | 0 | 0.00045554 | 7.9217e-06 | 0.00028355 | 0 | 0.00028355 | 1.809e-05 | 0.00064754 | 0 | 0.00064754 | 1.8998e-05 | 0.00068001 | 0 | 0.00068001 | 0.00014421 | 8.9765e-05 | 0.00020499 | 0.00021527 | 1.809e-05 | 5.727e-06 | 0.00064754 | 0.00020499 | 0 | 0 | 0.00064754 | 0.00020499 | [11 empty] | WLDFR | HFTD - Distribution - Tier 2 - 3QU CoRE ¦ 1QU LoRE | Seismic - Non-Red Flag Warning - Catastrophic Fires | 2047 | 6.7944e-13 | 3.3972e-13 | 8.7356e-13 | 26191.7278 | 544.1291 | 16654.7414 | 8992.8573 | 0 | 0 | 0 | 5.6596e-10 |  | 1.7796e-08 | 0 | 1.7796e-08 | 8.8978e-09 | 0 | 8.8978e-09 | 2.288e-08 | 0 | 2.288e-08 | [16 empty] | 7.3.1.3 Ignition probability mapping showing the probability of ignition along the electric lines and equipmentWLDFRAggregatedAggregated | WLDFR | HFTD - Distribution - Tier 2 - 3QU CoRE ¦ 2QU LoRE | Non-Red Flag Warning - Large Fires | Aggregated | Aggregated | 2032 | 2.5006e-05 | 0 | 714.3308 | 0.017862 | 2032 | Mitigation | 0.08575 | 30 | 0 | esc | 0.0012005 | 3.0019e-08 | 0.00060025 | 1.501e-08 | 0.0015435 | 3.8596e-08
[35 empty] | 7.3.1.3 Ignition probability mapping showing the probability of ignition along the electric lines and equipment | WLDFR | HFTD - Distribution - Zone 1 - 4QU CoRE ¦ 1QU LoRE | 2039 | 0.29586 | 1.2726e-05 | 0.00045554 | 0 | 0.00045554 | 7.9217e-06 | 0.00028355 | 0 | 0.00028355 | 1.809e-05 | 0.00064754 | 0 | 0.00064754 | 1.8998e-05 | 0.00068001 | 0 | 0.00068001 | 0.00013478 | 8.3893e-05 | 0.00019158 | 0.00020119 | 1.809e-05 | 5.3523e-06 | 0.00064754 | 0.00019158 | 0 | 0 | 0.00064754 | 0.00019158 | [11 empty] | WLDFR | HFTD - Distribution - Tier 2 - 3QU CoRE ¦ 1QU LoRE | Seismic - Non-Red Flag Warning - Catastrophic Fires | 2048 | 6.7944e-13 | 3.3972e-13 | 8.7356e-13 | 27464.7227 | 578.8407 | 17445.538 | 9440.3441 | 0 | 0 | 0 | 5.6596e-10 |  | 1.8661e-08 | 0 | 1.8661e-08 | 9.3303e-09 | 0 | 9.3303e-09 | 2.3992e-08 | 0 | 2.3992e-08 | [16 empty] | 7.3.1.3 Ignition probability mapping showing the probability of ignition along the electric lines and equipmentWLDFRAggregatedAggregated | WLDFR | HFTD - Distribution - Tier 2 - 3QU CoRE ¦ 2QU LoRE | Non-Red Flag Warning - Large Fires | Aggregated | Aggregated | 2033 | 2.5006e-05 | 0 | 714.3308 | 0.017862 | 2033 | Mitigation | 0.08575 | 30 | 0 | esc | 0.0012005 | 3.0019e-08 | 0.00060025 | 1.501e-08 | 0.0015435 | 3.8596e-08
[35 empty] | 7.3.1.3 Ignition probability mapping showing the probability of ignition along the electric lines and equipment | WLDFR | HFTD - Distribution - Zone 1 - 4QU CoRE ¦ 1QU LoRE | 2040 | 0.27651 | 1.2726e-05 | 0.00045554 | 0 | 0.00045554 | 7.9217e-06 | 0.00028355 | 0 | 0.00028355 | 1.809e-05 | 0.00064754 | 0 | 0.00064754 | 1.8998e-05 | 0.00068001 | 0 | 0.00068001 | 0.00012596 | 7.8404e-05 | 0.00017905 | 0.00018803 | 1.809e-05 | 5.0022e-06 | 0.00064754 | 0.00017905 | 0 | 0 | 0.00064754 | 0.00017905 | [11 empty] | WLDFR | HFTD - Distribution - Tier 2 - 3QU CoRE ¦ 1QU LoRE | Seismic - Non-Red Flag Warning - Catastrophic Fires | 2049 | 6.7944e-13 | 3.3972e-13 | 8.7356e-13 | 27464.7227 | 578.8407 | 17445.538 | 9440.3441 | 0 | 0 | 0 | 5.6596e-10 |  | 1.8661e-08 | 0 | 1.8661e-08 | 9.3303e-09 | 0 | 9.3303e-09 | 2.3992e-08 | 0 | 2.3992e-08 | [16 empty] | 7.3.1.3 Ignition probability mapping showing the probability of ignition along the electric lines and equipmentWLDFRAggregatedAggregated | WLDFR | HFTD - Distribution - Tier 2 - 3QU CoRE ¦ 2QU LoRE | Non-Red Flag Warning - Large Fires | Aggregated | Aggregated | 2034 | 2.5006e-05 | 0 | 714.3308 | 0.017862 | 2034 | Mitigation | 0.08575 | 30 | 0 | esc | 0.0012005 | 3.0019e-08 | 0.00060025 | 1.501e-08 | 0.0015435 | 3.8596e-08
[35 empty] | 7.3.1.3 Ignition probability mapping showing the probability of ignition along the electric lines and equipment | WLDFR | HFTD - Distribution - Zone 1 - 4QU CoRE ¦ 1QU LoRE | 2041 | 0.25842 | 1.2726e-05 | 0.00045554 | 0 | 0.00045554 | 7.9217e-06 | 0.00028355 | 0 | 0.00028355 | 1.809e-05 | 0.00064754 | 0 | 0.00064754 | 1.8998e-05 | 0.00068001 | 0 | 0.00068001 | 0.00011772 | 7.3275e-05 | 0.00016734 | 0.00017573 | 1.809e-05 | 4.6749e-06 | 0.00064754 | 0.00016734 | 0 | 0 | 0.00064754 | 0.00016734 | [11 empty] | WLDFR | HFTD - Distribution - Tier 2 - 3QU CoRE ¦ 1QU LoRE | Seismic - Non-Red Flag Warning - Catastrophic Fires | 2050 | 0 | 3.3972e-13 | 8.7356e-13 | 27464.7227 | 578.8407 | 17445.538 | 9440.3441 | 0 | 0 | 0 | 5.6596e-10 |  | 0 | 0 | 0 | 9.3303e-09 | 0 | 9.3303e-09 | 2.3992e-08 | 0 | 2.3992e-08 | [16 empty] | 7.3.1.3 Ignition probability mapping showing the probability of ignition along the electric lines and equipmentWLDFRAggregatedAggregated | WLDFR | HFTD - Distribution - Tier 2 - 3QU CoRE ¦ 2QU LoRE | Non-Red Flag Warning - Large Fires | Aggregated | Aggregated | 2035 | 2.5006e-05 | 0 | 714.3308 | 0.017862 | 2035 | Mitigation | 0.08575 | 30 | 0 | esc | 0.0012005 | 3.0019e-08 | 0.00060025 | 1.501e-08 | 0.0015435 | 3.8596e-08
[35 empty] | 7.3.1.3 Ignition probability mapping showing the probability of ignition along the electric lines and equipment | WLDFR | HFTD - Distribution - Zone 1 - 4QU CoRE ¦ 1QU LoRE | 2042 | 0.24151 | 1.2726e-05 | 0.00045554 | 0 | 0.00045554 | 7.9217e-06 | 0.00028355 | 0 | 0.00028355 | 1.809e-05 | 0.00064754 | 0 | 0.00064754 | 1.8998e-05 | 0.00068001 | 0 | 0.00068001 | 0.00011002 | 6.8482e-05 | 0.00015639 | 0.00016423 | 1.809e-05 | 4.3691e-06 | 0.00064754 | 0.00015639 | 0 | 0 | 0.00064754 | 0.00015639 | [11 empty] | WLDFR | HFTD - Distribution - Tier 2 - 3QU CoRE ¦ 1QU LoRE | Seismic - Non-Red Flag Warning - Catastrophic Fires | 2051 | 0 | 0 | 8.7356e-13 | 27464.7227 | 578.8407 | 17445.538 | 9440.3441 | 0 | 0 | 0 | 5.6596e-10 |  | 0 | 0 | 0 | 0 | 0 | 0 | 2.3992e-08 | 0 | 2.3992e-08 | [16 empty] | 7.3.1.3 Ignition probability mapping showing the probability of ignition along the electric lines and equipmentWLDFRAggregatedAggregated | WLDFR | HFTD - Distribution - Tier 2 - 3QU CoRE ¦ 2QU LoRE | Non-Red Flag Warning - Large Fires | Aggregated | Aggregated | 2036 | 2.5006e-05 | 0 | 714.3308 | 0.017862 | 2036 | Mitigation | 0.08575 | 30 | 0 | esc | 0.0012005 | 3.0019e-08 | 0.00060025 | 1.501e-08 | 0.0015435 | 3.8596e-08
[35 empty] | 7.3.1.3 Ignition probability mapping showing the probability of ignition along the electric lines and equipment | WLDFR | HFTD - Distribution - Zone 1 - 4QU CoRE ¦ 1QU LoRE | 2043 | 0.22571 | 1.2726e-05 | 0.00047823 | 0 | 0.00047823 | 7.9217e-06 | 0.00029768 | 0 | 0.00029768 | 1.809e-05 | 0.0006798 | 0 | 0.0006798 | 1.8998e-05 | 0.00071388 | 0 | 0.00071388 | 0.00010794 | 6.719e-05 | 0.00015344 | 0.00016113 | 1.809e-05 | 4.0833e-06 | 0.0006798 | 0.00015344 | 0 | 0 | 0.0006798 | 0.00015344 | [11 empty] | WLDFR | HFTD - Distribution - Tier 2 - 3QU CoRE ¦ 1QU LoRE | Seismic - Red Flag Warning - Catastrophic Fires | 2020 | 2.9303e-11 | 0 | 0 | 21083.8428 | 409.2237 | 13469.0878 | 7205.5313 | 0 | 0 | 0 | 2.4409e-08 |  | 6.1783e-07 | 0 | 6.1783e-07 | 0 | 0 | 0 | 0 | 0 | 0 | [16 empty] | 7.3.1.3 Ignition probability mapping showing the probability of ignition along the electric lines and equipmentWLDFRAggregatedAggregated | WLDFR | HFTD - Distribution - Tier 2 - 3QU CoRE ¦ 2QU LoRE | Non-Red Flag Warning - Large Fires | Aggregated | Aggregated | 2037 | 2.5006e-05 | 0 | 714.3308 | 0.017862 | 2037 | Mitigation | 0.08575 | 30 | 0 | esc | 0.0012005 | 3.0019e-08 | 0.00060025 | 1.501e-08 | 0.0015435 | 3.8596e-08
[35 empty] | 7.3.1.3 Ignition probability mapping showing the probability of ignition along the electric lines and equipment | WLDFR | HFTD - Distribution - Zone 1 - 4QU CoRE ¦ 1QU LoRE | 2044 | 0.21095 | 1.2726e-05 | 0.00047823 | 0 | 0.00047823 | 7.9217e-06 | 0.00029768 | 0 | 0.00029768 | 1.809e-05 | 0.0006798 | 0 | 0.0006798 | 1.8998e-05 | 0.00071388 | 0 | 0.00071388 | 0.00010088 | 6.2794e-05 | 0.0001434 | 0.00015059 | 1.809e-05 | 3.8161e-06 | 0.0006798 | 0.0001434 | 0 | 0 | 0.0006798 | 0.0001434 | [11 empty] | WLDFR | HFTD - Distribution - Tier 2 - 3QU CoRE ¦ 1QU LoRE | Seismic - Red Flag Warning - Catastrophic Fires | 2021 | 2.9303e-11 | 1.4652e-11 | 0 | 21083.8428 | 409.2237 | 13469.0878 | 7205.5313 | 0 | 0 | 0 | 2.4409e-08 |  | 6.1783e-07 | 0 | 6.1783e-07 | 3.0891e-07 | 0 | 3.0891e-07 | 0 | 0 | 0 | [16 empty] | 7.3.1.3 Ignition probability mapping showing the probability of ignition along the electric lines and equipmentWLDFRAggregatedAggregated | WLDFR | HFTD - Distribution - Tier 2 - 3QU CoRE ¦ 2QU LoRE | Non-Red Flag Warning - Large Fires | Aggregated | Aggregated | 2038 | 2.5006e-05 | 0 | 714.3308 | 0.017862 | 2038 | Mitigation | 0.08575 | 30 | 0 | esc | 0.0012005 | 3.0019e-08 | 0.00060025 | 1.501e-08 | 0.0015435 | 3.8596e-08
[35 empty] | 7.3.1.3 Ignition probability mapping showing the probability of ignition along the electric lines and equipment | WLDFR | HFTD - Distribution - Zone 1 - 4QU CoRE ¦ 1QU LoRE | 2045 | 0.19715 | 1.2726e-05 | 0.00047823 | 0 | 0.00047823 | 7.9217e-06 | 0.00029768 | 0 | 0.00029768 | 1.809e-05 | 0.0006798 | 0 | 0.0006798 | 1.8998e-05 | 0.00071388 | 0 | 0.00071388 | 9.4282e-05 | 5.8686e-05 | 0.00013402 | 0.00014074 | 1.809e-05 | 3.5665e-06 | 0.0006798 | 0.00013402 | 0 | 0 | 0.0006798 | 0.00013402 | [11 empty] | WLDFR | HFTD - Distribution - Tier 2 - 3QU CoRE ¦ 1QU LoRE | Seismic - Red Flag Warning - Catastrophic Fires | 2022 | 2.9303e-11 | 1.4652e-11 | 3.7676e-11 | 21083.8428 | 409.2237 | 13469.0878 | 7205.5313 | 0 | 0 | 0 | 2.4409e-08 |  | 6.1783e-07 | 0 | 6.1783e-07 | 3.0891e-07 | 0 | 3.0891e-07 | 7.9435e-07 | 0 | 7.9435e-07 | [16 empty] | 7.3.1.3 Ignition probability mapping showing the probability of ignition along the electric lines and equipmentWLDFRAggregatedAggregated | WLDFR | HFTD - Distribution - Tier 2 - 3QU CoRE ¦ 2QU LoRE | Non-Red Flag Warning - Large Fires | Aggregated | Aggregated | 2039 | 2.5006e-05 | 0 | 714.3308 | 0.017862 | 2039 | Mitigation | 0.08575 | 30 | 0 | esc | 0.0012005 | 3.0019e-08 | 0.00060025 | 1.501e-08 | 0.0015435 | 3.8596e-08
[35 empty] | 7.3.1.3 Ignition probability mapping showing the probability of ignition along the electric lines and equipment | WLDFR | HFTD - Distribution - Zone 1 - 4QU CoRE ¦ 1QU LoRE | 2046 | 0.18425 | 1.2726e-05 | 0.00047823 | 0 | 0.00047823 | 7.9217e-06 | 0.00029768 | 0 | 0.00029768 | 1.809e-05 | 0.0006798 | 0 | 0.0006798 | 1.8998e-05 | 0.00071388 | 0 | 0.00071388 | 8.8114e-05 | 5.4847e-05 | 0.00012525 | 0.00013153 | 1.809e-05 | 3.3331e-06 | 0.0006798 | 0.00012525 | 0 | 0 | 0.0006798 | 0.00012525 | [11 empty] | WLDFR | HFTD - Distribution - Tier 2 - 3QU CoRE ¦ 1QU LoRE | Seismic - Red Flag Warning - Catastrophic Fires | 2023 | 2.9303e-11 | 1.4652e-11 | 3.7676e-11 | 21835.9781 | 428.6023 | 13939.561 | 7467.8148 | 0 | 0 | 0 | 2.4409e-08 |  | 6.3987e-07 | 0 | 6.3987e-07 | 3.1993e-07 | 0 | 3.1993e-07 | 8.2269e-07 | 0 | 8.2269e-07 | [16 empty] | 7.3.1.3 Ignition probability mapping showing the probability of ignition along the electric lines and equipmentWLDFRAggregatedAggregated | WLDFR | HFTD - Distribution - Tier 2 - 3QU CoRE ¦ 2QU LoRE | Non-Red Flag Warning - Large Fires | Aggregated | Aggregated | 2040 | 2.5006e-05 | 0 | 714.3308 | 0.017862 | 2040 | Mitigation | 0.08575 | 30 | 0 | esc | 0.0012005 | 3.0019e-08 | 0.00060025 | 1.501e-08 | 0.0015435 | 3.8596e-08
[35 empty] | 7.3.1.3 Ignition probability mapping showing the probability of ignition along the electric lines and equipment | WLDFR | HFTD - Distribution - Zone 1 - 4QU CoRE ¦ 1QU LoRE | 2047 | 0.1722 | 1.2726e-05 | 0.00047823 | 0 | 0.00047823 | 7.9217e-06 | 0.00029768 | 0 | 0.00029768 | 1.809e-05 | 0.0006798 | 0 | 0.0006798 | 1.8998e-05 | 0.00071388 | 0 | 0.00071388 | 8.2349e-05 | 5.1259e-05 | 0.00011706 | 0.00012293 | 1.809e-05 | 3.1151e-06 | 0.0006798 | 0.00011706 | 0 | 0 | 0.0006798 | 0.00011706 | [11 empty] | WLDFR | HFTD - Distribution - Tier 2 - 3QU CoRE ¦ 1QU LoRE | Seismic - Red Flag Warning - Catastrophic Fires | 2024 | 2.9303e-11 | 1.4652e-11 | 3.7676e-11 | 21835.9781 | 428.6023 | 13939.561 | 7467.8148 | 0 | 0 | 0 | 2.4409e-08 |  | 6.3987e-07 | 0 | 6.3987e-07 | 3.1993e-07 | 0 | 3.1993e-07 | 8.2269e-07 | 0 | 8.2269e-07 | [16 empty] | 7.3.1.3 Ignition probability mapping showing the probability of ignition along the electric lines and equipmentWLDFRAggregatedAggregated | WLDFR | HFTD - Distribution - Tier 2 - 3QU CoRE ¦ 2QU LoRE | Non-Red Flag Warning - Large Fires | Aggregated | Aggregated | 2041 | 2.5006e-05 | 0 | 714.3308 | 0.017862 | 2041 | Mitigation | 0.08575 | 30 | 0 | esc | 0.0012005 | 3.0019e-08 | 0.00060025 | 1.501e-08 | 0.0015435 | 3.8596e-08
[35 empty] | 7.3.1.3 Ignition probability mapping showing the probability of ignition along the electric lines and equipment | WLDFR | HFTD - Distribution - Zone 1 - 4QU CoRE ¦ 1QU LoRE | 2048 | 0.16093 | 1.2726e-05 | 0.00050202 | 0 | 0.00050202 | 7.9217e-06 | 0.00031248 | 0 | 0.00031248 | 1.809e-05 | 0.00071361 | 0 | 0.00071361 | 1.8998e-05 | 0.00074939 | 0 | 0.00074939 | 8.079e-05 | 5.0288e-05 | 0.00011484 | 0.0001206 | 1.809e-05 | 2.9113e-06 | 0.00071361 | 0.00011484 | 0 | 0 | 0.00071361 | 0.00011484 | [11 empty] | WLDFR | HFTD - Distribution - Tier 2 - 3QU CoRE ¦ 1QU LoRE | Seismic - Red Flag Warning - Catastrophic Fires | 2025 | 2.9303e-11 | 1.4652e-11 | 3.7676e-11 | 21835.9781 | 428.6023 | 13939.561 | 7467.8148 | 0 | 0 | 0 | 2.4409e-08 |  | 6.3987e-07 | 0 | 6.3987e-07 | 3.1993e-07 | 0 | 3.1993e-07 | 8.2269e-07 | 0 | 8.2269e-07 | [16 empty] | 7.3.1.3 Ignition probability mapping showing the probability of ignition along the electric lines and equipmentWLDFRAggregatedAggregated | WLDFR | HFTD - Distribution - Tier 2 - 3QU CoRE ¦ 2QU LoRE | Non-Red Flag Warning - Large Fires | Aggregated | Aggregated | 2042 | 2.5006e-05 | 0 | 714.3308 | 0.017862 | 2042 | Mitigation | 0.08575 | 30 | 0 | esc | 0.0012005 | 3.0019e-08 | 0.00060025 | 1.501e-08 | 0.0015435 | 3.8596e-08
[35 empty] | 7.3.1.3 Ignition probability mapping showing the probability of ignition along the electric lines and equipment | WLDFR | HFTD - Distribution - Zone 1 - 4QU CoRE ¦ 1QU LoRE | 2049 | 0.1504 | 1.2726e-05 | 0.00050202 | 0 | 0.00050202 | 7.9217e-06 | 0.00031248 | 0 | 0.00031248 | 1.809e-05 | 0.00071361 | 0 | 0.00071361 | 1.8998e-05 | 0.00074939 | 0 | 0.00074939 | 7.5504e-05 | 4.6998e-05 | 0.00010733 | 0.00011271 | 1.809e-05 | 2.7208e-06 | 0.00071361 | 0.00010733 | 0 | 0 | 0.00071361 | 0.00010733 | [11 empty] | WLDFR | HFTD - Distribution - Tier 2 - 3QU CoRE ¦ 1QU LoRE | Seismic - Red Flag Warning - Catastrophic Fires | 2026 | 2.9303e-11 | 1.4652e-11 | 3.7676e-11 | 21835.9781 | 428.6023 | 13939.561 | 7467.8148 | 0 | 0 | 0 | 2.4409e-08 |  | 6.3987e-07 | 0 | 6.3987e-07 | 3.1993e-07 | 0 | 3.1993e-07 | 8.2269e-07 | 0 | 8.2269e-07 | [16 empty] | 7.3.1.3 Ignition probability mapping showing the probability of ignition along the electric lines and equipmentWLDFRAggregatedAggregated | WLDFR | HFTD - Distribution - Tier 2 - 3QU CoRE ¦ 2QU LoRE | Non-Red Flag Warning - Large Fires | Aggregated | Aggregated | 2043 | 2.5006e-05 | 0 | 714.3308 | 0.017862 | 2043 | Mitigation | 0.08575 | 30 | 0 | esc | 0.0012005 | 3.0019e-08 | 0.00060025 | 1.501e-08 | 0.0015435 | 3.8596e-08
[35 empty] | 7.3.1.3 Ignition probability mapping showing the probability of ignition along the electric lines and equipment | WLDFR | HFTD - Distribution - Zone 1 - 4QU CoRE ¦ 1QU LoRE | 2050 | 0.14056 | 0 | 0 | 0 | 0 | 7.9217e-06 | 0.00031248 | 0 | 0.00031248 | 1.809e-05 | 0.00071361 | 0 | 0.00071361 | 1.8998e-05 | 0.00074939 | 0 | 0.00074939 | 0 | 4.3923e-05 | 0.00010031 | 0.00010534 | 1.809e-05 | 2.5428e-06 | 0.00071361 | 0.00010031 | 0 | 0 | 0.00071361 | 0.00010031 | [11 empty] | WLDFR | HFTD - Distribution - Tier 2 - 3QU CoRE ¦ 1QU LoRE | Seismic - Red Flag Warning - Catastrophic Fires | 2027 | 2.9303e-11 | 1.4652e-11 | 3.7676e-11 | 21835.9781 | 428.6023 | 13939.561 | 7467.8148 | 0 | 0 | 0 | 2.4409e-08 |  | 6.3987e-07 | 0 | 6.3987e-07 | 3.1993e-07 | 0 | 3.1993e-07 | 8.2269e-07 | 0 | 8.2269e-07 | [16 empty] | 7.3.1.3 Ignition probability mapping showing the probability of ignition along the electric lines and equipmentWLDFRAggregatedAggregated | WLDFR | HFTD - Distribution - Tier 2 - 3QU CoRE ¦ 2QU LoRE | Non-Red Flag Warning - Large Fires | Aggregated | Aggregated | 2044 | 2.5006e-05 | 0 | 714.3308 | 0.017862 | 2044 | Mitigation | 0.08575 | 30 | 0 | esc | 0.0012005 | 3.0019e-08 | 0.00060025 | 1.501e-08 | 0.0015435 | 3.8596e-08
[35 empty] | 7.3.1.3 Ignition probability mapping showing the probability of ignition along the electric lines and equipment | WLDFR | HFTD - Distribution - Zone 1 - 4QU CoRE ¦ 1QU LoRE | 2051 | 0.13137 | 0 | 0 | 0 | 0 | 0 | 0 | 0 | 0 | 1.809e-05 | 0.00071361 | 0 | 0.00071361 | 1.8998e-05 | 0.00074939 | 0 | 0.00074939 | 0 | 0 | 9.3744e-05 | 9.8445e-05 | 1.809e-05 | 2.3765e-06 | 0.00071361 | 9.3744e-05 | 0 | 0 | 0.00071361 | 9.3744e-05 | [11 empty] | WLDFR | HFTD - Distribution - Tier 2 - 3QU CoRE ¦ 1QU LoRE | Seismic - Red Flag Warning - Catastrophic Fires | 2028 | 2.9303e-11 | 1.4652e-11 | 3.7676e-11 | 22783.187 | 453.261 | 14531.3357 | 7798.5904 | 0 | 0 | 0 | 2.4409e-08 |  | 6.6762e-07 | 0 | 6.6762e-07 | 3.3381e-07 | 0 | 3.3381e-07 | 8.5837e-07 | 0 | 8.5837e-07 | [16 empty] | 7.3.1.3 Ignition probability mapping showing the probability of ignition along the electric lines and equipmentWLDFRAggregatedAggregated | WLDFR | HFTD - Distribution - Tier 2 - 3QU CoRE ¦ 2QU LoRE | Non-Red Flag Warning - Large Fires | Aggregated | Aggregated | 2045 | 2.5006e-05 | 0 | 714.3308 | 0.017862 | 2045 | Mitigation | 0.08575 | 30 | 0 | esc | 0.0012005 | 3.0019e-08 | 0.00060025 | 1.501e-08 | 0.0015435 | 3.8596e-08
[35 empty] | 7.3.1.3 Ignition probability mapping showing the probability of ignition along the electric lines and equipment | WLDFR | HFTD - Distribution - Zone 1 - 4QU CoRE ¦ 1QU LoRE | 2052 | 0.12277 | 0 | 0 | 0 | 0 | 0 | 0 | 0 | 0 | 0 | 0 | 0 | 0 | 1.8998e-05 | 0.00074939 | 0 | 0.00074939 | 0 | 0 | 0 | 9.2005e-05 | 0 | 0 | 0 | 0 | 0 | 0 | 0 | 0 | [11 empty] | WLDFR | HFTD - Distribution - Tier 2 - 3QU CoRE ¦ 1QU LoRE | Seismic - Red Flag Warning - Catastrophic Fires | 2029 | 2.9303e-11 | 1.4652e-11 | 3.7676e-11 | 22783.187 | 453.261 | 14531.3357 | 7798.5904 | 0 | 0 | 0 | 2.4409e-08 |  | 6.6762e-07 | 0 | 6.6762e-07 | 3.3381e-07 | 0 | 3.3381e-07 | 8.5837e-07 | 0 | 8.5837e-07 | [16 empty] | 7.3.1.3 Ignition probability mapping showing the probability of ignition along the electric lines and equipmentWLDFRAggregatedAggregated | WLDFR | HFTD - Distribution - Tier 2 - 3QU CoRE ¦ 2QU LoRE | Non-Red Flag Warning - Large Fires | Aggregated | Aggregated | 2046 | 2.5006e-05 | 0 | 714.3308 | 0.017862 | 2046 | Mitigation | 0.08575 | 30 | 0 | esc | 0.0012005 | 3.0019e-08 | 0.00060025 | 1.501e-08 | 0.0015435 | 3.8596e-08
[35 empty] | 7.3.1.3 Ignition probability mapping showing the probability of ignition along the electric lines and equipment | WLDFR | HFTD - Distribution - Zone 1 - 5QU CoRE ¦ 1QU LoRE | 2020 | 1 | 0.00066322 | 0.00038623 | 0 | 0.00038623 | 0 | 0 | 0 | 0 | 0 | 0 | 0 | 0 | 0 | 0 | 0 | 0 | 0.00038623 | 0 | 0 | 0 | 0 | 0 | 0 | 0 | 0 | 0 | 0 | 0 | [11 empty] | WLDFR | HFTD - Distribution - Tier 2 - 3QU CoRE ¦ 1QU LoRE | Seismic - Red Flag Warning - Catastrophic Fires | 2030 | 2.9303e-11 | 1.4652e-11 | 3.7676e-11 | 22783.187 | 453.261 | 14531.3357 | 7798.5904 | 0 | 0 | 0 | 2.4409e-08 |  | 6.6762e-07 | 0 | 6.6762e-07 | 3.3381e-07 | 0 | 3.3381e-07 | 8.5837e-07 | 0 | 8.5837e-07 | [16 empty] | 7.3.1.3 Ignition probability mapping showing the probability of ignition along the electric lines and equipmentWLDFRAggregatedAggregated | WLDFR | HFTD - Distribution - Tier 2 - 3QU CoRE ¦ 2QU LoRE | Non-Red Flag Warning - Large Fires | Aggregated | Aggregated | 2047 | 2.5006e-05 | 0 | 714.3308 | 0.017862 | 2047 | Mitigation | 0.08575 | 30 | 0 | esc | 0.0012005 | 3.0019e-08 | 0.00060025 | 1.501e-08 | 0.0015435 | 3.8596e-08
[35 empty] | 7.3.1.3 Ignition probability mapping showing the probability of ignition along the electric lines and equipment | WLDFR | HFTD - Distribution - Zone 1 - 5QU CoRE ¦ 1QU LoRE | 2021 | 1 | 0.00066322 | 0.00038623 | 0 | 0.00038623 | 0.00041282 | 0.00024041 | 0 | 0.00024041 | 0 | 0 | 0 | 0 | 0 | 0 | 0 | 0 | 0.00038623 | 0.00024041 | 0 | 0 | 0 | 0 | 0 | 0 | 0 | 0 | 0 | 0 | [11 empty] | WLDFR | HFTD - Distribution - Tier 2 - 3QU CoRE ¦ 1QU LoRE | Seismic - Red Flag Warning - Catastrophic Fires | 2031 | 2.9303e-11 | 1.4652e-11 | 3.7676e-11 | 22783.187 | 453.261 | 14531.3357 | 7798.5904 | 0 | 0 | 0 | 2.4409e-08 |  | 6.6762e-07 | 0 | 6.6762e-07 | 3.3381e-07 | 0 | 3.3381e-07 | 8.5837e-07 | 0 | 8.5837e-07 | [16 empty] | 7.3.1.3 Ignition probability mapping showing the probability of ignition along the electric lines and equipmentWLDFRAggregatedAggregated | WLDFR | HFTD - Distribution - Tier 2 - 3QU CoRE ¦ 2QU LoRE | Non-Red Flag Warning - Large Fires | Aggregated | Aggregated | 2048 | 2.5006e-05 | 0 | 714.3308 | 0.017862 | 2048 | Mitigation | 0.08575 | 30 | 0 | esc | 0.0012005 | 3.0019e-08 | 0.00060025 | 1.501e-08 | 0.0015435 | 3.8596e-08
[35 empty] | 7.3.1.3 Ignition probability mapping showing the probability of ignition along the electric lines and equipment | WLDFR | HFTD - Distribution - Zone 1 - 5QU CoRE ¦ 1QU LoRE | 2022 | 0.93458 | 0.00066265 | 0.00038257 | 0 | 0.00038257 | 0.00041247 | 0.00023813 | 0 | 0.00023813 | 0.00094195 | 0.00054381 | 0 | 0.00054381 | 0 | 0 | 0 | 0 | 0.00035754 | 0.00022255 | 0.00050823 | 0 | 0.00094195 | 0.00088033 | 0.00054381 | 0.00050823 | 0 | 0 | 0.00054381 | 0.00050823 | [11 empty] | WLDFR | HFTD - Distribution - Tier 2 - 3QU CoRE ¦ 1QU LoRE | Seismic - Red Flag Warning - Catastrophic Fires | 2032 | 2.9303e-11 | 1.4652e-11 | 3.7676e-11 | 22783.187 | 453.261 | 14531.3357 | 7798.5904 | 0 | 0 | 0 | 2.4409e-08 |  | 6.6762e-07 | 0 | 6.6762e-07 | 3.3381e-07 | 0 | 3.3381e-07 | 8.5837e-07 | 0 | 8.5837e-07 | [16 empty] | 7.3.1.3 Ignition probability mapping showing the probability of ignition along the electric lines and equipmentWLDFRAggregatedAggregated | WLDFR | HFTD - Distribution - Tier 2 - 3QU CoRE ¦ 2QU LoRE | Non-Red Flag Warning - Large Fires | Aggregated | Aggregated | 2049 | 2.5006e-05 | 0 | 714.3308 | 0.017862 | 2049 | Mitigation | 0.08575 | 30 | 0 | esc | 0.0012005 | 3.0019e-08 | 0.00060025 | 1.501e-08 | 0.0015435 | 3.8596e-08
[35 empty] | 7.3.1.3 Ignition probability mapping showing the probability of ignition along the electric lines and equipment | WLDFR | HFTD - Distribution - Zone 1 - 5QU CoRE ¦ 1QU LoRE | 2023 | 0.87344 | 0.00066265 | 0.00039664 | 0 | 0.00039664 | 0.00041247 | 0.00024689 | 0 | 0.00024689 | 0.00094195 | 0.00056381 | 0 | 0.00056381 | 0.00098918 | 0.00059208 | 0 | 0.00059208 | 0.00034644 | 0.00021564 | 0.00049245 | 0.00051715 | 0.00094195 | 0.00082273 | 0.00056381 | 0.00049245 | 0 | 0 | 0.00056381 | 0.00049245 | [11 empty] | WLDFR | HFTD - Distribution - Tier 2 - 3QU CoRE ¦ 1QU LoRE | Seismic - Red Flag Warning - Catastrophic Fires | 2033 | 2.9303e-11 | 1.4652e-11 | 3.7676e-11 | 23835.2641 | 480.9649 | 15187.7294 | 8166.5698 | 0 | 0 | 0 | 2.4409e-08 |  | 6.9845e-07 | 0 | 6.9845e-07 | 3.4923e-07 | 0 | 3.4923e-07 | 8.9801e-07 | 0 | 8.9801e-07 | [16 empty] | 7.3.1.3 Ignition probability mapping showing the probability of ignition along the electric lines and equipmentWLDFRAggregatedAggregated | WLDFR | HFTD - Distribution - Tier 2 - 3QU CoRE ¦ 2QU LoRE | Non-Red Flag Warning - Large Fires | Aggregated | Aggregated | 2050 | 2.5006e-05 | 0 | 714.3308 | 0.017862 | 2050 | Mitigation | 0.08575 | 30 | 0 | esc | 0 | 0 | 0.00060025 | 1.501e-08 | 0.0015435 | 3.8596e-08
[35 empty] | 7.3.1.3 Ignition probability mapping showing the probability of ignition along the electric lines and equipment | WLDFR | HFTD - Distribution - Zone 1 - 5QU CoRE ¦ 1QU LoRE | 2024 | 0.8163 | 0.00066265 | 0.00039664 | 0 | 0.00039664 | 0.00041247 | 0.00024689 | 0 | 0.00024689 | 0.00094195 | 0.00056381 | 0 | 0.00056381 | 0.00098918 | 0.00059208 | 0 | 0.00059208 | 0.00032377 | 0.00020153 | 0.00046024 | 0.00048332 | 0.00094195 | 0.00076891 | 0.00056381 | 0.00046024 | 0 | 0 | 0.00056381 | 0.00046024 | [11 empty] | WLDFR | HFTD - Distribution - Tier 2 - 3QU CoRE ¦ 1QU LoRE | Seismic - Red Flag Warning - Catastrophic Fires | 2034 | 2.9303e-11 | 1.4652e-11 | 3.7676e-11 | 23835.2641 | 480.9649 | 15187.7294 | 8166.5698 | 0 | 0 | 0 | 2.4409e-08 |  | 6.9845e-07 | 0 | 6.9845e-07 | 3.4923e-07 | 0 | 3.4923e-07 | 8.9801e-07 | 0 | 8.9801e-07 | [16 empty] | 7.3.1.3 Ignition probability mapping showing the probability of ignition along the electric lines and equipmentWLDFRAggregatedAggregated | WLDFR | HFTD - Distribution - Tier 2 - 3QU CoRE ¦ 2QU LoRE | Non-Red Flag Warning - Large Fires | Aggregated | Aggregated | 2051 | 2.5006e-05 | 0 | 714.3308 | 0.017862 | 2051 | Mitigation | 0.08575 | 30 | 0 | esc | 0 | 0 | 0 | 0 | 0.0015435 | 3.8596e-08
[35 empty] | 7.3.1.3 Ignition probability mapping showing the probability of ignition along the electric lines and equipment | WLDFR | HFTD - Distribution - Zone 1 - 5QU CoRE ¦ 1QU LoRE | 2025 | 0.7629 | 0.00066265 | 0.00039664 | 0 | 0.00039664 | 0.00041247 | 0.00024689 | 0 | 0.00024689 | 0.00094195 | 0.00056381 | 0 | 0.00056381 | 0.00098918 | 0.00059208 | 0 | 0.00059208 | 0.00030259 | 0.00018835 | 0.00043013 | 0.0004517 | 0.00094195 | 0.00071861 | 0.00056381 | 0.00043013 | 0 | 0 | 0.00056381 | 0.00043013 | [11 empty] | WLDFR | HFTD - Distribution - Tier 2 - 3QU CoRE ¦ 1QU LoRE | Seismic - Red Flag Warning - Catastrophic Fires | 2035 | 2.9303e-11 | 1.4652e-11 | 3.7676e-11 | 23835.2641 | 480.9649 | 15187.7294 | 8166.5698 | 0 | 0 | 0 | 2.4409e-08 |  | 6.9845e-07 | 0 | 6.9845e-07 | 3.4923e-07 | 0 | 3.4923e-07 | 8.9801e-07 | 0 | 8.9801e-07 | [16 empty] | 7.3.1.3 Ignition probability mapping showing the probability of ignition along the electric lines and equipmentWLDFRAggregatedAggregated | WLDFR | HFTD - Distribution - Tier 2 - 3QU CoRE ¦ 2QU LoRE | Non-Red Flag Warning - Small Fires | Aggregated | Aggregated | 2021 | 0.0055673 | 0 | 714.3308 | 3.9769 | 2021 | Mitigation | 0.08575 | 30 | 0 | esc | 0.0012005 | 6.6836e-06 | 0.00060025 | 3.3418e-06 | 0 | 0
[35 empty] | 7.3.1.3 Ignition probability mapping showing the probability of ignition along the electric lines and equipment | WLDFR | HFTD - Distribution - Zone 1 - 5QU CoRE ¦ 1QU LoRE | 2026 | 0.71299 | 0.00066265 | 0.00039664 | 0 | 0.00039664 | 0.00041247 | 0.00024689 | 0 | 0.00024689 | 0.00094195 | 0.00056381 | 0 | 0.00056381 | 0.00098918 | 0.00059208 | 0 | 0.00059208 | 0.0002828 | 0.00017603 | 0.00040199 | 0.00042215 | 0.00094195 | 0.0006716 | 0.00056381 | 0.00040199 | 0 | 0 | 0.00056381 | 0.00040199 | [11 empty] | WLDFR | HFTD - Distribution - Tier 2 - 3QU CoRE ¦ 1QU LoRE | Seismic - Red Flag Warning - Catastrophic Fires | 2036 | 2.9303e-11 | 1.4652e-11 | 3.7676e-11 | 23835.2641 | 480.9649 | 15187.7294 | 8166.5698 | 0 | 0 | 0 | 2.4409e-08 |  | 6.9845e-07 | 0 | 6.9845e-07 | 3.4923e-07 | 0 | 3.4923e-07 | 8.9801e-07 | 0 | 8.9801e-07 | [16 empty] | 7.3.1.3 Ignition probability mapping showing the probability of ignition along the electric lines and equipmentWLDFRAggregatedAggregated | WLDFR | HFTD - Distribution - Tier 2 - 3QU CoRE ¦ 2QU LoRE | Non-Red Flag Warning - Small Fires | Aggregated | Aggregated | 2022 | 0.0055673 | 0 | 714.3308 | 3.9769 | 2022 | Mitigation | 0.08575 | 30 | 0 | esc | 0.0012005 | 6.6836e-06 | 0.00060025 | 3.3418e-06 | 0.0015435 | 8.5932e-06
[35 empty] | 7.3.1.3 Ignition probability mapping showing the probability of ignition along the electric lines and equipment | WLDFR | HFTD - Distribution - Zone 1 - 5QU CoRE ¦ 1QU LoRE | 2027 | 0.66634 | 0.00066265 | 0.00039664 | 0 | 0.00039664 | 0.00041247 | 0.00024689 | 0 | 0.00024689 | 0.00094195 | 0.00056381 | 0 | 0.00056381 | 0.00098918 | 0.00059208 | 0 | 0.00059208 | 0.0002643 | 0.00016451 | 0.00037569 | 0.00039453 | 0.00094195 | 0.00062766 | 0.00056381 | 0.00037569 | 0 | 0 | 0.00056381 | 0.00037569 | [11 empty] | WLDFR | HFTD - Distribution - Tier 2 - 3QU CoRE ¦ 1QU LoRE | Seismic - Red Flag Warning - Catastrophic Fires | 2037 | 2.9303e-11 | 1.4652e-11 | 3.7676e-11 | 23835.2641 | 480.9649 | 15187.7294 | 8166.5698 | 0 | 0 | 0 | 2.4409e-08 |  | 6.9845e-07 | 0 | 6.9845e-07 | 3.4923e-07 | 0 | 3.4923e-07 | 8.9801e-07 | 0 | 8.9801e-07 | [16 empty] | 7.3.1.3 Ignition probability mapping showing the probability of ignition along the electric lines and equipmentWLDFRAggregatedAggregated | WLDFR | HFTD - Distribution - Tier 2 - 3QU CoRE ¦ 2QU LoRE | Non-Red Flag Warning - Small Fires | Aggregated | Aggregated | 2023 | 0.0055673 | 0 | 714.3308 | 3.9769 | 2023 | Mitigation | 0.08575 | 30 | 0 | esc | 0.0012005 | 6.6836e-06 | 0.00060025 | 3.3418e-06 | 0.0015435 | 8.5932e-06
[35 empty] | 7.3.1.3 Ignition probability mapping showing the probability of ignition along the electric lines and equipment | WLDFR | HFTD - Distribution - Zone 1 - 5QU CoRE ¦ 1QU LoRE | 2028 | 0.62275 | 0.00066265 | 0.00041443 | 0 | 0.00041443 | 0.00041247 | 0.00025797 | 0 | 0.00025797 | 0.00094195 | 0.00058911 | 0 | 0.00058911 | 0.00098918 | 0.00061865 | 0 | 0.00061865 | 0.00025809 | 0.00016065 | 0.00036687 | 0.00038526 | 0.00094195 | 0.0005866 | 0.00058911 | 0.00036687 | 0 | 0 | 0.00058911 | 0.00036687 | [11 empty] | WLDFR | HFTD - Distribution - Tier 2 - 3QU CoRE ¦ 1QU LoRE | Seismic - Red Flag Warning - Catastrophic Fires | 2038 | 2.9303e-11 | 1.4652e-11 | 3.7676e-11 | 24976.6418 | 511.3745 | 15898.8237 | 8566.4437 | 0 | 0 | 0 | 2.4409e-08 |  | 7.319e-07 | 0 | 7.319e-07 | 3.6595e-07 | 0 | 3.6595e-07 | 9.4101e-07 | 0 | 9.4101e-07 | [16 empty] | 7.3.1.3 Ignition probability mapping showing the probability of ignition along the electric lines and equipmentWLDFRAggregatedAggregated | WLDFR | HFTD - Distribution - Tier 2 - 3QU CoRE ¦ 2QU LoRE | Non-Red Flag Warning - Small Fires | Aggregated | Aggregated | 2024 | 0.0055673 | 0 | 714.3308 | 3.9769 | 2024 | Mitigation | 0.08575 | 30 | 0 | esc | 0.0012005 | 6.6836e-06 | 0.00060025 | 3.3418e-06 | 0.0015435 | 8.5932e-06
[35 empty] | 7.3.1.3 Ignition probability mapping showing the probability of ignition along the electric lines and equipment | WLDFR | HFTD - Distribution - Zone 1 - 5QU CoRE ¦ 1QU LoRE | 2029 | 0.58201 | 0.00066265 | 0.00041443 | 0 | 0.00041443 | 0.00041247 | 0.00025797 | 0 | 0.00025797 | 0.00094195 | 0.00058911 | 0 | 0.00058911 | 0.00098918 | 0.00061865 | 0 | 0.00061865 | 0.0002412 | 0.00015014 | 0.00034287 | 0.00036006 | 0.00094195 | 0.00054822 | 0.00058911 | 0.00034287 | 0 | 0 | 0.00058911 | 0.00034287 | [11 empty] | WLDFR | HFTD - Distribution - Tier 2 - 3QU CoRE ¦ 1QU LoRE | Seismic - Red Flag Warning - Catastrophic Fires | 2039 | 2.9303e-11 | 1.4652e-11 | 3.7676e-11 | 24976.6418 | 511.3745 | 15898.8237 | 8566.4437 | 0 | 0 | 0 | 2.4409e-08 |  | 7.319e-07 | 0 | 7.319e-07 | 3.6595e-07 | 0 | 3.6595e-07 | 9.4101e-07 | 0 | 9.4101e-07 | [16 empty] | 7.3.1.3 Ignition probability mapping showing the probability of ignition along the electric lines and equipmentWLDFRAggregatedAggregated | WLDFR | HFTD - Distribution - Tier 2 - 3QU CoRE ¦ 2QU LoRE | Non-Red Flag Warning - Small Fires | Aggregated | Aggregated | 2025 | 0.0055673 | 0 | 714.3308 | 3.9769 | 2025 | Mitigation | 0.08575 | 30 | 0 | esc | 0.0012005 | 6.6836e-06 | 0.00060025 | 3.3418e-06 | 0.0015435 | 8.5932e-06
[35 empty] | 7.3.1.3 Ignition probability mapping showing the probability of ignition along the electric lines and equipment | WLDFR | HFTD - Distribution - Zone 1 - 5QU CoRE ¦ 1QU LoRE | 2030 | 0.54393 | 0.00066265 | 0.00041443 | 0 | 0.00041443 | 0.00041247 | 0.00025797 | 0 | 0.00025797 | 0.00094195 | 0.00058911 | 0 | 0.00058911 | 0.00098918 | 0.00061865 | 0 | 0.00061865 | 0.00022543 | 0.00014032 | 0.00032044 | 0.00033651 | 0.00094195 | 0.00051236 | 0.00058911 | 0.00032044 | 0 | 0 | 0.00058911 | 0.00032044 | [11 empty] | WLDFR | HFTD - Distribution - Tier 2 - 3QU CoRE ¦ 1QU LoRE | Seismic - Red Flag Warning - Catastrophic Fires | 2040 | 2.9303e-11 | 1.4652e-11 | 3.7676e-11 | 24976.6418 | 511.3745 | 15898.8237 | 8566.4437 | 0 | 0 | 0 | 2.4409e-08 |  | 7.319e-07 | 0 | 7.319e-07 | 3.6595e-07 | 0 | 3.6595e-07 | 9.4101e-07 | 0 | 9.4101e-07 | [16 empty] | 7.3.1.3 Ignition probability mapping showing the probability of ignition along the electric lines and equipmentWLDFRAggregatedAggregated | WLDFR | HFTD - Distribution - Tier 2 - 3QU CoRE ¦ 2QU LoRE | Non-Red Flag Warning - Small Fires | Aggregated | Aggregated | 2026 | 0.0055673 | 0 | 714.3308 | 3.9769 | 2026 | Mitigation | 0.08575 | 30 | 0 | esc | 0.0012005 | 6.6836e-06 | 0.00060025 | 3.3418e-06 | 0.0015435 | 8.5932e-06
[35 empty] | 7.3.1.3 Ignition probability mapping showing the probability of ignition along the electric lines and equipment | WLDFR | HFTD - Distribution - Zone 1 - 5QU CoRE ¦ 1QU LoRE | 2031 | 0.50835 | 0.00066265 | 0.00041443 | 0 | 0.00041443 | 0.00041247 | 0.00025797 | 0 | 0.00025797 | 0.00094195 | 0.00058911 | 0 | 0.00058911 | 0.00098918 | 0.00061865 | 0 | 0.00061865 | 0.00021068 | 0.00013114 | 0.00029947 | 0.00031449 | 0.00094195 | 0.00047884 | 0.00058911 | 0.00029947 | 0 | 0 | 0.00058911 | 0.00029947 | [11 empty] | WLDFR | HFTD - Distribution - Tier 2 - 3QU CoRE ¦ 1QU LoRE | Seismic - Red Flag Warning - Catastrophic Fires | 2041 | 2.9303e-11 | 1.4652e-11 | 3.7676e-11 | 24976.6418 | 511.3745 | 15898.8237 | 8566.4437 | 0 | 0 | 0 | 2.4409e-08 |  | 7.319e-07 | 0 | 7.319e-07 | 3.6595e-07 | 0 | 3.6595e-07 | 9.4101e-07 | 0 | 9.4101e-07 | [16 empty] | 7.3.1.3 Ignition probability mapping showing the probability of ignition along the electric lines and equipmentWLDFRAggregatedAggregated | WLDFR | HFTD - Distribution - Tier 2 - 3QU CoRE ¦ 2QU LoRE | Non-Red Flag Warning - Small Fires | Aggregated | Aggregated | 2027 | 0.0055673 | 0 | 714.3308 | 3.9769 | 2027 | Mitigation | 0.08575 | 30 | 0 | esc | 0.0012005 | 6.6836e-06 | 0.00060025 | 3.3418e-06 | 0.0015435 | 8.5932e-06
[35 empty] | 7.3.1.3 Ignition probability mapping showing the probability of ignition along the electric lines and equipment | WLDFR | HFTD - Distribution - Zone 1 - 5QU CoRE ¦ 1QU LoRE | 2032 | 0.47509 | 0.00066265 | 0.00041443 | 0 | 0.00041443 | 0.00041247 | 0.00025797 | 0 | 0.00025797 | 0.00094195 | 0.00058911 | 0 | 0.00058911 | 0.00098918 | 0.00061865 | 0 | 0.00061865 | 0.00019689 | 0.00012256 | 0.00027988 | 0.00029392 | 0.00094195 | 0.00044751 | 0.00058911 | 0.00027988 | 0 | 0 | 0.00058911 | 0.00027988 | [11 empty] | WLDFR | HFTD - Distribution - Tier 2 - 3QU CoRE ¦ 1QU LoRE | Seismic - Red Flag Warning - Catastrophic Fires | 2042 | 2.9303e-11 | 1.4652e-11 | 3.7676e-11 | 24976.6418 | 511.3745 | 15898.8237 | 8566.4437 | 0 | 0 | 0 | 2.4409e-08 |  | 7.319e-07 | 0 | 7.319e-07 | 3.6595e-07 | 0 | 3.6595e-07 | 9.4101e-07 | 0 | 9.4101e-07 | [16 empty] | 7.3.1.3 Ignition probability mapping showing the probability of ignition along the electric lines and equipmentWLDFRAggregatedAggregated | WLDFR | HFTD - Distribution - Tier 2 - 3QU CoRE ¦ 2QU LoRE | Non-Red Flag Warning - Small Fires | Aggregated | Aggregated | 2028 | 0.0055673 | 0 | 714.3308 | 3.9769 | 2028 | Mitigation | 0.08575 | 30 | 0 | esc | 0.0012005 | 6.6836e-06 | 0.00060025 | 3.3418e-06 | 0.0015435 | 8.5932e-06
[35 empty] | 7.3.1.3 Ignition probability mapping showing the probability of ignition along the electric lines and equipment | WLDFR | HFTD - Distribution - Zone 1 - 5QU CoRE ¦ 1QU LoRE | 2033 | 0.44401 | 0.00066265 | 0.0004343 | 0 | 0.0004343 | 0.00041247 | 0.00027033 | 0 | 0.00027033 | 0.00094195 | 0.00061734 | 0 | 0.00061734 | 0.00098918 | 0.0006483 | 0 | 0.0006483 | 0.00019283 | 0.00012003 | 0.00027411 | 0.00028785 | 0.00094195 | 0.00041824 | 0.00061734 | 0.00027411 | 0 | 0 | 0.00061734 | 0.00027411 | [11 empty] | WLDFR | HFTD - Distribution - Tier 2 - 3QU CoRE ¦ 1QU LoRE | Seismic - Red Flag Warning - Catastrophic Fires | 2043 | 2.9303e-11 | 1.4652e-11 | 3.7676e-11 | 26191.7278 | 544.1291 | 16654.7414 | 8992.8573 | 0 | 0 | 0 | 2.4409e-08 |  | 7.6751e-07 | 0 | 7.6751e-07 | 3.8375e-07 | 0 | 3.8375e-07 | 9.8679e-07 | 0 | 9.8679e-07 | [16 empty] | 7.3.1.3 Ignition probability mapping showing the probability of ignition along the electric lines and equipmentWLDFRAggregatedAggregated | WLDFR | HFTD - Distribution - Tier 2 - 3QU CoRE ¦ 2QU LoRE | Non-Red Flag Warning - Small Fires | Aggregated | Aggregated | 2029 | 0.0055673 | 0 | 714.3308 | 3.9769 | 2029 | Mitigation | 0.08575 | 30 | 0 | esc | 0.0012005 | 6.6836e-06 | 0.00060025 | 3.3418e-06 | 0.0015435 | 8.5932e-06
[35 empty] | 7.3.1.3 Ignition probability mapping showing the probability of ignition along the electric lines and equipment | WLDFR | HFTD - Distribution - Zone 1 - 5QU CoRE ¦ 1QU LoRE | 2034 | 0.41496 | 0.00066265 | 0.0004343 | 0 | 0.0004343 | 0.00041247 | 0.00027033 | 0 | 0.00027033 | 0.00094195 | 0.00061734 | 0 | 0.00061734 | 0.00098918 | 0.0006483 | 0 | 0.0006483 | 0.00018022 | 0.00011218 | 0.00025618 | 0.00026902 | 0.00094195 | 0.00039088 | 0.00061734 | 0.00025618 | 0 | 0 | 0.00061734 | 0.00025618 | [11 empty] | WLDFR | HFTD - Distribution - Tier 2 - 3QU CoRE ¦ 1QU LoRE | Seismic - Red Flag Warning - Catastrophic Fires | 2044 | 2.9303e-11 | 1.4652e-11 | 3.7676e-11 | 26191.7278 | 544.1291 | 16654.7414 | 8992.8573 | 0 | 0 | 0 | 2.4409e-08 |  | 7.6751e-07 | 0 | 7.6751e-07 | 3.8375e-07 | 0 | 3.8375e-07 | 9.8679e-07 | 0 | 9.8679e-07 | [16 empty] | 7.3.1.3 Ignition probability mapping showing the probability of ignition along the electric lines and equipmentWLDFRAggregatedAggregated | WLDFR | HFTD - Distribution - Tier 2 - 3QU CoRE ¦ 2QU LoRE | Non-Red Flag Warning - Small Fires | Aggregated | Aggregated | 2030 | 0.0055673 | 0 | 714.3308 | 3.9769 | 2030 | Mitigation | 0.08575 | 30 | 0 | esc | 0.0012005 | 6.6836e-06 | 0.00060025 | 3.3418e-06 | 0.0015435 | 8.5932e-06
[35 empty] | 7.3.1.3 Ignition probability mapping showing the probability of ignition along the electric lines and equipment | WLDFR | HFTD - Distribution - Zone 1 - 5QU CoRE ¦ 1QU LoRE | 2035 | 0.38782 | 0.00066265 | 0.0004343 | 0 | 0.0004343 | 0.00041247 | 0.00027033 | 0 | 0.00027033 | 0.00094195 | 0.00061734 | 0 | 0.00061734 | 0.00098918 | 0.0006483 | 0 | 0.0006483 | 0.00016843 | 0.00010484 | 0.00023942 | 0.00025142 | 0.00094195 | 0.0003653 | 0.00061734 | 0.00023942 | 0 | 0 | 0.00061734 | 0.00023942 | [11 empty] | WLDFR | HFTD - Distribution - Tier 2 - 3QU CoRE ¦ 1QU LoRE | Seismic - Red Flag Warning - Catastrophic Fires | 2045 | 2.9303e-11 | 1.4652e-11 | 3.7676e-11 | 26191.7278 | 544.1291 | 16654.7414 | 8992.8573 | 0 | 0 | 0 | 2.4409e-08 |  | 7.6751e-07 | 0 | 7.6751e-07 | 3.8375e-07 | 0 | 3.8375e-07 | 9.8679e-07 | 0 | 9.8679e-07 | [16 empty] | 7.3.1.3 Ignition probability mapping showing the probability of ignition along the electric lines and equipmentWLDFRAggregatedAggregated | WLDFR | HFTD - Distribution - Tier 2 - 3QU CoRE ¦ 2QU LoRE | Non-Red Flag Warning - Small Fires | Aggregated | Aggregated | 2031 | 0.0055673 | 0 | 714.3308 | 3.9769 | 2031 | Mitigation | 0.08575 | 30 | 0 | esc | 0.0012005 | 6.6836e-06 | 0.00060025 | 3.3418e-06 | 0.0015435 | 8.5932e-06
[35 empty] | 7.3.1.3 Ignition probability mapping showing the probability of ignition along the electric lines and equipment | WLDFR | HFTD - Distribution - Zone 1 - 5QU CoRE ¦ 1QU LoRE | 2036 | 0.36245 | 0.00066265 | 0.0004343 | 0 | 0.0004343 | 0.00041247 | 0.00027033 | 0 | 0.00027033 | 0.00094195 | 0.00061734 | 0 | 0.00061734 | 0.00098918 | 0.0006483 | 0 | 0.0006483 | 0.00015741 | 9.798e-05 | 0.00022375 | 0.00023497 | 0.00094195 | 0.00034141 | 0.00061734 | 0.00022375 | 0 | 0 | 0.00061734 | 0.00022375 | [11 empty] | WLDFR | HFTD - Distribution - Tier 2 - 3QU CoRE ¦ 1QU LoRE | Seismic - Red Flag Warning - Catastrophic Fires | 2046 | 2.9303e-11 | 1.4652e-11 | 3.7676e-11 | 26191.7278 | 544.1291 | 16654.7414 | 8992.8573 | 0 | 0 | 0 | 2.4409e-08 |  | 7.6751e-07 | 0 | 7.6751e-07 | 3.8375e-07 | 0 | 3.8375e-07 | 9.8679e-07 | 0 | 9.8679e-07 | [16 empty] | 7.3.1.3 Ignition probability mapping showing the probability of ignition along the electric lines and equipmentWLDFRAggregatedAggregated | WLDFR | HFTD - Distribution - Tier 2 - 3QU CoRE ¦ 2QU LoRE | Non-Red Flag Warning - Small Fires | Aggregated | Aggregated | 2032 | 0.0055673 | 0 | 714.3308 | 3.9769 | 2032 | Mitigation | 0.08575 | 30 | 0 | esc | 0.0012005 | 6.6836e-06 | 0.00060025 | 3.3418e-06 | 0.0015435 | 8.5932e-06
[35 empty] | 7.3.1.3 Ignition probability mapping showing the probability of ignition along the electric lines and equipment | WLDFR | HFTD - Distribution - Zone 1 - 5QU CoRE ¦ 1QU LoRE | 2037 | 0.33873 | 0.00066265 | 0.0004343 | 0 | 0.0004343 | 0.00041247 | 0.00027033 | 0 | 0.00027033 | 0.00094195 | 0.00061734 | 0 | 0.00061734 | 0.00098918 | 0.0006483 | 0 | 0.0006483 | 0.00014711 | 9.157e-05 | 0.00020912 | 0.0002196 | 0.00094195 | 0.00031907 | 0.00061734 | 0.00020912 | 0 | 0 | 0.00061734 | 0.00020912 | [11 empty] | WLDFR | HFTD - Distribution - Tier 2 - 3QU CoRE ¦ 1QU LoRE | Seismic - Red Flag Warning - Catastrophic Fires | 2047 | 2.9303e-11 | 1.4652e-11 | 3.7676e-11 | 26191.7278 | 544.1291 | 16654.7414 | 8992.8573 | 0 | 0 | 0 | 2.4409e-08 |  | 7.6751e-07 | 0 | 7.6751e-07 | 3.8375e-07 | 0 | 3.8375e-07 | 9.8679e-07 | 0 | 9.8679e-07 | [16 empty] | 7.3.1.3 Ignition probability mapping showing the probability of ignition along the electric lines and equipmentWLDFRAggregatedAggregated | WLDFR | HFTD - Distribution - Tier 2 - 3QU CoRE ¦ 2QU LoRE | Non-Red Flag Warning - Small Fires | Aggregated | Aggregated | 2033 | 0.0055673 | 0 | 714.3308 | 3.9769 | 2033 | Mitigation | 0.08575 | 30 | 0 | esc | 0.0012005 | 6.6836e-06 | 0.00060025 | 3.3418e-06 | 0.0015435 | 8.5932e-06
[35 empty] | 7.3.1.3 Ignition probability mapping showing the probability of ignition along the electric lines and equipment | WLDFR | HFTD - Distribution - Zone 1 - 5QU CoRE ¦ 1QU LoRE | 2038 | 0.31657 | 0.00066265 | 0.00045596 | 0 | 0.00045596 | 0.00041247 | 0.00028381 | 0 | 0.00028381 | 0.00094195 | 0.00064814 | 0 | 0.00064814 | 0.00098918 | 0.00068064 | 0 | 0.00068064 | 0.00014435 | 8.9848e-05 | 0.00020518 | 0.00021547 | 0.00094195 | 0.0002982 | 0.00064814 | 0.00020518 | 0 | 0 | 0.00064814 | 0.00020518 | [11 empty] | WLDFR | HFTD - Distribution - Tier 2 - 3QU CoRE ¦ 1QU LoRE | Seismic - Red Flag Warning - Catastrophic Fires | 2048 | 2.9303e-11 | 1.4652e-11 | 3.7676e-11 | 27464.7227 | 578.8407 | 17445.538 | 9440.3441 | 0 | 0 | 0 | 2.4409e-08 |  | 8.0481e-07 | 0 | 8.0481e-07 | 4.024e-07 | 0 | 4.024e-07 | 1.0348e-06 | 0 | 1.0348e-06 | [16 empty] | 7.3.1.3 Ignition probability mapping showing the probability of ignition along the electric lines and equipmentWLDFRAggregatedAggregated | WLDFR | HFTD - Distribution - Tier 2 - 3QU CoRE ¦ 2QU LoRE | Non-Red Flag Warning - Small Fires | Aggregated | Aggregated | 2034 | 0.0055673 | 0 | 714.3308 | 3.9769 | 2034 | Mitigation | 0.08575 | 30 | 0 | esc | 0.0012005 | 6.6836e-06 | 0.00060025 | 3.3418e-06 | 0.0015435 | 8.5932e-06
[35 empty] | 7.3.1.3 Ignition probability mapping showing the probability of ignition along the electric lines and equipment | WLDFR | HFTD - Distribution - Zone 1 - 5QU CoRE ¦ 1QU LoRE | 2039 | 0.29586 | 0.00066265 | 0.00045596 | 0 | 0.00045596 | 0.00041247 | 0.00028381 | 0 | 0.00028381 | 0.00094195 | 0.00064814 | 0 | 0.00064814 | 0.00098918 | 0.00068064 | 0 | 0.00068064 | 0.0001349 | 8.397e-05 | 0.00019176 | 0.00020138 | 0.00094195 | 0.00027869 | 0.00064814 | 0.00019176 | 0 | 0 | 0.00064814 | 0.00019176 | [11 empty] | WLDFR | HFTD - Distribution - Tier 2 - 3QU CoRE ¦ 1QU LoRE | Seismic - Red Flag Warning - Catastrophic Fires | 2049 | 2.9303e-11 | 1.4652e-11 | 3.7676e-11 | 27464.7227 | 578.8407 | 17445.538 | 9440.3441 | 0 | 0 | 0 | 2.4409e-08 |  | 8.0481e-07 | 0 | 8.0481e-07 | 4.024e-07 | 0 | 4.024e-07 | 1.0348e-06 | 0 | 1.0348e-06 | [16 empty] | 7.3.1.3 Ignition probability mapping showing the probability of ignition along the electric lines and equipmentWLDFRAggregatedAggregated | WLDFR | HFTD - Distribution - Tier 2 - 3QU CoRE ¦ 2QU LoRE | Non-Red Flag Warning - Small Fires | Aggregated | Aggregated | 2035 | 0.0055673 | 0 | 714.3308 | 3.9769 | 2035 | Mitigation | 0.08575 | 30 | 0 | esc | 0.0012005 | 6.6836e-06 | 0.00060025 | 3.3418e-06 | 0.0015435 | 8.5932e-06
[35 empty] | 7.3.1.3 Ignition probability mapping showing the probability of ignition along the electric lines and equipment | WLDFR | HFTD - Distribution - Zone 1 - 5QU CoRE ¦ 1QU LoRE | 2040 | 0.27651 | 0.00066265 | 0.00045596 | 0 | 0.00045596 | 0.00041247 | 0.00028381 | 0 | 0.00028381 | 0.00094195 | 0.00064814 | 0 | 0.00064814 | 0.00098918 | 0.00068064 | 0 | 0.00068064 | 0.00012608 | 7.8477e-05 | 0.00017922 | 0.0001882 | 0.00094195 | 0.00026046 | 0.00064814 | 0.00017922 | 0 | 0 | 0.00064814 | 0.00017922 | [11 empty] | WLDFR | HFTD - Distribution - Tier 2 - 3QU CoRE ¦ 1QU LoRE | Seismic - Red Flag Warning - Catastrophic Fires | 2050 | 0 | 1.4652e-11 | 3.7676e-11 | 27464.7227 | 578.8407 | 17445.538 | 9440.3441 | 0 | 0 | 0 | 2.4409e-08 |  | 0 | 0 | 0 | 4.024e-07 | 0 | 4.024e-07 | 1.0348e-06 | 0 | 1.0348e-06 | [16 empty] | 7.3.1.3 Ignition probability mapping showing the probability of ignition along the electric lines and equipmentWLDFRAggregatedAggregated | WLDFR | HFTD - Distribution - Tier 2 - 3QU CoRE ¦ 2QU LoRE | Non-Red Flag Warning - Small Fires | Aggregated | Aggregated | 2036 | 0.0055673 | 0 | 714.3308 | 3.9769 | 2036 | Mitigation | 0.08575 | 30 | 0 | esc | 0.0012005 | 6.6836e-06 | 0.00060025 | 3.3418e-06 | 0.0015435 | 8.5932e-06
[35 empty] | 7.3.1.3 Ignition probability mapping showing the probability of ignition along the electric lines and equipment | WLDFR | HFTD - Distribution - Zone 1 - 5QU CoRE ¦ 1QU LoRE | 2041 | 0.25842 | 0.00066265 | 0.00045596 | 0 | 0.00045596 | 0.00041247 | 0.00028381 | 0 | 0.00028381 | 0.00094195 | 0.00064814 | 0 | 0.00064814 | 0.00098918 | 0.00068064 | 0 | 0.00068064 | 0.00011783 | 7.3343e-05 | 0.00016749 | 0.00017589 | 0.00094195 | 0.00024342 | 0.00064814 | 0.00016749 | 0 | 0 | 0.00064814 | 0.00016749 | [11 empty] | WLDFR | HFTD - Distribution - Tier 2 - 3QU CoRE ¦ 1QU LoRE | Seismic - Red Flag Warning - Catastrophic Fires | 2051 | 0 | 0 | 3.7676e-11 | 27464.7227 | 578.8407 | 17445.538 | 9440.3441 | 0 | 0 | 0 | 2.4409e-08 |  | 0 | 0 | 0 | 0 | 0 | 0 | 1.0348e-06 | 0 | 1.0348e-06 | [16 empty] | 7.3.1.3 Ignition probability mapping showing the probability of ignition along the electric lines and equipmentWLDFRAggregatedAggregated | WLDFR | HFTD - Distribution - Tier 2 - 3QU CoRE ¦ 2QU LoRE | Non-Red Flag Warning - Small Fires | Aggregated | Aggregated | 2037 | 0.0055673 | 0 | 714.3308 | 3.9769 | 2037 | Mitigation | 0.08575 | 30 | 0 | esc | 0.0012005 | 6.6836e-06 | 0.00060025 | 3.3418e-06 | 0.0015435 | 8.5932e-06
[35 empty] | 7.3.1.3 Ignition probability mapping showing the probability of ignition along the electric lines and equipment | WLDFR | HFTD - Distribution - Zone 1 - 5QU CoRE ¦ 1QU LoRE | 2042 | 0.24151 | 0.00066265 | 0.00045596 | 0 | 0.00045596 | 0.00041247 | 0.00028381 | 0 | 0.00028381 | 0.00094195 | 0.00064814 | 0 | 0.00064814 | 0.00098918 | 0.00068064 | 0 | 0.00068064 | 0.00011012 | 6.8545e-05 | 0.00015653 | 0.00016438 | 0.00094195 | 0.00022749 | 0.00064814 | 0.00015653 | 0 | 0 | 0.00064814 | 0.00015653 | [11 empty] | WLDFR | HFTD - Distribution - Tier 2 - 3QU CoRE ¦ 2QU LoRE | Non-Red Flag Warning - Catastrophic Fires | 2020 | 2.6399e-09 | 0 | 0 | 14146.1306 | 222.2294 | 8585.7228 | 5338.1784 | 0 | 0 | 0 | 2.199e-06 |  | 3.7344e-05 | 0 | 3.7344e-05 | 0 | 0 | 0 | 0 | 0 | 0 | [16 empty] | 7.3.1.3 Ignition probability mapping showing the probability of ignition along the electric lines and equipmentWLDFRAggregatedAggregated | WLDFR | HFTD - Distribution - Tier 2 - 3QU CoRE ¦ 2QU LoRE | Non-Red Flag Warning - Small Fires | Aggregated | Aggregated | 2038 | 0.0055673 | 0 | 714.3308 | 3.9769 | 2038 | Mitigation | 0.08575 | 30 | 0 | esc | 0.0012005 | 6.6836e-06 | 0.00060025 | 3.3418e-06 | 0.0015435 | 8.5932e-06
[35 empty] | 7.3.1.3 Ignition probability mapping showing the probability of ignition along the electric lines and equipment | WLDFR | HFTD - Distribution - Zone 1 - 5QU CoRE ¦ 1QU LoRE | 2043 | 0.22571 | 0.00066265 | 0.00047915 | 0 | 0.00047915 | 0.00041247 | 0.00029825 | 0 | 0.00029825 | 0.00094195 | 0.0006811 | 0 | 0.0006811 | 0.00098918 | 0.00071525 | 0 | 0.00071525 | 0.00010815 | 6.7319e-05 | 0.00015373 | 0.00016144 | 0.00094195 | 0.00021261 | 0.0006811 | 0.00015373 | 0 | 0 | 0.0006811 | 0.00015373 | [11 empty] | WLDFR | HFTD - Distribution - Tier 2 - 3QU CoRE ¦ 2QU LoRE | Non-Red Flag Warning - Catastrophic Fires | 2021 | 2.6399e-09 | 1.3199e-09 | 0 | 14146.1306 | 222.2294 | 8585.7228 | 5338.1784 | 0 | 0 | 0 | 2.199e-06 |  | 3.7344e-05 | 0 | 3.7344e-05 | 1.8672e-05 | 0 | 1.8672e-05 | 0 | 0 | 0 | [16 empty] | 7.3.1.3 Ignition probability mapping showing the probability of ignition along the electric lines and equipmentWLDFRAggregatedAggregated | WLDFR | HFTD - Distribution - Tier 2 - 3QU CoRE ¦ 2QU LoRE | Non-Red Flag Warning - Small Fires | Aggregated | Aggregated | 2039 | 0.0055673 | 0 | 714.3308 | 3.9769 | 2039 | Mitigation | 0.08575 | 30 | 0 | esc | 0.0012005 | 6.6836e-06 | 0.00060025 | 3.3418e-06 | 0.0015435 | 8.5932e-06
[35 empty] | 7.3.1.3 Ignition probability mapping showing the probability of ignition along the electric lines and equipment | WLDFR | HFTD - Distribution - Zone 1 - 5QU CoRE ¦ 1QU LoRE | 2044 | 0.21095 | 0.00066265 | 0.00047915 | 0 | 0.00047915 | 0.00041247 | 0.00029825 | 0 | 0.00029825 | 0.00094195 | 0.0006811 | 0 | 0.0006811 | 0.00098918 | 0.00071525 | 0 | 0.00071525 | 0.00010108 | 6.2915e-05 | 0.00014368 | 0.00015088 | 0.00094195 | 0.0001987 | 0.0006811 | 0.00014368 | 0 | 0 | 0.0006811 | 0.00014368 | [11 empty] | WLDFR | HFTD - Distribution - Tier 2 - 3QU CoRE ¦ 2QU LoRE | Non-Red Flag Warning - Catastrophic Fires | 2022 | 2.6399e-09 | 1.3199e-09 | 3.3942e-09 | 14146.1306 | 222.2294 | 8585.7228 | 5338.1784 | 0 | 0 | 0 | 2.199e-06 |  | 3.7344e-05 | 0 | 3.7344e-05 | 1.8672e-05 | 0 | 1.8672e-05 | 4.8014e-05 | 0 | 4.8014e-05 | [16 empty] | 7.3.1.3 Ignition probability mapping showing the probability of ignition along the electric lines and equipmentWLDFRAggregatedAggregated | WLDFR | HFTD - Distribution - Tier 2 - 3QU CoRE ¦ 2QU LoRE | Non-Red Flag Warning - Small Fires | Aggregated | Aggregated | 2040 | 0.0055673 | 0 | 714.3308 | 3.9769 | 2040 | Mitigation | 0.08575 | 30 | 0 | esc | 0.0012005 | 6.6836e-06 | 0.00060025 | 3.3418e-06 | 0.0015435 | 8.5932e-06
[35 empty] | 7.3.1.3 Ignition probability mapping showing the probability of ignition along the electric lines and equipment | WLDFR | HFTD - Distribution - Zone 1 - 5QU CoRE ¦ 1QU LoRE | 2045 | 0.19715 | 0.00066265 | 0.00047915 | 0 | 0.00047915 | 0.00041247 | 0.00029825 | 0 | 0.00029825 | 0.00094195 | 0.0006811 | 0 | 0.0006811 | 0.00098918 | 0.00071525 | 0 | 0.00071525 | 9.4463e-05 | 5.8799e-05 | 0.00013428 | 0.00014101 | 0.00094195 | 0.0001857 | 0.0006811 | 0.00013428 | 0 | 0 | 0.0006811 | 0.00013428 | [11 empty] | WLDFR | HFTD - Distribution - Tier 2 - 3QU CoRE ¦ 2QU LoRE | Non-Red Flag Warning - Catastrophic Fires | 2023 | 2.6399e-09 | 1.3199e-09 | 3.3942e-09 | 14664.6376 | 233.2301 | 8896.516 | 5534.8915 | 0 | 0 | 0 | 2.199e-06 |  | 3.8713e-05 | 0 | 3.8713e-05 | 1.9357e-05 | 0 | 1.9357e-05 | 4.9774e-05 | 0 | 4.9774e-05 | [16 empty] | 7.3.1.3 Ignition probability mapping showing the probability of ignition along the electric lines and equipmentWLDFRAggregatedAggregated | WLDFR | HFTD - Distribution - Tier 2 - 3QU CoRE ¦ 2QU LoRE | Non-Red Flag Warning - Small Fires | Aggregated | Aggregated | 2041 | 0.0055673 | 0 | 714.3308 | 3.9769 | 2041 | Mitigation | 0.08575 | 30 | 0 | esc | 0.0012005 | 6.6836e-06 | 0.00060025 | 3.3418e-06 | 0.0015435 | 8.5932e-06
[35 empty] | 7.3.1.3 Ignition probability mapping showing the probability of ignition along the electric lines and equipment | WLDFR | HFTD - Distribution - Zone 1 - 5QU CoRE ¦ 1QU LoRE | 2046 | 0.18425 | 0.00066265 | 0.00047915 | 0 | 0.00047915 | 0.00041247 | 0.00029825 | 0 | 0.00029825 | 0.00094195 | 0.0006811 | 0 | 0.0006811 | 0.00098918 | 0.00071525 | 0 | 0.00071525 | 8.8283e-05 | 5.4952e-05 | 0.00012549 | 0.00013179 | 0.00094195 | 0.00017355 | 0.0006811 | 0.00012549 | 0 | 0 | 0.0006811 | 0.00012549 | [11 empty] | WLDFR | HFTD - Distribution - Tier 2 - 3QU CoRE ¦ 2QU LoRE | Non-Red Flag Warning - Catastrophic Fires | 2024 | 2.6399e-09 | 1.3199e-09 | 3.3942e-09 | 14664.6376 | 233.2301 | 8896.516 | 5534.8915 | 0 | 0 | 0 | 2.199e-06 |  | 3.8713e-05 | 0 | 3.8713e-05 | 1.9357e-05 | 0 | 1.9357e-05 | 4.9774e-05 | 0 | 4.9774e-05 | [16 empty] | 7.3.1.3 Ignition probability mapping showing the probability of ignition along the electric lines and equipmentWLDFRAggregatedAggregated | WLDFR | HFTD - Distribution - Tier 2 - 3QU CoRE ¦ 2QU LoRE | Non-Red Flag Warning - Small Fires | Aggregated | Aggregated | 2042 | 0.0055673 | 0 | 714.3308 | 3.9769 | 2042 | Mitigation | 0.08575 | 30 | 0 | esc | 0.0012005 | 6.6836e-06 | 0.00060025 | 3.3418e-06 | 0.0015435 | 8.5932e-06
[35 empty] | 7.3.1.3 Ignition probability mapping showing the probability of ignition along the electric lines and equipment | WLDFR | HFTD - Distribution - Zone 1 - 5QU CoRE ¦ 1QU LoRE | 2047 | 0.1722 | 0.00066265 | 0.00047915 | 0 | 0.00047915 | 0.00041247 | 0.00029825 | 0 | 0.00029825 | 0.00094195 | 0.0006811 | 0 | 0.0006811 | 0.00098918 | 0.00071525 | 0 | 0.00071525 | 8.2507e-05 | 5.1357e-05 | 0.00011728 | 0.00012316 | 0.00094195 | 0.0001622 | 0.0006811 | 0.00011728 | 0 | 0 | 0.0006811 | 0.00011728 | [11 empty] | WLDFR | HFTD - Distribution - Tier 2 - 3QU CoRE ¦ 2QU LoRE | Non-Red Flag Warning - Catastrophic Fires | 2025 | 2.6399e-09 | 1.3199e-09 | 3.3942e-09 | 14664.6376 | 233.2301 | 8896.516 | 5534.8915 | 0 | 0 | 0 | 2.199e-06 |  | 3.8713e-05 | 0 | 3.8713e-05 | 1.9357e-05 | 0 | 1.9357e-05 | 4.9774e-05 | 0 | 4.9774e-05 | [16 empty] | 7.3.1.3 Ignition probability mapping showing the probability of ignition along the electric lines and equipmentWLDFRAggregatedAggregated | WLDFR | HFTD - Distribution - Tier 2 - 3QU CoRE ¦ 2QU LoRE | Non-Red Flag Warning - Small Fires | Aggregated | Aggregated | 2043 | 0.0055673 | 0 | 714.3308 | 3.9769 | 2043 | Mitigation | 0.08575 | 30 | 0 | esc | 0.0012005 | 6.6836e-06 | 0.00060025 | 3.3418e-06 | 0.0015435 | 8.5932e-06
[35 empty] | 7.3.1.3 Ignition probability mapping showing the probability of ignition along the electric lines and equipment | WLDFR | HFTD - Distribution - Zone 1 - 5QU CoRE ¦ 1QU LoRE | 2048 | 0.16093 | 0.00066265 | 0.00050359 | 0 | 0.00050359 | 0.00041247 | 0.00031346 | 0 | 0.00031346 | 0.00094195 | 0.00071584 | 0 | 0.00071584 | 0.00098918 | 0.00075174 | 0 | 0.00075174 | 8.1043e-05 | 5.0445e-05 | 0.0001152 | 0.00012098 | 0.00094195 | 0.00015159 | 0.00071584 | 0.0001152 | 0 | 0 | 0.00071584 | 0.0001152 | [11 empty] | WLDFR | HFTD - Distribution - Tier 2 - 3QU CoRE ¦ 2QU LoRE | Non-Red Flag Warning - Catastrophic Fires | 2026 | 2.6399e-09 | 1.3199e-09 | 3.3942e-09 | 14664.6376 | 233.2301 | 8896.516 | 5534.8915 | 0 | 0 | 0 | 2.199e-06 |  | 3.8713e-05 | 0 | 3.8713e-05 | 1.9357e-05 | 0 | 1.9357e-05 | 4.9774e-05 | 0 | 4.9774e-05 | [16 empty] | 7.3.1.3 Ignition probability mapping showing the probability of ignition along the electric lines and equipmentWLDFRAggregatedAggregated | WLDFR | HFTD - Distribution - Tier 2 - 3QU CoRE ¦ 2QU LoRE | Non-Red Flag Warning - Small Fires | Aggregated | Aggregated | 2044 | 0.0055673 | 0 | 714.3308 | 3.9769 | 2044 | Mitigation | 0.08575 | 30 | 0 | esc | 0.0012005 | 6.6836e-06 | 0.00060025 | 3.3418e-06 | 0.0015435 | 8.5932e-06
[35 empty] | 7.3.1.3 Ignition probability mapping showing the probability of ignition along the electric lines and equipment | WLDFR | HFTD - Distribution - Zone 1 - 5QU CoRE ¦ 1QU LoRE | 2049 | 0.1504 | 0.00066265 | 0.00050359 | 0 | 0.00050359 | 0.00041247 | 0.00031346 | 0 | 0.00031346 | 0.00094195 | 0.00071584 | 0 | 0.00071584 | 0.00098918 | 0.00075174 | 0 | 0.00075174 | 7.5741e-05 | 4.7145e-05 | 0.00010766 | 0.00011306 | 0.00094195 | 0.00014167 | 0.00071584 | 0.00010766 | 0 | 0 | 0.00071584 | 0.00010766 | [11 empty] | WLDFR | HFTD - Distribution - Tier 2 - 3QU CoRE ¦ 2QU LoRE | Non-Red Flag Warning - Catastrophic Fires | 2027 | 2.6399e-09 | 1.3199e-09 | 3.3942e-09 | 14664.6376 | 233.2301 | 8896.516 | 5534.8915 | 0 | 0 | 0 | 2.199e-06 |  | 3.8713e-05 | 0 | 3.8713e-05 | 1.9357e-05 | 0 | 1.9357e-05 | 4.9774e-05 | 0 | 4.9774e-05 | [16 empty] | 7.3.1.3 Ignition probability mapping showing the probability of ignition along the electric lines and equipmentWLDFRAggregatedAggregated | WLDFR | HFTD - Distribution - Tier 2 - 3QU CoRE ¦ 2QU LoRE | Non-Red Flag Warning - Small Fires | Aggregated | Aggregated | 2045 | 0.0055673 | 0 | 714.3308 | 3.9769 | 2045 | Mitigation | 0.08575 | 30 | 0 | esc | 0.0012005 | 6.6836e-06 | 0.00060025 | 3.3418e-06 | 0.0015435 | 8.5932e-06
[35 empty] | 7.3.1.3 Ignition probability mapping showing the probability of ignition along the electric lines and equipment | WLDFR | HFTD - Distribution - Zone 1 - 5QU CoRE ¦ 1QU LoRE | 2050 | 0.14056 | 0 | 0 | 0 | 0 | 0.00041247 | 0.00031346 | 0 | 0.00031346 | 0.00094195 | 0.00071584 | 0 | 0.00071584 | 0.00098918 | 0.00075174 | 0 | 0.00075174 | 0 | 4.4061e-05 | 0.00010062 | 0.00010567 | 0.00094195 | 0.0001324 | 0.00071584 | 0.00010062 | 0 | 0 | 0.00071584 | 0.00010062 | [11 empty] | WLDFR | HFTD - Distribution - Tier 2 - 3QU CoRE ¦ 2QU LoRE | Non-Red Flag Warning - Catastrophic Fires | 2028 | 2.6399e-09 | 1.3199e-09 | 3.3942e-09 | 15317.9909 | 247.273 | 9287.6491 | 5783.0689 | 0 | 0 | 0 | 2.199e-06 |  | 4.0438e-05 | 0 | 4.0438e-05 | 2.0219e-05 | 0 | 2.0219e-05 | 5.1992e-05 | 0 | 5.1992e-05 | [16 empty] | 7.3.1.3 Ignition probability mapping showing the probability of ignition along the electric lines and equipmentWLDFRAggregatedAggregated | WLDFR | HFTD - Distribution - Tier 2 - 3QU CoRE ¦ 2QU LoRE | Non-Red Flag Warning - Small Fires | Aggregated | Aggregated | 2046 | 0.0055673 | 0 | 714.3308 | 3.9769 | 2046 | Mitigation | 0.08575 | 30 | 0 | esc | 0.0012005 | 6.6836e-06 | 0.00060025 | 3.3418e-06 | 0.0015435 | 8.5932e-06
[35 empty] | 7.3.1.3 Ignition probability mapping showing the probability of ignition along the electric lines and equipment | WLDFR | HFTD - Distribution - Zone 1 - 5QU CoRE ¦ 1QU LoRE | 2051 | 0.13137 | 0 | 0 | 0 | 0 | 0 | 0 | 0 | 0 | 0.00094195 | 0.00071584 | 0 | 0.00071584 | 0.00098918 | 0.00075174 | 0 | 0.00075174 | 0 | 0 | 9.4038e-05 | 9.8753e-05 | 0.00094195 | 0.00012374 | 0.00071584 | 9.4038e-05 | 0 | 0 | 0.00071584 | 9.4038e-05 | [11 empty] | WLDFR | HFTD - Distribution - Tier 2 - 3QU CoRE ¦ 2QU LoRE | Non-Red Flag Warning - Catastrophic Fires | 2029 | 2.6399e-09 | 1.3199e-09 | 3.3942e-09 | 15317.9909 | 247.273 | 9287.6491 | 5783.0689 | 0 | 0 | 0 | 2.199e-06 |  | 4.0438e-05 | 0 | 4.0438e-05 | 2.0219e-05 | 0 | 2.0219e-05 | 5.1992e-05 | 0 | 5.1992e-05 | [16 empty] | 7.3.1.3 Ignition probability mapping showing the probability of ignition along the electric lines and equipmentWLDFRAggregatedAggregated | WLDFR | HFTD - Distribution - Tier 2 - 3QU CoRE ¦ 2QU LoRE | Non-Red Flag Warning - Small Fires | Aggregated | Aggregated | 2047 | 0.0055673 | 0 | 714.3308 | 3.9769 | 2047 | Mitigation | 0.08575 | 30 | 0 | esc | 0.0012005 | 6.6836e-06 | 0.00060025 | 3.3418e-06 | 0.0015435 | 8.5932e-06
[35 empty] | 7.3.1.3 Ignition probability mapping showing the probability of ignition along the electric lines and equipment | WLDFR | HFTD - Distribution - Zone 1 - 5QU CoRE ¦ 1QU LoRE | 2052 | 0.12277 | 0 | 0 | 0 | 0 | 0 | 0 | 0 | 0 | 0 | 0 | 0 | 0 | 0.00098918 | 0.00075174 | 0 | 0.00075174 | 0 | 0 | 0 | 9.2293e-05 | 0 | 0 | 0 | 0 | 0 | 0 | 0 | 0 | [11 empty] | WLDFR | HFTD - Distribution - Tier 2 - 3QU CoRE ¦ 2QU LoRE | Non-Red Flag Warning - Catastrophic Fires | 2030 | 2.6399e-09 | 1.3199e-09 | 3.3942e-09 | 15317.9909 | 247.273 | 9287.6491 | 5783.0689 | 0 | 0 | 0 | 2.199e-06 |  | 4.0438e-05 | 0 | 4.0438e-05 | 2.0219e-05 | 0 | 2.0219e-05 | 5.1992e-05 | 0 | 5.1992e-05 | [16 empty] | 7.3.1.3 Ignition probability mapping showing the probability of ignition along the electric lines and equipmentWLDFRAggregatedAggregated | WLDFR | HFTD - Distribution - Tier 2 - 3QU CoRE ¦ 2QU LoRE | Non-Red Flag Warning - Small Fires | Aggregated | Aggregated | 2048 | 0.0055673 | 0 | 714.3308 | 3.9769 | 2048 | Mitigation | 0.08575 | 30 | 0 | esc | 0.0012005 | 6.6836e-06 | 0.00060025 | 3.3418e-06 | 0.0015435 | 8.5932e-06
[35 empty] | 7.3.1.3 Ignition probability mapping showing the probability of ignition along the electric lines and equipment | WLDFR | HFTD - Distribution - Zone 1 - 5QU CoRE ¦ 4QU LoRE | 2020 | 1 | 3.4994e-06 | 9.8391e-07 | 0 | 9.8391e-07 | 0 | 0 | 0 | 0 | 0 | 0 | 0 | 0 | 0 | 0 | 0 | 0 | 9.8391e-07 | 0 | 0 | 0 | 0 | 0 | 0 | 0 | 0 | 0 | 0 | 0 | [11 empty] | WLDFR | HFTD - Distribution - Tier 2 - 3QU CoRE ¦ 2QU LoRE | Non-Red Flag Warning - Catastrophic Fires | 2031 | 2.6399e-09 | 1.3199e-09 | 3.3942e-09 | 15317.9909 | 247.273 | 9287.6491 | 5783.0689 | 0 | 0 | 0 | 2.199e-06 |  | 4.0438e-05 | 0 | 4.0438e-05 | 2.0219e-05 | 0 | 2.0219e-05 | 5.1992e-05 | 0 | 5.1992e-05 | [16 empty] | 7.3.1.3 Ignition probability mapping showing the probability of ignition along the electric lines and equipmentWLDFRAggregatedAggregated | WLDFR | HFTD - Distribution - Tier 2 - 3QU CoRE ¦ 2QU LoRE | Non-Red Flag Warning - Small Fires | Aggregated | Aggregated | 2049 | 0.0055673 | 0 | 714.3308 | 3.9769 | 2049 | Mitigation | 0.08575 | 30 | 0 | esc | 0.0012005 | 6.6836e-06 | 0.00060025 | 3.3418e-06 | 0.0015435 | 8.5932e-06
[35 empty] | 7.3.1.3 Ignition probability mapping showing the probability of ignition along the electric lines and equipment | WLDFR | HFTD - Distribution - Zone 1 - 5QU CoRE ¦ 4QU LoRE | 2021 | 1 | 3.4994e-06 | 9.8391e-07 | 0 | 9.8391e-07 | 2.1782e-06 | 6.1244e-07 | 0 | 6.1244e-07 | 0 | 0 | 0 | 0 | 0 | 0 | 0 | 0 | 9.8391e-07 | 6.1244e-07 | 0 | 0 | 0 | 0 | 0 | 0 | 0 | 0 | 0 | 0 | [11 empty] | WLDFR | HFTD - Distribution - Tier 2 - 3QU CoRE ¦ 2QU LoRE | Non-Red Flag Warning - Catastrophic Fires | 2032 | 2.6399e-09 | 1.3199e-09 | 3.3942e-09 | 15317.9909 | 247.273 | 9287.6491 | 5783.0689 | 0 | 0 | 0 | 2.199e-06 |  | 4.0438e-05 | 0 | 4.0438e-05 | 2.0219e-05 | 0 | 2.0219e-05 | 5.1992e-05 | 0 | 5.1992e-05 | [16 empty] | 7.3.1.3 Ignition probability mapping showing the probability of ignition along the electric lines and equipmentWLDFRAggregatedAggregated | WLDFR | HFTD - Distribution - Tier 2 - 3QU CoRE ¦ 2QU LoRE | Non-Red Flag Warning - Small Fires | Aggregated | Aggregated | 2050 | 0.0055673 | 0 | 714.3308 | 3.9769 | 2050 | Mitigation | 0.08575 | 30 | 0 | esc | 0 | 0 | 0.00060025 | 3.3418e-06 | 0.0015435 | 8.5932e-06
[35 empty] | 7.3.1.3 Ignition probability mapping showing the probability of ignition along the electric lines and equipment | WLDFR | HFTD - Distribution - Zone 1 - 5QU CoRE ¦ 4QU LoRE | 2022 | 0.93458 | 3.4992e-06 | 9.8036e-07 | 0 | 9.8036e-07 | 2.1781e-06 | 6.1023e-07 | 0 | 6.1023e-07 | 4.974e-06 | 1.3936e-06 | 0 | 1.3936e-06 | 0 | 0 | 0 | 0 | 9.1622e-07 | 5.703e-07 | 1.3024e-06 | 0 | 4.974e-06 | 4.6486e-06 | 1.3936e-06 | 1.3024e-06 | 0 | 0 | 1.3936e-06 | 1.3024e-06 | [11 empty] | WLDFR | HFTD - Distribution - Tier 2 - 3QU CoRE ¦ 2QU LoRE | Non-Red Flag Warning - Catastrophic Fires | 2033 | 2.6399e-09 | 1.3199e-09 | 3.3942e-09 | 16044.1264 | 263.1074 | 9721.74 | 6059.2791 | 0 | 0 | 0 | 2.199e-06 |  | 4.2355e-05 | 0 | 4.2355e-05 | 2.1177e-05 | 0 | 2.1177e-05 | 5.4456e-05 | 0 | 5.4456e-05 | [16 empty] | 7.3.1.3 Ignition probability mapping showing the probability of ignition along the electric lines and equipmentWLDFRAggregatedAggregated | WLDFR | HFTD - Distribution - Tier 2 - 3QU CoRE ¦ 2QU LoRE | Non-Red Flag Warning - Small Fires | Aggregated | Aggregated | 2051 | 0.0055673 | 0 | 714.3308 | 3.9769 | 2051 | Mitigation | 0.08575 | 30 | 0 | esc | 0 | 0 | 0 | 0 | 0.0015435 | 8.5932e-06
[35 empty] | 7.3.1.3 Ignition probability mapping showing the probability of ignition along the electric lines and equipment | WLDFR | HFTD - Distribution - Zone 1 - 5QU CoRE ¦ 4QU LoRE | 2023 | 0.87344 | 3.4992e-06 | 1.0151e-06 | 0 | 1.0151e-06 | 2.1781e-06 | 6.3182e-07 | 0 | 6.3182e-07 | 4.974e-06 | 1.4429e-06 | 0 | 1.4429e-06 | 5.2234e-06 | 1.5152e-06 | 0 | 1.5152e-06 | 8.8659e-07 | 5.5186e-07 | 1.2603e-06 | 1.3235e-06 | 4.974e-06 | 4.3445e-06 | 1.4429e-06 | 1.2603e-06 | 0 | 0 | 1.4429e-06 | 1.2603e-06 | [11 empty] | WLDFR | HFTD - Distribution - Tier 2 - 3QU CoRE ¦ 2QU LoRE | Non-Red Flag Warning - Catastrophic Fires | 2034 | 2.6399e-09 | 1.3199e-09 | 3.3942e-09 | 16044.1264 | 263.1074 | 9721.74 | 6059.2791 | 0 | 0 | 0 | 2.199e-06 |  | 4.2355e-05 | 0 | 4.2355e-05 | 2.1177e-05 | 0 | 2.1177e-05 | 5.4456e-05 | 0 | 5.4456e-05 | [16 empty] | 7.3.1.3 Ignition probability mapping showing the probability of ignition along the electric lines and equipmentWLDFRAggregatedAggregated | WLDFR | HFTD - Distribution - Tier 2 - 3QU CoRE ¦ 2QU LoRE | Red Flag Warning - Catastrophic Fires | Aggregated | Aggregated | 2021 | 3.8306e-05 | 0 | 714.3308 | 0.027363 | 2021 | Mitigation | 0.08575 | 30 | 0 | esc | 0.0012005 | 4.5987e-08 | 0.00060025 | 2.2993e-08 | 0 | 0
[35 empty] | 7.3.1.3 Ignition probability mapping showing the probability of ignition along the electric lines and equipment | WLDFR | HFTD - Distribution - Zone 1 - 5QU CoRE ¦ 4QU LoRE | 2024 | 0.8163 | 3.4992e-06 | 1.0151e-06 | 0 | 1.0151e-06 | 2.1781e-06 | 6.3182e-07 | 0 | 6.3182e-07 | 4.974e-06 | 1.4429e-06 | 0 | 1.4429e-06 | 5.2234e-06 | 1.5152e-06 | 0 | 1.5152e-06 | 8.2859e-07 | 5.1576e-07 | 1.1778e-06 | 1.2369e-06 | 4.974e-06 | 4.0603e-06 | 1.4429e-06 | 1.1778e-06 | 0 | 0 | 1.4429e-06 | 1.1778e-06 | [11 empty] | WLDFR | HFTD - Distribution - Tier 2 - 3QU CoRE ¦ 2QU LoRE | Non-Red Flag Warning - Catastrophic Fires | 2035 | 2.6399e-09 | 1.3199e-09 | 3.3942e-09 | 16044.1264 | 263.1074 | 9721.74 | 6059.2791 | 0 | 0 | 0 | 2.199e-06 |  | 4.2355e-05 | 0 | 4.2355e-05 | 2.1177e-05 | 0 | 2.1177e-05 | 5.4456e-05 | 0 | 5.4456e-05 | [16 empty] | 7.3.1.3 Ignition probability mapping showing the probability of ignition along the electric lines and equipmentWLDFRAggregatedAggregated | WLDFR | HFTD - Distribution - Tier 2 - 3QU CoRE ¦ 2QU LoRE | Red Flag Warning - Catastrophic Fires | Aggregated | Aggregated | 2022 | 3.8306e-05 | 0 | 714.3308 | 0.027363 | 2022 | Mitigation | 0.08575 | 30 | 0 | esc | 0.0012005 | 4.5987e-08 | 0.00060025 | 2.2993e-08 | 0.0015435 | 5.9126e-08
[35 empty] | 7.3.1.3 Ignition probability mapping showing the probability of ignition along the electric lines and equipment | WLDFR | HFTD - Distribution - Zone 1 - 5QU CoRE ¦ 4QU LoRE | 2025 | 0.7629 | 3.4992e-06 | 1.0151e-06 | 0 | 1.0151e-06 | 2.1781e-06 | 6.3182e-07 | 0 | 6.3182e-07 | 4.974e-06 | 1.4429e-06 | 0 | 1.4429e-06 | 5.2234e-06 | 1.5152e-06 | 0 | 1.5152e-06 | 7.7438e-07 | 4.8202e-07 | 1.1008e-06 | 1.156e-06 | 4.974e-06 | 3.7946e-06 | 1.4429e-06 | 1.1008e-06 | 0 | 0 | 1.4429e-06 | 1.1008e-06 | [11 empty] | WLDFR | HFTD - Distribution - Tier 2 - 3QU CoRE ¦ 2QU LoRE | Non-Red Flag Warning - Catastrophic Fires | 2036 | 2.6399e-09 | 1.3199e-09 | 3.3942e-09 | 16044.1264 | 263.1074 | 9721.74 | 6059.2791 | 0 | 0 | 0 | 2.199e-06 |  | 4.2355e-05 | 0 | 4.2355e-05 | 2.1177e-05 | 0 | 2.1177e-05 | 5.4456e-05 | 0 | 5.4456e-05 | [16 empty] | 7.3.1.3 Ignition probability mapping showing the probability of ignition along the electric lines and equipmentWLDFRAggregatedAggregated | WLDFR | HFTD - Distribution - Tier 2 - 3QU CoRE ¦ 2QU LoRE | Red Flag Warning - Catastrophic Fires | Aggregated | Aggregated | 2023 | 3.8306e-05 | 0 | 714.3308 | 0.027363 | 2023 | Mitigation | 0.08575 | 30 | 0 | esc | 0.0012005 | 4.5987e-08 | 0.00060025 | 2.2993e-08 | 0.0015435 | 5.9126e-08
[35 empty] | 7.3.1.3 Ignition probability mapping showing the probability of ignition along the electric lines and equipment | WLDFR | HFTD - Distribution - Zone 1 - 5QU CoRE ¦ 4QU LoRE | 2026 | 0.71299 | 3.4992e-06 | 1.0151e-06 | 0 | 1.0151e-06 | 2.1781e-06 | 6.3182e-07 | 0 | 6.3182e-07 | 4.974e-06 | 1.4429e-06 | 0 | 1.4429e-06 | 5.2234e-06 | 1.5152e-06 | 0 | 1.5152e-06 | 7.2372e-07 | 4.5048e-07 | 1.0288e-06 | 1.0803e-06 | 4.974e-06 | 3.5464e-06 | 1.4429e-06 | 1.0288e-06 | 0 | 0 | 1.4429e-06 | 1.0288e-06 | [11 empty] | WLDFR | HFTD - Distribution - Tier 2 - 3QU CoRE ¦ 2QU LoRE | Non-Red Flag Warning - Catastrophic Fires | 2037 | 2.6399e-09 | 1.3199e-09 | 3.3942e-09 | 16044.1264 | 263.1074 | 9721.74 | 6059.2791 | 0 | 0 | 0 | 2.199e-06 |  | 4.2355e-05 | 0 | 4.2355e-05 | 2.1177e-05 | 0 | 2.1177e-05 | 5.4456e-05 | 0 | 5.4456e-05 | [16 empty] | 7.3.1.3 Ignition probability mapping showing the probability of ignition along the electric lines and equipmentWLDFRAggregatedAggregated | WLDFR | HFTD - Distribution - Tier 2 - 3QU CoRE ¦ 2QU LoRE | Red Flag Warning - Catastrophic Fires | Aggregated | Aggregated | 2024 | 3.8306e-05 | 0 | 714.3308 | 0.027363 | 2024 | Mitigation | 0.08575 | 30 | 0 | esc | 0.0012005 | 4.5987e-08 | 0.00060025 | 2.2993e-08 | 0.0015435 | 5.9126e-08
[35 empty] | 7.3.1.3 Ignition probability mapping showing the probability of ignition along the electric lines and equipment | WLDFR | HFTD - Distribution - Zone 1 - 5QU CoRE ¦ 4QU LoRE | 2027 | 0.66634 | 3.4992e-06 | 1.0151e-06 | 0 | 1.0151e-06 | 2.1781e-06 | 6.3182e-07 | 0 | 6.3182e-07 | 4.974e-06 | 1.4429e-06 | 0 | 1.4429e-06 | 5.2234e-06 | 1.5152e-06 | 0 | 1.5152e-06 | 6.7637e-07 | 4.2101e-07 | 9.6145e-07 | 1.0097e-06 | 4.974e-06 | 3.3144e-06 | 1.4429e-06 | 9.6145e-07 | 0 | 0 | 1.4429e-06 | 9.6145e-07 | [11 empty] | WLDFR | HFTD - Distribution - Tier 2 - 3QU CoRE ¦ 2QU LoRE | Non-Red Flag Warning - Catastrophic Fires | 2038 | 2.6399e-09 | 1.3199e-09 | 3.3942e-09 | 16832.3912 | 280.5544 | 10192.2718 | 6359.5651 | 0 | 0 | 0 | 2.199e-06 |  | 4.4436e-05 | 0 | 4.4436e-05 | 2.2218e-05 | 0 | 2.2218e-05 | 5.7132e-05 | 0 | 5.7132e-05 | [16 empty] | 7.3.1.3 Ignition probability mapping showing the probability of ignition along the electric lines and equipmentWLDFRAggregatedAggregated | WLDFR | HFTD - Distribution - Tier 2 - 3QU CoRE ¦ 2QU LoRE | Red Flag Warning - Catastrophic Fires | Aggregated | Aggregated | 2025 | 3.8306e-05 | 0 | 714.3308 | 0.027363 | 2025 | Mitigation | 0.08575 | 30 | 0 | esc | 0.0012005 | 4.5987e-08 | 0.00060025 | 2.2993e-08 | 0.0015435 | 5.9126e-08
[35 empty] | 7.3.1.3 Ignition probability mapping showing the probability of ignition along the electric lines and equipment | WLDFR | HFTD - Distribution - Zone 1 - 5QU CoRE ¦ 4QU LoRE | 2028 | 0.62275 | 3.4992e-06 | 1.059e-06 | 0 | 1.059e-06 | 2.1781e-06 | 6.5917e-07 | 0 | 6.5917e-07 | 4.974e-06 | 1.5053e-06 | 0 | 1.5053e-06 | 5.2234e-06 | 1.5808e-06 | 0 | 1.5808e-06 | 6.5948e-07 | 4.105e-07 | 9.3744e-07 | 9.8445e-07 | 4.974e-06 | 3.0976e-06 | 1.5053e-06 | 9.3744e-07 | 0 | 0 | 1.5053e-06 | 9.3744e-07 | [11 empty] | WLDFR | HFTD - Distribution - Tier 2 - 3QU CoRE ¦ 2QU LoRE | Non-Red Flag Warning - Catastrophic Fires | 2039 | 2.6399e-09 | 1.3199e-09 | 3.3942e-09 | 16832.3912 | 280.5544 | 10192.2718 | 6359.5651 | 0 | 0 | 0 | 2.199e-06 |  | 4.4436e-05 | 0 | 4.4436e-05 | 2.2218e-05 | 0 | 2.2218e-05 | 5.7132e-05 | 0 | 5.7132e-05 | [16 empty] | 7.3.1.3 Ignition probability mapping showing the probability of ignition along the electric lines and equipmentWLDFRAggregatedAggregated | WLDFR | HFTD - Distribution - Tier 2 - 3QU CoRE ¦ 2QU LoRE | Red Flag Warning - Catastrophic Fires | Aggregated | Aggregated | 2026 | 3.8306e-05 | 0 | 714.3308 | 0.027363 | 2026 | Mitigation | 0.08575 | 30 | 0 | esc | 0.0012005 | 4.5987e-08 | 0.00060025 | 2.2993e-08 | 0.0015435 | 5.9126e-08
[35 empty] | 7.3.1.3 Ignition probability mapping showing the probability of ignition along the electric lines and equipment | WLDFR | HFTD - Distribution - Zone 1 - 5QU CoRE ¦ 4QU LoRE | 2029 | 0.58201 | 3.4992e-06 | 1.059e-06 | 0 | 1.059e-06 | 2.1781e-06 | 6.5917e-07 | 0 | 6.5917e-07 | 4.974e-06 | 1.5053e-06 | 0 | 1.5053e-06 | 5.2234e-06 | 1.5808e-06 | 0 | 1.5808e-06 | 6.1634e-07 | 3.8364e-07 | 8.7611e-07 | 9.2004e-07 | 4.974e-06 | 2.8949e-06 | 1.5053e-06 | 8.7611e-07 | 0 | 0 | 1.5053e-06 | 8.7611e-07 | [11 empty] | WLDFR | HFTD - Distribution - Tier 2 - 3QU CoRE ¦ 2QU LoRE | Non-Red Flag Warning - Catastrophic Fires | 2040 | 2.6399e-09 | 1.3199e-09 | 3.3942e-09 | 16832.3912 | 280.5544 | 10192.2718 | 6359.5651 | 0 | 0 | 0 | 2.199e-06 |  | 4.4436e-05 | 0 | 4.4436e-05 | 2.2218e-05 | 0 | 2.2218e-05 | 5.7132e-05 | 0 | 5.7132e-05 | [16 empty] | 7.3.1.3 Ignition probability mapping showing the probability of ignition along the electric lines and equipmentWLDFRAggregatedAggregated | WLDFR | HFTD - Distribution - Tier 2 - 3QU CoRE ¦ 2QU LoRE | Red Flag Warning - Catastrophic Fires | Aggregated | Aggregated | 2027 | 3.8306e-05 | 0 | 714.3308 | 0.027363 | 2027 | Mitigation | 0.08575 | 30 | 0 | esc | 0.0012005 | 4.5987e-08 | 0.00060025 | 2.2993e-08 | 0.0015435 | 5.9126e-08
[35 empty] | 7.3.1.3 Ignition probability mapping showing the probability of ignition along the electric lines and equipment | WLDFR | HFTD - Distribution - Zone 1 - 5QU CoRE ¦ 4QU LoRE | 2030 | 0.54393 | 3.4992e-06 | 1.059e-06 | 0 | 1.059e-06 | 2.1781e-06 | 6.5917e-07 | 0 | 6.5917e-07 | 4.974e-06 | 1.5053e-06 | 0 | 1.5053e-06 | 5.2234e-06 | 1.5808e-06 | 0 | 1.5808e-06 | 5.7602e-07 | 3.5854e-07 | 8.188e-07 | 8.5985e-07 | 4.974e-06 | 2.7055e-06 | 1.5053e-06 | 8.188e-07 | 0 | 0 | 1.5053e-06 | 8.188e-07 | [11 empty] | WLDFR | HFTD - Distribution - Tier 2 - 3QU CoRE ¦ 2QU LoRE | Non-Red Flag Warning - Catastrophic Fires | 2041 | 2.6399e-09 | 1.3199e-09 | 3.3942e-09 | 16832.3912 | 280.5544 | 10192.2718 | 6359.5651 | 0 | 0 | 0 | 2.199e-06 |  | 4.4436e-05 | 0 | 4.4436e-05 | 2.2218e-05 | 0 | 2.2218e-05 | 5.7132e-05 | 0 | 5.7132e-05 | [16 empty] | 7.3.1.3 Ignition probability mapping showing the probability of ignition along the electric lines and equipmentWLDFRAggregatedAggregated | WLDFR | HFTD - Distribution - Tier 2 - 3QU CoRE ¦ 2QU LoRE | Red Flag Warning - Catastrophic Fires | Aggregated | Aggregated | 2028 | 3.8306e-05 | 0 | 714.3308 | 0.027363 | 2028 | Mitigation | 0.08575 | 30 | 0 | esc | 0.0012005 | 4.5987e-08 | 0.00060025 | 2.2993e-08 | 0.0015435 | 5.9126e-08
[35 empty] | 7.3.1.3 Ignition probability mapping showing the probability of ignition along the electric lines and equipment | WLDFR | HFTD - Distribution - Zone 1 - 5QU CoRE ¦ 4QU LoRE | 2031 | 0.50835 | 3.4992e-06 | 1.059e-06 | 0 | 1.059e-06 | 2.1781e-06 | 6.5917e-07 | 0 | 6.5917e-07 | 4.974e-06 | 1.5053e-06 | 0 | 1.5053e-06 | 5.2234e-06 | 1.5808e-06 | 0 | 1.5808e-06 | 5.3833e-07 | 3.3509e-07 | 7.6523e-07 | 8.036e-07 | 4.974e-06 | 2.5285e-06 | 1.5053e-06 | 7.6523e-07 | 0 | 0 | 1.5053e-06 | 7.6523e-07 | [11 empty] | WLDFR | HFTD - Distribution - Tier 2 - 3QU CoRE ¦ 2QU LoRE | Non-Red Flag Warning - Catastrophic Fires | 2042 | 2.6399e-09 | 1.3199e-09 | 3.3942e-09 | 16832.3912 | 280.5544 | 10192.2718 | 6359.5651 | 0 | 0 | 0 | 2.199e-06 |  | 4.4436e-05 | 0 | 4.4436e-05 | 2.2218e-05 | 0 | 2.2218e-05 | 5.7132e-05 | 0 | 5.7132e-05 | [16 empty] | 7.3.1.3 Ignition probability mapping showing the probability of ignition along the electric lines and equipmentWLDFRAggregatedAggregated | WLDFR | HFTD - Distribution - Tier 2 - 3QU CoRE ¦ 2QU LoRE | Red Flag Warning - Catastrophic Fires | Aggregated | Aggregated | 2029 | 3.8306e-05 | 0 | 714.3308 | 0.027363 | 2029 | Mitigation | 0.08575 | 30 | 0 | esc | 0.0012005 | 4.5987e-08 | 0.00060025 | 2.2993e-08 | 0.0015435 | 5.9126e-08
[35 empty] | 7.3.1.3 Ignition probability mapping showing the probability of ignition along the electric lines and equipment | WLDFR | HFTD - Distribution - Zone 1 - 5QU CoRE ¦ 4QU LoRE | 2032 | 0.47509 | 3.4992e-06 | 1.059e-06 | 0 | 1.059e-06 | 2.1781e-06 | 6.5917e-07 | 0 | 6.5917e-07 | 4.974e-06 | 1.5053e-06 | 0 | 1.5053e-06 | 5.2234e-06 | 1.5808e-06 | 0 | 1.5808e-06 | 5.0312e-07 | 3.1317e-07 | 7.1517e-07 | 7.5103e-07 | 4.974e-06 | 2.3631e-06 | 1.5053e-06 | 7.1517e-07 | 0 | 0 | 1.5053e-06 | 7.1517e-07 | [11 empty] | WLDFR | HFTD - Distribution - Tier 2 - 3QU CoRE ¦ 2QU LoRE | Non-Red Flag Warning - Catastrophic Fires | 2043 | 2.6399e-09 | 1.3199e-09 | 3.3942e-09 | 17672.0852 | 299.42 | 10692.7362 | 6679.929 | 0 | 0 | 0 | 2.199e-06 |  | 4.6653e-05 | 0 | 4.6653e-05 | 2.3326e-05 | 0 | 2.3326e-05 | 5.9982e-05 | 0 | 5.9982e-05 | [16 empty] | 7.3.1.3 Ignition probability mapping showing the probability of ignition along the electric lines and equipmentWLDFRAggregatedAggregated | WLDFR | HFTD - Distribution - Tier 2 - 3QU CoRE ¦ 2QU LoRE | Red Flag Warning - Catastrophic Fires | Aggregated | Aggregated | 2030 | 3.8306e-05 | 0 | 714.3308 | 0.027363 | 2030 | Mitigation | 0.08575 | 30 | 0 | esc | 0.0012005 | 4.5987e-08 | 0.00060025 | 2.2993e-08 | 0.0015435 | 5.9126e-08
[35 empty] | 7.3.1.3 Ignition probability mapping showing the probability of ignition along the electric lines and equipment | WLDFR | HFTD - Distribution - Zone 1 - 5QU CoRE ¦ 4QU LoRE | 2033 | 0.44401 | 3.4992e-06 | 1.1081e-06 | 0 | 1.1081e-06 | 2.1781e-06 | 6.8973e-07 | 0 | 6.8973e-07 | 4.974e-06 | 1.5751e-06 | 0 | 1.5751e-06 | 5.2234e-06 | 1.6541e-06 | 0 | 1.6541e-06 | 4.92e-07 | 3.0625e-07 | 6.9937e-07 | 7.3443e-07 | 4.974e-06 | 2.2085e-06 | 1.5751e-06 | 6.9937e-07 | 0 | 0 | 1.5751e-06 | 6.9937e-07 | [11 empty] | WLDFR | HFTD - Distribution - Tier 2 - 3QU CoRE ¦ 2QU LoRE | Non-Red Flag Warning - Catastrophic Fires | 2044 | 2.6399e-09 | 1.3199e-09 | 3.3942e-09 | 17672.0852 | 299.42 | 10692.7362 | 6679.929 | 0 | 0 | 0 | 2.199e-06 |  | 4.6653e-05 | 0 | 4.6653e-05 | 2.3326e-05 | 0 | 2.3326e-05 | 5.9982e-05 | 0 | 5.9982e-05 | [16 empty] | 7.3.1.3 Ignition probability mapping showing the probability of ignition along the electric lines and equipmentWLDFRAggregatedAggregated | WLDFR | HFTD - Distribution - Tier 2 - 3QU CoRE ¦ 2QU LoRE | Red Flag Warning - Catastrophic Fires | Aggregated | Aggregated | 2031 | 3.8306e-05 | 0 | 714.3308 | 0.027363 | 2031 | Mitigation | 0.08575 | 30 | 0 | esc | 0.0012005 | 4.5987e-08 | 0.00060025 | 2.2993e-08 | 0.0015435 | 5.9126e-08
[35 empty] | 7.3.1.3 Ignition probability mapping showing the probability of ignition along the electric lines and equipment | WLDFR | HFTD - Distribution - Zone 1 - 5QU CoRE ¦ 4QU LoRE | 2034 | 0.41496 | 3.4992e-06 | 1.1081e-06 | 0 | 1.1081e-06 | 2.1781e-06 | 6.8973e-07 | 0 | 6.8973e-07 | 4.974e-06 | 1.5751e-06 | 0 | 1.5751e-06 | 5.2234e-06 | 1.6541e-06 | 0 | 1.6541e-06 | 4.5981e-07 | 2.8621e-07 | 6.5361e-07 | 6.8639e-07 | 4.974e-06 | 2.064e-06 | 1.5751e-06 | 6.5361e-07 | 0 | 0 | 1.5751e-06 | 6.5361e-07 | [11 empty] | WLDFR | HFTD - Distribution - Tier 2 - 3QU CoRE ¦ 2QU LoRE | Non-Red Flag Warning - Catastrophic Fires | 2045 | 2.6399e-09 | 1.3199e-09 | 3.3942e-09 | 17672.0852 | 299.42 | 10692.7362 | 6679.929 | 0 | 0 | 0 | 2.199e-06 |  | 4.6653e-05 | 0 | 4.6653e-05 | 2.3326e-05 | 0 | 2.3326e-05 | 5.9982e-05 | 0 | 5.9982e-05 | [16 empty] | 7.3.1.3 Ignition probability mapping showing the probability of ignition along the electric lines and equipmentWLDFRAggregatedAggregated | WLDFR | HFTD - Distribution - Tier 2 - 3QU CoRE ¦ 2QU LoRE | Red Flag Warning - Catastrophic Fires | Aggregated | Aggregated | 2032 | 3.8306e-05 | 0 | 714.3308 | 0.027363 | 2032 | Mitigation | 0.08575 | 30 | 0 | esc | 0.0012005 | 4.5987e-08 | 0.00060025 | 2.2993e-08 | 0.0015435 | 5.9126e-08
[35 empty] | 7.3.1.3 Ignition probability mapping showing the probability of ignition along the electric lines and equipment | WLDFR | HFTD - Distribution - Zone 1 - 5QU CoRE ¦ 4QU LoRE | 2035 | 0.38782 | 3.4992e-06 | 1.1081e-06 | 0 | 1.1081e-06 | 2.1781e-06 | 6.8973e-07 | 0 | 6.8973e-07 | 4.974e-06 | 1.5751e-06 | 0 | 1.5751e-06 | 5.2234e-06 | 1.6541e-06 | 0 | 1.6541e-06 | 4.2973e-07 | 2.6749e-07 | 6.1085e-07 | 6.4148e-07 | 4.974e-06 | 1.929e-06 | 1.5751e-06 | 6.1085e-07 | 0 | 0 | 1.5751e-06 | 6.1085e-07 | [11 empty] | WLDFR | HFTD - Distribution - Tier 2 - 3QU CoRE ¦ 2QU LoRE | Non-Red Flag Warning - Catastrophic Fires | 2046 | 2.6399e-09 | 1.3199e-09 | 3.3942e-09 | 17672.0852 | 299.42 | 10692.7362 | 6679.929 | 0 | 0 | 0 | 2.199e-06 |  | 4.6653e-05 | 0 | 4.6653e-05 | 2.3326e-05 | 0 | 2.3326e-05 | 5.9982e-05 | 0 | 5.9982e-05 | [16 empty] | 7.3.1.3 Ignition probability mapping showing the probability of ignition along the electric lines and equipmentWLDFRAggregatedAggregated | WLDFR | HFTD - Distribution - Tier 2 - 3QU CoRE ¦ 2QU LoRE | Red Flag Warning - Catastrophic Fires | Aggregated | Aggregated | 2033 | 3.8306e-05 | 0 | 714.3308 | 0.027363 | 2033 | Mitigation | 0.08575 | 30 | 0 | esc | 0.0012005 | 4.5987e-08 | 0.00060025 | 2.2993e-08 | 0.0015435 | 5.9126e-08
[35 empty] | 7.3.1.3 Ignition probability mapping showing the probability of ignition along the electric lines and equipment | WLDFR | HFTD - Distribution - Zone 1 - 5QU CoRE ¦ 4QU LoRE | 2036 | 0.36245 | 3.4992e-06 | 1.1081e-06 | 0 | 1.1081e-06 | 2.1781e-06 | 6.8973e-07 | 0 | 6.8973e-07 | 4.974e-06 | 1.5751e-06 | 0 | 1.5751e-06 | 5.2234e-06 | 1.6541e-06 | 0 | 1.6541e-06 | 4.0162e-07 | 2.4999e-07 | 5.7089e-07 | 5.9952e-07 | 4.974e-06 | 1.8028e-06 | 1.5751e-06 | 5.7089e-07 | 0 | 0 | 1.5751e-06 | 5.7089e-07 | [11 empty] | WLDFR | HFTD - Distribution - Tier 2 - 3QU CoRE ¦ 2QU LoRE | Non-Red Flag Warning - Catastrophic Fires | 2047 | 2.6399e-09 | 1.3199e-09 | 3.3942e-09 | 17672.0852 | 299.42 | 10692.7362 | 6679.929 | 0 | 0 | 0 | 2.199e-06 |  | 4.6653e-05 | 0 | 4.6653e-05 | 2.3326e-05 | 0 | 2.3326e-05 | 5.9982e-05 | 0 | 5.9982e-05 | [16 empty] | 7.3.1.3 Ignition probability mapping showing the probability of ignition along the electric lines and equipmentWLDFRAggregatedAggregated | WLDFR | HFTD - Distribution - Tier 2 - 3QU CoRE ¦ 2QU LoRE | Red Flag Warning - Catastrophic Fires | Aggregated | Aggregated | 2034 | 3.8306e-05 | 0 | 714.3308 | 0.027363 | 2034 | Mitigation | 0.08575 | 30 | 0 | esc | 0.0012005 | 4.5987e-08 | 0.00060025 | 2.2993e-08 | 0.0015435 | 5.9126e-08
[35 empty] | 7.3.1.3 Ignition probability mapping showing the probability of ignition along the electric lines and equipment | WLDFR | HFTD - Distribution - Zone 1 - 5QU CoRE ¦ 4QU LoRE | 2037 | 0.33873 | 3.4992e-06 | 1.1081e-06 | 0 | 1.1081e-06 | 2.1781e-06 | 6.8973e-07 | 0 | 6.8973e-07 | 4.974e-06 | 1.5751e-06 | 0 | 1.5751e-06 | 5.2234e-06 | 1.6541e-06 | 0 | 1.6541e-06 | 3.7534e-07 | 2.3363e-07 | 5.3354e-07 | 5.603e-07 | 4.974e-06 | 1.6849e-06 | 1.5751e-06 | 5.3354e-07 | 0 | 0 | 1.5751e-06 | 5.3354e-07 | [11 empty] | WLDFR | HFTD - Distribution - Tier 2 - 3QU CoRE ¦ 2QU LoRE | Non-Red Flag Warning - Catastrophic Fires | 2048 | 2.6399e-09 | 1.3199e-09 | 3.3942e-09 | 18552.3348 | 319.4911 | 11216.5626 | 7016.281 | 0 | 0 | 0 | 2.199e-06 |  | 4.8976e-05 | 0 | 4.8976e-05 | 2.4488e-05 | 0 | 2.4488e-05 | 6.297e-05 | 0 | 6.297e-05 | [16 empty] | 7.3.1.3 Ignition probability mapping showing the probability of ignition along the electric lines and equipmentWLDFRAggregatedAggregated | WLDFR | HFTD - Distribution - Tier 2 - 3QU CoRE ¦ 2QU LoRE | Red Flag Warning - Catastrophic Fires | Aggregated | Aggregated | 2035 | 3.8306e-05 | 0 | 714.3308 | 0.027363 | 2035 | Mitigation | 0.08575 | 30 | 0 | esc | 0.0012005 | 4.5987e-08 | 0.00060025 | 2.2993e-08 | 0.0015435 | 5.9126e-08
[35 empty] | 7.3.1.3 Ignition probability mapping showing the probability of ignition along the electric lines and equipment | WLDFR | HFTD - Distribution - Zone 1 - 5QU CoRE ¦ 4QU LoRE | 2038 | 0.31657 | 3.4992e-06 | 1.1617e-06 | 0 | 1.1617e-06 | 2.1781e-06 | 7.231e-07 | 0 | 7.231e-07 | 4.974e-06 | 1.6513e-06 | 0 | 1.6513e-06 | 5.2234e-06 | 1.7341e-06 | 0 | 1.7341e-06 | 3.6776e-07 | 2.2891e-07 | 5.2276e-07 | 5.4898e-07 | 4.974e-06 | 1.5746e-06 | 1.6513e-06 | 5.2276e-07 | 0 | 0 | 1.6513e-06 | 5.2276e-07 | [11 empty] | WLDFR | HFTD - Distribution - Tier 2 - 3QU CoRE ¦ 2QU LoRE | Non-Red Flag Warning - Catastrophic Fires | 2049 | 2.6399e-09 | 1.3199e-09 | 3.3942e-09 | 18552.3348 | 319.4911 | 11216.5626 | 7016.281 | 0 | 0 | 0 | 2.199e-06 |  | 4.8976e-05 | 0 | 4.8976e-05 | 2.4488e-05 | 0 | 2.4488e-05 | 6.297e-05 | 0 | 6.297e-05 | [16 empty] | 7.3.1.3 Ignition probability mapping showing the probability of ignition along the electric lines and equipmentWLDFRAggregatedAggregated | WLDFR | HFTD - Distribution - Tier 2 - 3QU CoRE ¦ 2QU LoRE | Red Flag Warning - Catastrophic Fires | Aggregated | Aggregated | 2036 | 3.8306e-05 | 0 | 714.3308 | 0.027363 | 2036 | Mitigation | 0.08575 | 30 | 0 | esc | 0.0012005 | 4.5987e-08 | 0.00060025 | 2.2993e-08 | 0.0015435 | 5.9126e-08
[35 empty] | 7.3.1.3 Ignition probability mapping showing the probability of ignition along the electric lines and equipment | WLDFR | HFTD - Distribution - Zone 1 - 5QU CoRE ¦ 4QU LoRE | 2039 | 0.29586 | 3.4992e-06 | 1.1617e-06 | 0 | 1.1617e-06 | 2.1781e-06 | 7.231e-07 | 0 | 7.231e-07 | 4.974e-06 | 1.6513e-06 | 0 | 1.6513e-06 | 5.2234e-06 | 1.7341e-06 | 0 | 1.7341e-06 | 3.437e-07 | 2.1394e-07 | 4.8856e-07 | 5.1306e-07 | 4.974e-06 | 1.4716e-06 | 1.6513e-06 | 4.8856e-07 | 0 | 0 | 1.6513e-06 | 4.8856e-07 | [11 empty] | WLDFR | HFTD - Distribution - Tier 2 - 3QU CoRE ¦ 2QU LoRE | Non-Red Flag Warning - Catastrophic Fires | 2050 | 0 | 1.3199e-09 | 3.3942e-09 | 18552.3348 | 319.4911 | 11216.5626 | 7016.281 | 0 | 0 | 0 | 2.199e-06 |  | 0 | 0 | 0 | 2.4488e-05 | 0 | 2.4488e-05 | 6.297e-05 | 0 | 6.297e-05 | [16 empty] | 7.3.1.3 Ignition probability mapping showing the probability of ignition along the electric lines and equipmentWLDFRAggregatedAggregated | WLDFR | HFTD - Distribution - Tier 2 - 3QU CoRE ¦ 2QU LoRE | Red Flag Warning - Catastrophic Fires | Aggregated | Aggregated | 2037 | 3.8306e-05 | 0 | 714.3308 | 0.027363 | 2037 | Mitigation | 0.08575 | 30 | 0 | esc | 0.0012005 | 4.5987e-08 | 0.00060025 | 2.2993e-08 | 0.0015435 | 5.9126e-08
[35 empty] | 7.3.1.3 Ignition probability mapping showing the probability of ignition along the electric lines and equipment | WLDFR | HFTD - Distribution - Zone 1 - 5QU CoRE ¦ 4QU LoRE | 2040 | 0.27651 | 3.4992e-06 | 1.1617e-06 | 0 | 1.1617e-06 | 2.1781e-06 | 7.231e-07 | 0 | 7.231e-07 | 4.974e-06 | 1.6513e-06 | 0 | 1.6513e-06 | 5.2234e-06 | 1.7341e-06 | 0 | 1.7341e-06 | 3.2122e-07 | 1.9994e-07 | 4.566e-07 | 4.795e-07 | 4.974e-06 | 1.3753e-06 | 1.6513e-06 | 4.566e-07 | 0 | 0 | 1.6513e-06 | 4.566e-07 | [11 empty] | WLDFR | HFTD - Distribution - Tier 2 - 3QU CoRE ¦ 2QU LoRE | Non-Red Flag Warning - Catastrophic Fires | 2051 | 0 | 0 | 3.3942e-09 | 18552.3348 | 319.4911 | 11216.5626 | 7016.281 | 0 | 0 | 0 | 2.199e-06 |  | 0 | 0 | 0 | 0 | 0 | 0 | 6.297e-05 | 0 | 6.297e-05 | [16 empty] | 7.3.1.3 Ignition probability mapping showing the probability of ignition along the electric lines and equipmentWLDFRAggregatedAggregated | WLDFR | HFTD - Distribution - Tier 2 - 3QU CoRE ¦ 2QU LoRE | Red Flag Warning - Catastrophic Fires | Aggregated | Aggregated | 2038 | 3.8306e-05 | 0 | 714.3308 | 0.027363 | 2038 | Mitigation | 0.08575 | 30 | 0 | esc | 0.0012005 | 4.5987e-08 | 0.00060025 | 2.2993e-08 | 0.0015435 | 5.9126e-08
[35 empty] | 7.3.1.3 Ignition probability mapping showing the probability of ignition along the electric lines and equipment | WLDFR | HFTD - Distribution - Zone 1 - 5QU CoRE ¦ 4QU LoRE | 2041 | 0.25842 | 3.4992e-06 | 1.1617e-06 | 0 | 1.1617e-06 | 2.1781e-06 | 7.231e-07 | 0 | 7.231e-07 | 4.974e-06 | 1.6513e-06 | 0 | 1.6513e-06 | 5.2234e-06 | 1.7341e-06 | 0 | 1.7341e-06 | 3.002e-07 | 1.8686e-07 | 4.2673e-07 | 4.4813e-07 | 4.974e-06 | 1.2854e-06 | 1.6513e-06 | 4.2673e-07 | 0 | 0 | 1.6513e-06 | 4.2673e-07 | [11 empty] | WLDFR | HFTD - Distribution - Tier 2 - 3QU CoRE ¦ 2QU LoRE | Non-Red Flag Warning - Destructive Fires | 2020 | 2.7598e-09 | 0 | 0 | 8807.9522 | 222.2294 | 8585.7228 | 0 | 0 | 0 | 0 | 2.2989e-06 |  | 2.4308e-05 | 0 | 2.4308e-05 | 0 | 0 | 0 | 0 | 0 | 0 | [16 empty] | 7.3.1.3 Ignition probability mapping showing the probability of ignition along the electric lines and equipmentWLDFRAggregatedAggregated | WLDFR | HFTD - Distribution - Tier 2 - 3QU CoRE ¦ 2QU LoRE | Red Flag Warning - Catastrophic Fires | Aggregated | Aggregated | 2039 | 3.8306e-05 | 0 | 714.3308 | 0.027363 | 2039 | Mitigation | 0.08575 | 30 | 0 | esc | 0.0012005 | 4.5987e-08 | 0.00060025 | 2.2993e-08 | 0.0015435 | 5.9126e-08
[35 empty] | 7.3.1.3 Ignition probability mapping showing the probability of ignition along the electric lines and equipment | WLDFR | HFTD - Distribution - Zone 1 - 5QU CoRE ¦ 4QU LoRE | 2042 | 0.24151 | 3.4992e-06 | 1.1617e-06 | 0 | 1.1617e-06 | 2.1781e-06 | 7.231e-07 | 0 | 7.231e-07 | 4.974e-06 | 1.6513e-06 | 0 | 1.6513e-06 | 5.2234e-06 | 1.7341e-06 | 0 | 1.7341e-06 | 2.8056e-07 | 1.7464e-07 | 3.9881e-07 | 4.1881e-07 | 4.974e-06 | 1.2013e-06 | 1.6513e-06 | 3.9881e-07 | 0 | 0 | 1.6513e-06 | 3.9881e-07 | [11 empty] | WLDFR | HFTD - Distribution - Tier 2 - 3QU CoRE ¦ 2QU LoRE | Non-Red Flag Warning - Destructive Fires | 2021 | 2.7598e-09 | 1.3799e-09 | 0 | 8807.9522 | 222.2294 | 8585.7228 | 0 | 0 | 0 | 0 | 2.2989e-06 |  | 2.4308e-05 | 0 | 2.4308e-05 | 1.2154e-05 | 0 | 1.2154e-05 | 0 | 0 | 0 | [16 empty] | 7.3.1.3 Ignition probability mapping showing the probability of ignition along the electric lines and equipmentWLDFRAggregatedAggregated | WLDFR | HFTD - Distribution - Tier 2 - 3QU CoRE ¦ 2QU LoRE | Red Flag Warning - Catastrophic Fires | Aggregated | Aggregated | 2040 | 3.8306e-05 | 0 | 714.3308 | 0.027363 | 2040 | Mitigation | 0.08575 | 30 | 0 | esc | 0.0012005 | 4.5987e-08 | 0.00060025 | 2.2993e-08 | 0.0015435 | 5.9126e-08
[35 empty] | 7.3.1.3 Ignition probability mapping showing the probability of ignition along the electric lines and equipment | WLDFR | HFTD - Distribution - Zone 1 - 5QU CoRE ¦ 4QU LoRE | 2043 | 0.22571 | 3.4992e-06 | 1.2192e-06 | 0 | 1.2192e-06 | 2.1781e-06 | 7.5888e-07 | 0 | 7.5888e-07 | 4.974e-06 | 1.733e-06 | 0 | 1.733e-06 | 5.2234e-06 | 1.8199e-06 | 0 | 1.8199e-06 | 2.7518e-07 | 1.7129e-07 | 3.9117e-07 | 4.1078e-07 | 4.974e-06 | 1.1227e-06 | 1.733e-06 | 3.9117e-07 | 0 | 0 | 1.733e-06 | 3.9117e-07 | [11 empty] | WLDFR | HFTD - Distribution - Tier 2 - 3QU CoRE ¦ 2QU LoRE | Non-Red Flag Warning - Destructive Fires | 2022 | 2.7598e-09 | 1.3799e-09 | 3.5483e-09 | 8807.9522 | 222.2294 | 8585.7228 | 0 | 0 | 0 | 0 | 2.2989e-06 |  | 2.4308e-05 | 0 | 2.4308e-05 | 1.2154e-05 | 0 | 1.2154e-05 | 3.1253e-05 | 0 | 3.1253e-05 | [16 empty] | 7.3.1.3 Ignition probability mapping showing the probability of ignition along the electric lines and equipmentWLDFRAggregatedAggregated | WLDFR | HFTD - Distribution - Tier 2 - 3QU CoRE ¦ 2QU LoRE | Red Flag Warning - Catastrophic Fires | Aggregated | Aggregated | 2041 | 3.8306e-05 | 0 | 714.3308 | 0.027363 | 2041 | Mitigation | 0.08575 | 30 | 0 | esc | 0.0012005 | 4.5987e-08 | 0.00060025 | 2.2993e-08 | 0.0015435 | 5.9126e-08
[35 empty] | 7.3.1.3 Ignition probability mapping showing the probability of ignition along the electric lines and equipment | WLDFR | HFTD - Distribution - Zone 1 - 5QU CoRE ¦ 4QU LoRE | 2044 | 0.21095 | 3.4992e-06 | 1.2192e-06 | 0 | 1.2192e-06 | 2.1781e-06 | 7.5888e-07 | 0 | 7.5888e-07 | 4.974e-06 | 1.733e-06 | 0 | 1.733e-06 | 5.2234e-06 | 1.8199e-06 | 0 | 1.8199e-06 | 2.5718e-07 | 1.6008e-07 | 3.6558e-07 | 3.8391e-07 | 4.974e-06 | 1.0492e-06 | 1.733e-06 | 3.6558e-07 | 0 | 0 | 1.733e-06 | 3.6558e-07 | [11 empty] | WLDFR | HFTD - Distribution - Tier 2 - 3QU CoRE ¦ 2QU LoRE | Non-Red Flag Warning - Destructive Fires | 2023 | 2.7598e-09 | 1.3799e-09 | 3.5483e-09 | 9129.7461 | 233.2301 | 8896.516 | 0 | 0 | 0 | 0 | 2.2989e-06 |  | 2.5196e-05 | 0 | 2.5196e-05 | 1.2598e-05 | 0 | 1.2598e-05 | 3.2395e-05 | 0 | 3.2395e-05 | [16 empty] | 7.3.1.3 Ignition probability mapping showing the probability of ignition along the electric lines and equipmentWLDFRAggregatedAggregated | WLDFR | HFTD - Distribution - Tier 2 - 3QU CoRE ¦ 2QU LoRE | Red Flag Warning - Catastrophic Fires | Aggregated | Aggregated | 2042 | 3.8306e-05 | 0 | 714.3308 | 0.027363 | 2042 | Mitigation | 0.08575 | 30 | 0 | esc | 0.0012005 | 4.5987e-08 | 0.00060025 | 2.2993e-08 | 0.0015435 | 5.9126e-08
[35 empty] | 7.3.1.3 Ignition probability mapping showing the probability of ignition along the electric lines and equipment | WLDFR | HFTD - Distribution - Zone 1 - 5QU CoRE ¦ 4QU LoRE | 2045 | 0.19715 | 3.4992e-06 | 1.2192e-06 | 0 | 1.2192e-06 | 2.1781e-06 | 7.5888e-07 | 0 | 7.5888e-07 | 4.974e-06 | 1.733e-06 | 0 | 1.733e-06 | 5.2234e-06 | 1.8199e-06 | 0 | 1.8199e-06 | 2.4035e-07 | 1.4961e-07 | 3.4166e-07 | 3.5879e-07 | 4.974e-06 | 9.8061e-07 | 1.733e-06 | 3.4166e-07 | 0 | 0 | 1.733e-06 | 3.4166e-07 | [11 empty] | WLDFR | HFTD - Distribution - Tier 2 - 3QU CoRE ¦ 2QU LoRE | Non-Red Flag Warning - Destructive Fires | 2024 | 2.7598e-09 | 1.3799e-09 | 3.5483e-09 | 9129.7461 | 233.2301 | 8896.516 | 0 | 0 | 0 | 0 | 2.2989e-06 |  | 2.5196e-05 | 0 | 2.5196e-05 | 1.2598e-05 | 0 | 1.2598e-05 | 3.2395e-05 | 0 | 3.2395e-05 | [16 empty] | 7.3.1.3 Ignition probability mapping showing the probability of ignition along the electric lines and equipmentWLDFRAggregatedAggregated | WLDFR | HFTD - Distribution - Tier 2 - 3QU CoRE ¦ 2QU LoRE | Red Flag Warning - Catastrophic Fires | Aggregated | Aggregated | 2043 | 3.8306e-05 | 0 | 714.3308 | 0.027363 | 2043 | Mitigation | 0.08575 | 30 | 0 | esc | 0.0012005 | 4.5987e-08 | 0.00060025 | 2.2993e-08 | 0.0015435 | 5.9126e-08
[35 empty] | 7.3.1.3 Ignition probability mapping showing the probability of ignition along the electric lines and equipment | WLDFR | HFTD - Distribution - Zone 1 - 5QU CoRE ¦ 4QU LoRE | 2046 | 0.18425 | 3.4992e-06 | 1.2192e-06 | 0 | 1.2192e-06 | 2.1781e-06 | 7.5888e-07 | 0 | 7.5888e-07 | 4.974e-06 | 1.733e-06 | 0 | 1.733e-06 | 5.2234e-06 | 1.8199e-06 | 0 | 1.8199e-06 | 2.2463e-07 | 1.3982e-07 | 3.1931e-07 | 3.3532e-07 | 4.974e-06 | 9.1645e-07 | 1.733e-06 | 3.1931e-07 | 0 | 0 | 1.733e-06 | 3.1931e-07 | [11 empty] | WLDFR | HFTD - Distribution - Tier 2 - 3QU CoRE ¦ 2QU LoRE | Non-Red Flag Warning - Destructive Fires | 2025 | 2.7598e-09 | 1.3799e-09 | 3.5483e-09 | 9129.7461 | 233.2301 | 8896.516 | 0 | 0 | 0 | 0 | 2.2989e-06 |  | 2.5196e-05 | 0 | 2.5196e-05 | 1.2598e-05 | 0 | 1.2598e-05 | 3.2395e-05 | 0 | 3.2395e-05 | [16 empty] | 7.3.1.3 Ignition probability mapping showing the probability of ignition along the electric lines and equipmentWLDFRAggregatedAggregated | WLDFR | HFTD - Distribution - Tier 2 - 3QU CoRE ¦ 2QU LoRE | Red Flag Warning - Catastrophic Fires | Aggregated | Aggregated | 2044 | 3.8306e-05 | 0 | 714.3308 | 0.027363 | 2044 | Mitigation | 0.08575 | 30 | 0 | esc | 0.0012005 | 4.5987e-08 | 0.00060025 | 2.2993e-08 | 0.0015435 | 5.9126e-08
[35 empty] | 7.3.1.3 Ignition probability mapping showing the probability of ignition along the electric lines and equipment | WLDFR | HFTD - Distribution - Zone 1 - 5QU CoRE ¦ 4QU LoRE | 2047 | 0.1722 | 3.4992e-06 | 1.2192e-06 | 0 | 1.2192e-06 | 2.1781e-06 | 7.5888e-07 | 0 | 7.5888e-07 | 4.974e-06 | 1.733e-06 | 0 | 1.733e-06 | 5.2234e-06 | 1.8199e-06 | 0 | 1.8199e-06 | 2.0994e-07 | 1.3067e-07 | 2.9842e-07 | 3.1338e-07 | 4.974e-06 | 8.565e-07 | 1.733e-06 | 2.9842e-07 | 0 | 0 | 1.733e-06 | 2.9842e-07 | [11 empty] | WLDFR | HFTD - Distribution - Tier 2 - 3QU CoRE ¦ 2QU LoRE | Non-Red Flag Warning - Destructive Fires | 2026 | 2.7598e-09 | 1.3799e-09 | 3.5483e-09 | 9129.7461 | 233.2301 | 8896.516 | 0 | 0 | 0 | 0 | 2.2989e-06 |  | 2.5196e-05 | 0 | 2.5196e-05 | 1.2598e-05 | 0 | 1.2598e-05 | 3.2395e-05 | 0 | 3.2395e-05 | [16 empty] | 7.3.1.3 Ignition probability mapping showing the probability of ignition along the electric lines and equipmentWLDFRAggregatedAggregated | WLDFR | HFTD - Distribution - Tier 2 - 3QU CoRE ¦ 2QU LoRE | Red Flag Warning - Catastrophic Fires | Aggregated | Aggregated | 2045 | 3.8306e-05 | 0 | 714.3308 | 0.027363 | 2045 | Mitigation | 0.08575 | 30 | 0 | esc | 0.0012005 | 4.5987e-08 | 0.00060025 | 2.2993e-08 | 0.0015435 | 5.9126e-08
[35 empty] | 7.3.1.3 Ignition probability mapping showing the probability of ignition along the electric lines and equipment | WLDFR | HFTD - Distribution - Zone 1 - 5QU CoRE ¦ 4QU LoRE | 2048 | 0.16093 | 3.4992e-06 | 1.2798e-06 | 0 | 1.2798e-06 | 2.1781e-06 | 7.9664e-07 | 0 | 7.9664e-07 | 4.974e-06 | 1.8193e-06 | 0 | 1.8193e-06 | 5.2234e-06 | 1.9105e-06 | 0 | 1.9105e-06 | 2.0597e-07 | 1.282e-07 | 2.9277e-07 | 3.0746e-07 | 4.974e-06 | 8.0047e-07 | 1.8193e-06 | 2.9277e-07 | 0 | 0 | 1.8193e-06 | 2.9277e-07 | [11 empty] | WLDFR | HFTD - Distribution - Tier 2 - 3QU CoRE ¦ 2QU LoRE | Non-Red Flag Warning - Destructive Fires | 2027 | 2.7598e-09 | 1.3799e-09 | 3.5483e-09 | 9129.7461 | 233.2301 | 8896.516 | 0 | 0 | 0 | 0 | 2.2989e-06 |  | 2.5196e-05 | 0 | 2.5196e-05 | 1.2598e-05 | 0 | 1.2598e-05 | 3.2395e-05 | 0 | 3.2395e-05 | [16 empty] | 7.3.1.3 Ignition probability mapping showing the probability of ignition along the electric lines and equipmentWLDFRAggregatedAggregated | WLDFR | HFTD - Distribution - Tier 2 - 3QU CoRE ¦ 2QU LoRE | Red Flag Warning - Catastrophic Fires | Aggregated | Aggregated | 2046 | 3.8306e-05 | 0 | 714.3308 | 0.027363 | 2046 | Mitigation | 0.08575 | 30 | 0 | esc | 0.0012005 | 4.5987e-08 | 0.00060025 | 2.2993e-08 | 0.0015435 | 5.9126e-08
[35 empty] | 7.3.1.3 Ignition probability mapping showing the probability of ignition along the electric lines and equipment | WLDFR | HFTD - Distribution - Zone 1 - 5QU CoRE ¦ 4QU LoRE | 2049 | 0.1504 | 3.4992e-06 | 1.2798e-06 | 0 | 1.2798e-06 | 2.1781e-06 | 7.9664e-07 | 0 | 7.9664e-07 | 4.974e-06 | 1.8193e-06 | 0 | 1.8193e-06 | 5.2234e-06 | 1.9105e-06 | 0 | 1.9105e-06 | 1.9249e-07 | 1.1982e-07 | 2.7362e-07 | 2.8734e-07 | 4.974e-06 | 7.481e-07 | 1.8193e-06 | 2.7362e-07 | 0 | 0 | 1.8193e-06 | 2.7362e-07 | [11 empty] | WLDFR | HFTD - Distribution - Tier 2 - 3QU CoRE ¦ 2QU LoRE | Non-Red Flag Warning - Destructive Fires | 2028 | 2.7598e-09 | 1.3799e-09 | 3.5483e-09 | 9534.9221 | 247.273 | 9287.6491 | 0 | 0 | 0 | 0 | 2.2989e-06 |  | 2.6314e-05 | 0 | 2.6314e-05 | 1.3157e-05 | 0 | 1.3157e-05 | 3.3833e-05 | 0 | 3.3833e-05 | [16 empty] | 7.3.1.3 Ignition probability mapping showing the probability of ignition along the electric lines and equipmentWLDFRAggregatedAggregated | WLDFR | HFTD - Distribution - Tier 2 - 3QU CoRE ¦ 2QU LoRE | Red Flag Warning - Catastrophic Fires | Aggregated | Aggregated | 2047 | 3.8306e-05 | 0 | 714.3308 | 0.027363 | 2047 | Mitigation | 0.08575 | 30 | 0 | esc | 0.0012005 | 4.5987e-08 | 0.00060025 | 2.2993e-08 | 0.0015435 | 5.9126e-08
[35 empty] | 7.3.1.3 Ignition probability mapping showing the probability of ignition along the electric lines and equipment | WLDFR | HFTD - Distribution - Zone 1 - 5QU CoRE ¦ 4QU LoRE | 2050 | 0.14056 | 0 | 0 | 0 | 0 | 2.1781e-06 | 7.9664e-07 | 0 | 7.9664e-07 | 4.974e-06 | 1.8193e-06 | 0 | 1.8193e-06 | 5.2234e-06 | 1.9105e-06 | 0 | 1.9105e-06 | 0 | 1.1198e-07 | 2.5572e-07 | 2.6854e-07 | 4.974e-06 | 6.9916e-07 | 1.8193e-06 | 2.5572e-07 | 0 | 0 | 1.8193e-06 | 2.5572e-07 | [11 empty] | WLDFR | HFTD - Distribution - Tier 2 - 3QU CoRE ¦ 2QU LoRE | Non-Red Flag Warning - Destructive Fires | 2029 | 2.7598e-09 | 1.3799e-09 | 3.5483e-09 | 9534.9221 | 247.273 | 9287.6491 | 0 | 0 | 0 | 0 | 2.2989e-06 |  | 2.6314e-05 | 0 | 2.6314e-05 | 1.3157e-05 | 0 | 1.3157e-05 | 3.3833e-05 | 0 | 3.3833e-05 | [16 empty] | 7.3.1.3 Ignition probability mapping showing the probability of ignition along the electric lines and equipmentWLDFRAggregatedAggregated | WLDFR | HFTD - Distribution - Tier 2 - 3QU CoRE ¦ 2QU LoRE | Red Flag Warning - Catastrophic Fires | Aggregated | Aggregated | 2048 | 3.8306e-05 | 0 | 714.3308 | 0.027363 | 2048 | Mitigation | 0.08575 | 30 | 0 | esc | 0.0012005 | 4.5987e-08 | 0.00060025 | 2.2993e-08 | 0.0015435 | 5.9126e-08
[35 empty] | 7.3.1.3 Ignition probability mapping showing the probability of ignition along the electric lines and equipment | WLDFR | HFTD - Distribution - Zone 1 - 5QU CoRE ¦ 4QU LoRE | 2051 | 0.13137 | 0 | 0 | 0 | 0 | 0 | 0 | 0 | 0 | 4.974e-06 | 1.8193e-06 | 0 | 1.8193e-06 | 5.2234e-06 | 1.9105e-06 | 0 | 1.9105e-06 | 0 | 0 | 2.3899e-07 | 2.5098e-07 | 4.974e-06 | 6.5342e-07 | 1.8193e-06 | 2.3899e-07 | 0 | 0 | 1.8193e-06 | 2.3899e-07 | [11 empty] | WLDFR | HFTD - Distribution - Tier 2 - 3QU CoRE ¦ 2QU LoRE | Non-Red Flag Warning - Destructive Fires | 2030 | 2.7598e-09 | 1.3799e-09 | 3.5483e-09 | 9534.9221 | 247.273 | 9287.6491 | 0 | 0 | 0 | 0 | 2.2989e-06 |  | 2.6314e-05 | 0 | 2.6314e-05 | 1.3157e-05 | 0 | 1.3157e-05 | 3.3833e-05 | 0 | 3.3833e-05 | [16 empty] | 7.3.1.3 Ignition probability mapping showing the probability of ignition along the electric lines and equipmentWLDFRAggregatedAggregated | WLDFR | HFTD - Distribution - Tier 2 - 3QU CoRE ¦ 2QU LoRE | Red Flag Warning - Catastrophic Fires | Aggregated | Aggregated | 2049 | 3.8306e-05 | 0 | 714.3308 | 0.027363 | 2049 | Mitigation | 0.08575 | 30 | 0 | esc | 0.0012005 | 4.5987e-08 | 0.00060025 | 2.2993e-08 | 0.0015435 | 5.9126e-08
[35 empty] | 7.3.1.3 Ignition probability mapping showing the probability of ignition along the electric lines and equipment | WLDFR | HFTD - Distribution - Zone 1 - 5QU CoRE ¦ 4QU LoRE | 2052 | 0.12277 | 0 | 0 | 0 | 0 | 0 | 0 | 0 | 0 | 0 | 0 | 0 | 0 | 5.2234e-06 | 1.9105e-06 | 0 | 1.9105e-06 | 0 | 0 | 0 | 2.3456e-07 | 0 | 0 | 0 | 0 | 0 | 0 | 0 | 0 | [11 empty] | WLDFR | HFTD - Distribution - Tier 2 - 3QU CoRE ¦ 2QU LoRE | Non-Red Flag Warning - Destructive Fires | 2031 | 2.7598e-09 | 1.3799e-09 | 3.5483e-09 | 9534.9221 | 247.273 | 9287.6491 | 0 | 0 | 0 | 0 | 2.2989e-06 |  | 2.6314e-05 | 0 | 2.6314e-05 | 1.3157e-05 | 0 | 1.3157e-05 | 3.3833e-05 | 0 | 3.3833e-05 | [16 empty] | 7.3.1.3 Ignition probability mapping showing the probability of ignition along the electric lines and equipmentWLDFRAggregatedAggregated | WLDFR | HFTD - Distribution - Tier 2 - 3QU CoRE ¦ 2QU LoRE | Red Flag Warning - Catastrophic Fires | Aggregated | Aggregated | 2050 | 3.8306e-05 | 0 | 714.3308 | 0.027363 | 2050 | Mitigation | 0.08575 | 30 | 0 | esc | 0 | 0 | 0.00060025 | 2.2993e-08 | 0.0015435 | 5.9126e-08
[79 empty] | WLDFR | HFTD - Distribution - Tier 2 - 3QU CoRE ¦ 2QU LoRE | Non-Red Flag Warning - Destructive Fires | 2032 | 2.7598e-09 | 1.3799e-09 | 3.5483e-09 | 9534.9221 | 247.273 | 9287.6491 | 0 | 0 | 0 | 0 | 2.2989e-06 |  | 2.6314e-05 | 0 | 2.6314e-05 | 1.3157e-05 | 0 | 1.3157e-05 | 3.3833e-05 | 0 | 3.3833e-05 | [16 empty] | 7.3.1.3 Ignition probability mapping showing the probability of ignition along the electric lines and equipmentWLDFRAggregatedAggregated | WLDFR | HFTD - Distribution - Tier 2 - 3QU CoRE ¦ 2QU LoRE | Red Flag Warning - Catastrophic Fires | Aggregated | Aggregated | 2051 | 3.8306e-05 | 0 | 714.3308 | 0.027363 | 2051 | Mitigation | 0.08575 | 30 | 0 | esc | 0 | 0 | 0 | 0 | 0.0015435 | 5.9126e-08
[79 empty] | WLDFR | HFTD - Distribution - Tier 2 - 3QU CoRE ¦ 2QU LoRE | Non-Red Flag Warning - Destructive Fires | 2033 | 2.7598e-09 | 1.3799e-09 | 3.5483e-09 | 9984.8474 | 263.1074 | 9721.74 | 0 | 0 | 0 | 0 | 2.2989e-06 |  | 2.7556e-05 | 0 | 2.7556e-05 | 1.3778e-05 | 0 | 1.3778e-05 | 3.5429e-05 | 0 | 3.5429e-05 | [16 empty] | 7.3.1.3 Ignition probability mapping showing the probability of ignition along the electric lines and equipmentWLDFRAggregatedAggregated | WLDFR | HFTD - Distribution - Tier 2 - 3QU CoRE ¦ 2QU LoRE | Red Flag Warning - Destructive Fires | Aggregated | Aggregated | 2021 | 5.6007e-06 | 0 | 714.3308 | 0.0040008 | 2021 | Mitigation | 0.08575 | 30 | 0 | esc | 0.0012005 | 6.7237e-09 | 0.00060025 | 3.3618e-09 | 0 | 0
[79 empty] | WLDFR | HFTD - Distribution - Tier 2 - 3QU CoRE ¦ 2QU LoRE | Non-Red Flag Warning - Destructive Fires | 2034 | 2.7598e-09 | 1.3799e-09 | 3.5483e-09 | 9984.8474 | 263.1074 | 9721.74 | 0 | 0 | 0 | 0 | 2.2989e-06 |  | 2.7556e-05 | 0 | 2.7556e-05 | 1.3778e-05 | 0 | 1.3778e-05 | 3.5429e-05 | 0 | 3.5429e-05 | [16 empty] | 7.3.1.3 Ignition probability mapping showing the probability of ignition along the electric lines and equipmentWLDFRAggregatedAggregated | WLDFR | HFTD - Distribution - Tier 2 - 3QU CoRE ¦ 2QU LoRE | Red Flag Warning - Destructive Fires | Aggregated | Aggregated | 2022 | 5.6007e-06 | 0 | 714.3308 | 0.0040008 | 2022 | Mitigation | 0.08575 | 30 | 0 | esc | 0.0012005 | 6.7237e-09 | 0.00060025 | 3.3618e-09 | 0.0015435 | 8.6448e-09
[79 empty] | WLDFR | HFTD - Distribution - Tier 2 - 3QU CoRE ¦ 2QU LoRE | Non-Red Flag Warning - Destructive Fires | 2035 | 2.7598e-09 | 1.3799e-09 | 3.5483e-09 | 9984.8474 | 263.1074 | 9721.74 | 0 | 0 | 0 | 0 | 2.2989e-06 |  | 2.7556e-05 | 0 | 2.7556e-05 | 1.3778e-05 | 0 | 1.3778e-05 | 3.5429e-05 | 0 | 3.5429e-05 | [16 empty] | 7.3.1.3 Ignition probability mapping showing the probability of ignition along the electric lines and equipmentWLDFRAggregatedAggregated | WLDFR | HFTD - Distribution - Tier 2 - 3QU CoRE ¦ 2QU LoRE | Red Flag Warning - Destructive Fires | Aggregated | Aggregated | 2023 | 5.6007e-06 | 0 | 714.3308 | 0.0040008 | 2023 | Mitigation | 0.08575 | 30 | 0 | esc | 0.0012005 | 6.7237e-09 | 0.00060025 | 3.3618e-09 | 0.0015435 | 8.6448e-09
[79 empty] | WLDFR | HFTD - Distribution - Tier 2 - 3QU CoRE ¦ 2QU LoRE | Non-Red Flag Warning - Destructive Fires | 2036 | 2.7598e-09 | 1.3799e-09 | 3.5483e-09 | 9984.8474 | 263.1074 | 9721.74 | 0 | 0 | 0 | 0 | 2.2989e-06 |  | 2.7556e-05 | 0 | 2.7556e-05 | 1.3778e-05 | 0 | 1.3778e-05 | 3.5429e-05 | 0 | 3.5429e-05 | [16 empty] | 7.3.1.3 Ignition probability mapping showing the probability of ignition along the electric lines and equipmentWLDFRAggregatedAggregated | WLDFR | HFTD - Distribution - Tier 2 - 3QU CoRE ¦ 2QU LoRE | Red Flag Warning - Destructive Fires | Aggregated | Aggregated | 2024 | 5.6007e-06 | 0 | 714.3308 | 0.0040008 | 2024 | Mitigation | 0.08575 | 30 | 0 | esc | 0.0012005 | 6.7237e-09 | 0.00060025 | 3.3618e-09 | 0.0015435 | 8.6448e-09
[79 empty] | WLDFR | HFTD - Distribution - Tier 2 - 3QU CoRE ¦ 2QU LoRE | Non-Red Flag Warning - Destructive Fires | 2037 | 2.7598e-09 | 1.3799e-09 | 3.5483e-09 | 9984.8474 | 263.1074 | 9721.74 | 0 | 0 | 0 | 0 | 2.2989e-06 |  | 2.7556e-05 | 0 | 2.7556e-05 | 1.3778e-05 | 0 | 1.3778e-05 | 3.5429e-05 | 0 | 3.5429e-05 | [16 empty] | 7.3.1.3 Ignition probability mapping showing the probability of ignition along the electric lines and equipmentWLDFRAggregatedAggregated | WLDFR | HFTD - Distribution - Tier 2 - 3QU CoRE ¦ 2QU LoRE | Red Flag Warning - Destructive Fires | Aggregated | Aggregated | 2025 | 5.6007e-06 | 0 | 714.3308 | 0.0040008 | 2025 | Mitigation | 0.08575 | 30 | 0 | esc | 0.0012005 | 6.7237e-09 | 0.00060025 | 3.3618e-09 | 0.0015435 | 8.6448e-09
[79 empty] | WLDFR | HFTD - Distribution - Tier 2 - 3QU CoRE ¦ 2QU LoRE | Non-Red Flag Warning - Destructive Fires | 2038 | 2.7598e-09 | 1.3799e-09 | 3.5483e-09 | 10472.8261 | 280.5544 | 10192.2718 | 0 | 0 | 0 | 0 | 2.2989e-06 |  | 2.8903e-05 | 0 | 2.8903e-05 | 1.4451e-05 | 0 | 1.4451e-05 | 3.7161e-05 | 0 | 3.7161e-05 | [16 empty] | 7.3.1.3 Ignition probability mapping showing the probability of ignition along the electric lines and equipmentWLDFRAggregatedAggregated | WLDFR | HFTD - Distribution - Tier 2 - 3QU CoRE ¦ 2QU LoRE | Red Flag Warning - Destructive Fires | Aggregated | Aggregated | 2026 | 5.6007e-06 | 0 | 714.3308 | 0.0040008 | 2026 | Mitigation | 0.08575 | 30 | 0 | esc | 0.0012005 | 6.7237e-09 | 0.00060025 | 3.3618e-09 | 0.0015435 | 8.6448e-09
[79 empty] | WLDFR | HFTD - Distribution - Tier 2 - 3QU CoRE ¦ 2QU LoRE | Non-Red Flag Warning - Destructive Fires | 2039 | 2.7598e-09 | 1.3799e-09 | 3.5483e-09 | 10472.8261 | 280.5544 | 10192.2718 | 0 | 0 | 0 | 0 | 2.2989e-06 |  | 2.8903e-05 | 0 | 2.8903e-05 | 1.4451e-05 | 0 | 1.4451e-05 | 3.7161e-05 | 0 | 3.7161e-05 | [16 empty] | 7.3.1.3 Ignition probability mapping showing the probability of ignition along the electric lines and equipmentWLDFRAggregatedAggregated | WLDFR | HFTD - Distribution - Tier 2 - 3QU CoRE ¦ 2QU LoRE | Red Flag Warning - Destructive Fires | Aggregated | Aggregated | 2027 | 5.6007e-06 | 0 | 714.3308 | 0.0040008 | 2027 | Mitigation | 0.08575 | 30 | 0 | esc | 0.0012005 | 6.7237e-09 | 0.00060025 | 3.3618e-09 | 0.0015435 | 8.6448e-09
[79 empty] | WLDFR | HFTD - Distribution - Tier 2 - 3QU CoRE ¦ 2QU LoRE | Non-Red Flag Warning - Destructive Fires | 2040 | 2.7598e-09 | 1.3799e-09 | 3.5483e-09 | 10472.8261 | 280.5544 | 10192.2718 | 0 | 0 | 0 | 0 | 2.2989e-06 |  | 2.8903e-05 | 0 | 2.8903e-05 | 1.4451e-05 | 0 | 1.4451e-05 | 3.7161e-05 | 0 | 3.7161e-05 | [16 empty] | 7.3.1.3 Ignition probability mapping showing the probability of ignition along the electric lines and equipmentWLDFRAggregatedAggregated | WLDFR | HFTD - Distribution - Tier 2 - 3QU CoRE ¦ 2QU LoRE | Red Flag Warning - Destructive Fires | Aggregated | Aggregated | 2028 | 5.6007e-06 | 0 | 714.3308 | 0.0040008 | 2028 | Mitigation | 0.08575 | 30 | 0 | esc | 0.0012005 | 6.7237e-09 | 0.00060025 | 3.3618e-09 | 0.0015435 | 8.6448e-09
[79 empty] | WLDFR | HFTD - Distribution - Tier 2 - 3QU CoRE ¦ 2QU LoRE | Non-Red Flag Warning - Destructive Fires | 2041 | 2.7598e-09 | 1.3799e-09 | 3.5483e-09 | 10472.8261 | 280.5544 | 10192.2718 | 0 | 0 | 0 | 0 | 2.2989e-06 |  | 2.8903e-05 | 0 | 2.8903e-05 | 1.4451e-05 | 0 | 1.4451e-05 | 3.7161e-05 | 0 | 3.7161e-05 | [16 empty] | 7.3.1.3 Ignition probability mapping showing the probability of ignition along the electric lines and equipmentWLDFRAggregatedAggregated | WLDFR | HFTD - Distribution - Tier 2 - 3QU CoRE ¦ 2QU LoRE | Red Flag Warning - Destructive Fires | Aggregated | Aggregated | 2029 | 5.6007e-06 | 0 | 714.3308 | 0.0040008 | 2029 | Mitigation | 0.08575 | 30 | 0 | esc | 0.0012005 | 6.7237e-09 | 0.00060025 | 3.3618e-09 | 0.0015435 | 8.6448e-09
[79 empty] | WLDFR | HFTD - Distribution - Tier 2 - 3QU CoRE ¦ 2QU LoRE | Non-Red Flag Warning - Destructive Fires | 2042 | 2.7598e-09 | 1.3799e-09 | 3.5483e-09 | 10472.8261 | 280.5544 | 10192.2718 | 0 | 0 | 0 | 0 | 2.2989e-06 |  | 2.8903e-05 | 0 | 2.8903e-05 | 1.4451e-05 | 0 | 1.4451e-05 | 3.7161e-05 | 0 | 3.7161e-05 | [16 empty] | 7.3.1.3 Ignition probability mapping showing the probability of ignition along the electric lines and equipmentWLDFRAggregatedAggregated | WLDFR | HFTD - Distribution - Tier 2 - 3QU CoRE ¦ 2QU LoRE | Red Flag Warning - Destructive Fires | Aggregated | Aggregated | 2030 | 5.6007e-06 | 0 | 714.3308 | 0.0040008 | 2030 | Mitigation | 0.08575 | 30 | 0 | esc | 0.0012005 | 6.7237e-09 | 0.00060025 | 3.3618e-09 | 0.0015435 | 8.6448e-09
[79 empty] | WLDFR | HFTD - Distribution - Tier 2 - 3QU CoRE ¦ 2QU LoRE | Non-Red Flag Warning - Destructive Fires | 2043 | 2.7598e-09 | 1.3799e-09 | 3.5483e-09 | 10992.1562 | 299.42 | 10692.7362 | 0 | 0 | 0 | 0 | 2.2989e-06 |  | 3.0336e-05 | 0 | 3.0336e-05 | 1.5168e-05 | 0 | 1.5168e-05 | 3.9003e-05 | 0 | 3.9003e-05 | [16 empty] | 7.3.1.3 Ignition probability mapping showing the probability of ignition along the electric lines and equipmentWLDFRAggregatedAggregated | WLDFR | HFTD - Distribution - Tier 2 - 3QU CoRE ¦ 2QU LoRE | Red Flag Warning - Destructive Fires | Aggregated | Aggregated | 2031 | 5.6007e-06 | 0 | 714.3308 | 0.0040008 | 2031 | Mitigation | 0.08575 | 30 | 0 | esc | 0.0012005 | 6.7237e-09 | 0.00060025 | 3.3618e-09 | 0.0015435 | 8.6448e-09
[79 empty] | WLDFR | HFTD - Distribution - Tier 2 - 3QU CoRE ¦ 2QU LoRE | Non-Red Flag Warning - Destructive Fires | 2044 | 2.7598e-09 | 1.3799e-09 | 3.5483e-09 | 10992.1562 | 299.42 | 10692.7362 | 0 | 0 | 0 | 0 | 2.2989e-06 |  | 3.0336e-05 | 0 | 3.0336e-05 | 1.5168e-05 | 0 | 1.5168e-05 | 3.9003e-05 | 0 | 3.9003e-05 | [16 empty] | 7.3.1.3 Ignition probability mapping showing the probability of ignition along the electric lines and equipmentWLDFRAggregatedAggregated | WLDFR | HFTD - Distribution - Tier 2 - 3QU CoRE ¦ 2QU LoRE | Red Flag Warning - Destructive Fires | Aggregated | Aggregated | 2032 | 5.6007e-06 | 0 | 714.3308 | 0.0040008 | 2032 | Mitigation | 0.08575 | 30 | 0 | esc | 0.0012005 | 6.7237e-09 | 0.00060025 | 3.3618e-09 | 0.0015435 | 8.6448e-09
[79 empty] | WLDFR | HFTD - Distribution - Tier 2 - 3QU CoRE ¦ 2QU LoRE | Non-Red Flag Warning - Destructive Fires | 2045 | 2.7598e-09 | 1.3799e-09 | 3.5483e-09 | 10992.1562 | 299.42 | 10692.7362 | 0 | 0 | 0 | 0 | 2.2989e-06 |  | 3.0336e-05 | 0 | 3.0336e-05 | 1.5168e-05 | 0 | 1.5168e-05 | 3.9003e-05 | 0 | 3.9003e-05 | [16 empty] | 7.3.1.3 Ignition probability mapping showing the probability of ignition along the electric lines and equipmentWLDFRAggregatedAggregated | WLDFR | HFTD - Distribution - Tier 2 - 3QU CoRE ¦ 2QU LoRE | Red Flag Warning - Destructive Fires | Aggregated | Aggregated | 2033 | 5.6007e-06 | 0 | 714.3308 | 0.0040008 | 2033 | Mitigation | 0.08575 | 30 | 0 | esc | 0.0012005 | 6.7237e-09 | 0.00060025 | 3.3618e-09 | 0.0015435 | 8.6448e-09
[79 empty] | WLDFR | HFTD - Distribution - Tier 2 - 3QU CoRE ¦ 2QU LoRE | Non-Red Flag Warning - Destructive Fires | 2046 | 2.7598e-09 | 1.3799e-09 | 3.5483e-09 | 10992.1562 | 299.42 | 10692.7362 | 0 | 0 | 0 | 0 | 2.2989e-06 |  | 3.0336e-05 | 0 | 3.0336e-05 | 1.5168e-05 | 0 | 1.5168e-05 | 3.9003e-05 | 0 | 3.9003e-05 | [16 empty] | 7.3.1.3 Ignition probability mapping showing the probability of ignition along the electric lines and equipmentWLDFRAggregatedAggregated | WLDFR | HFTD - Distribution - Tier 2 - 3QU CoRE ¦ 2QU LoRE | Red Flag Warning - Destructive Fires | Aggregated | Aggregated | 2034 | 5.6007e-06 | 0 | 714.3308 | 0.0040008 | 2034 | Mitigation | 0.08575 | 30 | 0 | esc | 0.0012005 | 6.7237e-09 | 0.00060025 | 3.3618e-09 | 0.0015435 | 8.6448e-09
[79 empty] | WLDFR | HFTD - Distribution - Tier 2 - 3QU CoRE ¦ 2QU LoRE | Non-Red Flag Warning - Destructive Fires | 2047 | 2.7598e-09 | 1.3799e-09 | 3.5483e-09 | 10992.1562 | 299.42 | 10692.7362 | 0 | 0 | 0 | 0 | 2.2989e-06 |  | 3.0336e-05 | 0 | 3.0336e-05 | 1.5168e-05 | 0 | 1.5168e-05 | 3.9003e-05 | 0 | 3.9003e-05 | [16 empty] | 7.3.1.3 Ignition probability mapping showing the probability of ignition along the electric lines and equipmentWLDFRAggregatedAggregated | WLDFR | HFTD - Distribution - Tier 2 - 3QU CoRE ¦ 2QU LoRE | Red Flag Warning - Destructive Fires | Aggregated | Aggregated | 2035 | 5.6007e-06 | 0 | 714.3308 | 0.0040008 | 2035 | Mitigation | 0.08575 | 30 | 0 | esc | 0.0012005 | 6.7237e-09 | 0.00060025 | 3.3618e-09 | 0.0015435 | 8.6448e-09
[79 empty] | WLDFR | HFTD - Distribution - Tier 2 - 3QU CoRE ¦ 2QU LoRE | Non-Red Flag Warning - Destructive Fires | 2048 | 2.7598e-09 | 1.3799e-09 | 3.5483e-09 | 11536.0538 | 319.4911 | 11216.5626 | 0 | 0 | 0 | 0 | 2.2989e-06 |  | 3.1837e-05 | 0 | 3.1837e-05 | 1.5918e-05 | 0 | 1.5918e-05 | 4.0933e-05 | 0 | 4.0933e-05 | [16 empty] | 7.3.1.3 Ignition probability mapping showing the probability of ignition along the electric lines and equipmentWLDFRAggregatedAggregated | WLDFR | HFTD - Distribution - Tier 2 - 3QU CoRE ¦ 2QU LoRE | Red Flag Warning - Destructive Fires | Aggregated | Aggregated | 2036 | 5.6007e-06 | 0 | 714.3308 | 0.0040008 | 2036 | Mitigation | 0.08575 | 30 | 0 | esc | 0.0012005 | 6.7237e-09 | 0.00060025 | 3.3618e-09 | 0.0015435 | 8.6448e-09
[79 empty] | WLDFR | HFTD - Distribution - Tier 2 - 3QU CoRE ¦ 2QU LoRE | Non-Red Flag Warning - Destructive Fires | 2049 | 2.7598e-09 | 1.3799e-09 | 3.5483e-09 | 11536.0538 | 319.4911 | 11216.5626 | 0 | 0 | 0 | 0 | 2.2989e-06 |  | 3.1837e-05 | 0 | 3.1837e-05 | 1.5918e-05 | 0 | 1.5918e-05 | 4.0933e-05 | 0 | 4.0933e-05 | [16 empty] | 7.3.1.3 Ignition probability mapping showing the probability of ignition along the electric lines and equipmentWLDFRAggregatedAggregated | WLDFR | HFTD - Distribution - Tier 2 - 3QU CoRE ¦ 2QU LoRE | Red Flag Warning - Destructive Fires | Aggregated | Aggregated | 2037 | 5.6007e-06 | 0 | 714.3308 | 0.0040008 | 2037 | Mitigation | 0.08575 | 30 | 0 | esc | 0.0012005 | 6.7237e-09 | 0.00060025 | 3.3618e-09 | 0.0015435 | 8.6448e-09
[79 empty] | WLDFR | HFTD - Distribution - Tier 2 - 3QU CoRE ¦ 2QU LoRE | Non-Red Flag Warning - Destructive Fires | 2050 | 0 | 1.3799e-09 | 3.5483e-09 | 11536.0538 | 319.4911 | 11216.5626 | 0 | 0 | 0 | 0 | 2.2989e-06 |  | 0 | 0 | 0 | 1.5918e-05 | 0 | 1.5918e-05 | 4.0933e-05 | 0 | 4.0933e-05 | [16 empty] | 7.3.1.3 Ignition probability mapping showing the probability of ignition along the electric lines and equipmentWLDFRAggregatedAggregated | WLDFR | HFTD - Distribution - Tier 2 - 3QU CoRE ¦ 2QU LoRE | Red Flag Warning - Destructive Fires | Aggregated | Aggregated | 2038 | 5.6007e-06 | 0 | 714.3308 | 0.0040008 | 2038 | Mitigation | 0.08575 | 30 | 0 | esc | 0.0012005 | 6.7237e-09 | 0.00060025 | 3.3618e-09 | 0.0015435 | 8.6448e-09
[79 empty] | WLDFR | HFTD - Distribution - Tier 2 - 3QU CoRE ¦ 2QU LoRE | Non-Red Flag Warning - Destructive Fires | 2051 | 0 | 0 | 3.5483e-09 | 11536.0538 | 319.4911 | 11216.5626 | 0 | 0 | 0 | 0 | 2.2989e-06 |  | 0 | 0 | 0 | 0 | 0 | 0 | 4.0933e-05 | 0 | 4.0933e-05 | [16 empty] | 7.3.1.3 Ignition probability mapping showing the probability of ignition along the electric lines and equipmentWLDFRAggregatedAggregated | WLDFR | HFTD - Distribution - Tier 2 - 3QU CoRE ¦ 2QU LoRE | Red Flag Warning - Destructive Fires | Aggregated | Aggregated | 2039 | 5.6007e-06 | 0 | 714.3308 | 0.0040008 | 2039 | Mitigation | 0.08575 | 30 | 0 | esc | 0.0012005 | 6.7237e-09 | 0.00060025 | 3.3618e-09 | 0.0015435 | 8.6448e-09
[79 empty] | WLDFR | HFTD - Distribution - Tier 2 - 3QU CoRE ¦ 2QU LoRE | Non-Red Flag Warning - Large Fires | 2020 | 3.0019e-08 | 0 | 0 | 5.2406 | 0.69642 | 2.942 | 1.6022 | 0 | 0 | 0 | 2.5006e-05 |  | 1.5732e-07 | 0 | 1.5732e-07 | 0 | 0 | 0 | 0 | 0 | 0 | [16 empty] | 7.3.1.3 Ignition probability mapping showing the probability of ignition along the electric lines and equipmentWLDFRAggregatedAggregated | WLDFR | HFTD - Distribution - Tier 2 - 3QU CoRE ¦ 2QU LoRE | Red Flag Warning - Destructive Fires | Aggregated | Aggregated | 2040 | 5.6007e-06 | 0 | 714.3308 | 0.0040008 | 2040 | Mitigation | 0.08575 | 30 | 0 | esc | 0.0012005 | 6.7237e-09 | 0.00060025 | 3.3618e-09 | 0.0015435 | 8.6448e-09
[79 empty] | WLDFR | HFTD - Distribution - Tier 2 - 3QU CoRE ¦ 2QU LoRE | Non-Red Flag Warning - Large Fires | 2021 | 3.0019e-08 | 1.501e-08 | 0 | 5.2406 | 0.69642 | 2.942 | 1.6022 | 0 | 0 | 0 | 2.5006e-05 |  | 1.5732e-07 | 0 | 1.5732e-07 | 7.8659e-08 | 0 | 7.8659e-08 | 0 | 0 | 0 | [16 empty] | 7.3.1.3 Ignition probability mapping showing the probability of ignition along the electric lines and equipmentWLDFRAggregatedAggregated | WLDFR | HFTD - Distribution - Tier 2 - 3QU CoRE ¦ 2QU LoRE | Red Flag Warning - Destructive Fires | Aggregated | Aggregated | 2041 | 5.6007e-06 | 0 | 714.3308 | 0.0040008 | 2041 | Mitigation | 0.08575 | 30 | 0 | esc | 0.0012005 | 6.7237e-09 | 0.00060025 | 3.3618e-09 | 0.0015435 | 8.6448e-09
[79 empty] | WLDFR | HFTD - Distribution - Tier 2 - 3QU CoRE ¦ 2QU LoRE | Non-Red Flag Warning - Large Fires | 2022 | 3.0019e-08 | 1.501e-08 | 3.8596e-08 | 5.2406 | 0.69642 | 2.942 | 1.6022 | 0 | 0 | 0 | 2.5006e-05 |  | 1.5732e-07 | 0 | 1.5732e-07 | 7.8659e-08 | 0 | 7.8659e-08 | 2.0227e-07 | 0 | 2.0227e-07 | [16 empty] | 7.3.1.3 Ignition probability mapping showing the probability of ignition along the electric lines and equipmentWLDFRAggregatedAggregated | WLDFR | HFTD - Distribution - Tier 2 - 3QU CoRE ¦ 2QU LoRE | Red Flag Warning - Destructive Fires | Aggregated | Aggregated | 2042 | 5.6007e-06 | 0 | 714.3308 | 0.0040008 | 2042 | Mitigation | 0.08575 | 30 | 0 | esc | 0.0012005 | 6.7237e-09 | 0.00060025 | 3.3618e-09 | 0.0015435 | 8.6448e-09
[79 empty] | WLDFR | HFTD - Distribution - Tier 2 - 3QU CoRE ¦ 2QU LoRE | Non-Red Flag Warning - Large Fires | 2023 | 3.0019e-08 | 1.501e-08 | 3.8596e-08 | 5.475 | 0.71896 | 3.0715 | 1.6846 | 0 | 0 | 0 | 2.5006e-05 |  | 1.6436e-07 | 0 | 1.6436e-07 | 8.2178e-08 | 0 | 8.2178e-08 | 2.1132e-07 | 0 | 2.1132e-07 | [16 empty] | 7.3.1.3 Ignition probability mapping showing the probability of ignition along the electric lines and equipmentWLDFRAggregatedAggregated | WLDFR | HFTD - Distribution - Tier 2 - 3QU CoRE ¦ 2QU LoRE | Red Flag Warning - Destructive Fires | Aggregated | Aggregated | 2043 | 5.6007e-06 | 0 | 714.3308 | 0.0040008 | 2043 | Mitigation | 0.08575 | 30 | 0 | esc | 0.0012005 | 6.7237e-09 | 0.00060025 | 3.3618e-09 | 0.0015435 | 8.6448e-09
[79 empty] | WLDFR | HFTD - Distribution - Tier 2 - 3QU CoRE ¦ 2QU LoRE | Non-Red Flag Warning - Large Fires | 2024 | 3.0019e-08 | 1.501e-08 | 3.8596e-08 | 5.475 | 0.71896 | 3.0715 | 1.6846 | 0 | 0 | 0 | 2.5006e-05 |  | 1.6436e-07 | 0 | 1.6436e-07 | 8.2178e-08 | 0 | 8.2178e-08 | 2.1132e-07 | 0 | 2.1132e-07 | [16 empty] | 7.3.1.3 Ignition probability mapping showing the probability of ignition along the electric lines and equipmentWLDFRAggregatedAggregated | WLDFR | HFTD - Distribution - Tier 2 - 3QU CoRE ¦ 2QU LoRE | Red Flag Warning - Destructive Fires | Aggregated | Aggregated | 2044 | 5.6007e-06 | 0 | 714.3308 | 0.0040008 | 2044 | Mitigation | 0.08575 | 30 | 0 | esc | 0.0012005 | 6.7237e-09 | 0.00060025 | 3.3618e-09 | 0.0015435 | 8.6448e-09
[79 empty] | WLDFR | HFTD - Distribution - Tier 2 - 3QU CoRE ¦ 2QU LoRE | Non-Red Flag Warning - Large Fires | 2025 | 3.0019e-08 | 1.501e-08 | 3.8596e-08 | 5.475 | 0.71896 | 3.0715 | 1.6846 | 0 | 0 | 0 | 2.5006e-05 |  | 1.6436e-07 | 0 | 1.6436e-07 | 8.2178e-08 | 0 | 8.2178e-08 | 2.1132e-07 | 0 | 2.1132e-07 | [16 empty] | 7.3.1.3 Ignition probability mapping showing the probability of ignition along the electric lines and equipmentWLDFRAggregatedAggregated | WLDFR | HFTD - Distribution - Tier 2 - 3QU CoRE ¦ 2QU LoRE | Red Flag Warning - Destructive Fires | Aggregated | Aggregated | 2045 | 5.6007e-06 | 0 | 714.3308 | 0.0040008 | 2045 | Mitigation | 0.08575 | 30 | 0 | esc | 0.0012005 | 6.7237e-09 | 0.00060025 | 3.3618e-09 | 0.0015435 | 8.6448e-09
[79 empty] | WLDFR | HFTD - Distribution - Tier 2 - 3QU CoRE ¦ 2QU LoRE | Non-Red Flag Warning - Large Fires | 2026 | 3.0019e-08 | 1.501e-08 | 3.8596e-08 | 5.475 | 0.71896 | 3.0715 | 1.6846 | 0 | 0 | 0 | 2.5006e-05 |  | 1.6436e-07 | 0 | 1.6436e-07 | 8.2178e-08 | 0 | 8.2178e-08 | 2.1132e-07 | 0 | 2.1132e-07 | [16 empty] | 7.3.1.3 Ignition probability mapping showing the probability of ignition along the electric lines and equipmentWLDFRAggregatedAggregated | WLDFR | HFTD - Distribution - Tier 2 - 3QU CoRE ¦ 2QU LoRE | Red Flag Warning - Destructive Fires | Aggregated | Aggregated | 2046 | 5.6007e-06 | 0 | 714.3308 | 0.0040008 | 2046 | Mitigation | 0.08575 | 30 | 0 | esc | 0.0012005 | 6.7237e-09 | 0.00060025 | 3.3618e-09 | 0.0015435 | 8.6448e-09
[79 empty] | WLDFR | HFTD - Distribution - Tier 2 - 3QU CoRE ¦ 2QU LoRE | Non-Red Flag Warning - Large Fires | 2027 | 3.0019e-08 | 1.501e-08 | 3.8596e-08 | 5.475 | 0.71896 | 3.0715 | 1.6846 | 0 | 0 | 0 | 2.5006e-05 |  | 1.6436e-07 | 0 | 1.6436e-07 | 8.2178e-08 | 0 | 8.2178e-08 | 2.1132e-07 | 0 | 2.1132e-07 | [16 empty] | 7.3.1.3 Ignition probability mapping showing the probability of ignition along the electric lines and equipmentWLDFRAggregatedAggregated | WLDFR | HFTD - Distribution - Tier 2 - 3QU CoRE ¦ 2QU LoRE | Red Flag Warning - Destructive Fires | Aggregated | Aggregated | 2047 | 5.6007e-06 | 0 | 714.3308 | 0.0040008 | 2047 | Mitigation | 0.08575 | 30 | 0 | esc | 0.0012005 | 6.7237e-09 | 0.00060025 | 3.3618e-09 | 0.0015435 | 8.6448e-09
[79 empty] | WLDFR | HFTD - Distribution - Tier 2 - 3QU CoRE ¦ 2QU LoRE | Non-Red Flag Warning - Large Fires | 2028 | 3.0019e-08 | 1.501e-08 | 3.8596e-08 | 5.777 | 0.74734 | 3.238 | 1.7917 | 0 | 0 | 0 | 2.5006e-05 |  | 1.7342e-07 | 0 | 1.7342e-07 | 8.6711e-08 | 0 | 8.6711e-08 | 2.2297e-07 | 0 | 2.2297e-07 | [16 empty] | 7.3.1.3 Ignition probability mapping showing the probability of ignition along the electric lines and equipmentWLDFRAggregatedAggregated | WLDFR | HFTD - Distribution - Tier 2 - 3QU CoRE ¦ 2QU LoRE | Red Flag Warning - Destructive Fires | Aggregated | Aggregated | 2048 | 5.6007e-06 | 0 | 714.3308 | 0.0040008 | 2048 | Mitigation | 0.08575 | 30 | 0 | esc | 0.0012005 | 6.7237e-09 | 0.00060025 | 3.3618e-09 | 0.0015435 | 8.6448e-09
[79 empty] | WLDFR | HFTD - Distribution - Tier 2 - 3QU CoRE ¦ 2QU LoRE | Non-Red Flag Warning - Large Fires | 2029 | 3.0019e-08 | 1.501e-08 | 3.8596e-08 | 5.777 | 0.74734 | 3.238 | 1.7917 | 0 | 0 | 0 | 2.5006e-05 |  | 1.7342e-07 | 0 | 1.7342e-07 | 8.6711e-08 | 0 | 8.6711e-08 | 2.2297e-07 | 0 | 2.2297e-07 | [16 empty] | 7.3.1.3 Ignition probability mapping showing the probability of ignition along the electric lines and equipmentWLDFRAggregatedAggregated | WLDFR | HFTD - Distribution - Tier 2 - 3QU CoRE ¦ 2QU LoRE | Red Flag Warning - Destructive Fires | Aggregated | Aggregated | 2049 | 5.6007e-06 | 0 | 714.3308 | 0.0040008 | 2049 | Mitigation | 0.08575 | 30 | 0 | esc | 0.0012005 | 6.7237e-09 | 0.00060025 | 3.3618e-09 | 0.0015435 | 8.6448e-09
[79 empty] | WLDFR | HFTD - Distribution - Tier 2 - 3QU CoRE ¦ 2QU LoRE | Non-Red Flag Warning - Large Fires | 2030 | 3.0019e-08 | 1.501e-08 | 3.8596e-08 | 5.777 | 0.74734 | 3.238 | 1.7917 | 0 | 0 | 0 | 2.5006e-05 |  | 1.7342e-07 | 0 | 1.7342e-07 | 8.6711e-08 | 0 | 8.6711e-08 | 2.2297e-07 | 0 | 2.2297e-07 | [16 empty] | 7.3.1.3 Ignition probability mapping showing the probability of ignition along the electric lines and equipmentWLDFRAggregatedAggregated | WLDFR | HFTD - Distribution - Tier 2 - 3QU CoRE ¦ 2QU LoRE | Red Flag Warning - Destructive Fires | Aggregated | Aggregated | 2050 | 5.6007e-06 | 0 | 714.3308 | 0.0040008 | 2050 | Mitigation | 0.08575 | 30 | 0 | esc | 0 | 0 | 0.00060025 | 3.3618e-09 | 0.0015435 | 8.6448e-09
[79 empty] | WLDFR | HFTD - Distribution - Tier 2 - 3QU CoRE ¦ 2QU LoRE | Non-Red Flag Warning - Large Fires | 2031 | 3.0019e-08 | 1.501e-08 | 3.8596e-08 | 5.777 | 0.74734 | 3.238 | 1.7917 | 0 | 0 | 0 | 2.5006e-05 |  | 1.7342e-07 | 0 | 1.7342e-07 | 8.6711e-08 | 0 | 8.6711e-08 | 2.2297e-07 | 0 | 2.2297e-07 | [16 empty] | 7.3.1.3 Ignition probability mapping showing the probability of ignition along the electric lines and equipmentWLDFRAggregatedAggregated | WLDFR | HFTD - Distribution - Tier 2 - 3QU CoRE ¦ 2QU LoRE | Red Flag Warning - Destructive Fires | Aggregated | Aggregated | 2051 | 5.6007e-06 | 0 | 714.3308 | 0.0040008 | 2051 | Mitigation | 0.08575 | 30 | 0 | esc | 0 | 0 | 0 | 0 | 0.0015435 | 8.6448e-09
[79 empty] | WLDFR | HFTD - Distribution - Tier 2 - 3QU CoRE ¦ 2QU LoRE | Non-Red Flag Warning - Large Fires | 2032 | 3.0019e-08 | 1.501e-08 | 3.8596e-08 | 5.777 | 0.74734 | 3.238 | 1.7917 | 0 | 0 | 0 | 2.5006e-05 |  | 1.7342e-07 | 0 | 1.7342e-07 | 8.6711e-08 | 0 | 8.6711e-08 | 2.2297e-07 | 0 | 2.2297e-07 | [16 empty] | 7.3.1.3 Ignition probability mapping showing the probability of ignition along the electric lines and equipmentWLDFRAggregatedAggregated | WLDFR | HFTD - Distribution - Tier 2 - 3QU CoRE ¦ 2QU LoRE | Red Flag Warning - Large Fires | Aggregated | Aggregated | 2021 | 4.0787e-05 | 0 | 714.3308 | 0.029135 | 2021 | Mitigation | 0.08575 | 30 | 0 | esc | 0.0012005 | 4.8965e-08 | 0.00060025 | 2.4482e-08 | 0 | 0
[79 empty] | WLDFR | HFTD - Distribution - Tier 2 - 3QU CoRE ¦ 2QU LoRE | Non-Red Flag Warning - Large Fires | 2033 | 3.0019e-08 | 1.501e-08 | 3.8596e-08 | 6.1205 | 0.77885 | 3.4265 | 1.9151 | 0 | 0 | 0 | 2.5006e-05 |  | 1.8373e-07 | 0 | 1.8373e-07 | 9.1867e-08 | 0 | 9.1867e-08 | 2.3623e-07 | 0 | 2.3623e-07 | [16 empty] | 7.3.1.3 Ignition probability mapping showing the probability of ignition along the electric lines and equipmentWLDFRAggregatedAggregated | WLDFR | HFTD - Distribution - Tier 2 - 3QU CoRE ¦ 2QU LoRE | Red Flag Warning - Large Fires | Aggregated | Aggregated | 2022 | 4.0787e-05 | 0 | 714.3308 | 0.029135 | 2022 | Mitigation | 0.08575 | 30 | 0 | esc | 0.0012005 | 4.8965e-08 | 0.00060025 | 2.4482e-08 | 0.0015435 | 6.2955e-08
[79 empty] | WLDFR | HFTD - Distribution - Tier 2 - 3QU CoRE ¦ 2QU LoRE | Non-Red Flag Warning - Large Fires | 2034 | 3.0019e-08 | 1.501e-08 | 3.8596e-08 | 6.1205 | 0.77885 | 3.4265 | 1.9151 | 0 | 0 | 0 | 2.5006e-05 |  | 1.8373e-07 | 0 | 1.8373e-07 | 9.1867e-08 | 0 | 9.1867e-08 | 2.3623e-07 | 0 | 2.3623e-07 | [16 empty] | 7.3.1.3 Ignition probability mapping showing the probability of ignition along the electric lines and equipmentWLDFRAggregatedAggregated | WLDFR | HFTD - Distribution - Tier 2 - 3QU CoRE ¦ 2QU LoRE | Red Flag Warning - Large Fires | Aggregated | Aggregated | 2023 | 4.0787e-05 | 0 | 714.3308 | 0.029135 | 2023 | Mitigation | 0.08575 | 30 | 0 | esc | 0.0012005 | 4.8965e-08 | 0.00060025 | 2.4482e-08 | 0.0015435 | 6.2955e-08
[79 empty] | WLDFR | HFTD - Distribution - Tier 2 - 3QU CoRE ¦ 2QU LoRE | Non-Red Flag Warning - Large Fires | 2035 | 3.0019e-08 | 1.501e-08 | 3.8596e-08 | 6.1205 | 0.77885 | 3.4265 | 1.9151 | 0 | 0 | 0 | 2.5006e-05 |  | 1.8373e-07 | 0 | 1.8373e-07 | 9.1867e-08 | 0 | 9.1867e-08 | 2.3623e-07 | 0 | 2.3623e-07 | [16 empty] | 7.3.1.3 Ignition probability mapping showing the probability of ignition along the electric lines and equipmentWLDFRAggregatedAggregated | WLDFR | HFTD - Distribution - Tier 2 - 3QU CoRE ¦ 2QU LoRE | Red Flag Warning - Large Fires | Aggregated | Aggregated | 2024 | 4.0787e-05 | 0 | 714.3308 | 0.029135 | 2024 | Mitigation | 0.08575 | 30 | 0 | esc | 0.0012005 | 4.8965e-08 | 0.00060025 | 2.4482e-08 | 0.0015435 | 6.2955e-08
[79 empty] | WLDFR | HFTD - Distribution - Tier 2 - 3QU CoRE ¦ 2QU LoRE | Non-Red Flag Warning - Large Fires | 2036 | 3.0019e-08 | 1.501e-08 | 3.8596e-08 | 6.1205 | 0.77885 | 3.4265 | 1.9151 | 0 | 0 | 0 | 2.5006e-05 |  | 1.8373e-07 | 0 | 1.8373e-07 | 9.1867e-08 | 0 | 9.1867e-08 | 2.3623e-07 | 0 | 2.3623e-07 | [16 empty] | 7.3.1.3 Ignition probability mapping showing the probability of ignition along the electric lines and equipmentWLDFRAggregatedAggregated | WLDFR | HFTD - Distribution - Tier 2 - 3QU CoRE ¦ 2QU LoRE | Red Flag Warning - Large Fires | Aggregated | Aggregated | 2025 | 4.0787e-05 | 0 | 714.3308 | 0.029135 | 2025 | Mitigation | 0.08575 | 30 | 0 | esc | 0.0012005 | 4.8965e-08 | 0.00060025 | 2.4482e-08 | 0.0015435 | 6.2955e-08
[79 empty] | WLDFR | HFTD - Distribution - Tier 2 - 3QU CoRE ¦ 2QU LoRE | Non-Red Flag Warning - Large Fires | 2037 | 3.0019e-08 | 1.501e-08 | 3.8596e-08 | 6.1205 | 0.77885 | 3.4265 | 1.9151 | 0 | 0 | 0 | 2.5006e-05 |  | 1.8373e-07 | 0 | 1.8373e-07 | 9.1867e-08 | 0 | 9.1867e-08 | 2.3623e-07 | 0 | 2.3623e-07 | [16 empty] | 7.3.1.3 Ignition probability mapping showing the probability of ignition along the electric lines and equipmentWLDFRAggregatedAggregated | WLDFR | HFTD - Distribution - Tier 2 - 3QU CoRE ¦ 2QU LoRE | Red Flag Warning - Large Fires | Aggregated | Aggregated | 2026 | 4.0787e-05 | 0 | 714.3308 | 0.029135 | 2026 | Mitigation | 0.08575 | 30 | 0 | esc | 0.0012005 | 4.8965e-08 | 0.00060025 | 2.4482e-08 | 0.0015435 | 6.2955e-08
[79 empty] | WLDFR | HFTD - Distribution - Tier 2 - 3QU CoRE ¦ 2QU LoRE | Non-Red Flag Warning - Large Fires | 2038 | 3.0019e-08 | 1.501e-08 | 3.8596e-08 | 6.5028 | 0.81304 | 3.6355 | 2.0543 | 0 | 0 | 0 | 2.5006e-05 |  | 1.9521e-07 | 0 | 1.9521e-07 | 9.7605e-08 | 0 | 9.7605e-08 | 2.5098e-07 | 0 | 2.5098e-07 | [16 empty] | 7.3.1.3 Ignition probability mapping showing the probability of ignition along the electric lines and equipmentWLDFRAggregatedAggregated | WLDFR | HFTD - Distribution - Tier 2 - 3QU CoRE ¦ 2QU LoRE | Red Flag Warning - Large Fires | Aggregated | Aggregated | 2027 | 4.0787e-05 | 0 | 714.3308 | 0.029135 | 2027 | Mitigation | 0.08575 | 30 | 0 | esc | 0.0012005 | 4.8965e-08 | 0.00060025 | 2.4482e-08 | 0.0015435 | 6.2955e-08
[79 empty] | WLDFR | HFTD - Distribution - Tier 2 - 3QU CoRE ¦ 2QU LoRE | Non-Red Flag Warning - Large Fires | 2039 | 3.0019e-08 | 1.501e-08 | 3.8596e-08 | 6.5028 | 0.81304 | 3.6355 | 2.0543 | 0 | 0 | 0 | 2.5006e-05 |  | 1.9521e-07 | 0 | 1.9521e-07 | 9.7605e-08 | 0 | 9.7605e-08 | 2.5098e-07 | 0 | 2.5098e-07 | [16 empty] | 7.3.1.3 Ignition probability mapping showing the probability of ignition along the electric lines and equipmentWLDFRAggregatedAggregated | WLDFR | HFTD - Distribution - Tier 2 - 3QU CoRE ¦ 2QU LoRE | Red Flag Warning - Large Fires | Aggregated | Aggregated | 2028 | 4.0787e-05 | 0 | 714.3308 | 0.029135 | 2028 | Mitigation | 0.08575 | 30 | 0 | esc | 0.0012005 | 4.8965e-08 | 0.00060025 | 2.4482e-08 | 0.0015435 | 6.2955e-08
[79 empty] | WLDFR | HFTD - Distribution - Tier 2 - 3QU CoRE ¦ 2QU LoRE | Non-Red Flag Warning - Large Fires | 2040 | 3.0019e-08 | 1.501e-08 | 3.8596e-08 | 6.5028 | 0.81304 | 3.6355 | 2.0543 | 0 | 0 | 0 | 2.5006e-05 |  | 1.9521e-07 | 0 | 1.9521e-07 | 9.7605e-08 | 0 | 9.7605e-08 | 2.5098e-07 | 0 | 2.5098e-07 | [16 empty] | 7.3.1.3 Ignition probability mapping showing the probability of ignition along the electric lines and equipmentWLDFRAggregatedAggregated | WLDFR | HFTD - Distribution - Tier 2 - 3QU CoRE ¦ 2QU LoRE | Red Flag Warning - Large Fires | Aggregated | Aggregated | 2029 | 4.0787e-05 | 0 | 714.3308 | 0.029135 | 2029 | Mitigation | 0.08575 | 30 | 0 | esc | 0.0012005 | 4.8965e-08 | 0.00060025 | 2.4482e-08 | 0.0015435 | 6.2955e-08
[79 empty] | WLDFR | HFTD - Distribution - Tier 2 - 3QU CoRE ¦ 2QU LoRE | Non-Red Flag Warning - Large Fires | 2041 | 3.0019e-08 | 1.501e-08 | 3.8596e-08 | 6.5028 | 0.81304 | 3.6355 | 2.0543 | 0 | 0 | 0 | 2.5006e-05 |  | 1.9521e-07 | 0 | 1.9521e-07 | 9.7605e-08 | 0 | 9.7605e-08 | 2.5098e-07 | 0 | 2.5098e-07 | [16 empty] | 7.3.1.3 Ignition probability mapping showing the probability of ignition along the electric lines and equipmentWLDFRAggregatedAggregated | WLDFR | HFTD - Distribution - Tier 2 - 3QU CoRE ¦ 2QU LoRE | Red Flag Warning - Large Fires | Aggregated | Aggregated | 2030 | 4.0787e-05 | 0 | 714.3308 | 0.029135 | 2030 | Mitigation | 0.08575 | 30 | 0 | esc | 0.0012005 | 4.8965e-08 | 0.00060025 | 2.4482e-08 | 0.0015435 | 6.2955e-08
[79 empty] | WLDFR | HFTD - Distribution - Tier 2 - 3QU CoRE ¦ 2QU LoRE | Non-Red Flag Warning - Large Fires | 2042 | 3.0019e-08 | 1.501e-08 | 3.8596e-08 | 6.5028 | 0.81304 | 3.6355 | 2.0543 | 0 | 0 | 0 | 2.5006e-05 |  | 1.9521e-07 | 0 | 1.9521e-07 | 9.7605e-08 | 0 | 9.7605e-08 | 2.5098e-07 | 0 | 2.5098e-07 | [16 empty] | 7.3.1.3 Ignition probability mapping showing the probability of ignition along the electric lines and equipmentWLDFRAggregatedAggregated | WLDFR | HFTD - Distribution - Tier 2 - 3QU CoRE ¦ 2QU LoRE | Red Flag Warning - Large Fires | Aggregated | Aggregated | 2031 | 4.0787e-05 | 0 | 714.3308 | 0.029135 | 2031 | Mitigation | 0.08575 | 30 | 0 | esc | 0.0012005 | 4.8965e-08 | 0.00060025 | 2.4482e-08 | 0.0015435 | 6.2955e-08
[79 empty] | WLDFR | HFTD - Distribution - Tier 2 - 3QU CoRE ¦ 2QU LoRE | Non-Red Flag Warning - Large Fires | 2043 | 3.0019e-08 | 1.501e-08 | 3.8596e-08 | 6.9209 | 0.84944 | 3.8632 | 2.2083 | 0 | 0 | 0 | 2.5006e-05 |  | 2.0776e-07 | 0 | 2.0776e-07 | 1.0388e-07 | 0 | 1.0388e-07 | 2.6712e-07 | 0 | 2.6712e-07 | [16 empty] | 7.3.1.3 Ignition probability mapping showing the probability of ignition along the electric lines and equipmentWLDFRAggregatedAggregated | WLDFR | HFTD - Distribution - Tier 2 - 3QU CoRE ¦ 2QU LoRE | Red Flag Warning - Large Fires | Aggregated | Aggregated | 2032 | 4.0787e-05 | 0 | 714.3308 | 0.029135 | 2032 | Mitigation | 0.08575 | 30 | 0 | esc | 0.0012005 | 4.8965e-08 | 0.00060025 | 2.4482e-08 | 0.0015435 | 6.2955e-08
[79 empty] | WLDFR | HFTD - Distribution - Tier 2 - 3QU CoRE ¦ 2QU LoRE | Non-Red Flag Warning - Large Fires | 2044 | 3.0019e-08 | 1.501e-08 | 3.8596e-08 | 6.9209 | 0.84944 | 3.8632 | 2.2083 | 0 | 0 | 0 | 2.5006e-05 |  | 2.0776e-07 | 0 | 2.0776e-07 | 1.0388e-07 | 0 | 1.0388e-07 | 2.6712e-07 | 0 | 2.6712e-07 | [16 empty] | 7.3.1.3 Ignition probability mapping showing the probability of ignition along the electric lines and equipmentWLDFRAggregatedAggregated | WLDFR | HFTD - Distribution - Tier 2 - 3QU CoRE ¦ 2QU LoRE | Red Flag Warning - Large Fires | Aggregated | Aggregated | 2033 | 4.0787e-05 | 0 | 714.3308 | 0.029135 | 2033 | Mitigation | 0.08575 | 30 | 0 | esc | 0.0012005 | 4.8965e-08 | 0.00060025 | 2.4482e-08 | 0.0015435 | 6.2955e-08
[79 empty] | WLDFR | HFTD - Distribution - Tier 2 - 3QU CoRE ¦ 2QU LoRE | Non-Red Flag Warning - Large Fires | 2045 | 3.0019e-08 | 1.501e-08 | 3.8596e-08 | 6.9209 | 0.84944 | 3.8632 | 2.2083 | 0 | 0 | 0 | 2.5006e-05 |  | 2.0776e-07 | 0 | 2.0776e-07 | 1.0388e-07 | 0 | 1.0388e-07 | 2.6712e-07 | 0 | 2.6712e-07 | [16 empty] | 7.3.1.3 Ignition probability mapping showing the probability of ignition along the electric lines and equipmentWLDFRAggregatedAggregated | WLDFR | HFTD - Distribution - Tier 2 - 3QU CoRE ¦ 2QU LoRE | Red Flag Warning - Large Fires | Aggregated | Aggregated | 2034 | 4.0787e-05 | 0 | 714.3308 | 0.029135 | 2034 | Mitigation | 0.08575 | 30 | 0 | esc | 0.0012005 | 4.8965e-08 | 0.00060025 | 2.4482e-08 | 0.0015435 | 6.2955e-08
[79 empty] | WLDFR | HFTD - Distribution - Tier 2 - 3QU CoRE ¦ 2QU LoRE | Non-Red Flag Warning - Large Fires | 2046 | 3.0019e-08 | 1.501e-08 | 3.8596e-08 | 6.9209 | 0.84944 | 3.8632 | 2.2083 | 0 | 0 | 0 | 2.5006e-05 |  | 2.0776e-07 | 0 | 2.0776e-07 | 1.0388e-07 | 0 | 1.0388e-07 | 2.6712e-07 | 0 | 2.6712e-07 | [16 empty] | 7.3.1.3 Ignition probability mapping showing the probability of ignition along the electric lines and equipmentWLDFRAggregatedAggregated | WLDFR | HFTD - Distribution - Tier 2 - 3QU CoRE ¦ 2QU LoRE | Red Flag Warning - Large Fires | Aggregated | Aggregated | 2035 | 4.0787e-05 | 0 | 714.3308 | 0.029135 | 2035 | Mitigation | 0.08575 | 30 | 0 | esc | 0.0012005 | 4.8965e-08 | 0.00060025 | 2.4482e-08 | 0.0015435 | 6.2955e-08
[79 empty] | WLDFR | HFTD - Distribution - Tier 2 - 3QU CoRE ¦ 2QU LoRE | Non-Red Flag Warning - Large Fires | 2047 | 3.0019e-08 | 1.501e-08 | 3.8596e-08 | 6.9209 | 0.84944 | 3.8632 | 2.2083 | 0 | 0 | 0 | 2.5006e-05 |  | 2.0776e-07 | 0 | 2.0776e-07 | 1.0388e-07 | 0 | 1.0388e-07 | 2.6712e-07 | 0 | 2.6712e-07 | [16 empty] | 7.3.1.3 Ignition probability mapping showing the probability of ignition along the electric lines and equipmentWLDFRAggregatedAggregated | WLDFR | HFTD - Distribution - Tier 2 - 3QU CoRE ¦ 2QU LoRE | Red Flag Warning - Large Fires | Aggregated | Aggregated | 2036 | 4.0787e-05 | 0 | 714.3308 | 0.029135 | 2036 | Mitigation | 0.08575 | 30 | 0 | esc | 0.0012005 | 4.8965e-08 | 0.00060025 | 2.4482e-08 | 0.0015435 | 6.2955e-08
[79 empty] | WLDFR | HFTD - Distribution - Tier 2 - 3QU CoRE ¦ 2QU LoRE | Non-Red Flag Warning - Large Fires | 2048 | 3.0019e-08 | 1.501e-08 | 3.8596e-08 | 7.3713 | 0.88759 | 4.1075 | 2.3763 | 0 | 0 | 0 | 2.5006e-05 |  | 2.2128e-07 | 0 | 2.2128e-07 | 1.1064e-07 | 0 | 1.1064e-07 | 2.8451e-07 | 0 | 2.8451e-07 | [16 empty] | 7.3.1.3 Ignition probability mapping showing the probability of ignition along the electric lines and equipmentWLDFRAggregatedAggregated | WLDFR | HFTD - Distribution - Tier 2 - 3QU CoRE ¦ 2QU LoRE | Red Flag Warning - Large Fires | Aggregated | Aggregated | 2037 | 4.0787e-05 | 0 | 714.3308 | 0.029135 | 2037 | Mitigation | 0.08575 | 30 | 0 | esc | 0.0012005 | 4.8965e-08 | 0.00060025 | 2.4482e-08 | 0.0015435 | 6.2955e-08
[79 empty] | WLDFR | HFTD - Distribution - Tier 2 - 3QU CoRE ¦ 2QU LoRE | Non-Red Flag Warning - Large Fires | 2049 | 3.0019e-08 | 1.501e-08 | 3.8596e-08 | 7.3713 | 0.88759 | 4.1075 | 2.3763 | 0 | 0 | 0 | 2.5006e-05 |  | 2.2128e-07 | 0 | 2.2128e-07 | 1.1064e-07 | 0 | 1.1064e-07 | 2.8451e-07 | 0 | 2.8451e-07 | [16 empty] | 7.3.1.3 Ignition probability mapping showing the probability of ignition along the electric lines and equipmentWLDFRAggregatedAggregated | WLDFR | HFTD - Distribution - Tier 2 - 3QU CoRE ¦ 2QU LoRE | Red Flag Warning - Large Fires | Aggregated | Aggregated | 2038 | 4.0787e-05 | 0 | 714.3308 | 0.029135 | 2038 | Mitigation | 0.08575 | 30 | 0 | esc | 0.0012005 | 4.8965e-08 | 0.00060025 | 2.4482e-08 | 0.0015435 | 6.2955e-08
[79 empty] | WLDFR | HFTD - Distribution - Tier 2 - 3QU CoRE ¦ 2QU LoRE | Non-Red Flag Warning - Large Fires | 2050 | 0 | 1.501e-08 | 3.8596e-08 | 7.3713 | 0.88759 | 4.1075 | 2.3763 | 0 | 0 | 0 | 2.5006e-05 |  | 0 | 0 | 0 | 1.1064e-07 | 0 | 1.1064e-07 | 2.8451e-07 | 0 | 2.8451e-07 | [16 empty] | 7.3.1.3 Ignition probability mapping showing the probability of ignition along the electric lines and equipmentWLDFRAggregatedAggregated | WLDFR | HFTD - Distribution - Tier 2 - 3QU CoRE ¦ 2QU LoRE | Red Flag Warning - Large Fires | Aggregated | Aggregated | 2039 | 4.0787e-05 | 0 | 714.3308 | 0.029135 | 2039 | Mitigation | 0.08575 | 30 | 0 | esc | 0.0012005 | 4.8965e-08 | 0.00060025 | 2.4482e-08 | 0.0015435 | 6.2955e-08
[79 empty] | WLDFR | HFTD - Distribution - Tier 2 - 3QU CoRE ¦ 2QU LoRE | Non-Red Flag Warning - Large Fires | 2051 | 0 | 0 | 3.8596e-08 | 7.3713 | 0.88759 | 4.1075 | 2.3763 | 0 | 0 | 0 | 2.5006e-05 |  | 0 | 0 | 0 | 0 | 0 | 0 | 2.8451e-07 | 0 | 2.8451e-07 | [16 empty] | 7.3.1.3 Ignition probability mapping showing the probability of ignition along the electric lines and equipmentWLDFRAggregatedAggregated | WLDFR | HFTD - Distribution - Tier 2 - 3QU CoRE ¦ 2QU LoRE | Red Flag Warning - Large Fires | Aggregated | Aggregated | 2040 | 4.0787e-05 | 0 | 714.3308 | 0.029135 | 2040 | Mitigation | 0.08575 | 30 | 0 | esc | 0.0012005 | 4.8965e-08 | 0.00060025 | 2.4482e-08 | 0.0015435 | 6.2955e-08
[79 empty] | WLDFR | HFTD - Distribution - Tier 2 - 3QU CoRE ¦ 2QU LoRE | Non-Red Flag Warning - Small Fires | 2020 | 6.6836e-06 | 0 | 0 | 0.077901 | 0.036425 | 0.0015809 | 0.039895 | 0 | 0 | 0 | 0.0055673 |  | 5.2065e-07 | 0 | 5.2065e-07 | 0 | 0 | 0 | 0 | 0 | 0 | [16 empty] | 7.3.1.3 Ignition probability mapping showing the probability of ignition along the electric lines and equipmentWLDFRAggregatedAggregated | WLDFR | HFTD - Distribution - Tier 2 - 3QU CoRE ¦ 2QU LoRE | Red Flag Warning - Large Fires | Aggregated | Aggregated | 2041 | 4.0787e-05 | 0 | 714.3308 | 0.029135 | 2041 | Mitigation | 0.08575 | 30 | 0 | esc | 0.0012005 | 4.8965e-08 | 0.00060025 | 2.4482e-08 | 0.0015435 | 6.2955e-08
[79 empty] | WLDFR | HFTD - Distribution - Tier 2 - 3QU CoRE ¦ 2QU LoRE | Non-Red Flag Warning - Small Fires | 2021 | 6.6836e-06 | 3.3418e-06 | 0 | 0.077901 | 0.036425 | 0.0015809 | 0.039895 | 0 | 0 | 0 | 0.0055673 |  | 5.2065e-07 | 0 | 5.2065e-07 | 2.6033e-07 | 0 | 2.6033e-07 | 0 | 0 | 0 | [16 empty] | 7.3.1.3 Ignition probability mapping showing the probability of ignition along the electric lines and equipmentWLDFRAggregatedAggregated | WLDFR | HFTD - Distribution - Tier 2 - 3QU CoRE ¦ 2QU LoRE | Red Flag Warning - Large Fires | Aggregated | Aggregated | 2042 | 4.0787e-05 | 0 | 714.3308 | 0.029135 | 2042 | Mitigation | 0.08575 | 30 | 0 | esc | 0.0012005 | 4.8965e-08 | 0.00060025 | 2.4482e-08 | 0.0015435 | 6.2955e-08
[79 empty] | WLDFR | HFTD - Distribution - Tier 2 - 3QU CoRE ¦ 2QU LoRE | Non-Red Flag Warning - Small Fires | 2022 | 6.6836e-06 | 3.3418e-06 | 8.5932e-06 | 0.077901 | 0.036425 | 0.0015809 | 0.039895 | 0 | 0 | 0 | 0.0055673 |  | 5.2065e-07 | 0 | 5.2065e-07 | 2.6033e-07 | 0 | 2.6033e-07 | 6.6941e-07 | 0 | 6.6941e-07 | [16 empty] | 7.3.1.3 Ignition probability mapping showing the probability of ignition along the electric lines and equipmentWLDFRAggregatedAggregated | WLDFR | HFTD - Distribution - Tier 2 - 3QU CoRE ¦ 2QU LoRE | Red Flag Warning - Large Fires | Aggregated | Aggregated | 2043 | 4.0787e-05 | 0 | 714.3308 | 0.029135 | 2043 | Mitigation | 0.08575 | 30 | 0 | esc | 0.0012005 | 4.8965e-08 | 0.00060025 | 2.4482e-08 | 0.0015435 | 6.2955e-08
[79 empty] | WLDFR | HFTD - Distribution - Tier 2 - 3QU CoRE ¦ 2QU LoRE | Non-Red Flag Warning - Small Fires | 2023 | 6.6836e-06 | 3.3418e-06 | 8.5932e-06 | 0.080408 | 0.03759 | 0.0016314 | 0.041187 | 0 | 0 | 0 | 0.0055673 |  | 5.3741e-07 | 0 | 5.3741e-07 | 2.6871e-07 | 0 | 2.6871e-07 | 6.9096e-07 | 0 | 6.9096e-07 | [16 empty] | 7.3.1.3 Ignition probability mapping showing the probability of ignition along the electric lines and equipmentWLDFRAggregatedAggregated | WLDFR | HFTD - Distribution - Tier 2 - 3QU CoRE ¦ 2QU LoRE | Red Flag Warning - Large Fires | Aggregated | Aggregated | 2044 | 4.0787e-05 | 0 | 714.3308 | 0.029135 | 2044 | Mitigation | 0.08575 | 30 | 0 | esc | 0.0012005 | 4.8965e-08 | 0.00060025 | 2.4482e-08 | 0.0015435 | 6.2955e-08
[79 empty] | WLDFR | HFTD - Distribution - Tier 2 - 3QU CoRE ¦ 2QU LoRE | Non-Red Flag Warning - Small Fires | 2024 | 6.6836e-06 | 3.3418e-06 | 8.5932e-06 | 0.080408 | 0.03759 | 0.0016314 | 0.041187 | 0 | 0 | 0 | 0.0055673 |  | 5.3741e-07 | 0 | 5.3741e-07 | 2.6871e-07 | 0 | 2.6871e-07 | 6.9096e-07 | 0 | 6.9096e-07 | [16 empty] | 7.3.1.3 Ignition probability mapping showing the probability of ignition along the electric lines and equipmentWLDFRAggregatedAggregated | WLDFR | HFTD - Distribution - Tier 2 - 3QU CoRE ¦ 2QU LoRE | Red Flag Warning - Large Fires | Aggregated | Aggregated | 2045 | 4.0787e-05 | 0 | 714.3308 | 0.029135 | 2045 | Mitigation | 0.08575 | 30 | 0 | esc | 0.0012005 | 4.8965e-08 | 0.00060025 | 2.4482e-08 | 0.0015435 | 6.2955e-08
[79 empty] | WLDFR | HFTD - Distribution - Tier 2 - 3QU CoRE ¦ 2QU LoRE | Non-Red Flag Warning - Small Fires | 2025 | 6.6836e-06 | 3.3418e-06 | 8.5932e-06 | 0.080408 | 0.03759 | 0.0016314 | 0.041187 | 0 | 0 | 0 | 0.0055673 |  | 5.3741e-07 | 0 | 5.3741e-07 | 2.6871e-07 | 0 | 2.6871e-07 | 6.9096e-07 | 0 | 6.9096e-07 | [16 empty] | 7.3.1.3 Ignition probability mapping showing the probability of ignition along the electric lines and equipmentWLDFRAggregatedAggregated | WLDFR | HFTD - Distribution - Tier 2 - 3QU CoRE ¦ 2QU LoRE | Red Flag Warning - Large Fires | Aggregated | Aggregated | 2046 | 4.0787e-05 | 0 | 714.3308 | 0.029135 | 2046 | Mitigation | 0.08575 | 30 | 0 | esc | 0.0012005 | 4.8965e-08 | 0.00060025 | 2.4482e-08 | 0.0015435 | 6.2955e-08
[79 empty] | WLDFR | HFTD - Distribution - Tier 2 - 3QU CoRE ¦ 2QU LoRE | Non-Red Flag Warning - Small Fires | 2026 | 6.6836e-06 | 3.3418e-06 | 8.5932e-06 | 0.080408 | 0.03759 | 0.0016314 | 0.041187 | 0 | 0 | 0 | 0.0055673 |  | 5.3741e-07 | 0 | 5.3741e-07 | 2.6871e-07 | 0 | 2.6871e-07 | 6.9096e-07 | 0 | 6.9096e-07 | [16 empty] | 7.3.1.3 Ignition probability mapping showing the probability of ignition along the electric lines and equipmentWLDFRAggregatedAggregated | WLDFR | HFTD - Distribution - Tier 2 - 3QU CoRE ¦ 2QU LoRE | Red Flag Warning - Large Fires | Aggregated | Aggregated | 2047 | 4.0787e-05 | 0 | 714.3308 | 0.029135 | 2047 | Mitigation | 0.08575 | 30 | 0 | esc | 0.0012005 | 4.8965e-08 | 0.00060025 | 2.4482e-08 | 0.0015435 | 6.2955e-08
[79 empty] | WLDFR | HFTD - Distribution - Tier 2 - 3QU CoRE ¦ 2QU LoRE | Non-Red Flag Warning - Small Fires | 2027 | 6.6836e-06 | 3.3418e-06 | 8.5932e-06 | 0.080408 | 0.03759 | 0.0016314 | 0.041187 | 0 | 0 | 0 | 0.0055673 |  | 5.3741e-07 | 0 | 5.3741e-07 | 2.6871e-07 | 0 | 2.6871e-07 | 6.9096e-07 | 0 | 6.9096e-07 | [16 empty] | 7.3.1.3 Ignition probability mapping showing the probability of ignition along the electric lines and equipmentWLDFRAggregatedAggregated | WLDFR | HFTD - Distribution - Tier 2 - 3QU CoRE ¦ 2QU LoRE | Red Flag Warning - Large Fires | Aggregated | Aggregated | 2048 | 4.0787e-05 | 0 | 714.3308 | 0.029135 | 2048 | Mitigation | 0.08575 | 30 | 0 | esc | 0.0012005 | 4.8965e-08 | 0.00060025 | 2.4482e-08 | 0.0015435 | 6.2955e-08
[79 empty] | WLDFR | HFTD - Distribution - Tier 2 - 3QU CoRE ¦ 2QU LoRE | Non-Red Flag Warning - Small Fires | 2028 | 6.6836e-06 | 3.3418e-06 | 8.5932e-06 | 0.083606 | 0.039055 | 0.001695 | 0.042856 | 0 | 0 | 0 | 0.0055673 |  | 5.5879e-07 | 0 | 5.5879e-07 | 2.7939e-07 | 0 | 2.7939e-07 | 7.1844e-07 | 0 | 7.1844e-07 | [16 empty] | 7.3.1.3 Ignition probability mapping showing the probability of ignition along the electric lines and equipmentWLDFRAggregatedAggregated | WLDFR | HFTD - Distribution - Tier 2 - 3QU CoRE ¦ 2QU LoRE | Red Flag Warning - Large Fires | Aggregated | Aggregated | 2049 | 4.0787e-05 | 0 | 714.3308 | 0.029135 | 2049 | Mitigation | 0.08575 | 30 | 0 | esc | 0.0012005 | 4.8965e-08 | 0.00060025 | 2.4482e-08 | 0.0015435 | 6.2955e-08
[79 empty] | WLDFR | HFTD - Distribution - Tier 2 - 3QU CoRE ¦ 2QU LoRE | Non-Red Flag Warning - Small Fires | 2029 | 6.6836e-06 | 3.3418e-06 | 8.5932e-06 | 0.083606 | 0.039055 | 0.001695 | 0.042856 | 0 | 0 | 0 | 0.0055673 |  | 5.5879e-07 | 0 | 5.5879e-07 | 2.7939e-07 | 0 | 2.7939e-07 | 7.1844e-07 | 0 | 7.1844e-07 | [16 empty] | 7.3.1.3 Ignition probability mapping showing the probability of ignition along the electric lines and equipmentWLDFRAggregatedAggregated | WLDFR | HFTD - Distribution - Tier 2 - 3QU CoRE ¦ 2QU LoRE | Red Flag Warning - Large Fires | Aggregated | Aggregated | 2050 | 4.0787e-05 | 0 | 714.3308 | 0.029135 | 2050 | Mitigation | 0.08575 | 30 | 0 | esc | 0 | 0 | 0.00060025 | 2.4482e-08 | 0.0015435 | 6.2955e-08
[79 empty] | WLDFR | HFTD - Distribution - Tier 2 - 3QU CoRE ¦ 2QU LoRE | Non-Red Flag Warning - Small Fires | 2030 | 6.6836e-06 | 3.3418e-06 | 8.5932e-06 | 0.083606 | 0.039055 | 0.001695 | 0.042856 | 0 | 0 | 0 | 0.0055673 |  | 5.5879e-07 | 0 | 5.5879e-07 | 2.7939e-07 | 0 | 2.7939e-07 | 7.1844e-07 | 0 | 7.1844e-07 | [16 empty] | 7.3.1.3 Ignition probability mapping showing the probability of ignition along the electric lines and equipmentWLDFRAggregatedAggregated | WLDFR | HFTD - Distribution - Tier 2 - 3QU CoRE ¦ 2QU LoRE | Red Flag Warning - Large Fires | Aggregated | Aggregated | 2051 | 4.0787e-05 | 0 | 714.3308 | 0.029135 | 2051 | Mitigation | 0.08575 | 30 | 0 | esc | 0 | 0 | 0 | 0 | 0.0015435 | 6.2955e-08
[79 empty] | WLDFR | HFTD - Distribution - Tier 2 - 3QU CoRE ¦ 2QU LoRE | Non-Red Flag Warning - Small Fires | 2031 | 6.6836e-06 | 3.3418e-06 | 8.5932e-06 | 0.083606 | 0.039055 | 0.001695 | 0.042856 | 0 | 0 | 0 | 0.0055673 |  | 5.5879e-07 | 0 | 5.5879e-07 | 2.7939e-07 | 0 | 2.7939e-07 | 7.1844e-07 | 0 | 7.1844e-07 | [16 empty] | 7.3.1.3 Ignition probability mapping showing the probability of ignition along the electric lines and equipmentWLDFRAggregatedAggregated | WLDFR | HFTD - Distribution - Tier 2 - 3QU CoRE ¦ 2QU LoRE | Red Flag Warning - Small Fires | Aggregated | Aggregated | 2021 | 0.00073753 | 0 | 714.3308 | 0.52684 | 2021 | Mitigation | 0.08575 | 30 | 0 | esc | 0.0012005 | 8.8541e-07 | 0.00060025 | 4.427e-07 | 0 | 0
[79 empty] | WLDFR | HFTD - Distribution - Tier 2 - 3QU CoRE ¦ 2QU LoRE | Non-Red Flag Warning - Small Fires | 2032 | 6.6836e-06 | 3.3418e-06 | 8.5932e-06 | 0.083606 | 0.039055 | 0.001695 | 0.042856 | 0 | 0 | 0 | 0.0055673 |  | 5.5879e-07 | 0 | 5.5879e-07 | 2.7939e-07 | 0 | 2.7939e-07 | 7.1844e-07 | 0 | 7.1844e-07 | [16 empty] | 7.3.1.3 Ignition probability mapping showing the probability of ignition along the electric lines and equipmentWLDFRAggregatedAggregated | WLDFR | HFTD - Distribution - Tier 2 - 3QU CoRE ¦ 2QU LoRE | Red Flag Warning - Small Fires | Aggregated | Aggregated | 2022 | 0.00073753 | 0 | 714.3308 | 0.52684 | 2022 | Mitigation | 0.08575 | 30 | 0 | esc | 0.0012005 | 8.8541e-07 | 0.00060025 | 4.427e-07 | 0.0015435 | 1.1384e-06
[79 empty] | WLDFR | HFTD - Distribution - Tier 2 - 3QU CoRE ¦ 2QU LoRE | Non-Red Flag Warning - Small Fires | 2033 | 6.6836e-06 | 3.3418e-06 | 8.5932e-06 | 0.087211 | 0.040679 | 0.0017655 | 0.044766 | 0 | 0 | 0 | 0.0055673 |  | 5.8288e-07 | 0 | 5.8288e-07 | 2.9144e-07 | 0 | 2.9144e-07 | 7.4942e-07 | 0 | 7.4942e-07 | [16 empty] | 7.3.1.3 Ignition probability mapping showing the probability of ignition along the electric lines and equipmentWLDFRAggregatedAggregated | WLDFR | HFTD - Distribution - Tier 2 - 3QU CoRE ¦ 2QU LoRE | Red Flag Warning - Small Fires | Aggregated | Aggregated | 2023 | 0.00073753 | 0 | 714.3308 | 0.52684 | 2023 | Mitigation | 0.08575 | 30 | 0 | esc | 0.0012005 | 8.8541e-07 | 0.00060025 | 4.427e-07 | 0.0015435 | 1.1384e-06
[79 empty] | WLDFR | HFTD - Distribution - Tier 2 - 3QU CoRE ¦ 2QU LoRE | Non-Red Flag Warning - Small Fires | 2034 | 6.6836e-06 | 3.3418e-06 | 8.5932e-06 | 0.087211 | 0.040679 | 0.0017655 | 0.044766 | 0 | 0 | 0 | 0.0055673 |  | 5.8288e-07 | 0 | 5.8288e-07 | 2.9144e-07 | 0 | 2.9144e-07 | 7.4942e-07 | 0 | 7.4942e-07 | [16 empty] | 7.3.1.3 Ignition probability mapping showing the probability of ignition along the electric lines and equipmentWLDFRAggregatedAggregated | WLDFR | HFTD - Distribution - Tier 2 - 3QU CoRE ¦ 2QU LoRE | Red Flag Warning - Small Fires | Aggregated | Aggregated | 2024 | 0.00073753 | 0 | 714.3308 | 0.52684 | 2024 | Mitigation | 0.08575 | 30 | 0 | esc | 0.0012005 | 8.8541e-07 | 0.00060025 | 4.427e-07 | 0.0015435 | 1.1384e-06
[79 empty] | WLDFR | HFTD - Distribution - Tier 2 - 3QU CoRE ¦ 2QU LoRE | Non-Red Flag Warning - Small Fires | 2035 | 6.6836e-06 | 3.3418e-06 | 8.5932e-06 | 0.087211 | 0.040679 | 0.0017655 | 0.044766 | 0 | 0 | 0 | 0.0055673 |  | 5.8288e-07 | 0 | 5.8288e-07 | 2.9144e-07 | 0 | 2.9144e-07 | 7.4942e-07 | 0 | 7.4942e-07 | [16 empty] | 7.3.1.3 Ignition probability mapping showing the probability of ignition along the electric lines and equipmentWLDFRAggregatedAggregated | WLDFR | HFTD - Distribution - Tier 2 - 3QU CoRE ¦ 2QU LoRE | Red Flag Warning - Small Fires | Aggregated | Aggregated | 2025 | 0.00073753 | 0 | 714.3308 | 0.52684 | 2025 | Mitigation | 0.08575 | 30 | 0 | esc | 0.0012005 | 8.8541e-07 | 0.00060025 | 4.427e-07 | 0.0015435 | 1.1384e-06
[79 empty] | WLDFR | HFTD - Distribution - Tier 2 - 3QU CoRE ¦ 2QU LoRE | Non-Red Flag Warning - Small Fires | 2036 | 6.6836e-06 | 3.3418e-06 | 8.5932e-06 | 0.087211 | 0.040679 | 0.0017655 | 0.044766 | 0 | 0 | 0 | 0.0055673 |  | 5.8288e-07 | 0 | 5.8288e-07 | 2.9144e-07 | 0 | 2.9144e-07 | 7.4942e-07 | 0 | 7.4942e-07 | [16 empty] | 7.3.1.3 Ignition probability mapping showing the probability of ignition along the electric lines and equipmentWLDFRAggregatedAggregated | WLDFR | HFTD - Distribution - Tier 2 - 3QU CoRE ¦ 2QU LoRE | Red Flag Warning - Small Fires | Aggregated | Aggregated | 2026 | 0.00073753 | 0 | 714.3308 | 0.52684 | 2026 | Mitigation | 0.08575 | 30 | 0 | esc | 0.0012005 | 8.8541e-07 | 0.00060025 | 4.427e-07 | 0.0015435 | 1.1384e-06
[79 empty] | WLDFR | HFTD - Distribution - Tier 2 - 3QU CoRE ¦ 2QU LoRE | Non-Red Flag Warning - Small Fires | 2037 | 6.6836e-06 | 3.3418e-06 | 8.5932e-06 | 0.087211 | 0.040679 | 0.0017655 | 0.044766 | 0 | 0 | 0 | 0.0055673 |  | 5.8288e-07 | 0 | 5.8288e-07 | 2.9144e-07 | 0 | 2.9144e-07 | 7.4942e-07 | 0 | 7.4942e-07 | [16 empty] | 7.3.1.3 Ignition probability mapping showing the probability of ignition along the electric lines and equipmentWLDFRAggregatedAggregated | WLDFR | HFTD - Distribution - Tier 2 - 3QU CoRE ¦ 2QU LoRE | Red Flag Warning - Small Fires | Aggregated | Aggregated | 2027 | 0.00073753 | 0 | 714.3308 | 0.52684 | 2027 | Mitigation | 0.08575 | 30 | 0 | esc | 0.0012005 | 8.8541e-07 | 0.00060025 | 4.427e-07 | 0.0015435 | 1.1384e-06
[79 empty] | WLDFR | HFTD - Distribution - Tier 2 - 3QU CoRE ¦ 2QU LoRE | Non-Red Flag Warning - Small Fires | 2038 | 6.6836e-06 | 3.3418e-06 | 8.5932e-06 | 0.091184 | 0.042438 | 0.0018418 | 0.046905 | 0 | 0 | 0 | 0.0055673 |  | 6.0944e-07 | 0 | 6.0944e-07 | 3.0472e-07 | 0 | 3.0472e-07 | 7.8356e-07 | 0 | 7.8356e-07 | [16 empty] | 7.3.1.3 Ignition probability mapping showing the probability of ignition along the electric lines and equipmentWLDFRAggregatedAggregated | WLDFR | HFTD - Distribution - Tier 2 - 3QU CoRE ¦ 2QU LoRE | Red Flag Warning - Small Fires | Aggregated | Aggregated | 2028 | 0.00073753 | 0 | 714.3308 | 0.52684 | 2028 | Mitigation | 0.08575 | 30 | 0 | esc | 0.0012005 | 8.8541e-07 | 0.00060025 | 4.427e-07 | 0.0015435 | 1.1384e-06
[79 empty] | WLDFR | HFTD - Distribution - Tier 2 - 3QU CoRE ¦ 2QU LoRE | Non-Red Flag Warning - Small Fires | 2039 | 6.6836e-06 | 3.3418e-06 | 8.5932e-06 | 0.091184 | 0.042438 | 0.0018418 | 0.046905 | 0 | 0 | 0 | 0.0055673 |  | 6.0944e-07 | 0 | 6.0944e-07 | 3.0472e-07 | 0 | 3.0472e-07 | 7.8356e-07 | 0 | 7.8356e-07 | [16 empty] | 7.3.1.3 Ignition probability mapping showing the probability of ignition along the electric lines and equipmentWLDFRAggregatedAggregated | WLDFR | HFTD - Distribution - Tier 2 - 3QU CoRE ¦ 2QU LoRE | Red Flag Warning - Small Fires | Aggregated | Aggregated | 2029 | 0.00073753 | 0 | 714.3308 | 0.52684 | 2029 | Mitigation | 0.08575 | 30 | 0 | esc | 0.0012005 | 8.8541e-07 | 0.00060025 | 4.427e-07 | 0.0015435 | 1.1384e-06
[79 empty] | WLDFR | HFTD - Distribution - Tier 2 - 3QU CoRE ¦ 2QU LoRE | Non-Red Flag Warning - Small Fires | 2040 | 6.6836e-06 | 3.3418e-06 | 8.5932e-06 | 0.091184 | 0.042438 | 0.0018418 | 0.046905 | 0 | 0 | 0 | 0.0055673 |  | 6.0944e-07 | 0 | 6.0944e-07 | 3.0472e-07 | 0 | 3.0472e-07 | 7.8356e-07 | 0 | 7.8356e-07 | [16 empty] | 7.3.1.3 Ignition probability mapping showing the probability of ignition along the electric lines and equipmentWLDFRAggregatedAggregated | WLDFR | HFTD - Distribution - Tier 2 - 3QU CoRE ¦ 2QU LoRE | Red Flag Warning - Small Fires | Aggregated | Aggregated | 2030 | 0.00073753 | 0 | 714.3308 | 0.52684 | 2030 | Mitigation | 0.08575 | 30 | 0 | esc | 0.0012005 | 8.8541e-07 | 0.00060025 | 4.427e-07 | 0.0015435 | 1.1384e-06
[79 empty] | WLDFR | HFTD - Distribution - Tier 2 - 3QU CoRE ¦ 2QU LoRE | Non-Red Flag Warning - Small Fires | 2041 | 6.6836e-06 | 3.3418e-06 | 8.5932e-06 | 0.091184 | 0.042438 | 0.0018418 | 0.046905 | 0 | 0 | 0 | 0.0055673 |  | 6.0944e-07 | 0 | 6.0944e-07 | 3.0472e-07 | 0 | 3.0472e-07 | 7.8356e-07 | 0 | 7.8356e-07 | [16 empty] | 7.3.1.3 Ignition probability mapping showing the probability of ignition along the electric lines and equipmentWLDFRAggregatedAggregated | WLDFR | HFTD - Distribution - Tier 2 - 3QU CoRE ¦ 2QU LoRE | Red Flag Warning - Small Fires | Aggregated | Aggregated | 2031 | 0.00073753 | 0 | 714.3308 | 0.52684 | 2031 | Mitigation | 0.08575 | 30 | 0 | esc | 0.0012005 | 8.8541e-07 | 0.00060025 | 4.427e-07 | 0.0015435 | 1.1384e-06
[79 empty] | WLDFR | HFTD - Distribution - Tier 2 - 3QU CoRE ¦ 2QU LoRE | Non-Red Flag Warning - Small Fires | 2042 | 6.6836e-06 | 3.3418e-06 | 8.5932e-06 | 0.091184 | 0.042438 | 0.0018418 | 0.046905 | 0 | 0 | 0 | 0.0055673 |  | 6.0944e-07 | 0 | 6.0944e-07 | 3.0472e-07 | 0 | 3.0472e-07 | 7.8356e-07 | 0 | 7.8356e-07 | [16 empty] | 7.3.1.3 Ignition probability mapping showing the probability of ignition along the electric lines and equipmentWLDFRAggregatedAggregated | WLDFR | HFTD - Distribution - Tier 2 - 3QU CoRE ¦ 2QU LoRE | Red Flag Warning - Small Fires | Aggregated | Aggregated | 2032 | 0.00073753 | 0 | 714.3308 | 0.52684 | 2032 | Mitigation | 0.08575 | 30 | 0 | esc | 0.0012005 | 8.8541e-07 | 0.00060025 | 4.427e-07 | 0.0015435 | 1.1384e-06
[79 empty] | WLDFR | HFTD - Distribution - Tier 2 - 3QU CoRE ¦ 2QU LoRE | Non-Red Flag Warning - Small Fires | 2043 | 6.6836e-06 | 3.3418e-06 | 8.5932e-06 | 0.095486 | 0.044306 | 0.0019228 | 0.049257 | 0 | 0 | 0 | 0.0055673 |  | 6.3819e-07 | 0 | 6.3819e-07 | 3.1909e-07 | 0 | 3.1909e-07 | 8.2052e-07 | 0 | 8.2052e-07 | [16 empty] | 7.3.1.3 Ignition probability mapping showing the probability of ignition along the electric lines and equipmentWLDFRAggregatedAggregated | WLDFR | HFTD - Distribution - Tier 2 - 3QU CoRE ¦ 2QU LoRE | Red Flag Warning - Small Fires | Aggregated | Aggregated | 2033 | 0.00073753 | 0 | 714.3308 | 0.52684 | 2033 | Mitigation | 0.08575 | 30 | 0 | esc | 0.0012005 | 8.8541e-07 | 0.00060025 | 4.427e-07 | 0.0015435 | 1.1384e-06
[79 empty] | WLDFR | HFTD - Distribution - Tier 2 - 3QU CoRE ¦ 2QU LoRE | Non-Red Flag Warning - Small Fires | 2044 | 6.6836e-06 | 3.3418e-06 | 8.5932e-06 | 0.095486 | 0.044306 | 0.0019228 | 0.049257 | 0 | 0 | 0 | 0.0055673 |  | 6.3819e-07 | 0 | 6.3819e-07 | 3.1909e-07 | 0 | 3.1909e-07 | 8.2052e-07 | 0 | 8.2052e-07 | [16 empty] | 7.3.1.3 Ignition probability mapping showing the probability of ignition along the electric lines and equipmentWLDFRAggregatedAggregated | WLDFR | HFTD - Distribution - Tier 2 - 3QU CoRE ¦ 2QU LoRE | Red Flag Warning - Small Fires | Aggregated | Aggregated | 2034 | 0.00073753 | 0 | 714.3308 | 0.52684 | 2034 | Mitigation | 0.08575 | 30 | 0 | esc | 0.0012005 | 8.8541e-07 | 0.00060025 | 4.427e-07 | 0.0015435 | 1.1384e-06
[79 empty] | WLDFR | HFTD - Distribution - Tier 2 - 3QU CoRE ¦ 2QU LoRE | Non-Red Flag Warning - Small Fires | 2045 | 6.6836e-06 | 3.3418e-06 | 8.5932e-06 | 0.095486 | 0.044306 | 0.0019228 | 0.049257 | 0 | 0 | 0 | 0.0055673 |  | 6.3819e-07 | 0 | 6.3819e-07 | 3.1909e-07 | 0 | 3.1909e-07 | 8.2052e-07 | 0 | 8.2052e-07 | [16 empty] | 7.3.1.3 Ignition probability mapping showing the probability of ignition along the electric lines and equipmentWLDFRAggregatedAggregated | WLDFR | HFTD - Distribution - Tier 2 - 3QU CoRE ¦ 2QU LoRE | Red Flag Warning - Small Fires | Aggregated | Aggregated | 2035 | 0.00073753 | 0 | 714.3308 | 0.52684 | 2035 | Mitigation | 0.08575 | 30 | 0 | esc | 0.0012005 | 8.8541e-07 | 0.00060025 | 4.427e-07 | 0.0015435 | 1.1384e-06
[79 empty] | WLDFR | HFTD - Distribution - Tier 2 - 3QU CoRE ¦ 2QU LoRE | Non-Red Flag Warning - Small Fires | 2046 | 6.6836e-06 | 3.3418e-06 | 8.5932e-06 | 0.095486 | 0.044306 | 0.0019228 | 0.049257 | 0 | 0 | 0 | 0.0055673 |  | 6.3819e-07 | 0 | 6.3819e-07 | 3.1909e-07 | 0 | 3.1909e-07 | 8.2052e-07 | 0 | 8.2052e-07 | [16 empty] | 7.3.1.3 Ignition probability mapping showing the probability of ignition along the electric lines and equipmentWLDFRAggregatedAggregated | WLDFR | HFTD - Distribution - Tier 2 - 3QU CoRE ¦ 2QU LoRE | Red Flag Warning - Small Fires | Aggregated | Aggregated | 2036 | 0.00073753 | 0 | 714.3308 | 0.52684 | 2036 | Mitigation | 0.08575 | 30 | 0 | esc | 0.0012005 | 8.8541e-07 | 0.00060025 | 4.427e-07 | 0.0015435 | 1.1384e-06
[79 empty] | WLDFR | HFTD - Distribution - Tier 2 - 3QU CoRE ¦ 2QU LoRE | Non-Red Flag Warning - Small Fires | 2047 | 6.6836e-06 | 3.3418e-06 | 8.5932e-06 | 0.095486 | 0.044306 | 0.0019228 | 0.049257 | 0 | 0 | 0 | 0.0055673 |  | 6.3819e-07 | 0 | 6.3819e-07 | 3.1909e-07 | 0 | 3.1909e-07 | 8.2052e-07 | 0 | 8.2052e-07 | [16 empty] | 7.3.1.3 Ignition probability mapping showing the probability of ignition along the electric lines and equipmentWLDFRAggregatedAggregated | WLDFR | HFTD - Distribution - Tier 2 - 3QU CoRE ¦ 2QU LoRE | Red Flag Warning - Small Fires | Aggregated | Aggregated | 2037 | 0.00073753 | 0 | 714.3308 | 0.52684 | 2037 | Mitigation | 0.08575 | 30 | 0 | esc | 0.0012005 | 8.8541e-07 | 0.00060025 | 4.427e-07 | 0.0015435 | 1.1384e-06
[79 empty] | WLDFR | HFTD - Distribution - Tier 2 - 3QU CoRE ¦ 2QU LoRE | Non-Red Flag Warning - Small Fires | 2048 | 6.6836e-06 | 3.3418e-06 | 8.5932e-06 | 0.10007 | 0.04626 | 0.0020076 | 0.051804 | 0 | 0 | 0 | 0.0055673 |  | 6.6884e-07 | 0 | 6.6884e-07 | 3.3442e-07 | 0 | 3.3442e-07 | 8.5993e-07 | 0 | 8.5993e-07 | [16 empty] | 7.3.1.3 Ignition probability mapping showing the probability of ignition along the electric lines and equipmentWLDFRAggregatedAggregated | WLDFR | HFTD - Distribution - Tier 2 - 3QU CoRE ¦ 2QU LoRE | Red Flag Warning - Small Fires | Aggregated | Aggregated | 2038 | 0.00073753 | 0 | 714.3308 | 0.52684 | 2038 | Mitigation | 0.08575 | 30 | 0 | esc | 0.0012005 | 8.8541e-07 | 0.00060025 | 4.427e-07 | 0.0015435 | 1.1384e-06
[79 empty] | WLDFR | HFTD - Distribution - Tier 2 - 3QU CoRE ¦ 2QU LoRE | Non-Red Flag Warning - Small Fires | 2049 | 6.6836e-06 | 3.3418e-06 | 8.5932e-06 | 0.10007 | 0.04626 | 0.0020076 | 0.051804 | 0 | 0 | 0 | 0.0055673 |  | 6.6884e-07 | 0 | 6.6884e-07 | 3.3442e-07 | 0 | 3.3442e-07 | 8.5993e-07 | 0 | 8.5993e-07 | [16 empty] | 7.3.1.3 Ignition probability mapping showing the probability of ignition along the electric lines and equipmentWLDFRAggregatedAggregated | WLDFR | HFTD - Distribution - Tier 2 - 3QU CoRE ¦ 2QU LoRE | Red Flag Warning - Small Fires | Aggregated | Aggregated | 2039 | 0.00073753 | 0 | 714.3308 | 0.52684 | 2039 | Mitigation | 0.08575 | 30 | 0 | esc | 0.0012005 | 8.8541e-07 | 0.00060025 | 4.427e-07 | 0.0015435 | 1.1384e-06
[79 empty] | WLDFR | HFTD - Distribution - Tier 2 - 3QU CoRE ¦ 2QU LoRE | Non-Red Flag Warning - Small Fires | 2050 | 0 | 3.3418e-06 | 8.5932e-06 | 0.10007 | 0.04626 | 0.0020076 | 0.051804 | 0 | 0 | 0 | 0.0055673 |  | 0 | 0 | 0 | 3.3442e-07 | 0 | 3.3442e-07 | 8.5993e-07 | 0 | 8.5993e-07 | [16 empty] | 7.3.1.3 Ignition probability mapping showing the probability of ignition along the electric lines and equipmentWLDFRAggregatedAggregated | WLDFR | HFTD - Distribution - Tier 2 - 3QU CoRE ¦ 2QU LoRE | Red Flag Warning - Small Fires | Aggregated | Aggregated | 2040 | 0.00073753 | 0 | 714.3308 | 0.52684 | 2040 | Mitigation | 0.08575 | 30 | 0 | esc | 0.0012005 | 8.8541e-07 | 0.00060025 | 4.427e-07 | 0.0015435 | 1.1384e-06
[79 empty] | WLDFR | HFTD - Distribution - Tier 2 - 3QU CoRE ¦ 2QU LoRE | Non-Red Flag Warning - Small Fires | 2051 | 0 | 0 | 8.5932e-06 | 0.10007 | 0.04626 | 0.0020076 | 0.051804 | 0 | 0 | 0 | 0.0055673 |  | 0 | 0 | 0 | 0 | 0 | 0 | 8.5993e-07 | 0 | 8.5993e-07 | [16 empty] | 7.3.1.3 Ignition probability mapping showing the probability of ignition along the electric lines and equipmentWLDFRAggregatedAggregated | WLDFR | HFTD - Distribution - Tier 2 - 3QU CoRE ¦ 2QU LoRE | Red Flag Warning - Small Fires | Aggregated | Aggregated | 2041 | 0.00073753 | 0 | 714.3308 | 0.52684 | 2041 | Mitigation | 0.08575 | 30 | 0 | esc | 0.0012005 | 8.8541e-07 | 0.00060025 | 4.427e-07 | 0.0015435 | 1.1384e-06
[79 empty] | WLDFR | HFTD - Distribution - Tier 2 - 3QU CoRE ¦ 2QU LoRE | Red Flag Warning - Catastrophic Fires | 2020 | 4.5987e-08 | 0 | 0 | 14146.1306 | 222.2294 | 8585.7228 | 5338.1784 | 0 | 0 | 0 | 3.8306e-05 |  | 0.00065054 | 0 | 0.00065054 | 0 | 0 | 0 | 0 | 0 | 0 | [16 empty] | 7.3.1.3 Ignition probability mapping showing the probability of ignition along the electric lines and equipmentWLDFRAggregatedAggregated | WLDFR | HFTD - Distribution - Tier 2 - 3QU CoRE ¦ 2QU LoRE | Red Flag Warning - Small Fires | Aggregated | Aggregated | 2042 | 0.00073753 | 0 | 714.3308 | 0.52684 | 2042 | Mitigation | 0.08575 | 30 | 0 | esc | 0.0012005 | 8.8541e-07 | 0.00060025 | 4.427e-07 | 0.0015435 | 1.1384e-06
[79 empty] | WLDFR | HFTD - Distribution - Tier 2 - 3QU CoRE ¦ 2QU LoRE | Red Flag Warning - Catastrophic Fires | 2021 | 4.5987e-08 | 2.2993e-08 | 0 | 14146.1306 | 222.2294 | 8585.7228 | 5338.1784 | 0 | 0 | 0 | 3.8306e-05 |  | 0.00065054 | 0 | 0.00065054 | 0.00032527 | 0 | 0.00032527 | 0 | 0 | 0 | [16 empty] | 7.3.1.3 Ignition probability mapping showing the probability of ignition along the electric lines and equipmentWLDFRAggregatedAggregated | WLDFR | HFTD - Distribution - Tier 2 - 3QU CoRE ¦ 2QU LoRE | Red Flag Warning - Small Fires | Aggregated | Aggregated | 2043 | 0.00073753 | 0 | 714.3308 | 0.52684 | 2043 | Mitigation | 0.08575 | 30 | 0 | esc | 0.0012005 | 8.8541e-07 | 0.00060025 | 4.427e-07 | 0.0015435 | 1.1384e-06
[79 empty] | WLDFR | HFTD - Distribution - Tier 2 - 3QU CoRE ¦ 2QU LoRE | Red Flag Warning - Catastrophic Fires | 2022 | 4.5987e-08 | 2.2993e-08 | 5.9126e-08 | 14146.1306 | 222.2294 | 8585.7228 | 5338.1784 | 0 | 0 | 0 | 3.8306e-05 |  | 0.00065054 | 0 | 0.00065054 | 0.00032527 | 0 | 0.00032527 | 0.0008364 | 0 | 0.0008364 | [16 empty] | 7.3.1.3 Ignition probability mapping showing the probability of ignition along the electric lines and equipmentWLDFRAggregatedAggregated | WLDFR | HFTD - Distribution - Tier 2 - 3QU CoRE ¦ 2QU LoRE | Red Flag Warning - Small Fires | Aggregated | Aggregated | 2044 | 0.00073753 | 0 | 714.3308 | 0.52684 | 2044 | Mitigation | 0.08575 | 30 | 0 | esc | 0.0012005 | 8.8541e-07 | 0.00060025 | 4.427e-07 | 0.0015435 | 1.1384e-06
[79 empty] | WLDFR | HFTD - Distribution - Tier 2 - 3QU CoRE ¦ 2QU LoRE | Red Flag Warning - Catastrophic Fires | 2023 | 4.5987e-08 | 2.2993e-08 | 5.9126e-08 | 14664.6376 | 233.2301 | 8896.516 | 5534.8915 | 0 | 0 | 0 | 3.8306e-05 |  | 0.00067438 | 0 | 0.00067438 | 0.00033719 | 0 | 0.00033719 | 0.00086706 | 0 | 0.00086706 | [16 empty] | 7.3.1.3 Ignition probability mapping showing the probability of ignition along the electric lines and equipmentWLDFRAggregatedAggregated | WLDFR | HFTD - Distribution - Tier 2 - 3QU CoRE ¦ 2QU LoRE | Red Flag Warning - Small Fires | Aggregated | Aggregated | 2045 | 0.00073753 | 0 | 714.3308 | 0.52684 | 2045 | Mitigation | 0.08575 | 30 | 0 | esc | 0.0012005 | 8.8541e-07 | 0.00060025 | 4.427e-07 | 0.0015435 | 1.1384e-06
[79 empty] | WLDFR | HFTD - Distribution - Tier 2 - 3QU CoRE ¦ 2QU LoRE | Red Flag Warning - Catastrophic Fires | 2024 | 4.5987e-08 | 2.2993e-08 | 5.9126e-08 | 14664.6376 | 233.2301 | 8896.516 | 5534.8915 | 0 | 0 | 0 | 3.8306e-05 |  | 0.00067438 | 0 | 0.00067438 | 0.00033719 | 0 | 0.00033719 | 0.00086706 | 0 | 0.00086706 | [16 empty] | 7.3.1.3 Ignition probability mapping showing the probability of ignition along the electric lines and equipmentWLDFRAggregatedAggregated | WLDFR | HFTD - Distribution - Tier 2 - 3QU CoRE ¦ 2QU LoRE | Red Flag Warning - Small Fires | Aggregated | Aggregated | 2046 | 0.00073753 | 0 | 714.3308 | 0.52684 | 2046 | Mitigation | 0.08575 | 30 | 0 | esc | 0.0012005 | 8.8541e-07 | 0.00060025 | 4.427e-07 | 0.0015435 | 1.1384e-06
[79 empty] | WLDFR | HFTD - Distribution - Tier 2 - 3QU CoRE ¦ 2QU LoRE | Red Flag Warning - Catastrophic Fires | 2025 | 4.5987e-08 | 2.2993e-08 | 5.9126e-08 | 14664.6376 | 233.2301 | 8896.516 | 5534.8915 | 0 | 0 | 0 | 3.8306e-05 |  | 0.00067438 | 0 | 0.00067438 | 0.00033719 | 0 | 0.00033719 | 0.00086706 | 0 | 0.00086706 | [16 empty] | 7.3.1.3 Ignition probability mapping showing the probability of ignition along the electric lines and equipmentWLDFRAggregatedAggregated | WLDFR | HFTD - Distribution - Tier 2 - 3QU CoRE ¦ 2QU LoRE | Red Flag Warning - Small Fires | Aggregated | Aggregated | 2047 | 0.00073753 | 0 | 714.3308 | 0.52684 | 2047 | Mitigation | 0.08575 | 30 | 0 | esc | 0.0012005 | 8.8541e-07 | 0.00060025 | 4.427e-07 | 0.0015435 | 1.1384e-06
[79 empty] | WLDFR | HFTD - Distribution - Tier 2 - 3QU CoRE ¦ 2QU LoRE | Red Flag Warning - Catastrophic Fires | 2026 | 4.5987e-08 | 2.2993e-08 | 5.9126e-08 | 14664.6376 | 233.2301 | 8896.516 | 5534.8915 | 0 | 0 | 0 | 3.8306e-05 |  | 0.00067438 | 0 | 0.00067438 | 0.00033719 | 0 | 0.00033719 | 0.00086706 | 0 | 0.00086706 | [16 empty] | 7.3.1.3 Ignition probability mapping showing the probability of ignition along the electric lines and equipmentWLDFRAggregatedAggregated | WLDFR | HFTD - Distribution - Tier 2 - 3QU CoRE ¦ 2QU LoRE | Red Flag Warning - Small Fires | Aggregated | Aggregated | 2048 | 0.00073753 | 0 | 714.3308 | 0.52684 | 2048 | Mitigation | 0.08575 | 30 | 0 | esc | 0.0012005 | 8.8541e-07 | 0.00060025 | 4.427e-07 | 0.0015435 | 1.1384e-06
[79 empty] | WLDFR | HFTD - Distribution - Tier 2 - 3QU CoRE ¦ 2QU LoRE | Red Flag Warning - Catastrophic Fires | 2027 | 4.5987e-08 | 2.2993e-08 | 5.9126e-08 | 14664.6376 | 233.2301 | 8896.516 | 5534.8915 | 0 | 0 | 0 | 3.8306e-05 |  | 0.00067438 | 0 | 0.00067438 | 0.00033719 | 0 | 0.00033719 | 0.00086706 | 0 | 0.00086706 | [16 empty] | 7.3.1.3 Ignition probability mapping showing the probability of ignition along the electric lines and equipmentWLDFRAggregatedAggregated | WLDFR | HFTD - Distribution - Tier 2 - 3QU CoRE ¦ 2QU LoRE | Red Flag Warning - Small Fires | Aggregated | Aggregated | 2049 | 0.00073753 | 0 | 714.3308 | 0.52684 | 2049 | Mitigation | 0.08575 | 30 | 0 | esc | 0.0012005 | 8.8541e-07 | 0.00060025 | 4.427e-07 | 0.0015435 | 1.1384e-06
[79 empty] | WLDFR | HFTD - Distribution - Tier 2 - 3QU CoRE ¦ 2QU LoRE | Red Flag Warning - Catastrophic Fires | 2028 | 4.5987e-08 | 2.2993e-08 | 5.9126e-08 | 15317.9909 | 247.273 | 9287.6491 | 5783.0689 | 0 | 0 | 0 | 3.8306e-05 |  | 0.00070443 | 0 | 0.00070443 | 0.00035221 | 0 | 0.00035221 | 0.00090569 | 0 | 0.00090569 | [16 empty] | 7.3.1.3 Ignition probability mapping showing the probability of ignition along the electric lines and equipmentWLDFRAggregatedAggregated | WLDFR | HFTD - Distribution - Tier 2 - 3QU CoRE ¦ 2QU LoRE | Red Flag Warning - Small Fires | Aggregated | Aggregated | 2050 | 0.00073753 | 0 | 714.3308 | 0.52684 | 2050 | Mitigation | 0.08575 | 30 | 0 | esc | 0 | 0 | 0.00060025 | 4.427e-07 | 0.0015435 | 1.1384e-06
[79 empty] | WLDFR | HFTD - Distribution - Tier 2 - 3QU CoRE ¦ 2QU LoRE | Red Flag Warning - Catastrophic Fires | 2029 | 4.5987e-08 | 2.2993e-08 | 5.9126e-08 | 15317.9909 | 247.273 | 9287.6491 | 5783.0689 | 0 | 0 | 0 | 3.8306e-05 |  | 0.00070443 | 0 | 0.00070443 | 0.00035221 | 0 | 0.00035221 | 0.00090569 | 0 | 0.00090569 | [16 empty] | 7.3.1.3 Ignition probability mapping showing the probability of ignition along the electric lines and equipmentWLDFRAggregatedAggregated | WLDFR | HFTD - Distribution - Tier 2 - 3QU CoRE ¦ 2QU LoRE | Red Flag Warning - Small Fires | Aggregated | Aggregated | 2051 | 0.00073753 | 0 | 714.3308 | 0.52684 | 2051 | Mitigation | 0.08575 | 30 | 0 | esc | 0 | 0 | 0 | 0 | 0.0015435 | 1.1384e-06
[79 empty] | WLDFR | HFTD - Distribution - Tier 2 - 3QU CoRE ¦ 2QU LoRE | Red Flag Warning - Catastrophic Fires | 2030 | 4.5987e-08 | 2.2993e-08 | 5.9126e-08 | 15317.9909 | 247.273 | 9287.6491 | 5783.0689 | 0 | 0 | 0 | 3.8306e-05 |  | 0.00070443 | 0 | 0.00070443 | 0.00035221 | 0 | 0.00035221 | 0.00090569 | 0 | 0.00090569 | [16 empty] | 7.3.1.3 Ignition probability mapping showing the probability of ignition along the electric lines and equipmentWLDFRAggregatedAggregated | WLDFR | HFTD - Distribution - Tier 2 - 3QU CoRE ¦ 2QU LoRE | Seismic - Non-Red Flag Warning - Catastrophic Fires | Aggregated | Aggregated | 2021 | 2.1925e-10 | 0 | 714.3308 | 1.5662e-07 | 2021 | Mitigation | 0.08575 | 30 | 0 | esc | 0.0012005 | 2.6321e-13 | 0.00060025 | 1.316e-13 | 0 | 0
[79 empty] | WLDFR | HFTD - Distribution - Tier 2 - 3QU CoRE ¦ 2QU LoRE | Red Flag Warning - Catastrophic Fires | 2031 | 4.5987e-08 | 2.2993e-08 | 5.9126e-08 | 15317.9909 | 247.273 | 9287.6491 | 5783.0689 | 0 | 0 | 0 | 3.8306e-05 |  | 0.00070443 | 0 | 0.00070443 | 0.00035221 | 0 | 0.00035221 | 0.00090569 | 0 | 0.00090569 | [16 empty] | 7.3.1.3 Ignition probability mapping showing the probability of ignition along the electric lines and equipmentWLDFRAggregatedAggregated | WLDFR | HFTD - Distribution - Tier 2 - 3QU CoRE ¦ 2QU LoRE | Seismic - Non-Red Flag Warning - Catastrophic Fires | Aggregated | Aggregated | 2022 | 2.1925e-10 | 0 | 714.3308 | 1.5662e-07 | 2022 | Mitigation | 0.08575 | 30 | 0 | esc | 0.0012005 | 2.6321e-13 | 0.00060025 | 1.316e-13 | 0.0015435 | 3.3841e-13
[79 empty] | WLDFR | HFTD - Distribution - Tier 2 - 3QU CoRE ¦ 2QU LoRE | Red Flag Warning - Catastrophic Fires | 2032 | 4.5987e-08 | 2.2993e-08 | 5.9126e-08 | 15317.9909 | 247.273 | 9287.6491 | 5783.0689 | 0 | 0 | 0 | 3.8306e-05 |  | 0.00070443 | 0 | 0.00070443 | 0.00035221 | 0 | 0.00035221 | 0.00090569 | 0 | 0.00090569 | [16 empty] | 7.3.1.3 Ignition probability mapping showing the probability of ignition along the electric lines and equipmentWLDFRAggregatedAggregated | WLDFR | HFTD - Distribution - Tier 2 - 3QU CoRE ¦ 2QU LoRE | Seismic - Non-Red Flag Warning - Catastrophic Fires | Aggregated | Aggregated | 2023 | 2.1925e-10 | 0 | 714.3308 | 1.5662e-07 | 2023 | Mitigation | 0.08575 | 30 | 0 | esc | 0.0012005 | 2.6321e-13 | 0.00060025 | 1.316e-13 | 0.0015435 | 3.3841e-13
[79 empty] | WLDFR | HFTD - Distribution - Tier 2 - 3QU CoRE ¦ 2QU LoRE | Red Flag Warning - Catastrophic Fires | 2033 | 4.5987e-08 | 2.2993e-08 | 5.9126e-08 | 16044.1264 | 263.1074 | 9721.74 | 6059.2791 | 0 | 0 | 0 | 3.8306e-05 |  | 0.00073782 | 0 | 0.00073782 | 0.00036891 | 0 | 0.00036891 | 0.00094863 | 0 | 0.00094863 | [16 empty] | 7.3.1.3 Ignition probability mapping showing the probability of ignition along the electric lines and equipmentWLDFRAggregatedAggregated | WLDFR | HFTD - Distribution - Tier 2 - 3QU CoRE ¦ 2QU LoRE | Seismic - Non-Red Flag Warning - Catastrophic Fires | Aggregated | Aggregated | 2024 | 2.1925e-10 | 0 | 714.3308 | 1.5662e-07 | 2024 | Mitigation | 0.08575 | 30 | 0 | esc | 0.0012005 | 2.6321e-13 | 0.00060025 | 1.316e-13 | 0.0015435 | 3.3841e-13
[79 empty] | WLDFR | HFTD - Distribution - Tier 2 - 3QU CoRE ¦ 2QU LoRE | Red Flag Warning - Catastrophic Fires | 2034 | 4.5987e-08 | 2.2993e-08 | 5.9126e-08 | 16044.1264 | 263.1074 | 9721.74 | 6059.2791 | 0 | 0 | 0 | 3.8306e-05 |  | 0.00073782 | 0 | 0.00073782 | 0.00036891 | 0 | 0.00036891 | 0.00094863 | 0 | 0.00094863 | [16 empty] | 7.3.1.3 Ignition probability mapping showing the probability of ignition along the electric lines and equipmentWLDFRAggregatedAggregated | WLDFR | HFTD - Distribution - Tier 2 - 3QU CoRE ¦ 2QU LoRE | Seismic - Non-Red Flag Warning - Catastrophic Fires | Aggregated | Aggregated | 2025 | 2.1925e-10 | 0 | 714.3308 | 1.5662e-07 | 2025 | Mitigation | 0.08575 | 30 | 0 | esc | 0.0012005 | 2.6321e-13 | 0.00060025 | 1.316e-13 | 0.0015435 | 3.3841e-13
[79 empty] | WLDFR | HFTD - Distribution - Tier 2 - 3QU CoRE ¦ 2QU LoRE | Red Flag Warning - Catastrophic Fires | 2035 | 4.5987e-08 | 2.2993e-08 | 5.9126e-08 | 16044.1264 | 263.1074 | 9721.74 | 6059.2791 | 0 | 0 | 0 | 3.8306e-05 |  | 0.00073782 | 0 | 0.00073782 | 0.00036891 | 0 | 0.00036891 | 0.00094863 | 0 | 0.00094863 | [16 empty] | 7.3.1.3 Ignition probability mapping showing the probability of ignition along the electric lines and equipmentWLDFRAggregatedAggregated | WLDFR | HFTD - Distribution - Tier 2 - 3QU CoRE ¦ 2QU LoRE | Seismic - Non-Red Flag Warning - Catastrophic Fires | Aggregated | Aggregated | 2026 | 2.1925e-10 | 0 | 714.3308 | 1.5662e-07 | 2026 | Mitigation | 0.08575 | 30 | 0 | esc | 0.0012005 | 2.6321e-13 | 0.00060025 | 1.316e-13 | 0.0015435 | 3.3841e-13
[79 empty] | WLDFR | HFTD - Distribution - Tier 2 - 3QU CoRE ¦ 2QU LoRE | Red Flag Warning - Catastrophic Fires | 2036 | 4.5987e-08 | 2.2993e-08 | 5.9126e-08 | 16044.1264 | 263.1074 | 9721.74 | 6059.2791 | 0 | 0 | 0 | 3.8306e-05 |  | 0.00073782 | 0 | 0.00073782 | 0.00036891 | 0 | 0.00036891 | 0.00094863 | 0 | 0.00094863 | [16 empty] | 7.3.1.3 Ignition probability mapping showing the probability of ignition along the electric lines and equipmentWLDFRAggregatedAggregated | WLDFR | HFTD - Distribution - Tier 2 - 3QU CoRE ¦ 2QU LoRE | Seismic - Non-Red Flag Warning - Catastrophic Fires | Aggregated | Aggregated | 2027 | 2.1925e-10 | 0 | 714.3308 | 1.5662e-07 | 2027 | Mitigation | 0.08575 | 30 | 0 | esc | 0.0012005 | 2.6321e-13 | 0.00060025 | 1.316e-13 | 0.0015435 | 3.3841e-13
[79 empty] | WLDFR | HFTD - Distribution - Tier 2 - 3QU CoRE ¦ 2QU LoRE | Red Flag Warning - Catastrophic Fires | 2037 | 4.5987e-08 | 2.2993e-08 | 5.9126e-08 | 16044.1264 | 263.1074 | 9721.74 | 6059.2791 | 0 | 0 | 0 | 3.8306e-05 |  | 0.00073782 | 0 | 0.00073782 | 0.00036891 | 0 | 0.00036891 | 0.00094863 | 0 | 0.00094863 | [16 empty] | 7.3.1.3 Ignition probability mapping showing the probability of ignition along the electric lines and equipmentWLDFRAggregatedAggregated | WLDFR | HFTD - Distribution - Tier 2 - 3QU CoRE ¦ 2QU LoRE | Seismic - Non-Red Flag Warning - Catastrophic Fires | Aggregated | Aggregated | 2028 | 2.1925e-10 | 0 | 714.3308 | 1.5662e-07 | 2028 | Mitigation | 0.08575 | 30 | 0 | esc | 0.0012005 | 2.6321e-13 | 0.00060025 | 1.316e-13 | 0.0015435 | 3.3841e-13
[79 empty] | WLDFR | HFTD - Distribution - Tier 2 - 3QU CoRE ¦ 2QU LoRE | Red Flag Warning - Catastrophic Fires | 2038 | 4.5987e-08 | 2.2993e-08 | 5.9126e-08 | 16832.3912 | 280.5544 | 10192.2718 | 6359.5651 | 0 | 0 | 0 | 3.8306e-05 |  | 0.00077407 | 0 | 0.00077407 | 0.00038703 | 0 | 0.00038703 | 0.00099523 | 0 | 0.00099523 | [16 empty] | 7.3.1.3 Ignition probability mapping showing the probability of ignition along the electric lines and equipmentWLDFRAggregatedAggregated | WLDFR | HFTD - Distribution - Tier 2 - 3QU CoRE ¦ 2QU LoRE | Seismic - Non-Red Flag Warning - Catastrophic Fires | Aggregated | Aggregated | 2029 | 2.1925e-10 | 0 | 714.3308 | 1.5662e-07 | 2029 | Mitigation | 0.08575 | 30 | 0 | esc | 0.0012005 | 2.6321e-13 | 0.00060025 | 1.316e-13 | 0.0015435 | 3.3841e-13
[79 empty] | WLDFR | HFTD - Distribution - Tier 2 - 3QU CoRE ¦ 2QU LoRE | Red Flag Warning - Catastrophic Fires | 2039 | 4.5987e-08 | 2.2993e-08 | 5.9126e-08 | 16832.3912 | 280.5544 | 10192.2718 | 6359.5651 | 0 | 0 | 0 | 3.8306e-05 |  | 0.00077407 | 0 | 0.00077407 | 0.00038703 | 0 | 0.00038703 | 0.00099523 | 0 | 0.00099523 | [16 empty] | 7.3.1.3 Ignition probability mapping showing the probability of ignition along the electric lines and equipmentWLDFRAggregatedAggregated | WLDFR | HFTD - Distribution - Tier 2 - 3QU CoRE ¦ 2QU LoRE | Seismic - Non-Red Flag Warning - Catastrophic Fires | Aggregated | Aggregated | 2030 | 2.1925e-10 | 0 | 714.3308 | 1.5662e-07 | 2030 | Mitigation | 0.08575 | 30 | 0 | esc | 0.0012005 | 2.6321e-13 | 0.00060025 | 1.316e-13 | 0.0015435 | 3.3841e-13
[79 empty] | WLDFR | HFTD - Distribution - Tier 2 - 3QU CoRE ¦ 2QU LoRE | Red Flag Warning - Catastrophic Fires | 2040 | 4.5987e-08 | 2.2993e-08 | 5.9126e-08 | 16832.3912 | 280.5544 | 10192.2718 | 6359.5651 | 0 | 0 | 0 | 3.8306e-05 |  | 0.00077407 | 0 | 0.00077407 | 0.00038703 | 0 | 0.00038703 | 0.00099523 | 0 | 0.00099523 | [16 empty] | 7.3.1.3 Ignition probability mapping showing the probability of ignition along the electric lines and equipmentWLDFRAggregatedAggregated | WLDFR | HFTD - Distribution - Tier 2 - 3QU CoRE ¦ 2QU LoRE | Seismic - Non-Red Flag Warning - Catastrophic Fires | Aggregated | Aggregated | 2031 | 2.1925e-10 | 0 | 714.3308 | 1.5662e-07 | 2031 | Mitigation | 0.08575 | 30 | 0 | esc | 0.0012005 | 2.6321e-13 | 0.00060025 | 1.316e-13 | 0.0015435 | 3.3841e-13
[79 empty] | WLDFR | HFTD - Distribution - Tier 2 - 3QU CoRE ¦ 2QU LoRE | Red Flag Warning - Catastrophic Fires | 2041 | 4.5987e-08 | 2.2993e-08 | 5.9126e-08 | 16832.3912 | 280.5544 | 10192.2718 | 6359.5651 | 0 | 0 | 0 | 3.8306e-05 |  | 0.00077407 | 0 | 0.00077407 | 0.00038703 | 0 | 0.00038703 | 0.00099523 | 0 | 0.00099523 | [16 empty] | 7.3.1.3 Ignition probability mapping showing the probability of ignition along the electric lines and equipmentWLDFRAggregatedAggregated | WLDFR | HFTD - Distribution - Tier 2 - 3QU CoRE ¦ 2QU LoRE | Seismic - Non-Red Flag Warning - Catastrophic Fires | Aggregated | Aggregated | 2032 | 2.1925e-10 | 0 | 714.3308 | 1.5662e-07 | 2032 | Mitigation | 0.08575 | 30 | 0 | esc | 0.0012005 | 2.6321e-13 | 0.00060025 | 1.316e-13 | 0.0015435 | 3.3841e-13
[79 empty] | WLDFR | HFTD - Distribution - Tier 2 - 3QU CoRE ¦ 2QU LoRE | Red Flag Warning - Catastrophic Fires | 2042 | 4.5987e-08 | 2.2993e-08 | 5.9126e-08 | 16832.3912 | 280.5544 | 10192.2718 | 6359.5651 | 0 | 0 | 0 | 3.8306e-05 |  | 0.00077407 | 0 | 0.00077407 | 0.00038703 | 0 | 0.00038703 | 0.00099523 | 0 | 0.00099523 | [16 empty] | 7.3.1.3 Ignition probability mapping showing the probability of ignition along the electric lines and equipmentWLDFRAggregatedAggregated | WLDFR | HFTD - Distribution - Tier 2 - 3QU CoRE ¦ 2QU LoRE | Seismic - Non-Red Flag Warning - Catastrophic Fires | Aggregated | Aggregated | 2033 | 2.1925e-10 | 0 | 714.3308 | 1.5662e-07 | 2033 | Mitigation | 0.08575 | 30 | 0 | esc | 0.0012005 | 2.6321e-13 | 0.00060025 | 1.316e-13 | 0.0015435 | 3.3841e-13
[79 empty] | WLDFR | HFTD - Distribution - Tier 2 - 3QU CoRE ¦ 2QU LoRE | Red Flag Warning - Catastrophic Fires | 2043 | 4.5987e-08 | 2.2993e-08 | 5.9126e-08 | 17672.0852 | 299.42 | 10692.7362 | 6679.929 | 0 | 0 | 0 | 3.8306e-05 |  | 0.00081268 | 0 | 0.00081268 | 0.00040634 | 0 | 0.00040634 | 0.0010449 | 0 | 0.0010449 | [16 empty] | 7.3.1.3 Ignition probability mapping showing the probability of ignition along the electric lines and equipmentWLDFRAggregatedAggregated | WLDFR | HFTD - Distribution - Tier 2 - 3QU CoRE ¦ 2QU LoRE | Seismic - Non-Red Flag Warning - Catastrophic Fires | Aggregated | Aggregated | 2034 | 2.1925e-10 | 0 | 714.3308 | 1.5662e-07 | 2034 | Mitigation | 0.08575 | 30 | 0 | esc | 0.0012005 | 2.6321e-13 | 0.00060025 | 1.316e-13 | 0.0015435 | 3.3841e-13
[79 empty] | WLDFR | HFTD - Distribution - Tier 2 - 3QU CoRE ¦ 2QU LoRE | Red Flag Warning - Catastrophic Fires | 2044 | 4.5987e-08 | 2.2993e-08 | 5.9126e-08 | 17672.0852 | 299.42 | 10692.7362 | 6679.929 | 0 | 0 | 0 | 3.8306e-05 |  | 0.00081268 | 0 | 0.00081268 | 0.00040634 | 0 | 0.00040634 | 0.0010449 | 0 | 0.0010449 | [16 empty] | 7.3.1.3 Ignition probability mapping showing the probability of ignition along the electric lines and equipmentWLDFRAggregatedAggregated | WLDFR | HFTD - Distribution - Tier 2 - 3QU CoRE ¦ 2QU LoRE | Seismic - Non-Red Flag Warning - Catastrophic Fires | Aggregated | Aggregated | 2035 | 2.1925e-10 | 0 | 714.3308 | 1.5662e-07 | 2035 | Mitigation | 0.08575 | 30 | 0 | esc | 0.0012005 | 2.6321e-13 | 0.00060025 | 1.316e-13 | 0.0015435 | 3.3841e-13
[79 empty] | WLDFR | HFTD - Distribution - Tier 2 - 3QU CoRE ¦ 2QU LoRE | Red Flag Warning - Catastrophic Fires | 2045 | 4.5987e-08 | 2.2993e-08 | 5.9126e-08 | 17672.0852 | 299.42 | 10692.7362 | 6679.929 | 0 | 0 | 0 | 3.8306e-05 |  | 0.00081268 | 0 | 0.00081268 | 0.00040634 | 0 | 0.00040634 | 0.0010449 | 0 | 0.0010449 | [16 empty] | 7.3.1.3 Ignition probability mapping showing the probability of ignition along the electric lines and equipmentWLDFRAggregatedAggregated | WLDFR | HFTD - Distribution - Tier 2 - 3QU CoRE ¦ 2QU LoRE | Seismic - Non-Red Flag Warning - Catastrophic Fires | Aggregated | Aggregated | 2036 | 2.1925e-10 | 0 | 714.3308 | 1.5662e-07 | 2036 | Mitigation | 0.08575 | 30 | 0 | esc | 0.0012005 | 2.6321e-13 | 0.00060025 | 1.316e-13 | 0.0015435 | 3.3841e-13
[79 empty] | WLDFR | HFTD - Distribution - Tier 2 - 3QU CoRE ¦ 2QU LoRE | Red Flag Warning - Catastrophic Fires | 2046 | 4.5987e-08 | 2.2993e-08 | 5.9126e-08 | 17672.0852 | 299.42 | 10692.7362 | 6679.929 | 0 | 0 | 0 | 3.8306e-05 |  | 0.00081268 | 0 | 0.00081268 | 0.00040634 | 0 | 0.00040634 | 0.0010449 | 0 | 0.0010449 | [16 empty] | 7.3.1.3 Ignition probability mapping showing the probability of ignition along the electric lines and equipmentWLDFRAggregatedAggregated | WLDFR | HFTD - Distribution - Tier 2 - 3QU CoRE ¦ 2QU LoRE | Seismic - Non-Red Flag Warning - Catastrophic Fires | Aggregated | Aggregated | 2037 | 2.1925e-10 | 0 | 714.3308 | 1.5662e-07 | 2037 | Mitigation | 0.08575 | 30 | 0 | esc | 0.0012005 | 2.6321e-13 | 0.00060025 | 1.316e-13 | 0.0015435 | 3.3841e-13
[79 empty] | WLDFR | HFTD - Distribution - Tier 2 - 3QU CoRE ¦ 2QU LoRE | Red Flag Warning - Catastrophic Fires | 2047 | 4.5987e-08 | 2.2993e-08 | 5.9126e-08 | 17672.0852 | 299.42 | 10692.7362 | 6679.929 | 0 | 0 | 0 | 3.8306e-05 |  | 0.00081268 | 0 | 0.00081268 | 0.00040634 | 0 | 0.00040634 | 0.0010449 | 0 | 0.0010449 | [16 empty] | 7.3.1.3 Ignition probability mapping showing the probability of ignition along the electric lines and equipmentWLDFRAggregatedAggregated | WLDFR | HFTD - Distribution - Tier 2 - 3QU CoRE ¦ 2QU LoRE | Seismic - Non-Red Flag Warning - Catastrophic Fires | Aggregated | Aggregated | 2038 | 2.1925e-10 | 0 | 714.3308 | 1.5662e-07 | 2038 | Mitigation | 0.08575 | 30 | 0 | esc | 0.0012005 | 2.6321e-13 | 0.00060025 | 1.316e-13 | 0.0015435 | 3.3841e-13
[79 empty] | WLDFR | HFTD - Distribution - Tier 2 - 3QU CoRE ¦ 2QU LoRE | Red Flag Warning - Catastrophic Fires | 2048 | 4.5987e-08 | 2.2993e-08 | 5.9126e-08 | 18552.3348 | 319.4911 | 11216.5626 | 7016.281 | 0 | 0 | 0 | 3.8306e-05 |  | 0.00085316 | 0 | 0.00085316 | 0.00042658 | 0 | 0.00042658 | 0.0010969 | 0 | 0.0010969 | [16 empty] | 7.3.1.3 Ignition probability mapping showing the probability of ignition along the electric lines and equipmentWLDFRAggregatedAggregated | WLDFR | HFTD - Distribution - Tier 2 - 3QU CoRE ¦ 2QU LoRE | Seismic - Non-Red Flag Warning - Catastrophic Fires | Aggregated | Aggregated | 2039 | 2.1925e-10 | 0 | 714.3308 | 1.5662e-07 | 2039 | Mitigation | 0.08575 | 30 | 0 | esc | 0.0012005 | 2.6321e-13 | 0.00060025 | 1.316e-13 | 0.0015435 | 3.3841e-13
[79 empty] | WLDFR | HFTD - Distribution - Tier 2 - 3QU CoRE ¦ 2QU LoRE | Red Flag Warning - Catastrophic Fires | 2049 | 4.5987e-08 | 2.2993e-08 | 5.9126e-08 | 18552.3348 | 319.4911 | 11216.5626 | 7016.281 | 0 | 0 | 0 | 3.8306e-05 |  | 0.00085316 | 0 | 0.00085316 | 0.00042658 | 0 | 0.00042658 | 0.0010969 | 0 | 0.0010969 | [16 empty] | 7.3.1.3 Ignition probability mapping showing the probability of ignition along the electric lines and equipmentWLDFRAggregatedAggregated | WLDFR | HFTD - Distribution - Tier 2 - 3QU CoRE ¦ 2QU LoRE | Seismic - Non-Red Flag Warning - Catastrophic Fires | Aggregated | Aggregated | 2040 | 2.1925e-10 | 0 | 714.3308 | 1.5662e-07 | 2040 | Mitigation | 0.08575 | 30 | 0 | esc | 0.0012005 | 2.6321e-13 | 0.00060025 | 1.316e-13 | 0.0015435 | 3.3841e-13
[79 empty] | WLDFR | HFTD - Distribution - Tier 2 - 3QU CoRE ¦ 2QU LoRE | Red Flag Warning - Catastrophic Fires | 2050 | 0 | 2.2993e-08 | 5.9126e-08 | 18552.3348 | 319.4911 | 11216.5626 | 7016.281 | 0 | 0 | 0 | 3.8306e-05 |  | 0 | 0 | 0 | 0.00042658 | 0 | 0.00042658 | 0.0010969 | 0 | 0.0010969 | [16 empty] | 7.3.1.3 Ignition probability mapping showing the probability of ignition along the electric lines and equipmentWLDFRAggregatedAggregated | WLDFR | HFTD - Distribution - Tier 2 - 3QU CoRE ¦ 2QU LoRE | Seismic - Non-Red Flag Warning - Catastrophic Fires | Aggregated | Aggregated | 2041 | 2.1925e-10 | 0 | 714.3308 | 1.5662e-07 | 2041 | Mitigation | 0.08575 | 30 | 0 | esc | 0.0012005 | 2.6321e-13 | 0.00060025 | 1.316e-13 | 0.0015435 | 3.3841e-13
[79 empty] | WLDFR | HFTD - Distribution - Tier 2 - 3QU CoRE ¦ 2QU LoRE | Red Flag Warning - Catastrophic Fires | 2051 | 0 | 0 | 5.9126e-08 | 18552.3348 | 319.4911 | 11216.5626 | 7016.281 | 0 | 0 | 0 | 3.8306e-05 |  | 0 | 0 | 0 | 0 | 0 | 0 | 0.0010969 | 0 | 0.0010969 | [16 empty] | 7.3.1.3 Ignition probability mapping showing the probability of ignition along the electric lines and equipmentWLDFRAggregatedAggregated | WLDFR | HFTD - Distribution - Tier 2 - 3QU CoRE ¦ 2QU LoRE | Seismic - Non-Red Flag Warning - Catastrophic Fires | Aggregated | Aggregated | 2042 | 2.1925e-10 | 0 | 714.3308 | 1.5662e-07 | 2042 | Mitigation | 0.08575 | 30 | 0 | esc | 0.0012005 | 2.6321e-13 | 0.00060025 | 1.316e-13 | 0.0015435 | 3.3841e-13
[79 empty] | WLDFR | HFTD - Distribution - Tier 2 - 3QU CoRE ¦ 2QU LoRE | Red Flag Warning - Destructive Fires | 2020 | 6.7237e-09 | 0 | 0 | 8807.9522 | 222.2294 | 8585.7228 | 0 | 0 | 0 | 0 | 5.6007e-06 |  | 5.9222e-05 | 0 | 5.9222e-05 | 0 | 0 | 0 | 0 | 0 | 0 | [16 empty] | 7.3.1.3 Ignition probability mapping showing the probability of ignition along the electric lines and equipmentWLDFRAggregatedAggregated | WLDFR | HFTD - Distribution - Tier 2 - 3QU CoRE ¦ 2QU LoRE | Seismic - Non-Red Flag Warning - Catastrophic Fires | Aggregated | Aggregated | 2043 | 2.1925e-10 | 0 | 714.3308 | 1.5662e-07 | 2043 | Mitigation | 0.08575 | 30 | 0 | esc | 0.0012005 | 2.6321e-13 | 0.00060025 | 1.316e-13 | 0.0015435 | 3.3841e-13
[79 empty] | WLDFR | HFTD - Distribution - Tier 2 - 3QU CoRE ¦ 2QU LoRE | Red Flag Warning - Destructive Fires | 2021 | 6.7237e-09 | 3.3618e-09 | 0 | 8807.9522 | 222.2294 | 8585.7228 | 0 | 0 | 0 | 0 | 5.6007e-06 |  | 5.9222e-05 | 0 | 5.9222e-05 | 2.9611e-05 | 0 | 2.9611e-05 | 0 | 0 | 0 | [16 empty] | 7.3.1.3 Ignition probability mapping showing the probability of ignition along the electric lines and equipmentWLDFRAggregatedAggregated | WLDFR | HFTD - Distribution - Tier 2 - 3QU CoRE ¦ 2QU LoRE | Seismic - Non-Red Flag Warning - Catastrophic Fires | Aggregated | Aggregated | 2044 | 2.1925e-10 | 0 | 714.3308 | 1.5662e-07 | 2044 | Mitigation | 0.08575 | 30 | 0 | esc | 0.0012005 | 2.6321e-13 | 0.00060025 | 1.316e-13 | 0.0015435 | 3.3841e-13
[79 empty] | WLDFR | HFTD - Distribution - Tier 2 - 3QU CoRE ¦ 2QU LoRE | Red Flag Warning - Destructive Fires | 2022 | 6.7237e-09 | 3.3618e-09 | 8.6448e-09 | 8807.9522 | 222.2294 | 8585.7228 | 0 | 0 | 0 | 0 | 5.6007e-06 |  | 5.9222e-05 | 0 | 5.9222e-05 | 2.9611e-05 | 0 | 2.9611e-05 | 7.6143e-05 | 0 | 7.6143e-05 | [16 empty] | 7.3.1.3 Ignition probability mapping showing the probability of ignition along the electric lines and equipmentWLDFRAggregatedAggregated | WLDFR | HFTD - Distribution - Tier 2 - 3QU CoRE ¦ 2QU LoRE | Seismic - Non-Red Flag Warning - Catastrophic Fires | Aggregated | Aggregated | 2045 | 2.1925e-10 | 0 | 714.3308 | 1.5662e-07 | 2045 | Mitigation | 0.08575 | 30 | 0 | esc | 0.0012005 | 2.6321e-13 | 0.00060025 | 1.316e-13 | 0.0015435 | 3.3841e-13
[79 empty] | WLDFR | HFTD - Distribution - Tier 2 - 3QU CoRE ¦ 2QU LoRE | Red Flag Warning - Destructive Fires | 2023 | 6.7237e-09 | 3.3618e-09 | 8.6448e-09 | 9129.7461 | 233.2301 | 8896.516 | 0 | 0 | 0 | 0 | 5.6007e-06 |  | 6.1386e-05 | 0 | 6.1386e-05 | 3.0693e-05 | 0 | 3.0693e-05 | 7.8924e-05 | 0 | 7.8924e-05 | [16 empty] | 7.3.1.3 Ignition probability mapping showing the probability of ignition along the electric lines and equipmentWLDFRAggregatedAggregated | WLDFR | HFTD - Distribution - Tier 2 - 3QU CoRE ¦ 2QU LoRE | Seismic - Non-Red Flag Warning - Catastrophic Fires | Aggregated | Aggregated | 2046 | 2.1925e-10 | 0 | 714.3308 | 1.5662e-07 | 2046 | Mitigation | 0.08575 | 30 | 0 | esc | 0.0012005 | 2.6321e-13 | 0.00060025 | 1.316e-13 | 0.0015435 | 3.3841e-13
[79 empty] | WLDFR | HFTD - Distribution - Tier 2 - 3QU CoRE ¦ 2QU LoRE | Red Flag Warning - Destructive Fires | 2024 | 6.7237e-09 | 3.3618e-09 | 8.6448e-09 | 9129.7461 | 233.2301 | 8896.516 | 0 | 0 | 0 | 0 | 5.6007e-06 |  | 6.1386e-05 | 0 | 6.1386e-05 | 3.0693e-05 | 0 | 3.0693e-05 | 7.8924e-05 | 0 | 7.8924e-05 | [16 empty] | 7.3.1.3 Ignition probability mapping showing the probability of ignition along the electric lines and equipmentWLDFRAggregatedAggregated | WLDFR | HFTD - Distribution - Tier 2 - 3QU CoRE ¦ 2QU LoRE | Seismic - Non-Red Flag Warning - Catastrophic Fires | Aggregated | Aggregated | 2047 | 2.1925e-10 | 0 | 714.3308 | 1.5662e-07 | 2047 | Mitigation | 0.08575 | 30 | 0 | esc | 0.0012005 | 2.6321e-13 | 0.00060025 | 1.316e-13 | 0.0015435 | 3.3841e-13
[79 empty] | WLDFR | HFTD - Distribution - Tier 2 - 3QU CoRE ¦ 2QU LoRE | Red Flag Warning - Destructive Fires | 2025 | 6.7237e-09 | 3.3618e-09 | 8.6448e-09 | 9129.7461 | 233.2301 | 8896.516 | 0 | 0 | 0 | 0 | 5.6007e-06 |  | 6.1386e-05 | 0 | 6.1386e-05 | 3.0693e-05 | 0 | 3.0693e-05 | 7.8924e-05 | 0 | 7.8924e-05 | [16 empty] | 7.3.1.3 Ignition probability mapping showing the probability of ignition along the electric lines and equipmentWLDFRAggregatedAggregated | WLDFR | HFTD - Distribution - Tier 2 - 3QU CoRE ¦ 2QU LoRE | Seismic - Non-Red Flag Warning - Catastrophic Fires | Aggregated | Aggregated | 2048 | 2.1925e-10 | 0 | 714.3308 | 1.5662e-07 | 2048 | Mitigation | 0.08575 | 30 | 0 | esc | 0.0012005 | 2.6321e-13 | 0.00060025 | 1.316e-13 | 0.0015435 | 3.3841e-13
[79 empty] | WLDFR | HFTD - Distribution - Tier 2 - 3QU CoRE ¦ 2QU LoRE | Red Flag Warning - Destructive Fires | 2026 | 6.7237e-09 | 3.3618e-09 | 8.6448e-09 | 9129.7461 | 233.2301 | 8896.516 | 0 | 0 | 0 | 0 | 5.6007e-06 |  | 6.1386e-05 | 0 | 6.1386e-05 | 3.0693e-05 | 0 | 3.0693e-05 | 7.8924e-05 | 0 | 7.8924e-05 | [16 empty] | 7.3.1.3 Ignition probability mapping showing the probability of ignition along the electric lines and equipmentWLDFRAggregatedAggregated | WLDFR | HFTD - Distribution - Tier 2 - 3QU CoRE ¦ 2QU LoRE | Seismic - Non-Red Flag Warning - Catastrophic Fires | Aggregated | Aggregated | 2049 | 2.1925e-10 | 0 | 714.3308 | 1.5662e-07 | 2049 | Mitigation | 0.08575 | 30 | 0 | esc | 0.0012005 | 2.6321e-13 | 0.00060025 | 1.316e-13 | 0.0015435 | 3.3841e-13
[79 empty] | WLDFR | HFTD - Distribution - Tier 2 - 3QU CoRE ¦ 2QU LoRE | Red Flag Warning - Destructive Fires | 2027 | 6.7237e-09 | 3.3618e-09 | 8.6448e-09 | 9129.7461 | 233.2301 | 8896.516 | 0 | 0 | 0 | 0 | 5.6007e-06 |  | 6.1386e-05 | 0 | 6.1386e-05 | 3.0693e-05 | 0 | 3.0693e-05 | 7.8924e-05 | 0 | 7.8924e-05 | [16 empty] | 7.3.1.3 Ignition probability mapping showing the probability of ignition along the electric lines and equipmentWLDFRAggregatedAggregated | WLDFR | HFTD - Distribution - Tier 2 - 3QU CoRE ¦ 2QU LoRE | Seismic - Non-Red Flag Warning - Catastrophic Fires | Aggregated | Aggregated | 2050 | 2.1925e-10 | 0 | 714.3308 | 1.5662e-07 | 2050 | Mitigation | 0.08575 | 30 | 0 | esc | 0 | 0 | 0.00060025 | 1.316e-13 | 0.0015435 | 3.3841e-13
[79 empty] | WLDFR | HFTD - Distribution - Tier 2 - 3QU CoRE ¦ 2QU LoRE | Red Flag Warning - Destructive Fires | 2028 | 6.7237e-09 | 3.3618e-09 | 8.6448e-09 | 9534.9221 | 247.273 | 9287.6491 | 0 | 0 | 0 | 0 | 5.6007e-06 |  | 6.411e-05 | 0 | 6.411e-05 | 3.2055e-05 | 0 | 3.2055e-05 | 8.2427e-05 | 0 | 8.2427e-05 | [16 empty] | 7.3.1.3 Ignition probability mapping showing the probability of ignition along the electric lines and equipmentWLDFRAggregatedAggregated | WLDFR | HFTD - Distribution - Tier 2 - 3QU CoRE ¦ 2QU LoRE | Seismic - Non-Red Flag Warning - Catastrophic Fires | Aggregated | Aggregated | 2051 | 2.1925e-10 | 0 | 714.3308 | 1.5662e-07 | 2051 | Mitigation | 0.08575 | 30 | 0 | esc | 0 | 0 | 0 | 0 | 0.0015435 | 3.3841e-13
[79 empty] | WLDFR | HFTD - Distribution - Tier 2 - 3QU CoRE ¦ 2QU LoRE | Red Flag Warning - Destructive Fires | 2029 | 6.7237e-09 | 3.3618e-09 | 8.6448e-09 | 9534.9221 | 247.273 | 9287.6491 | 0 | 0 | 0 | 0 | 5.6007e-06 |  | 6.411e-05 | 0 | 6.411e-05 | 3.2055e-05 | 0 | 3.2055e-05 | 8.2427e-05 | 0 | 8.2427e-05 | [16 empty] | 7.3.1.3 Ignition probability mapping showing the probability of ignition along the electric lines and equipmentWLDFRAggregatedAggregated | WLDFR | HFTD - Distribution - Tier 2 - 3QU CoRE ¦ 2QU LoRE | Seismic - Red Flag Warning - Catastrophic Fires | Aggregated | Aggregated | 2021 | 9.4559e-09 | 0 | 714.3308 | 6.7546e-06 | 2021 | Mitigation | 0.08575 | 30 | 0 | esc | 0.0012005 | 1.1352e-11 | 0.00060025 | 5.6759e-12 | 0 | 0
[79 empty] | WLDFR | HFTD - Distribution - Tier 2 - 3QU CoRE ¦ 2QU LoRE | Red Flag Warning - Destructive Fires | 2030 | 6.7237e-09 | 3.3618e-09 | 8.6448e-09 | 9534.9221 | 247.273 | 9287.6491 | 0 | 0 | 0 | 0 | 5.6007e-06 |  | 6.411e-05 | 0 | 6.411e-05 | 3.2055e-05 | 0 | 3.2055e-05 | 8.2427e-05 | 0 | 8.2427e-05 | [16 empty] | 7.3.1.3 Ignition probability mapping showing the probability of ignition along the electric lines and equipmentWLDFRAggregatedAggregated | WLDFR | HFTD - Distribution - Tier 2 - 3QU CoRE ¦ 2QU LoRE | Seismic - Red Flag Warning - Catastrophic Fires | Aggregated | Aggregated | 2022 | 9.4559e-09 | 0 | 714.3308 | 6.7546e-06 | 2022 | Mitigation | 0.08575 | 30 | 0 | esc | 0.0012005 | 1.1352e-11 | 0.00060025 | 5.6759e-12 | 0.0015435 | 1.4595e-11
[79 empty] | WLDFR | HFTD - Distribution - Tier 2 - 3QU CoRE ¦ 2QU LoRE | Red Flag Warning - Destructive Fires | 2031 | 6.7237e-09 | 3.3618e-09 | 8.6448e-09 | 9534.9221 | 247.273 | 9287.6491 | 0 | 0 | 0 | 0 | 5.6007e-06 |  | 6.411e-05 | 0 | 6.411e-05 | 3.2055e-05 | 0 | 3.2055e-05 | 8.2427e-05 | 0 | 8.2427e-05 | [16 empty] | 7.3.1.3 Ignition probability mapping showing the probability of ignition along the electric lines and equipmentWLDFRAggregatedAggregated | WLDFR | HFTD - Distribution - Tier 2 - 3QU CoRE ¦ 2QU LoRE | Seismic - Red Flag Warning - Catastrophic Fires | Aggregated | Aggregated | 2023 | 9.4559e-09 | 0 | 714.3308 | 6.7546e-06 | 2023 | Mitigation | 0.08575 | 30 | 0 | esc | 0.0012005 | 1.1352e-11 | 0.00060025 | 5.6759e-12 | 0.0015435 | 1.4595e-11
[79 empty] | WLDFR | HFTD - Distribution - Tier 2 - 3QU CoRE ¦ 2QU LoRE | Red Flag Warning - Destructive Fires | 2032 | 6.7237e-09 | 3.3618e-09 | 8.6448e-09 | 9534.9221 | 247.273 | 9287.6491 | 0 | 0 | 0 | 0 | 5.6007e-06 |  | 6.411e-05 | 0 | 6.411e-05 | 3.2055e-05 | 0 | 3.2055e-05 | 8.2427e-05 | 0 | 8.2427e-05 | [16 empty] | 7.3.1.3 Ignition probability mapping showing the probability of ignition along the electric lines and equipmentWLDFRAggregatedAggregated | WLDFR | HFTD - Distribution - Tier 2 - 3QU CoRE ¦ 2QU LoRE | Seismic - Red Flag Warning - Catastrophic Fires | Aggregated | Aggregated | 2024 | 9.4559e-09 | 0 | 714.3308 | 6.7546e-06 | 2024 | Mitigation | 0.08575 | 30 | 0 | esc | 0.0012005 | 1.1352e-11 | 0.00060025 | 5.6759e-12 | 0.0015435 | 1.4595e-11
[79 empty] | WLDFR | HFTD - Distribution - Tier 2 - 3QU CoRE ¦ 2QU LoRE | Red Flag Warning - Destructive Fires | 2033 | 6.7237e-09 | 3.3618e-09 | 8.6448e-09 | 9984.8474 | 263.1074 | 9721.74 | 0 | 0 | 0 | 0 | 5.6007e-06 |  | 6.7135e-05 | 0 | 6.7135e-05 | 3.3568e-05 | 0 | 3.3568e-05 | 8.6317e-05 | 0 | 8.6317e-05 | [16 empty] | 7.3.1.3 Ignition probability mapping showing the probability of ignition along the electric lines and equipmentWLDFRAggregatedAggregated | WLDFR | HFTD - Distribution - Tier 2 - 3QU CoRE ¦ 2QU LoRE | Seismic - Red Flag Warning - Catastrophic Fires | Aggregated | Aggregated | 2025 | 9.4559e-09 | 0 | 714.3308 | 6.7546e-06 | 2025 | Mitigation | 0.08575 | 30 | 0 | esc | 0.0012005 | 1.1352e-11 | 0.00060025 | 5.6759e-12 | 0.0015435 | 1.4595e-11
[79 empty] | WLDFR | HFTD - Distribution - Tier 2 - 3QU CoRE ¦ 2QU LoRE | Red Flag Warning - Destructive Fires | 2034 | 6.7237e-09 | 3.3618e-09 | 8.6448e-09 | 9984.8474 | 263.1074 | 9721.74 | 0 | 0 | 0 | 0 | 5.6007e-06 |  | 6.7135e-05 | 0 | 6.7135e-05 | 3.3568e-05 | 0 | 3.3568e-05 | 8.6317e-05 | 0 | 8.6317e-05 | [16 empty] | 7.3.1.3 Ignition probability mapping showing the probability of ignition along the electric lines and equipmentWLDFRAggregatedAggregated | WLDFR | HFTD - Distribution - Tier 2 - 3QU CoRE ¦ 2QU LoRE | Seismic - Red Flag Warning - Catastrophic Fires | Aggregated | Aggregated | 2026 | 9.4559e-09 | 0 | 714.3308 | 6.7546e-06 | 2026 | Mitigation | 0.08575 | 30 | 0 | esc | 0.0012005 | 1.1352e-11 | 0.00060025 | 5.6759e-12 | 0.0015435 | 1.4595e-11
[79 empty] | WLDFR | HFTD - Distribution - Tier 2 - 3QU CoRE ¦ 2QU LoRE | Red Flag Warning - Destructive Fires | 2035 | 6.7237e-09 | 3.3618e-09 | 8.6448e-09 | 9984.8474 | 263.1074 | 9721.74 | 0 | 0 | 0 | 0 | 5.6007e-06 |  | 6.7135e-05 | 0 | 6.7135e-05 | 3.3568e-05 | 0 | 3.3568e-05 | 8.6317e-05 | 0 | 8.6317e-05 | [16 empty] | 7.3.1.3 Ignition probability mapping showing the probability of ignition along the electric lines and equipmentWLDFRAggregatedAggregated | WLDFR | HFTD - Distribution - Tier 2 - 3QU CoRE ¦ 2QU LoRE | Seismic - Red Flag Warning - Catastrophic Fires | Aggregated | Aggregated | 2027 | 9.4559e-09 | 0 | 714.3308 | 6.7546e-06 | 2027 | Mitigation | 0.08575 | 30 | 0 | esc | 0.0012005 | 1.1352e-11 | 0.00060025 | 5.6759e-12 | 0.0015435 | 1.4595e-11
[79 empty] | WLDFR | HFTD - Distribution - Tier 2 - 3QU CoRE ¦ 2QU LoRE | Red Flag Warning - Destructive Fires | 2036 | 6.7237e-09 | 3.3618e-09 | 8.6448e-09 | 9984.8474 | 263.1074 | 9721.74 | 0 | 0 | 0 | 0 | 5.6007e-06 |  | 6.7135e-05 | 0 | 6.7135e-05 | 3.3568e-05 | 0 | 3.3568e-05 | 8.6317e-05 | 0 | 8.6317e-05 | [16 empty] | 7.3.1.3 Ignition probability mapping showing the probability of ignition along the electric lines and equipmentWLDFRAggregatedAggregated | WLDFR | HFTD - Distribution - Tier 2 - 3QU CoRE ¦ 2QU LoRE | Seismic - Red Flag Warning - Catastrophic Fires | Aggregated | Aggregated | 2028 | 9.4559e-09 | 0 | 714.3308 | 6.7546e-06 | 2028 | Mitigation | 0.08575 | 30 | 0 | esc | 0.0012005 | 1.1352e-11 | 0.00060025 | 5.6759e-12 | 0.0015435 | 1.4595e-11
[79 empty] | WLDFR | HFTD - Distribution - Tier 2 - 3QU CoRE ¦ 2QU LoRE | Red Flag Warning - Destructive Fires | 2037 | 6.7237e-09 | 3.3618e-09 | 8.6448e-09 | 9984.8474 | 263.1074 | 9721.74 | 0 | 0 | 0 | 0 | 5.6007e-06 |  | 6.7135e-05 | 0 | 6.7135e-05 | 3.3568e-05 | 0 | 3.3568e-05 | 8.6317e-05 | 0 | 8.6317e-05 | [16 empty] | 7.3.1.3 Ignition probability mapping showing the probability of ignition along the electric lines and equipmentWLDFRAggregatedAggregated | WLDFR | HFTD - Distribution - Tier 2 - 3QU CoRE ¦ 2QU LoRE | Seismic - Red Flag Warning - Catastrophic Fires | Aggregated | Aggregated | 2029 | 9.4559e-09 | 0 | 714.3308 | 6.7546e-06 | 2029 | Mitigation | 0.08575 | 30 | 0 | esc | 0.0012005 | 1.1352e-11 | 0.00060025 | 5.6759e-12 | 0.0015435 | 1.4595e-11
[79 empty] | WLDFR | HFTD - Distribution - Tier 2 - 3QU CoRE ¦ 2QU LoRE | Red Flag Warning - Destructive Fires | 2038 | 6.7237e-09 | 3.3618e-09 | 8.6448e-09 | 10472.8261 | 280.5544 | 10192.2718 | 0 | 0 | 0 | 0 | 5.6007e-06 |  | 7.0416e-05 | 0 | 7.0416e-05 | 3.5208e-05 | 0 | 3.5208e-05 | 9.0535e-05 | 0 | 9.0535e-05 | [16 empty] | 7.3.1.3 Ignition probability mapping showing the probability of ignition along the electric lines and equipmentWLDFRAggregatedAggregated | WLDFR | HFTD - Distribution - Tier 2 - 3QU CoRE ¦ 2QU LoRE | Seismic - Red Flag Warning - Catastrophic Fires | Aggregated | Aggregated | 2030 | 9.4559e-09 | 0 | 714.3308 | 6.7546e-06 | 2030 | Mitigation | 0.08575 | 30 | 0 | esc | 0.0012005 | 1.1352e-11 | 0.00060025 | 5.6759e-12 | 0.0015435 | 1.4595e-11
[79 empty] | WLDFR | HFTD - Distribution - Tier 2 - 3QU CoRE ¦ 2QU LoRE | Red Flag Warning - Destructive Fires | 2039 | 6.7237e-09 | 3.3618e-09 | 8.6448e-09 | 10472.8261 | 280.5544 | 10192.2718 | 0 | 0 | 0 | 0 | 5.6007e-06 |  | 7.0416e-05 | 0 | 7.0416e-05 | 3.5208e-05 | 0 | 3.5208e-05 | 9.0535e-05 | 0 | 9.0535e-05 | [16 empty] | 7.3.1.3 Ignition probability mapping showing the probability of ignition along the electric lines and equipmentWLDFRAggregatedAggregated | WLDFR | HFTD - Distribution - Tier 2 - 3QU CoRE ¦ 2QU LoRE | Seismic - Red Flag Warning - Catastrophic Fires | Aggregated | Aggregated | 2031 | 9.4559e-09 | 0 | 714.3308 | 6.7546e-06 | 2031 | Mitigation | 0.08575 | 30 | 0 | esc | 0.0012005 | 1.1352e-11 | 0.00060025 | 5.6759e-12 | 0.0015435 | 1.4595e-11
[79 empty] | WLDFR | HFTD - Distribution - Tier 2 - 3QU CoRE ¦ 2QU LoRE | Red Flag Warning - Destructive Fires | 2040 | 6.7237e-09 | 3.3618e-09 | 8.6448e-09 | 10472.8261 | 280.5544 | 10192.2718 | 0 | 0 | 0 | 0 | 5.6007e-06 |  | 7.0416e-05 | 0 | 7.0416e-05 | 3.5208e-05 | 0 | 3.5208e-05 | 9.0535e-05 | 0 | 9.0535e-05 | [16 empty] | 7.3.1.3 Ignition probability mapping showing the probability of ignition along the electric lines and equipmentWLDFRAggregatedAggregated | WLDFR | HFTD - Distribution - Tier 2 - 3QU CoRE ¦ 2QU LoRE | Seismic - Red Flag Warning - Catastrophic Fires | Aggregated | Aggregated | 2032 | 9.4559e-09 | 0 | 714.3308 | 6.7546e-06 | 2032 | Mitigation | 0.08575 | 30 | 0 | esc | 0.0012005 | 1.1352e-11 | 0.00060025 | 5.6759e-12 | 0.0015435 | 1.4595e-11
[79 empty] | WLDFR | HFTD - Distribution - Tier 2 - 3QU CoRE ¦ 2QU LoRE | Red Flag Warning - Destructive Fires | 2041 | 6.7237e-09 | 3.3618e-09 | 8.6448e-09 | 10472.8261 | 280.5544 | 10192.2718 | 0 | 0 | 0 | 0 | 5.6007e-06 |  | 7.0416e-05 | 0 | 7.0416e-05 | 3.5208e-05 | 0 | 3.5208e-05 | 9.0535e-05 | 0 | 9.0535e-05 | [16 empty] | 7.3.1.3 Ignition probability mapping showing the probability of ignition along the electric lines and equipmentWLDFRAggregatedAggregated | WLDFR | HFTD - Distribution - Tier 2 - 3QU CoRE ¦ 2QU LoRE | Seismic - Red Flag Warning - Catastrophic Fires | Aggregated | Aggregated | 2033 | 9.4559e-09 | 0 | 714.3308 | 6.7546e-06 | 2033 | Mitigation | 0.08575 | 30 | 0 | esc | 0.0012005 | 1.1352e-11 | 0.00060025 | 5.6759e-12 | 0.0015435 | 1.4595e-11
[79 empty] | WLDFR | HFTD - Distribution - Tier 2 - 3QU CoRE ¦ 2QU LoRE | Red Flag Warning - Destructive Fires | 2042 | 6.7237e-09 | 3.3618e-09 | 8.6448e-09 | 10472.8261 | 280.5544 | 10192.2718 | 0 | 0 | 0 | 0 | 5.6007e-06 |  | 7.0416e-05 | 0 | 7.0416e-05 | 3.5208e-05 | 0 | 3.5208e-05 | 9.0535e-05 | 0 | 9.0535e-05 | [16 empty] | 7.3.1.3 Ignition probability mapping showing the probability of ignition along the electric lines and equipmentWLDFRAggregatedAggregated | WLDFR | HFTD - Distribution - Tier 2 - 3QU CoRE ¦ 2QU LoRE | Seismic - Red Flag Warning - Catastrophic Fires | Aggregated | Aggregated | 2034 | 9.4559e-09 | 0 | 714.3308 | 6.7546e-06 | 2034 | Mitigation | 0.08575 | 30 | 0 | esc | 0.0012005 | 1.1352e-11 | 0.00060025 | 5.6759e-12 | 0.0015435 | 1.4595e-11
[79 empty] | WLDFR | HFTD - Distribution - Tier 2 - 3QU CoRE ¦ 2QU LoRE | Red Flag Warning - Destructive Fires | 2043 | 6.7237e-09 | 3.3618e-09 | 8.6448e-09 | 10992.1562 | 299.42 | 10692.7362 | 0 | 0 | 0 | 0 | 5.6007e-06 |  | 7.3908e-05 | 0 | 7.3908e-05 | 3.6954e-05 | 0 | 3.6954e-05 | 9.5025e-05 | 0 | 9.5025e-05 | [16 empty] | 7.3.1.3 Ignition probability mapping showing the probability of ignition along the electric lines and equipmentWLDFRAggregatedAggregated | WLDFR | HFTD - Distribution - Tier 2 - 3QU CoRE ¦ 2QU LoRE | Seismic - Red Flag Warning - Catastrophic Fires | Aggregated | Aggregated | 2035 | 9.4559e-09 | 0 | 714.3308 | 6.7546e-06 | 2035 | Mitigation | 0.08575 | 30 | 0 | esc | 0.0012005 | 1.1352e-11 | 0.00060025 | 5.6759e-12 | 0.0015435 | 1.4595e-11
[79 empty] | WLDFR | HFTD - Distribution - Tier 2 - 3QU CoRE ¦ 2QU LoRE | Red Flag Warning - Destructive Fires | 2044 | 6.7237e-09 | 3.3618e-09 | 8.6448e-09 | 10992.1562 | 299.42 | 10692.7362 | 0 | 0 | 0 | 0 | 5.6007e-06 |  | 7.3908e-05 | 0 | 7.3908e-05 | 3.6954e-05 | 0 | 3.6954e-05 | 9.5025e-05 | 0 | 9.5025e-05 | [16 empty] | 7.3.1.3 Ignition probability mapping showing the probability of ignition along the electric lines and equipmentWLDFRAggregatedAggregated | WLDFR | HFTD - Distribution - Tier 2 - 3QU CoRE ¦ 2QU LoRE | Seismic - Red Flag Warning - Catastrophic Fires | Aggregated | Aggregated | 2036 | 9.4559e-09 | 0 | 714.3308 | 6.7546e-06 | 2036 | Mitigation | 0.08575 | 30 | 0 | esc | 0.0012005 | 1.1352e-11 | 0.00060025 | 5.6759e-12 | 0.0015435 | 1.4595e-11
[79 empty] | WLDFR | HFTD - Distribution - Tier 2 - 3QU CoRE ¦ 2QU LoRE | Red Flag Warning - Destructive Fires | 2045 | 6.7237e-09 | 3.3618e-09 | 8.6448e-09 | 10992.1562 | 299.42 | 10692.7362 | 0 | 0 | 0 | 0 | 5.6007e-06 |  | 7.3908e-05 | 0 | 7.3908e-05 | 3.6954e-05 | 0 | 3.6954e-05 | 9.5025e-05 | 0 | 9.5025e-05 | [16 empty] | 7.3.1.3 Ignition probability mapping showing the probability of ignition along the electric lines and equipmentWLDFRAggregatedAggregated | WLDFR | HFTD - Distribution - Tier 2 - 3QU CoRE ¦ 2QU LoRE | Seismic - Red Flag Warning - Catastrophic Fires | Aggregated | Aggregated | 2037 | 9.4559e-09 | 0 | 714.3308 | 6.7546e-06 | 2037 | Mitigation | 0.08575 | 30 | 0 | esc | 0.0012005 | 1.1352e-11 | 0.00060025 | 5.6759e-12 | 0.0015435 | 1.4595e-11
[79 empty] | WLDFR | HFTD - Distribution - Tier 2 - 3QU CoRE ¦ 2QU LoRE | Red Flag Warning - Destructive Fires | 2046 | 6.7237e-09 | 3.3618e-09 | 8.6448e-09 | 10992.1562 | 299.42 | 10692.7362 | 0 | 0 | 0 | 0 | 5.6007e-06 |  | 7.3908e-05 | 0 | 7.3908e-05 | 3.6954e-05 | 0 | 3.6954e-05 | 9.5025e-05 | 0 | 9.5025e-05 | [16 empty] | 7.3.1.3 Ignition probability mapping showing the probability of ignition along the electric lines and equipmentWLDFRAggregatedAggregated | WLDFR | HFTD - Distribution - Tier 2 - 3QU CoRE ¦ 2QU LoRE | Seismic - Red Flag Warning - Catastrophic Fires | Aggregated | Aggregated | 2038 | 9.4559e-09 | 0 | 714.3308 | 6.7546e-06 | 2038 | Mitigation | 0.08575 | 30 | 0 | esc | 0.0012005 | 1.1352e-11 | 0.00060025 | 5.6759e-12 | 0.0015435 | 1.4595e-11
[79 empty] | WLDFR | HFTD - Distribution - Tier 2 - 3QU CoRE ¦ 2QU LoRE | Red Flag Warning - Destructive Fires | 2047 | 6.7237e-09 | 3.3618e-09 | 8.6448e-09 | 10992.1562 | 299.42 | 10692.7362 | 0 | 0 | 0 | 0 | 5.6007e-06 |  | 7.3908e-05 | 0 | 7.3908e-05 | 3.6954e-05 | 0 | 3.6954e-05 | 9.5025e-05 | 0 | 9.5025e-05 | [16 empty] | 7.3.1.3 Ignition probability mapping showing the probability of ignition along the electric lines and equipmentWLDFRAggregatedAggregated | WLDFR | HFTD - Distribution - Tier 2 - 3QU CoRE ¦ 2QU LoRE | Seismic - Red Flag Warning - Catastrophic Fires | Aggregated | Aggregated | 2039 | 9.4559e-09 | 0 | 714.3308 | 6.7546e-06 | 2039 | Mitigation | 0.08575 | 30 | 0 | esc | 0.0012005 | 1.1352e-11 | 0.00060025 | 5.6759e-12 | 0.0015435 | 1.4595e-11
[79 empty] | WLDFR | HFTD - Distribution - Tier 2 - 3QU CoRE ¦ 2QU LoRE | Red Flag Warning - Destructive Fires | 2048 | 6.7237e-09 | 3.3618e-09 | 8.6448e-09 | 11536.0538 | 319.4911 | 11216.5626 | 0 | 0 | 0 | 0 | 5.6007e-06 |  | 7.7565e-05 | 0 | 7.7565e-05 | 3.8782e-05 | 0 | 3.8782e-05 | 9.9726e-05 | 0 | 9.9726e-05 | [16 empty] | 7.3.1.3 Ignition probability mapping showing the probability of ignition along the electric lines and equipmentWLDFRAggregatedAggregated | WLDFR | HFTD - Distribution - Tier 2 - 3QU CoRE ¦ 2QU LoRE | Seismic - Red Flag Warning - Catastrophic Fires | Aggregated | Aggregated | 2040 | 9.4559e-09 | 0 | 714.3308 | 6.7546e-06 | 2040 | Mitigation | 0.08575 | 30 | 0 | esc | 0.0012005 | 1.1352e-11 | 0.00060025 | 5.6759e-12 | 0.0015435 | 1.4595e-11
[79 empty] | WLDFR | HFTD - Distribution - Tier 2 - 3QU CoRE ¦ 2QU LoRE | Red Flag Warning - Destructive Fires | 2049 | 6.7237e-09 | 3.3618e-09 | 8.6448e-09 | 11536.0538 | 319.4911 | 11216.5626 | 0 | 0 | 0 | 0 | 5.6007e-06 |  | 7.7565e-05 | 0 | 7.7565e-05 | 3.8782e-05 | 0 | 3.8782e-05 | 9.9726e-05 | 0 | 9.9726e-05 | [16 empty] | 7.3.1.3 Ignition probability mapping showing the probability of ignition along the electric lines and equipmentWLDFRAggregatedAggregated | WLDFR | HFTD - Distribution - Tier 2 - 3QU CoRE ¦ 2QU LoRE | Seismic - Red Flag Warning - Catastrophic Fires | Aggregated | Aggregated | 2041 | 9.4559e-09 | 0 | 714.3308 | 6.7546e-06 | 2041 | Mitigation | 0.08575 | 30 | 0 | esc | 0.0012005 | 1.1352e-11 | 0.00060025 | 5.6759e-12 | 0.0015435 | 1.4595e-11
[79 empty] | WLDFR | HFTD - Distribution - Tier 2 - 3QU CoRE ¦ 2QU LoRE | Red Flag Warning - Destructive Fires | 2050 | 0 | 3.3618e-09 | 8.6448e-09 | 11536.0538 | 319.4911 | 11216.5626 | 0 | 0 | 0 | 0 | 5.6007e-06 |  | 0 | 0 | 0 | 3.8782e-05 | 0 | 3.8782e-05 | 9.9726e-05 | 0 | 9.9726e-05 | [16 empty] | 7.3.1.3 Ignition probability mapping showing the probability of ignition along the electric lines and equipmentWLDFRAggregatedAggregated | WLDFR | HFTD - Distribution - Tier 2 - 3QU CoRE ¦ 2QU LoRE | Seismic - Red Flag Warning - Catastrophic Fires | Aggregated | Aggregated | 2042 | 9.4559e-09 | 0 | 714.3308 | 6.7546e-06 | 2042 | Mitigation | 0.08575 | 30 | 0 | esc | 0.0012005 | 1.1352e-11 | 0.00060025 | 5.6759e-12 | 0.0015435 | 1.4595e-11
[79 empty] | WLDFR | HFTD - Distribution - Tier 2 - 3QU CoRE ¦ 2QU LoRE | Red Flag Warning - Destructive Fires | 2051 | 0 | 0 | 8.6448e-09 | 11536.0538 | 319.4911 | 11216.5626 | 0 | 0 | 0 | 0 | 5.6007e-06 |  | 0 | 0 | 0 | 0 | 0 | 0 | 9.9726e-05 | 0 | 9.9726e-05 | [16 empty] | 7.3.1.3 Ignition probability mapping showing the probability of ignition along the electric lines and equipmentWLDFRAggregatedAggregated | WLDFR | HFTD - Distribution - Tier 2 - 3QU CoRE ¦ 2QU LoRE | Seismic - Red Flag Warning - Catastrophic Fires | Aggregated | Aggregated | 2043 | 9.4559e-09 | 0 | 714.3308 | 6.7546e-06 | 2043 | Mitigation | 0.08575 | 30 | 0 | esc | 0.0012005 | 1.1352e-11 | 0.00060025 | 5.6759e-12 | 0.0015435 | 1.4595e-11
[79 empty] | WLDFR | HFTD - Distribution - Tier 2 - 3QU CoRE ¦ 2QU LoRE | Red Flag Warning - Large Fires | 2020 | 4.8965e-08 | 0 | 0 | 5.2406 | 0.69642 | 2.942 | 1.6022 | 0 | 0 | 0 | 4.0787e-05 |  | 2.566e-07 | 0 | 2.566e-07 | 0 | 0 | 0 | 0 | 0 | 0 | [16 empty] | 7.3.1.3 Ignition probability mapping showing the probability of ignition along the electric lines and equipmentWLDFRAggregatedAggregated | WLDFR | HFTD - Distribution - Tier 2 - 3QU CoRE ¦ 2QU LoRE | Seismic - Red Flag Warning - Catastrophic Fires | Aggregated | Aggregated | 2044 | 9.4559e-09 | 0 | 714.3308 | 6.7546e-06 | 2044 | Mitigation | 0.08575 | 30 | 0 | esc | 0.0012005 | 1.1352e-11 | 0.00060025 | 5.6759e-12 | 0.0015435 | 1.4595e-11
[79 empty] | WLDFR | HFTD - Distribution - Tier 2 - 3QU CoRE ¦ 2QU LoRE | Red Flag Warning - Large Fires | 2021 | 4.8965e-08 | 2.4482e-08 | 0 | 5.2406 | 0.69642 | 2.942 | 1.6022 | 0 | 0 | 0 | 4.0787e-05 |  | 2.566e-07 | 0 | 2.566e-07 | 1.283e-07 | 0 | 1.283e-07 | 0 | 0 | 0 | [16 empty] | 7.3.1.3 Ignition probability mapping showing the probability of ignition along the electric lines and equipmentWLDFRAggregatedAggregated | WLDFR | HFTD - Distribution - Tier 2 - 3QU CoRE ¦ 2QU LoRE | Seismic - Red Flag Warning - Catastrophic Fires | Aggregated | Aggregated | 2045 | 9.4559e-09 | 0 | 714.3308 | 6.7546e-06 | 2045 | Mitigation | 0.08575 | 30 | 0 | esc | 0.0012005 | 1.1352e-11 | 0.00060025 | 5.6759e-12 | 0.0015435 | 1.4595e-11
[79 empty] | WLDFR | HFTD - Distribution - Tier 2 - 3QU CoRE ¦ 2QU LoRE | Red Flag Warning - Large Fires | 2022 | 4.8965e-08 | 2.4482e-08 | 6.2955e-08 | 5.2406 | 0.69642 | 2.942 | 1.6022 | 0 | 0 | 0 | 4.0787e-05 |  | 2.566e-07 | 0 | 2.566e-07 | 1.283e-07 | 0 | 1.283e-07 | 3.2992e-07 | 0 | 3.2992e-07 | [16 empty] | 7.3.1.3 Ignition probability mapping showing the probability of ignition along the electric lines and equipmentWLDFRAggregatedAggregated | WLDFR | HFTD - Distribution - Tier 2 - 3QU CoRE ¦ 2QU LoRE | Seismic - Red Flag Warning - Catastrophic Fires | Aggregated | Aggregated | 2046 | 9.4559e-09 | 0 | 714.3308 | 6.7546e-06 | 2046 | Mitigation | 0.08575 | 30 | 0 | esc | 0.0012005 | 1.1352e-11 | 0.00060025 | 5.6759e-12 | 0.0015435 | 1.4595e-11
[79 empty] | WLDFR | HFTD - Distribution - Tier 2 - 3QU CoRE ¦ 2QU LoRE | Red Flag Warning - Large Fires | 2023 | 4.8965e-08 | 2.4482e-08 | 6.2955e-08 | 5.475 | 0.71896 | 3.0715 | 1.6846 | 0 | 0 | 0 | 4.0787e-05 |  | 2.6808e-07 | 0 | 2.6808e-07 | 1.3404e-07 | 0 | 1.3404e-07 | 3.4468e-07 | 0 | 3.4468e-07 | [16 empty] | 7.3.1.3 Ignition probability mapping showing the probability of ignition along the electric lines and equipmentWLDFRAggregatedAggregated | WLDFR | HFTD - Distribution - Tier 2 - 3QU CoRE ¦ 2QU LoRE | Seismic - Red Flag Warning - Catastrophic Fires | Aggregated | Aggregated | 2047 | 9.4559e-09 | 0 | 714.3308 | 6.7546e-06 | 2047 | Mitigation | 0.08575 | 30 | 0 | esc | 0.0012005 | 1.1352e-11 | 0.00060025 | 5.6759e-12 | 0.0015435 | 1.4595e-11
[79 empty] | WLDFR | HFTD - Distribution - Tier 2 - 3QU CoRE ¦ 2QU LoRE | Red Flag Warning - Large Fires | 2024 | 4.8965e-08 | 2.4482e-08 | 6.2955e-08 | 5.475 | 0.71896 | 3.0715 | 1.6846 | 0 | 0 | 0 | 4.0787e-05 |  | 2.6808e-07 | 0 | 2.6808e-07 | 1.3404e-07 | 0 | 1.3404e-07 | 3.4468e-07 | 0 | 3.4468e-07 | [16 empty] | 7.3.1.3 Ignition probability mapping showing the probability of ignition along the electric lines and equipmentWLDFRAggregatedAggregated | WLDFR | HFTD - Distribution - Tier 2 - 3QU CoRE ¦ 2QU LoRE | Seismic - Red Flag Warning - Catastrophic Fires | Aggregated | Aggregated | 2048 | 9.4559e-09 | 0 | 714.3308 | 6.7546e-06 | 2048 | Mitigation | 0.08575 | 30 | 0 | esc | 0.0012005 | 1.1352e-11 | 0.00060025 | 5.6759e-12 | 0.0015435 | 1.4595e-11
[79 empty] | WLDFR | HFTD - Distribution - Tier 2 - 3QU CoRE ¦ 2QU LoRE | Red Flag Warning - Large Fires | 2025 | 4.8965e-08 | 2.4482e-08 | 6.2955e-08 | 5.475 | 0.71896 | 3.0715 | 1.6846 | 0 | 0 | 0 | 4.0787e-05 |  | 2.6808e-07 | 0 | 2.6808e-07 | 1.3404e-07 | 0 | 1.3404e-07 | 3.4468e-07 | 0 | 3.4468e-07 | [16 empty] | 7.3.1.3 Ignition probability mapping showing the probability of ignition along the electric lines and equipmentWLDFRAggregatedAggregated | WLDFR | HFTD - Distribution - Tier 2 - 3QU CoRE ¦ 2QU LoRE | Seismic - Red Flag Warning - Catastrophic Fires | Aggregated | Aggregated | 2049 | 9.4559e-09 | 0 | 714.3308 | 6.7546e-06 | 2049 | Mitigation | 0.08575 | 30 | 0 | esc | 0.0012005 | 1.1352e-11 | 0.00060025 | 5.6759e-12 | 0.0015435 | 1.4595e-11
[79 empty] | WLDFR | HFTD - Distribution - Tier 2 - 3QU CoRE ¦ 2QU LoRE | Red Flag Warning - Large Fires | 2026 | 4.8965e-08 | 2.4482e-08 | 6.2955e-08 | 5.475 | 0.71896 | 3.0715 | 1.6846 | 0 | 0 | 0 | 4.0787e-05 |  | 2.6808e-07 | 0 | 2.6808e-07 | 1.3404e-07 | 0 | 1.3404e-07 | 3.4468e-07 | 0 | 3.4468e-07 | [16 empty] | 7.3.1.3 Ignition probability mapping showing the probability of ignition along the electric lines and equipmentWLDFRAggregatedAggregated | WLDFR | HFTD - Distribution - Tier 2 - 3QU CoRE ¦ 2QU LoRE | Seismic - Red Flag Warning - Catastrophic Fires | Aggregated | Aggregated | 2050 | 9.4559e-09 | 0 | 714.3308 | 6.7546e-06 | 2050 | Mitigation | 0.08575 | 30 | 0 | esc | 0 | 0 | 0.00060025 | 5.6759e-12 | 0.0015435 | 1.4595e-11
[79 empty] | WLDFR | HFTD - Distribution - Tier 2 - 3QU CoRE ¦ 2QU LoRE | Red Flag Warning - Large Fires | 2027 | 4.8965e-08 | 2.4482e-08 | 6.2955e-08 | 5.475 | 0.71896 | 3.0715 | 1.6846 | 0 | 0 | 0 | 4.0787e-05 |  | 2.6808e-07 | 0 | 2.6808e-07 | 1.3404e-07 | 0 | 1.3404e-07 | 3.4468e-07 | 0 | 3.4468e-07 | [16 empty] | 7.3.1.3 Ignition probability mapping showing the probability of ignition along the electric lines and equipmentWLDFRAggregatedAggregated | WLDFR | HFTD - Distribution - Tier 2 - 3QU CoRE ¦ 2QU LoRE | Seismic - Red Flag Warning - Catastrophic Fires | Aggregated | Aggregated | 2051 | 9.4559e-09 | 0 | 714.3308 | 6.7546e-06 | 2051 | Mitigation | 0.08575 | 30 | 0 | esc | 0 | 0 | 0 | 0 | 0.0015435 | 1.4595e-11
[79 empty] | WLDFR | HFTD - Distribution - Tier 2 - 3QU CoRE ¦ 2QU LoRE | Red Flag Warning - Large Fires | 2028 | 4.8965e-08 | 2.4482e-08 | 6.2955e-08 | 5.777 | 0.74734 | 3.238 | 1.7917 | 0 | 0 | 0 | 4.0787e-05 |  | 2.8287e-07 | 0 | 2.8287e-07 | 1.4143e-07 | 0 | 1.4143e-07 | 3.6369e-07 | 0 | 3.6369e-07 | [16 empty] | 7.3.1.3 Ignition probability mapping showing the probability of ignition along the electric lines and equipmentWLDFRAggregatedAggregated | WLDFR | HFTD - Distribution - Tier 2 - 3QU CoRE ¦ 3QU LoRE | Non-Red Flag Warning - Catastrophic Fires | Aggregated | Aggregated | 2021 | 1.8349e-06 | 0 | 808.5801 | 0.0014836 | 2021 | Mitigation | 0.08575 | 30 | 0 | esc | 0.0012005 | 2.2028e-09 | 0.00060025 | 1.1014e-09 | 0 | 0
[79 empty] | WLDFR | HFTD - Distribution - Tier 2 - 3QU CoRE ¦ 2QU LoRE | Red Flag Warning - Large Fires | 2029 | 4.8965e-08 | 2.4482e-08 | 6.2955e-08 | 5.777 | 0.74734 | 3.238 | 1.7917 | 0 | 0 | 0 | 4.0787e-05 |  | 2.8287e-07 | 0 | 2.8287e-07 | 1.4143e-07 | 0 | 1.4143e-07 | 3.6369e-07 | 0 | 3.6369e-07 | [16 empty] | 7.3.1.3 Ignition probability mapping showing the probability of ignition along the electric lines and equipmentWLDFRAggregatedAggregated | WLDFR | HFTD - Distribution - Tier 2 - 3QU CoRE ¦ 3QU LoRE | Non-Red Flag Warning - Catastrophic Fires | Aggregated | Aggregated | 2022 | 1.8349e-06 | 0 | 808.5801 | 0.0014836 | 2022 | Mitigation | 0.08575 | 30 | 0 | esc | 0.0012005 | 2.2028e-09 | 0.00060025 | 1.1014e-09 | 0.0015435 | 2.8321e-09
[79 empty] | WLDFR | HFTD - Distribution - Tier 2 - 3QU CoRE ¦ 2QU LoRE | Red Flag Warning - Large Fires | 2030 | 4.8965e-08 | 2.4482e-08 | 6.2955e-08 | 5.777 | 0.74734 | 3.238 | 1.7917 | 0 | 0 | 0 | 4.0787e-05 |  | 2.8287e-07 | 0 | 2.8287e-07 | 1.4143e-07 | 0 | 1.4143e-07 | 3.6369e-07 | 0 | 3.6369e-07 | [16 empty] | 7.3.1.3 Ignition probability mapping showing the probability of ignition along the electric lines and equipmentWLDFRAggregatedAggregated | WLDFR | HFTD - Distribution - Tier 2 - 3QU CoRE ¦ 3QU LoRE | Non-Red Flag Warning - Catastrophic Fires | Aggregated | Aggregated | 2023 | 1.8349e-06 | 0 | 808.5801 | 0.0014836 | 2023 | Mitigation | 0.08575 | 30 | 0 | esc | 0.0012005 | 2.2028e-09 | 0.00060025 | 1.1014e-09 | 0.0015435 | 2.8321e-09
[79 empty] | WLDFR | HFTD - Distribution - Tier 2 - 3QU CoRE ¦ 2QU LoRE | Red Flag Warning - Large Fires | 2031 | 4.8965e-08 | 2.4482e-08 | 6.2955e-08 | 5.777 | 0.74734 | 3.238 | 1.7917 | 0 | 0 | 0 | 4.0787e-05 |  | 2.8287e-07 | 0 | 2.8287e-07 | 1.4143e-07 | 0 | 1.4143e-07 | 3.6369e-07 | 0 | 3.6369e-07 | [16 empty] | 7.3.1.3 Ignition probability mapping showing the probability of ignition along the electric lines and equipmentWLDFRAggregatedAggregated | WLDFR | HFTD - Distribution - Tier 2 - 3QU CoRE ¦ 3QU LoRE | Non-Red Flag Warning - Catastrophic Fires | Aggregated | Aggregated | 2024 | 1.8349e-06 | 0 | 808.5801 | 0.0014836 | 2024 | Mitigation | 0.08575 | 30 | 0 | esc | 0.0012005 | 2.2028e-09 | 0.00060025 | 1.1014e-09 | 0.0015435 | 2.8321e-09
[79 empty] | WLDFR | HFTD - Distribution - Tier 2 - 3QU CoRE ¦ 2QU LoRE | Red Flag Warning - Large Fires | 2032 | 4.8965e-08 | 2.4482e-08 | 6.2955e-08 | 5.777 | 0.74734 | 3.238 | 1.7917 | 0 | 0 | 0 | 4.0787e-05 |  | 2.8287e-07 | 0 | 2.8287e-07 | 1.4143e-07 | 0 | 1.4143e-07 | 3.6369e-07 | 0 | 3.6369e-07 | [16 empty] | 7.3.1.3 Ignition probability mapping showing the probability of ignition along the electric lines and equipmentWLDFRAggregatedAggregated | WLDFR | HFTD - Distribution - Tier 2 - 3QU CoRE ¦ 3QU LoRE | Non-Red Flag Warning - Catastrophic Fires | Aggregated | Aggregated | 2025 | 1.8349e-06 | 0 | 808.5801 | 0.0014836 | 2025 | Mitigation | 0.08575 | 30 | 0 | esc | 0.0012005 | 2.2028e-09 | 0.00060025 | 1.1014e-09 | 0.0015435 | 2.8321e-09
[79 empty] | WLDFR | HFTD - Distribution - Tier 2 - 3QU CoRE ¦ 2QU LoRE | Red Flag Warning - Large Fires | 2033 | 4.8965e-08 | 2.4482e-08 | 6.2955e-08 | 6.1205 | 0.77885 | 3.4265 | 1.9151 | 0 | 0 | 0 | 4.0787e-05 |  | 2.9969e-07 | 0 | 2.9969e-07 | 1.4984e-07 | 0 | 1.4984e-07 | 3.8531e-07 | 0 | 3.8531e-07 | [16 empty] | 7.3.1.3 Ignition probability mapping showing the probability of ignition along the electric lines and equipmentWLDFRAggregatedAggregated | WLDFR | HFTD - Distribution - Tier 2 - 3QU CoRE ¦ 3QU LoRE | Non-Red Flag Warning - Catastrophic Fires | Aggregated | Aggregated | 2026 | 1.8349e-06 | 0 | 808.5801 | 0.0014836 | 2026 | Mitigation | 0.08575 | 30 | 0 | esc | 0.0012005 | 2.2028e-09 | 0.00060025 | 1.1014e-09 | 0.0015435 | 2.8321e-09
[79 empty] | WLDFR | HFTD - Distribution - Tier 2 - 3QU CoRE ¦ 2QU LoRE | Red Flag Warning - Large Fires | 2034 | 4.8965e-08 | 2.4482e-08 | 6.2955e-08 | 6.1205 | 0.77885 | 3.4265 | 1.9151 | 0 | 0 | 0 | 4.0787e-05 |  | 2.9969e-07 | 0 | 2.9969e-07 | 1.4984e-07 | 0 | 1.4984e-07 | 3.8531e-07 | 0 | 3.8531e-07 | [16 empty] | 7.3.1.3 Ignition probability mapping showing the probability of ignition along the electric lines and equipmentWLDFRAggregatedAggregated | WLDFR | HFTD - Distribution - Tier 2 - 3QU CoRE ¦ 3QU LoRE | Non-Red Flag Warning - Catastrophic Fires | Aggregated | Aggregated | 2027 | 1.8349e-06 | 0 | 808.5801 | 0.0014836 | 2027 | Mitigation | 0.08575 | 30 | 0 | esc | 0.0012005 | 2.2028e-09 | 0.00060025 | 1.1014e-09 | 0.0015435 | 2.8321e-09
[79 empty] | WLDFR | HFTD - Distribution - Tier 2 - 3QU CoRE ¦ 2QU LoRE | Red Flag Warning - Large Fires | 2035 | 4.8965e-08 | 2.4482e-08 | 6.2955e-08 | 6.1205 | 0.77885 | 3.4265 | 1.9151 | 0 | 0 | 0 | 4.0787e-05 |  | 2.9969e-07 | 0 | 2.9969e-07 | 1.4984e-07 | 0 | 1.4984e-07 | 3.8531e-07 | 0 | 3.8531e-07 | [16 empty] | 7.3.1.3 Ignition probability mapping showing the probability of ignition along the electric lines and equipmentWLDFRAggregatedAggregated | WLDFR | HFTD - Distribution - Tier 2 - 3QU CoRE ¦ 3QU LoRE | Non-Red Flag Warning - Catastrophic Fires | Aggregated | Aggregated | 2028 | 1.8349e-06 | 0 | 808.5801 | 0.0014836 | 2028 | Mitigation | 0.08575 | 30 | 0 | esc | 0.0012005 | 2.2028e-09 | 0.00060025 | 1.1014e-09 | 0.0015435 | 2.8321e-09
[79 empty] | WLDFR | HFTD - Distribution - Tier 2 - 3QU CoRE ¦ 2QU LoRE | Red Flag Warning - Large Fires | 2036 | 4.8965e-08 | 2.4482e-08 | 6.2955e-08 | 6.1205 | 0.77885 | 3.4265 | 1.9151 | 0 | 0 | 0 | 4.0787e-05 |  | 2.9969e-07 | 0 | 2.9969e-07 | 1.4984e-07 | 0 | 1.4984e-07 | 3.8531e-07 | 0 | 3.8531e-07 | [16 empty] | 7.3.1.3 Ignition probability mapping showing the probability of ignition along the electric lines and equipmentWLDFRAggregatedAggregated | WLDFR | HFTD - Distribution - Tier 2 - 3QU CoRE ¦ 3QU LoRE | Non-Red Flag Warning - Catastrophic Fires | Aggregated | Aggregated | 2029 | 1.8349e-06 | 0 | 808.5801 | 0.0014836 | 2029 | Mitigation | 0.08575 | 30 | 0 | esc | 0.0012005 | 2.2028e-09 | 0.00060025 | 1.1014e-09 | 0.0015435 | 2.8321e-09
[79 empty] | WLDFR | HFTD - Distribution - Tier 2 - 3QU CoRE ¦ 2QU LoRE | Red Flag Warning - Large Fires | 2037 | 4.8965e-08 | 2.4482e-08 | 6.2955e-08 | 6.1205 | 0.77885 | 3.4265 | 1.9151 | 0 | 0 | 0 | 4.0787e-05 |  | 2.9969e-07 | 0 | 2.9969e-07 | 1.4984e-07 | 0 | 1.4984e-07 | 3.8531e-07 | 0 | 3.8531e-07 | [16 empty] | 7.3.1.3 Ignition probability mapping showing the probability of ignition along the electric lines and equipmentWLDFRAggregatedAggregated | WLDFR | HFTD - Distribution - Tier 2 - 3QU CoRE ¦ 3QU LoRE | Non-Red Flag Warning - Catastrophic Fires | Aggregated | Aggregated | 2030 | 1.8349e-06 | 0 | 808.5801 | 0.0014836 | 2030 | Mitigation | 0.08575 | 30 | 0 | esc | 0.0012005 | 2.2028e-09 | 0.00060025 | 1.1014e-09 | 0.0015435 | 2.8321e-09
[79 empty] | WLDFR | HFTD - Distribution - Tier 2 - 3QU CoRE ¦ 2QU LoRE | Red Flag Warning - Large Fires | 2038 | 4.8965e-08 | 2.4482e-08 | 6.2955e-08 | 6.5028 | 0.81304 | 3.6355 | 2.0543 | 0 | 0 | 0 | 4.0787e-05 |  | 3.1841e-07 | 0 | 3.1841e-07 | 1.592e-07 | 0 | 1.592e-07 | 4.0938e-07 | 0 | 4.0938e-07 | [16 empty] | 7.3.1.3 Ignition probability mapping showing the probability of ignition along the electric lines and equipmentWLDFRAggregatedAggregated | WLDFR | HFTD - Distribution - Tier 2 - 3QU CoRE ¦ 3QU LoRE | Non-Red Flag Warning - Catastrophic Fires | Aggregated | Aggregated | 2031 | 1.8349e-06 | 0 | 808.5801 | 0.0014836 | 2031 | Mitigation | 0.08575 | 30 | 0 | esc | 0.0012005 | 2.2028e-09 | 0.00060025 | 1.1014e-09 | 0.0015435 | 2.8321e-09
[79 empty] | WLDFR | HFTD - Distribution - Tier 2 - 3QU CoRE ¦ 2QU LoRE | Red Flag Warning - Large Fires | 2039 | 4.8965e-08 | 2.4482e-08 | 6.2955e-08 | 6.5028 | 0.81304 | 3.6355 | 2.0543 | 0 | 0 | 0 | 4.0787e-05 |  | 3.1841e-07 | 0 | 3.1841e-07 | 1.592e-07 | 0 | 1.592e-07 | 4.0938e-07 | 0 | 4.0938e-07 | [16 empty] | 7.3.1.3 Ignition probability mapping showing the probability of ignition along the electric lines and equipmentWLDFRAggregatedAggregated | WLDFR | HFTD - Distribution - Tier 2 - 3QU CoRE ¦ 3QU LoRE | Non-Red Flag Warning - Catastrophic Fires | Aggregated | Aggregated | 2032 | 1.8349e-06 | 0 | 808.5801 | 0.0014836 | 2032 | Mitigation | 0.08575 | 30 | 0 | esc | 0.0012005 | 2.2028e-09 | 0.00060025 | 1.1014e-09 | 0.0015435 | 2.8321e-09
[79 empty] | WLDFR | HFTD - Distribution - Tier 2 - 3QU CoRE ¦ 2QU LoRE | Red Flag Warning - Large Fires | 2040 | 4.8965e-08 | 2.4482e-08 | 6.2955e-08 | 6.5028 | 0.81304 | 3.6355 | 2.0543 | 0 | 0 | 0 | 4.0787e-05 |  | 3.1841e-07 | 0 | 3.1841e-07 | 1.592e-07 | 0 | 1.592e-07 | 4.0938e-07 | 0 | 4.0938e-07 | [16 empty] | 7.3.1.3 Ignition probability mapping showing the probability of ignition along the electric lines and equipmentWLDFRAggregatedAggregated | WLDFR | HFTD - Distribution - Tier 2 - 3QU CoRE ¦ 3QU LoRE | Non-Red Flag Warning - Catastrophic Fires | Aggregated | Aggregated | 2033 | 1.8349e-06 | 0 | 808.5801 | 0.0014836 | 2033 | Mitigation | 0.08575 | 30 | 0 | esc | 0.0012005 | 2.2028e-09 | 0.00060025 | 1.1014e-09 | 0.0015435 | 2.8321e-09
[79 empty] | WLDFR | HFTD - Distribution - Tier 2 - 3QU CoRE ¦ 2QU LoRE | Red Flag Warning - Large Fires | 2041 | 4.8965e-08 | 2.4482e-08 | 6.2955e-08 | 6.5028 | 0.81304 | 3.6355 | 2.0543 | 0 | 0 | 0 | 4.0787e-05 |  | 3.1841e-07 | 0 | 3.1841e-07 | 1.592e-07 | 0 | 1.592e-07 | 4.0938e-07 | 0 | 4.0938e-07 | [16 empty] | 7.3.1.3 Ignition probability mapping showing the probability of ignition along the electric lines and equipmentWLDFRAggregatedAggregated | WLDFR | HFTD - Distribution - Tier 2 - 3QU CoRE ¦ 3QU LoRE | Non-Red Flag Warning - Catastrophic Fires | Aggregated | Aggregated | 2034 | 1.8349e-06 | 0 | 808.5801 | 0.0014836 | 2034 | Mitigation | 0.08575 | 30 | 0 | esc | 0.0012005 | 2.2028e-09 | 0.00060025 | 1.1014e-09 | 0.0015435 | 2.8321e-09
[79 empty] | WLDFR | HFTD - Distribution - Tier 2 - 3QU CoRE ¦ 2QU LoRE | Red Flag Warning - Large Fires | 2042 | 4.8965e-08 | 2.4482e-08 | 6.2955e-08 | 6.5028 | 0.81304 | 3.6355 | 2.0543 | 0 | 0 | 0 | 4.0787e-05 |  | 3.1841e-07 | 0 | 3.1841e-07 | 1.592e-07 | 0 | 1.592e-07 | 4.0938e-07 | 0 | 4.0938e-07 | [16 empty] | 7.3.1.3 Ignition probability mapping showing the probability of ignition along the electric lines and equipmentWLDFRAggregatedAggregated | WLDFR | HFTD - Distribution - Tier 2 - 3QU CoRE ¦ 3QU LoRE | Non-Red Flag Warning - Catastrophic Fires | Aggregated | Aggregated | 2035 | 1.8349e-06 | 0 | 808.5801 | 0.0014836 | 2035 | Mitigation | 0.08575 | 30 | 0 | esc | 0.0012005 | 2.2028e-09 | 0.00060025 | 1.1014e-09 | 0.0015435 | 2.8321e-09
[79 empty] | WLDFR | HFTD - Distribution - Tier 2 - 3QU CoRE ¦ 2QU LoRE | Red Flag Warning - Large Fires | 2043 | 4.8965e-08 | 2.4482e-08 | 6.2955e-08 | 6.9209 | 0.84944 | 3.8632 | 2.2083 | 0 | 0 | 0 | 4.0787e-05 |  | 3.3888e-07 | 0 | 3.3888e-07 | 1.6944e-07 | 0 | 1.6944e-07 | 4.357e-07 | 0 | 4.357e-07 | [16 empty] | 7.3.1.3 Ignition probability mapping showing the probability of ignition along the electric lines and equipmentWLDFRAggregatedAggregated | WLDFR | HFTD - Distribution - Tier 2 - 3QU CoRE ¦ 3QU LoRE | Non-Red Flag Warning - Catastrophic Fires | Aggregated | Aggregated | 2036 | 1.8349e-06 | 0 | 808.5801 | 0.0014836 | 2036 | Mitigation | 0.08575 | 30 | 0 | esc | 0.0012005 | 2.2028e-09 | 0.00060025 | 1.1014e-09 | 0.0015435 | 2.8321e-09
[79 empty] | WLDFR | HFTD - Distribution - Tier 2 - 3QU CoRE ¦ 2QU LoRE | Red Flag Warning - Large Fires | 2044 | 4.8965e-08 | 2.4482e-08 | 6.2955e-08 | 6.9209 | 0.84944 | 3.8632 | 2.2083 | 0 | 0 | 0 | 4.0787e-05 |  | 3.3888e-07 | 0 | 3.3888e-07 | 1.6944e-07 | 0 | 1.6944e-07 | 4.357e-07 | 0 | 4.357e-07 | [16 empty] | 7.3.1.3 Ignition probability mapping showing the probability of ignition along the electric lines and equipmentWLDFRAggregatedAggregated | WLDFR | HFTD - Distribution - Tier 2 - 3QU CoRE ¦ 3QU LoRE | Non-Red Flag Warning - Catastrophic Fires | Aggregated | Aggregated | 2037 | 1.8349e-06 | 0 | 808.5801 | 0.0014836 | 2037 | Mitigation | 0.08575 | 30 | 0 | esc | 0.0012005 | 2.2028e-09 | 0.00060025 | 1.1014e-09 | 0.0015435 | 2.8321e-09
[79 empty] | WLDFR | HFTD - Distribution - Tier 2 - 3QU CoRE ¦ 2QU LoRE | Red Flag Warning - Large Fires | 2045 | 4.8965e-08 | 2.4482e-08 | 6.2955e-08 | 6.9209 | 0.84944 | 3.8632 | 2.2083 | 0 | 0 | 0 | 4.0787e-05 |  | 3.3888e-07 | 0 | 3.3888e-07 | 1.6944e-07 | 0 | 1.6944e-07 | 4.357e-07 | 0 | 4.357e-07 | [16 empty] | 7.3.1.3 Ignition probability mapping showing the probability of ignition along the electric lines and equipmentWLDFRAggregatedAggregated | WLDFR | HFTD - Distribution - Tier 2 - 3QU CoRE ¦ 3QU LoRE | Non-Red Flag Warning - Catastrophic Fires | Aggregated | Aggregated | 2038 | 1.8349e-06 | 0 | 808.5801 | 0.0014836 | 2038 | Mitigation | 0.08575 | 30 | 0 | esc | 0.0012005 | 2.2028e-09 | 0.00060025 | 1.1014e-09 | 0.0015435 | 2.8321e-09
[79 empty] | WLDFR | HFTD - Distribution - Tier 2 - 3QU CoRE ¦ 2QU LoRE | Red Flag Warning - Large Fires | 2046 | 4.8965e-08 | 2.4482e-08 | 6.2955e-08 | 6.9209 | 0.84944 | 3.8632 | 2.2083 | 0 | 0 | 0 | 4.0787e-05 |  | 3.3888e-07 | 0 | 3.3888e-07 | 1.6944e-07 | 0 | 1.6944e-07 | 4.357e-07 | 0 | 4.357e-07 | [16 empty] | 7.3.1.3 Ignition probability mapping showing the probability of ignition along the electric lines and equipmentWLDFRAggregatedAggregated | WLDFR | HFTD - Distribution - Tier 2 - 3QU CoRE ¦ 3QU LoRE | Non-Red Flag Warning - Catastrophic Fires | Aggregated | Aggregated | 2039 | 1.8349e-06 | 0 | 808.5801 | 0.0014836 | 2039 | Mitigation | 0.08575 | 30 | 0 | esc | 0.0012005 | 2.2028e-09 | 0.00060025 | 1.1014e-09 | 0.0015435 | 2.8321e-09
[79 empty] | WLDFR | HFTD - Distribution - Tier 2 - 3QU CoRE ¦ 2QU LoRE | Red Flag Warning - Large Fires | 2047 | 4.8965e-08 | 2.4482e-08 | 6.2955e-08 | 6.9209 | 0.84944 | 3.8632 | 2.2083 | 0 | 0 | 0 | 4.0787e-05 |  | 3.3888e-07 | 0 | 3.3888e-07 | 1.6944e-07 | 0 | 1.6944e-07 | 4.357e-07 | 0 | 4.357e-07 | [16 empty] | 7.3.1.3 Ignition probability mapping showing the probability of ignition along the electric lines and equipmentWLDFRAggregatedAggregated | WLDFR | HFTD - Distribution - Tier 2 - 3QU CoRE ¦ 3QU LoRE | Non-Red Flag Warning - Catastrophic Fires | Aggregated | Aggregated | 2040 | 1.8349e-06 | 0 | 808.5801 | 0.0014836 | 2040 | Mitigation | 0.08575 | 30 | 0 | esc | 0.0012005 | 2.2028e-09 | 0.00060025 | 1.1014e-09 | 0.0015435 | 2.8321e-09
[79 empty] | WLDFR | HFTD - Distribution - Tier 2 - 3QU CoRE ¦ 2QU LoRE | Red Flag Warning - Large Fires | 2048 | 4.8965e-08 | 2.4482e-08 | 6.2955e-08 | 7.3713 | 0.88759 | 4.1075 | 2.3763 | 0 | 0 | 0 | 4.0787e-05 |  | 3.6094e-07 | 0 | 3.6094e-07 | 1.8047e-07 | 0 | 1.8047e-07 | 4.6406e-07 | 0 | 4.6406e-07 | [16 empty] | 7.3.1.3 Ignition probability mapping showing the probability of ignition along the electric lines and equipmentWLDFRAggregatedAggregated | WLDFR | HFTD - Distribution - Tier 2 - 3QU CoRE ¦ 3QU LoRE | Non-Red Flag Warning - Catastrophic Fires | Aggregated | Aggregated | 2041 | 1.8349e-06 | 0 | 808.5801 | 0.0014836 | 2041 | Mitigation | 0.08575 | 30 | 0 | esc | 0.0012005 | 2.2028e-09 | 0.00060025 | 1.1014e-09 | 0.0015435 | 2.8321e-09
[79 empty] | WLDFR | HFTD - Distribution - Tier 2 - 3QU CoRE ¦ 2QU LoRE | Red Flag Warning - Large Fires | 2049 | 4.8965e-08 | 2.4482e-08 | 6.2955e-08 | 7.3713 | 0.88759 | 4.1075 | 2.3763 | 0 | 0 | 0 | 4.0787e-05 |  | 3.6094e-07 | 0 | 3.6094e-07 | 1.8047e-07 | 0 | 1.8047e-07 | 4.6406e-07 | 0 | 4.6406e-07 | [16 empty] | 7.3.1.3 Ignition probability mapping showing the probability of ignition along the electric lines and equipmentWLDFRAggregatedAggregated | WLDFR | HFTD - Distribution - Tier 2 - 3QU CoRE ¦ 3QU LoRE | Non-Red Flag Warning - Catastrophic Fires | Aggregated | Aggregated | 2042 | 1.8349e-06 | 0 | 808.5801 | 0.0014836 | 2042 | Mitigation | 0.08575 | 30 | 0 | esc | 0.0012005 | 2.2028e-09 | 0.00060025 | 1.1014e-09 | 0.0015435 | 2.8321e-09
[79 empty] | WLDFR | HFTD - Distribution - Tier 2 - 3QU CoRE ¦ 2QU LoRE | Red Flag Warning - Large Fires | 2050 | 0 | 2.4482e-08 | 6.2955e-08 | 7.3713 | 0.88759 | 4.1075 | 2.3763 | 0 | 0 | 0 | 4.0787e-05 |  | 0 | 0 | 0 | 1.8047e-07 | 0 | 1.8047e-07 | 4.6406e-07 | 0 | 4.6406e-07 | [16 empty] | 7.3.1.3 Ignition probability mapping showing the probability of ignition along the electric lines and equipmentWLDFRAggregatedAggregated | WLDFR | HFTD - Distribution - Tier 2 - 3QU CoRE ¦ 3QU LoRE | Non-Red Flag Warning - Catastrophic Fires | Aggregated | Aggregated | 2043 | 1.8349e-06 | 0 | 808.5801 | 0.0014836 | 2043 | Mitigation | 0.08575 | 30 | 0 | esc | 0.0012005 | 2.2028e-09 | 0.00060025 | 1.1014e-09 | 0.0015435 | 2.8321e-09
[79 empty] | WLDFR | HFTD - Distribution - Tier 2 - 3QU CoRE ¦ 2QU LoRE | Red Flag Warning - Large Fires | 2051 | 0 | 0 | 6.2955e-08 | 7.3713 | 0.88759 | 4.1075 | 2.3763 | 0 | 0 | 0 | 4.0787e-05 |  | 0 | 0 | 0 | 0 | 0 | 0 | 4.6406e-07 | 0 | 4.6406e-07 | [16 empty] | 7.3.1.3 Ignition probability mapping showing the probability of ignition along the electric lines and equipmentWLDFRAggregatedAggregated | WLDFR | HFTD - Distribution - Tier 2 - 3QU CoRE ¦ 3QU LoRE | Non-Red Flag Warning - Catastrophic Fires | Aggregated | Aggregated | 2044 | 1.8349e-06 | 0 | 808.5801 | 0.0014836 | 2044 | Mitigation | 0.08575 | 30 | 0 | esc | 0.0012005 | 2.2028e-09 | 0.00060025 | 1.1014e-09 | 0.0015435 | 2.8321e-09
[79 empty] | WLDFR | HFTD - Distribution - Tier 2 - 3QU CoRE ¦ 2QU LoRE | Red Flag Warning - Small Fires | 2020 | 8.8541e-07 | 0 | 0 | 0.077901 | 0.036425 | 0.0015809 | 0.039895 | 0 | 0 | 0 | 0.00073753 |  | 6.8974e-08 | 0 | 6.8974e-08 | 0 | 0 | 0 | 0 | 0 | 0 | [16 empty] | 7.3.1.3 Ignition probability mapping showing the probability of ignition along the electric lines and equipmentWLDFRAggregatedAggregated | WLDFR | HFTD - Distribution - Tier 2 - 3QU CoRE ¦ 3QU LoRE | Non-Red Flag Warning - Catastrophic Fires | Aggregated | Aggregated | 2045 | 1.8349e-06 | 0 | 808.5801 | 0.0014836 | 2045 | Mitigation | 0.08575 | 30 | 0 | esc | 0.0012005 | 2.2028e-09 | 0.00060025 | 1.1014e-09 | 0.0015435 | 2.8321e-09
[79 empty] | WLDFR | HFTD - Distribution - Tier 2 - 3QU CoRE ¦ 2QU LoRE | Red Flag Warning - Small Fires | 2021 | 8.8541e-07 | 4.427e-07 | 0 | 0.077901 | 0.036425 | 0.0015809 | 0.039895 | 0 | 0 | 0 | 0.00073753 |  | 6.8974e-08 | 0 | 6.8974e-08 | 3.4487e-08 | 0 | 3.4487e-08 | 0 | 0 | 0 | [16 empty] | 7.3.1.3 Ignition probability mapping showing the probability of ignition along the electric lines and equipmentWLDFRAggregatedAggregated | WLDFR | HFTD - Distribution - Tier 2 - 3QU CoRE ¦ 3QU LoRE | Non-Red Flag Warning - Catastrophic Fires | Aggregated | Aggregated | 2046 | 1.8349e-06 | 0 | 808.5801 | 0.0014836 | 2046 | Mitigation | 0.08575 | 30 | 0 | esc | 0.0012005 | 2.2028e-09 | 0.00060025 | 1.1014e-09 | 0.0015435 | 2.8321e-09
[79 empty] | WLDFR | HFTD - Distribution - Tier 2 - 3QU CoRE ¦ 2QU LoRE | Red Flag Warning - Small Fires | 2022 | 8.8541e-07 | 4.427e-07 | 1.1384e-06 | 0.077901 | 0.036425 | 0.0015809 | 0.039895 | 0 | 0 | 0 | 0.00073753 |  | 6.8974e-08 | 0 | 6.8974e-08 | 3.4487e-08 | 0 | 3.4487e-08 | 8.8681e-08 | 0 | 8.8681e-08 | [16 empty] | 7.3.1.3 Ignition probability mapping showing the probability of ignition along the electric lines and equipmentWLDFRAggregatedAggregated | WLDFR | HFTD - Distribution - Tier 2 - 3QU CoRE ¦ 3QU LoRE | Non-Red Flag Warning - Catastrophic Fires | Aggregated | Aggregated | 2047 | 1.8349e-06 | 0 | 808.5801 | 0.0014836 | 2047 | Mitigation | 0.08575 | 30 | 0 | esc | 0.0012005 | 2.2028e-09 | 0.00060025 | 1.1014e-09 | 0.0015435 | 2.8321e-09
[79 empty] | WLDFR | HFTD - Distribution - Tier 2 - 3QU CoRE ¦ 2QU LoRE | Red Flag Warning - Small Fires | 2023 | 8.8541e-07 | 4.427e-07 | 1.1384e-06 | 0.080408 | 0.03759 | 0.0016314 | 0.041187 | 0 | 0 | 0 | 0.00073753 |  | 7.1194e-08 | 0 | 7.1194e-08 | 3.5597e-08 | 0 | 3.5597e-08 | 9.1535e-08 | 0 | 9.1535e-08 | [16 empty] | 7.3.1.3 Ignition probability mapping showing the probability of ignition along the electric lines and equipmentWLDFRAggregatedAggregated | WLDFR | HFTD - Distribution - Tier 2 - 3QU CoRE ¦ 3QU LoRE | Non-Red Flag Warning - Catastrophic Fires | Aggregated | Aggregated | 2048 | 1.8349e-06 | 0 | 808.5801 | 0.0014836 | 2048 | Mitigation | 0.08575 | 30 | 0 | esc | 0.0012005 | 2.2028e-09 | 0.00060025 | 1.1014e-09 | 0.0015435 | 2.8321e-09
[79 empty] | WLDFR | HFTD - Distribution - Tier 2 - 3QU CoRE ¦ 2QU LoRE | Red Flag Warning - Small Fires | 2024 | 8.8541e-07 | 4.427e-07 | 1.1384e-06 | 0.080408 | 0.03759 | 0.0016314 | 0.041187 | 0 | 0 | 0 | 0.00073753 |  | 7.1194e-08 | 0 | 7.1194e-08 | 3.5597e-08 | 0 | 3.5597e-08 | 9.1535e-08 | 0 | 9.1535e-08 | [16 empty] | 7.3.1.3 Ignition probability mapping showing the probability of ignition along the electric lines and equipmentWLDFRAggregatedAggregated | WLDFR | HFTD - Distribution - Tier 2 - 3QU CoRE ¦ 3QU LoRE | Non-Red Flag Warning - Catastrophic Fires | Aggregated | Aggregated | 2049 | 1.8349e-06 | 0 | 808.5801 | 0.0014836 | 2049 | Mitigation | 0.08575 | 30 | 0 | esc | 0.0012005 | 2.2028e-09 | 0.00060025 | 1.1014e-09 | 0.0015435 | 2.8321e-09
[79 empty] | WLDFR | HFTD - Distribution - Tier 2 - 3QU CoRE ¦ 2QU LoRE | Red Flag Warning - Small Fires | 2025 | 8.8541e-07 | 4.427e-07 | 1.1384e-06 | 0.080408 | 0.03759 | 0.0016314 | 0.041187 | 0 | 0 | 0 | 0.00073753 |  | 7.1194e-08 | 0 | 7.1194e-08 | 3.5597e-08 | 0 | 3.5597e-08 | 9.1535e-08 | 0 | 9.1535e-08 | [16 empty] | 7.3.1.3 Ignition probability mapping showing the probability of ignition along the electric lines and equipmentWLDFRAggregatedAggregated | WLDFR | HFTD - Distribution - Tier 2 - 3QU CoRE ¦ 3QU LoRE | Non-Red Flag Warning - Catastrophic Fires | Aggregated | Aggregated | 2050 | 1.8349e-06 | 0 | 808.5801 | 0.0014836 | 2050 | Mitigation | 0.08575 | 30 | 0 | esc | 0 | 0 | 0.00060025 | 1.1014e-09 | 0.0015435 | 2.8321e-09
[79 empty] | WLDFR | HFTD - Distribution - Tier 2 - 3QU CoRE ¦ 2QU LoRE | Red Flag Warning - Small Fires | 2026 | 8.8541e-07 | 4.427e-07 | 1.1384e-06 | 0.080408 | 0.03759 | 0.0016314 | 0.041187 | 0 | 0 | 0 | 0.00073753 |  | 7.1194e-08 | 0 | 7.1194e-08 | 3.5597e-08 | 0 | 3.5597e-08 | 9.1535e-08 | 0 | 9.1535e-08 | [16 empty] | 7.3.1.3 Ignition probability mapping showing the probability of ignition along the electric lines and equipmentWLDFRAggregatedAggregated | WLDFR | HFTD - Distribution - Tier 2 - 3QU CoRE ¦ 3QU LoRE | Non-Red Flag Warning - Catastrophic Fires | Aggregated | Aggregated | 2051 | 1.8349e-06 | 0 | 808.5801 | 0.0014836 | 2051 | Mitigation | 0.08575 | 30 | 0 | esc | 0 | 0 | 0 | 0 | 0.0015435 | 2.8321e-09
[79 empty] | WLDFR | HFTD - Distribution - Tier 2 - 3QU CoRE ¦ 2QU LoRE | Red Flag Warning - Small Fires | 2027 | 8.8541e-07 | 4.427e-07 | 1.1384e-06 | 0.080408 | 0.03759 | 0.0016314 | 0.041187 | 0 | 0 | 0 | 0.00073753 |  | 7.1194e-08 | 0 | 7.1194e-08 | 3.5597e-08 | 0 | 3.5597e-08 | 9.1535e-08 | 0 | 9.1535e-08 | [16 empty] | 7.3.1.3 Ignition probability mapping showing the probability of ignition along the electric lines and equipmentWLDFRAggregatedAggregated | WLDFR | HFTD - Distribution - Tier 2 - 3QU CoRE ¦ 3QU LoRE | Non-Red Flag Warning - Destructive Fires | Aggregated | Aggregated | 2021 | 1.8447e-06 | 0 | 808.5801 | 0.0014916 | 2021 | Mitigation | 0.08575 | 30 | 0 | esc | 0.0012005 | 2.2145e-09 | 0.00060025 | 1.1073e-09 | 0 | 0
[79 empty] | WLDFR | HFTD - Distribution - Tier 2 - 3QU CoRE ¦ 2QU LoRE | Red Flag Warning - Small Fires | 2028 | 8.8541e-07 | 4.427e-07 | 1.1384e-06 | 0.083606 | 0.039055 | 0.001695 | 0.042856 | 0 | 0 | 0 | 0.00073753 |  | 7.4026e-08 | 0 | 7.4026e-08 | 3.7013e-08 | 0 | 3.7013e-08 | 9.5176e-08 | 0 | 9.5176e-08 | [16 empty] | 7.3.1.3 Ignition probability mapping showing the probability of ignition along the electric lines and equipmentWLDFRAggregatedAggregated | WLDFR | HFTD - Distribution - Tier 2 - 3QU CoRE ¦ 3QU LoRE | Non-Red Flag Warning - Destructive Fires | Aggregated | Aggregated | 2022 | 1.8447e-06 | 0 | 808.5801 | 0.0014916 | 2022 | Mitigation | 0.08575 | 30 | 0 | esc | 0.0012005 | 2.2145e-09 | 0.00060025 | 1.1073e-09 | 0.0015435 | 2.8473e-09
[79 empty] | WLDFR | HFTD - Distribution - Tier 2 - 3QU CoRE ¦ 2QU LoRE | Red Flag Warning - Small Fires | 2029 | 8.8541e-07 | 4.427e-07 | 1.1384e-06 | 0.083606 | 0.039055 | 0.001695 | 0.042856 | 0 | 0 | 0 | 0.00073753 |  | 7.4026e-08 | 0 | 7.4026e-08 | 3.7013e-08 | 0 | 3.7013e-08 | 9.5176e-08 | 0 | 9.5176e-08 | [16 empty] | 7.3.1.3 Ignition probability mapping showing the probability of ignition along the electric lines and equipmentWLDFRAggregatedAggregated | WLDFR | HFTD - Distribution - Tier 2 - 3QU CoRE ¦ 3QU LoRE | Non-Red Flag Warning - Destructive Fires | Aggregated | Aggregated | 2023 | 1.8447e-06 | 0 | 808.5801 | 0.0014916 | 2023 | Mitigation | 0.08575 | 30 | 0 | esc | 0.0012005 | 2.2145e-09 | 0.00060025 | 1.1073e-09 | 0.0015435 | 2.8473e-09
[79 empty] | WLDFR | HFTD - Distribution - Tier 2 - 3QU CoRE ¦ 2QU LoRE | Red Flag Warning - Small Fires | 2030 | 8.8541e-07 | 4.427e-07 | 1.1384e-06 | 0.083606 | 0.039055 | 0.001695 | 0.042856 | 0 | 0 | 0 | 0.00073753 |  | 7.4026e-08 | 0 | 7.4026e-08 | 3.7013e-08 | 0 | 3.7013e-08 | 9.5176e-08 | 0 | 9.5176e-08 | [16 empty] | 7.3.1.3 Ignition probability mapping showing the probability of ignition along the electric lines and equipmentWLDFRAggregatedAggregated | WLDFR | HFTD - Distribution - Tier 2 - 3QU CoRE ¦ 3QU LoRE | Non-Red Flag Warning - Destructive Fires | Aggregated | Aggregated | 2024 | 1.8447e-06 | 0 | 808.5801 | 0.0014916 | 2024 | Mitigation | 0.08575 | 30 | 0 | esc | 0.0012005 | 2.2145e-09 | 0.00060025 | 1.1073e-09 | 0.0015435 | 2.8473e-09
[79 empty] | WLDFR | HFTD - Distribution - Tier 2 - 3QU CoRE ¦ 2QU LoRE | Red Flag Warning - Small Fires | 2031 | 8.8541e-07 | 4.427e-07 | 1.1384e-06 | 0.083606 | 0.039055 | 0.001695 | 0.042856 | 0 | 0 | 0 | 0.00073753 |  | 7.4026e-08 | 0 | 7.4026e-08 | 3.7013e-08 | 0 | 3.7013e-08 | 9.5176e-08 | 0 | 9.5176e-08 | [16 empty] | 7.3.1.3 Ignition probability mapping showing the probability of ignition along the electric lines and equipmentWLDFRAggregatedAggregated | WLDFR | HFTD - Distribution - Tier 2 - 3QU CoRE ¦ 3QU LoRE | Non-Red Flag Warning - Destructive Fires | Aggregated | Aggregated | 2025 | 1.8447e-06 | 0 | 808.5801 | 0.0014916 | 2025 | Mitigation | 0.08575 | 30 | 0 | esc | 0.0012005 | 2.2145e-09 | 0.00060025 | 1.1073e-09 | 0.0015435 | 2.8473e-09
[79 empty] | WLDFR | HFTD - Distribution - Tier 2 - 3QU CoRE ¦ 2QU LoRE | Red Flag Warning - Small Fires | 2032 | 8.8541e-07 | 4.427e-07 | 1.1384e-06 | 0.083606 | 0.039055 | 0.001695 | 0.042856 | 0 | 0 | 0 | 0.00073753 |  | 7.4026e-08 | 0 | 7.4026e-08 | 3.7013e-08 | 0 | 3.7013e-08 | 9.5176e-08 | 0 | 9.5176e-08 | [16 empty] | 7.3.1.3 Ignition probability mapping showing the probability of ignition along the electric lines and equipmentWLDFRAggregatedAggregated | WLDFR | HFTD - Distribution - Tier 2 - 3QU CoRE ¦ 3QU LoRE | Non-Red Flag Warning - Destructive Fires | Aggregated | Aggregated | 2026 | 1.8447e-06 | 0 | 808.5801 | 0.0014916 | 2026 | Mitigation | 0.08575 | 30 | 0 | esc | 0.0012005 | 2.2145e-09 | 0.00060025 | 1.1073e-09 | 0.0015435 | 2.8473e-09
[79 empty] | WLDFR | HFTD - Distribution - Tier 2 - 3QU CoRE ¦ 2QU LoRE | Red Flag Warning - Small Fires | 2033 | 8.8541e-07 | 4.427e-07 | 1.1384e-06 | 0.087211 | 0.040679 | 0.0017655 | 0.044766 | 0 | 0 | 0 | 0.00073753 |  | 7.7217e-08 | 0 | 7.7217e-08 | 3.8609e-08 | 0 | 3.8609e-08 | 9.9279e-08 | 0 | 9.9279e-08 | [16 empty] | 7.3.1.3 Ignition probability mapping showing the probability of ignition along the electric lines and equipmentWLDFRAggregatedAggregated | WLDFR | HFTD - Distribution - Tier 2 - 3QU CoRE ¦ 3QU LoRE | Non-Red Flag Warning - Destructive Fires | Aggregated | Aggregated | 2027 | 1.8447e-06 | 0 | 808.5801 | 0.0014916 | 2027 | Mitigation | 0.08575 | 30 | 0 | esc | 0.0012005 | 2.2145e-09 | 0.00060025 | 1.1073e-09 | 0.0015435 | 2.8473e-09
[79 empty] | WLDFR | HFTD - Distribution - Tier 2 - 3QU CoRE ¦ 2QU LoRE | Red Flag Warning - Small Fires | 2034 | 8.8541e-07 | 4.427e-07 | 1.1384e-06 | 0.087211 | 0.040679 | 0.0017655 | 0.044766 | 0 | 0 | 0 | 0.00073753 |  | 7.7217e-08 | 0 | 7.7217e-08 | 3.8609e-08 | 0 | 3.8609e-08 | 9.9279e-08 | 0 | 9.9279e-08 | [16 empty] | 7.3.1.3 Ignition probability mapping showing the probability of ignition along the electric lines and equipmentWLDFRAggregatedAggregated | WLDFR | HFTD - Distribution - Tier 2 - 3QU CoRE ¦ 3QU LoRE | Non-Red Flag Warning - Destructive Fires | Aggregated | Aggregated | 2028 | 1.8447e-06 | 0 | 808.5801 | 0.0014916 | 2028 | Mitigation | 0.08575 | 30 | 0 | esc | 0.0012005 | 2.2145e-09 | 0.00060025 | 1.1073e-09 | 0.0015435 | 2.8473e-09
[79 empty] | WLDFR | HFTD - Distribution - Tier 2 - 3QU CoRE ¦ 2QU LoRE | Red Flag Warning - Small Fires | 2035 | 8.8541e-07 | 4.427e-07 | 1.1384e-06 | 0.087211 | 0.040679 | 0.0017655 | 0.044766 | 0 | 0 | 0 | 0.00073753 |  | 7.7217e-08 | 0 | 7.7217e-08 | 3.8609e-08 | 0 | 3.8609e-08 | 9.9279e-08 | 0 | 9.9279e-08 | [16 empty] | 7.3.1.3 Ignition probability mapping showing the probability of ignition along the electric lines and equipmentWLDFRAggregatedAggregated | WLDFR | HFTD - Distribution - Tier 2 - 3QU CoRE ¦ 3QU LoRE | Non-Red Flag Warning - Destructive Fires | Aggregated | Aggregated | 2029 | 1.8447e-06 | 0 | 808.5801 | 0.0014916 | 2029 | Mitigation | 0.08575 | 30 | 0 | esc | 0.0012005 | 2.2145e-09 | 0.00060025 | 1.1073e-09 | 0.0015435 | 2.8473e-09
[79 empty] | WLDFR | HFTD - Distribution - Tier 2 - 3QU CoRE ¦ 2QU LoRE | Red Flag Warning - Small Fires | 2036 | 8.8541e-07 | 4.427e-07 | 1.1384e-06 | 0.087211 | 0.040679 | 0.0017655 | 0.044766 | 0 | 0 | 0 | 0.00073753 |  | 7.7217e-08 | 0 | 7.7217e-08 | 3.8609e-08 | 0 | 3.8609e-08 | 9.9279e-08 | 0 | 9.9279e-08 | [16 empty] | 7.3.1.3 Ignition probability mapping showing the probability of ignition along the electric lines and equipmentWLDFRAggregatedAggregated | WLDFR | HFTD - Distribution - Tier 2 - 3QU CoRE ¦ 3QU LoRE | Non-Red Flag Warning - Destructive Fires | Aggregated | Aggregated | 2030 | 1.8447e-06 | 0 | 808.5801 | 0.0014916 | 2030 | Mitigation | 0.08575 | 30 | 0 | esc | 0.0012005 | 2.2145e-09 | 0.00060025 | 1.1073e-09 | 0.0015435 | 2.8473e-09
[79 empty] | WLDFR | HFTD - Distribution - Tier 2 - 3QU CoRE ¦ 2QU LoRE | Red Flag Warning - Small Fires | 2037 | 8.8541e-07 | 4.427e-07 | 1.1384e-06 | 0.087211 | 0.040679 | 0.0017655 | 0.044766 | 0 | 0 | 0 | 0.00073753 |  | 7.7217e-08 | 0 | 7.7217e-08 | 3.8609e-08 | 0 | 3.8609e-08 | 9.9279e-08 | 0 | 9.9279e-08 | [16 empty] | 7.3.1.3 Ignition probability mapping showing the probability of ignition along the electric lines and equipmentWLDFRAggregatedAggregated | WLDFR | HFTD - Distribution - Tier 2 - 3QU CoRE ¦ 3QU LoRE | Non-Red Flag Warning - Destructive Fires | Aggregated | Aggregated | 2031 | 1.8447e-06 | 0 | 808.5801 | 0.0014916 | 2031 | Mitigation | 0.08575 | 30 | 0 | esc | 0.0012005 | 2.2145e-09 | 0.00060025 | 1.1073e-09 | 0.0015435 | 2.8473e-09
[79 empty] | WLDFR | HFTD - Distribution - Tier 2 - 3QU CoRE ¦ 2QU LoRE | Red Flag Warning - Small Fires | 2038 | 8.8541e-07 | 4.427e-07 | 1.1384e-06 | 0.091184 | 0.042438 | 0.0018418 | 0.046905 | 0 | 0 | 0 | 0.00073753 |  | 8.0735e-08 | 0 | 8.0735e-08 | 4.0368e-08 | 0 | 4.0368e-08 | 1.038e-07 | 0 | 1.038e-07 | [16 empty] | 7.3.1.3 Ignition probability mapping showing the probability of ignition along the electric lines and equipmentWLDFRAggregatedAggregated | WLDFR | HFTD - Distribution - Tier 2 - 3QU CoRE ¦ 3QU LoRE | Non-Red Flag Warning - Destructive Fires | Aggregated | Aggregated | 2032 | 1.8447e-06 | 0 | 808.5801 | 0.0014916 | 2032 | Mitigation | 0.08575 | 30 | 0 | esc | 0.0012005 | 2.2145e-09 | 0.00060025 | 1.1073e-09 | 0.0015435 | 2.8473e-09
[79 empty] | WLDFR | HFTD - Distribution - Tier 2 - 3QU CoRE ¦ 2QU LoRE | Red Flag Warning - Small Fires | 2039 | 8.8541e-07 | 4.427e-07 | 1.1384e-06 | 0.091184 | 0.042438 | 0.0018418 | 0.046905 | 0 | 0 | 0 | 0.00073753 |  | 8.0735e-08 | 0 | 8.0735e-08 | 4.0368e-08 | 0 | 4.0368e-08 | 1.038e-07 | 0 | 1.038e-07 | [16 empty] | 7.3.1.3 Ignition probability mapping showing the probability of ignition along the electric lines and equipmentWLDFRAggregatedAggregated | WLDFR | HFTD - Distribution - Tier 2 - 3QU CoRE ¦ 3QU LoRE | Non-Red Flag Warning - Destructive Fires | Aggregated | Aggregated | 2033 | 1.8447e-06 | 0 | 808.5801 | 0.0014916 | 2033 | Mitigation | 0.08575 | 30 | 0 | esc | 0.0012005 | 2.2145e-09 | 0.00060025 | 1.1073e-09 | 0.0015435 | 2.8473e-09
[79 empty] | WLDFR | HFTD - Distribution - Tier 2 - 3QU CoRE ¦ 2QU LoRE | Red Flag Warning - Small Fires | 2040 | 8.8541e-07 | 4.427e-07 | 1.1384e-06 | 0.091184 | 0.042438 | 0.0018418 | 0.046905 | 0 | 0 | 0 | 0.00073753 |  | 8.0735e-08 | 0 | 8.0735e-08 | 4.0368e-08 | 0 | 4.0368e-08 | 1.038e-07 | 0 | 1.038e-07 | [16 empty] | 7.3.1.3 Ignition probability mapping showing the probability of ignition along the electric lines and equipmentWLDFRAggregatedAggregated | WLDFR | HFTD - Distribution - Tier 2 - 3QU CoRE ¦ 3QU LoRE | Non-Red Flag Warning - Destructive Fires | Aggregated | Aggregated | 2034 | 1.8447e-06 | 0 | 808.5801 | 0.0014916 | 2034 | Mitigation | 0.08575 | 30 | 0 | esc | 0.0012005 | 2.2145e-09 | 0.00060025 | 1.1073e-09 | 0.0015435 | 2.8473e-09
[79 empty] | WLDFR | HFTD - Distribution - Tier 2 - 3QU CoRE ¦ 2QU LoRE | Red Flag Warning - Small Fires | 2041 | 8.8541e-07 | 4.427e-07 | 1.1384e-06 | 0.091184 | 0.042438 | 0.0018418 | 0.046905 | 0 | 0 | 0 | 0.00073753 |  | 8.0735e-08 | 0 | 8.0735e-08 | 4.0368e-08 | 0 | 4.0368e-08 | 1.038e-07 | 0 | 1.038e-07 | [16 empty] | 7.3.1.3 Ignition probability mapping showing the probability of ignition along the electric lines and equipmentWLDFRAggregatedAggregated | WLDFR | HFTD - Distribution - Tier 2 - 3QU CoRE ¦ 3QU LoRE | Non-Red Flag Warning - Destructive Fires | Aggregated | Aggregated | 2035 | 1.8447e-06 | 0 | 808.5801 | 0.0014916 | 2035 | Mitigation | 0.08575 | 30 | 0 | esc | 0.0012005 | 2.2145e-09 | 0.00060025 | 1.1073e-09 | 0.0015435 | 2.8473e-09
[79 empty] | WLDFR | HFTD - Distribution - Tier 2 - 3QU CoRE ¦ 2QU LoRE | Red Flag Warning - Small Fires | 2042 | 8.8541e-07 | 4.427e-07 | 1.1384e-06 | 0.091184 | 0.042438 | 0.0018418 | 0.046905 | 0 | 0 | 0 | 0.00073753 |  | 8.0735e-08 | 0 | 8.0735e-08 | 4.0368e-08 | 0 | 4.0368e-08 | 1.038e-07 | 0 | 1.038e-07 | [16 empty] | 7.3.1.3 Ignition probability mapping showing the probability of ignition along the electric lines and equipmentWLDFRAggregatedAggregated | WLDFR | HFTD - Distribution - Tier 2 - 3QU CoRE ¦ 3QU LoRE | Non-Red Flag Warning - Destructive Fires | Aggregated | Aggregated | 2036 | 1.8447e-06 | 0 | 808.5801 | 0.0014916 | 2036 | Mitigation | 0.08575 | 30 | 0 | esc | 0.0012005 | 2.2145e-09 | 0.00060025 | 1.1073e-09 | 0.0015435 | 2.8473e-09
[79 empty] | WLDFR | HFTD - Distribution - Tier 2 - 3QU CoRE ¦ 2QU LoRE | Red Flag Warning - Small Fires | 2043 | 8.8541e-07 | 4.427e-07 | 1.1384e-06 | 0.095486 | 0.044306 | 0.0019228 | 0.049257 | 0 | 0 | 0 | 0.00073753 |  | 8.4544e-08 | 0 | 8.4544e-08 | 4.2272e-08 | 0 | 4.2272e-08 | 1.087e-07 | 0 | 1.087e-07 | [16 empty] | 7.3.1.3 Ignition probability mapping showing the probability of ignition along the electric lines and equipmentWLDFRAggregatedAggregated | WLDFR | HFTD - Distribution - Tier 2 - 3QU CoRE ¦ 3QU LoRE | Non-Red Flag Warning - Destructive Fires | Aggregated | Aggregated | 2037 | 1.8447e-06 | 0 | 808.5801 | 0.0014916 | 2037 | Mitigation | 0.08575 | 30 | 0 | esc | 0.0012005 | 2.2145e-09 | 0.00060025 | 1.1073e-09 | 0.0015435 | 2.8473e-09
[79 empty] | WLDFR | HFTD - Distribution - Tier 2 - 3QU CoRE ¦ 2QU LoRE | Red Flag Warning - Small Fires | 2044 | 8.8541e-07 | 4.427e-07 | 1.1384e-06 | 0.095486 | 0.044306 | 0.0019228 | 0.049257 | 0 | 0 | 0 | 0.00073753 |  | 8.4544e-08 | 0 | 8.4544e-08 | 4.2272e-08 | 0 | 4.2272e-08 | 1.087e-07 | 0 | 1.087e-07 | [16 empty] | 7.3.1.3 Ignition probability mapping showing the probability of ignition along the electric lines and equipmentWLDFRAggregatedAggregated | WLDFR | HFTD - Distribution - Tier 2 - 3QU CoRE ¦ 3QU LoRE | Non-Red Flag Warning - Destructive Fires | Aggregated | Aggregated | 2038 | 1.8447e-06 | 0 | 808.5801 | 0.0014916 | 2038 | Mitigation | 0.08575 | 30 | 0 | esc | 0.0012005 | 2.2145e-09 | 0.00060025 | 1.1073e-09 | 0.0015435 | 2.8473e-09
[79 empty] | WLDFR | HFTD - Distribution - Tier 2 - 3QU CoRE ¦ 2QU LoRE | Red Flag Warning - Small Fires | 2045 | 8.8541e-07 | 4.427e-07 | 1.1384e-06 | 0.095486 | 0.044306 | 0.0019228 | 0.049257 | 0 | 0 | 0 | 0.00073753 |  | 8.4544e-08 | 0 | 8.4544e-08 | 4.2272e-08 | 0 | 4.2272e-08 | 1.087e-07 | 0 | 1.087e-07 | [16 empty] | 7.3.1.3 Ignition probability mapping showing the probability of ignition along the electric lines and equipmentWLDFRAggregatedAggregated | WLDFR | HFTD - Distribution - Tier 2 - 3QU CoRE ¦ 3QU LoRE | Non-Red Flag Warning - Destructive Fires | Aggregated | Aggregated | 2039 | 1.8447e-06 | 0 | 808.5801 | 0.0014916 | 2039 | Mitigation | 0.08575 | 30 | 0 | esc | 0.0012005 | 2.2145e-09 | 0.00060025 | 1.1073e-09 | 0.0015435 | 2.8473e-09
[79 empty] | WLDFR | HFTD - Distribution - Tier 2 - 3QU CoRE ¦ 2QU LoRE | Red Flag Warning - Small Fires | 2046 | 8.8541e-07 | 4.427e-07 | 1.1384e-06 | 0.095486 | 0.044306 | 0.0019228 | 0.049257 | 0 | 0 | 0 | 0.00073753 |  | 8.4544e-08 | 0 | 8.4544e-08 | 4.2272e-08 | 0 | 4.2272e-08 | 1.087e-07 | 0 | 1.087e-07 | [16 empty] | 7.3.1.3 Ignition probability mapping showing the probability of ignition along the electric lines and equipmentWLDFRAggregatedAggregated | WLDFR | HFTD - Distribution - Tier 2 - 3QU CoRE ¦ 3QU LoRE | Non-Red Flag Warning - Destructive Fires | Aggregated | Aggregated | 2040 | 1.8447e-06 | 0 | 808.5801 | 0.0014916 | 2040 | Mitigation | 0.08575 | 30 | 0 | esc | 0.0012005 | 2.2145e-09 | 0.00060025 | 1.1073e-09 | 0.0015435 | 2.8473e-09
[79 empty] | WLDFR | HFTD - Distribution - Tier 2 - 3QU CoRE ¦ 2QU LoRE | Red Flag Warning - Small Fires | 2047 | 8.8541e-07 | 4.427e-07 | 1.1384e-06 | 0.095486 | 0.044306 | 0.0019228 | 0.049257 | 0 | 0 | 0 | 0.00073753 |  | 8.4544e-08 | 0 | 8.4544e-08 | 4.2272e-08 | 0 | 4.2272e-08 | 1.087e-07 | 0 | 1.087e-07 | [16 empty] | 7.3.1.3 Ignition probability mapping showing the probability of ignition along the electric lines and equipmentWLDFRAggregatedAggregated | WLDFR | HFTD - Distribution - Tier 2 - 3QU CoRE ¦ 3QU LoRE | Non-Red Flag Warning - Destructive Fires | Aggregated | Aggregated | 2041 | 1.8447e-06 | 0 | 808.5801 | 0.0014916 | 2041 | Mitigation | 0.08575 | 30 | 0 | esc | 0.0012005 | 2.2145e-09 | 0.00060025 | 1.1073e-09 | 0.0015435 | 2.8473e-09
[79 empty] | WLDFR | HFTD - Distribution - Tier 2 - 3QU CoRE ¦ 2QU LoRE | Red Flag Warning - Small Fires | 2048 | 8.8541e-07 | 4.427e-07 | 1.1384e-06 | 0.10007 | 0.04626 | 0.0020076 | 0.051804 | 0 | 0 | 0 | 0.00073753 |  | 8.8604e-08 | 0 | 8.8604e-08 | 4.4302e-08 | 0 | 4.4302e-08 | 1.1392e-07 | 0 | 1.1392e-07 | [16 empty] | 7.3.1.3 Ignition probability mapping showing the probability of ignition along the electric lines and equipmentWLDFRAggregatedAggregated | WLDFR | HFTD - Distribution - Tier 2 - 3QU CoRE ¦ 3QU LoRE | Non-Red Flag Warning - Destructive Fires | Aggregated | Aggregated | 2042 | 1.8447e-06 | 0 | 808.5801 | 0.0014916 | 2042 | Mitigation | 0.08575 | 30 | 0 | esc | 0.0012005 | 2.2145e-09 | 0.00060025 | 1.1073e-09 | 0.0015435 | 2.8473e-09
[79 empty] | WLDFR | HFTD - Distribution - Tier 2 - 3QU CoRE ¦ 2QU LoRE | Red Flag Warning - Small Fires | 2049 | 8.8541e-07 | 4.427e-07 | 1.1384e-06 | 0.10007 | 0.04626 | 0.0020076 | 0.051804 | 0 | 0 | 0 | 0.00073753 |  | 8.8604e-08 | 0 | 8.8604e-08 | 4.4302e-08 | 0 | 4.4302e-08 | 1.1392e-07 | 0 | 1.1392e-07 | [16 empty] | 7.3.1.3 Ignition probability mapping showing the probability of ignition along the electric lines and equipmentWLDFRAggregatedAggregated | WLDFR | HFTD - Distribution - Tier 2 - 3QU CoRE ¦ 3QU LoRE | Non-Red Flag Warning - Destructive Fires | Aggregated | Aggregated | 2043 | 1.8447e-06 | 0 | 808.5801 | 0.0014916 | 2043 | Mitigation | 0.08575 | 30 | 0 | esc | 0.0012005 | 2.2145e-09 | 0.00060025 | 1.1073e-09 | 0.0015435 | 2.8473e-09
[79 empty] | WLDFR | HFTD - Distribution - Tier 2 - 3QU CoRE ¦ 2QU LoRE | Red Flag Warning - Small Fires | 2050 | 0 | 4.427e-07 | 1.1384e-06 | 0.10007 | 0.04626 | 0.0020076 | 0.051804 | 0 | 0 | 0 | 0.00073753 |  | 0 | 0 | 0 | 4.4302e-08 | 0 | 4.4302e-08 | 1.1392e-07 | 0 | 1.1392e-07 | [16 empty] | 7.3.1.3 Ignition probability mapping showing the probability of ignition along the electric lines and equipmentWLDFRAggregatedAggregated | WLDFR | HFTD - Distribution - Tier 2 - 3QU CoRE ¦ 3QU LoRE | Non-Red Flag Warning - Destructive Fires | Aggregated | Aggregated | 2044 | 1.8447e-06 | 0 | 808.5801 | 0.0014916 | 2044 | Mitigation | 0.08575 | 30 | 0 | esc | 0.0012005 | 2.2145e-09 | 0.00060025 | 1.1073e-09 | 0.0015435 | 2.8473e-09
[79 empty] | WLDFR | HFTD - Distribution - Tier 2 - 3QU CoRE ¦ 2QU LoRE | Red Flag Warning - Small Fires | 2051 | 0 | 0 | 1.1384e-06 | 0.10007 | 0.04626 | 0.0020076 | 0.051804 | 0 | 0 | 0 | 0.00073753 |  | 0 | 0 | 0 | 0 | 0 | 0 | 1.1392e-07 | 0 | 1.1392e-07 | [16 empty] | 7.3.1.3 Ignition probability mapping showing the probability of ignition along the electric lines and equipmentWLDFRAggregatedAggregated | WLDFR | HFTD - Distribution - Tier 2 - 3QU CoRE ¦ 3QU LoRE | Non-Red Flag Warning - Destructive Fires | Aggregated | Aggregated | 2045 | 1.8447e-06 | 0 | 808.5801 | 0.0014916 | 2045 | Mitigation | 0.08575 | 30 | 0 | esc | 0.0012005 | 2.2145e-09 | 0.00060025 | 1.1073e-09 | 0.0015435 | 2.8473e-09
[79 empty] | WLDFR | HFTD - Distribution - Tier 2 - 3QU CoRE ¦ 2QU LoRE | Seismic - Non-Red Flag Warning - Catastrophic Fires | 2020 | 2.6321e-13 | 0 | 0 | 21083.8428 | 409.2237 | 13469.0878 | 7205.5313 | 0 | 0 | 0 | 2.1925e-10 |  | 5.5494e-09 | 0 | 5.5494e-09 | 0 | 0 | 0 | 0 | 0 | 0 | [16 empty] | 7.3.1.3 Ignition probability mapping showing the probability of ignition along the electric lines and equipmentWLDFRAggregatedAggregated | WLDFR | HFTD - Distribution - Tier 2 - 3QU CoRE ¦ 3QU LoRE | Non-Red Flag Warning - Destructive Fires | Aggregated | Aggregated | 2046 | 1.8447e-06 | 0 | 808.5801 | 0.0014916 | 2046 | Mitigation | 0.08575 | 30 | 0 | esc | 0.0012005 | 2.2145e-09 | 0.00060025 | 1.1073e-09 | 0.0015435 | 2.8473e-09
[79 empty] | WLDFR | HFTD - Distribution - Tier 2 - 3QU CoRE ¦ 2QU LoRE | Seismic - Non-Red Flag Warning - Catastrophic Fires | 2021 | 2.6321e-13 | 1.316e-13 | 0 | 21083.8428 | 409.2237 | 13469.0878 | 7205.5313 | 0 | 0 | 0 | 2.1925e-10 |  | 5.5494e-09 | 0 | 5.5494e-09 | 2.7747e-09 | 0 | 2.7747e-09 | 0 | 0 | 0 | [16 empty] | 7.3.1.3 Ignition probability mapping showing the probability of ignition along the electric lines and equipmentWLDFRAggregatedAggregated | WLDFR | HFTD - Distribution - Tier 2 - 3QU CoRE ¦ 3QU LoRE | Non-Red Flag Warning - Destructive Fires | Aggregated | Aggregated | 2047 | 1.8447e-06 | 0 | 808.5801 | 0.0014916 | 2047 | Mitigation | 0.08575 | 30 | 0 | esc | 0.0012005 | 2.2145e-09 | 0.00060025 | 1.1073e-09 | 0.0015435 | 2.8473e-09
[79 empty] | WLDFR | HFTD - Distribution - Tier 2 - 3QU CoRE ¦ 2QU LoRE | Seismic - Non-Red Flag Warning - Catastrophic Fires | 2022 | 2.6321e-13 | 1.316e-13 | 3.3841e-13 | 21083.8428 | 409.2237 | 13469.0878 | 7205.5313 | 0 | 0 | 0 | 2.1925e-10 |  | 5.5494e-09 | 0 | 5.5494e-09 | 2.7747e-09 | 0 | 2.7747e-09 | 7.135e-09 | 0 | 7.135e-09 | [16 empty] | 7.3.1.3 Ignition probability mapping showing the probability of ignition along the electric lines and equipmentWLDFRAggregatedAggregated | WLDFR | HFTD - Distribution - Tier 2 - 3QU CoRE ¦ 3QU LoRE | Non-Red Flag Warning - Destructive Fires | Aggregated | Aggregated | 2048 | 1.8447e-06 | 0 | 808.5801 | 0.0014916 | 2048 | Mitigation | 0.08575 | 30 | 0 | esc | 0.0012005 | 2.2145e-09 | 0.00060025 | 1.1073e-09 | 0.0015435 | 2.8473e-09
[79 empty] | WLDFR | HFTD - Distribution - Tier 2 - 3QU CoRE ¦ 2QU LoRE | Seismic - Non-Red Flag Warning - Catastrophic Fires | 2023 | 2.6321e-13 | 1.316e-13 | 3.3841e-13 | 21835.9781 | 428.6023 | 13939.561 | 7467.8148 | 0 | 0 | 0 | 2.1925e-10 |  | 5.7474e-09 | 0 | 5.7474e-09 | 2.8737e-09 | 0 | 2.8737e-09 | 7.3895e-09 | 0 | 7.3895e-09 | [16 empty] | 7.3.1.3 Ignition probability mapping showing the probability of ignition along the electric lines and equipmentWLDFRAggregatedAggregated | WLDFR | HFTD - Distribution - Tier 2 - 3QU CoRE ¦ 3QU LoRE | Non-Red Flag Warning - Destructive Fires | Aggregated | Aggregated | 2049 | 1.8447e-06 | 0 | 808.5801 | 0.0014916 | 2049 | Mitigation | 0.08575 | 30 | 0 | esc | 0.0012005 | 2.2145e-09 | 0.00060025 | 1.1073e-09 | 0.0015435 | 2.8473e-09
[79 empty] | WLDFR | HFTD - Distribution - Tier 2 - 3QU CoRE ¦ 2QU LoRE | Seismic - Non-Red Flag Warning - Catastrophic Fires | 2024 | 2.6321e-13 | 1.316e-13 | 3.3841e-13 | 21835.9781 | 428.6023 | 13939.561 | 7467.8148 | 0 | 0 | 0 | 2.1925e-10 |  | 5.7474e-09 | 0 | 5.7474e-09 | 2.8737e-09 | 0 | 2.8737e-09 | 7.3895e-09 | 0 | 7.3895e-09 | [16 empty] | 7.3.1.3 Ignition probability mapping showing the probability of ignition along the electric lines and equipmentWLDFRAggregatedAggregated | WLDFR | HFTD - Distribution - Tier 2 - 3QU CoRE ¦ 3QU LoRE | Non-Red Flag Warning - Destructive Fires | Aggregated | Aggregated | 2050 | 1.8447e-06 | 0 | 808.5801 | 0.0014916 | 2050 | Mitigation | 0.08575 | 30 | 0 | esc | 0 | 0 | 0.00060025 | 1.1073e-09 | 0.0015435 | 2.8473e-09
[79 empty] | WLDFR | HFTD - Distribution - Tier 2 - 3QU CoRE ¦ 2QU LoRE | Seismic - Non-Red Flag Warning - Catastrophic Fires | 2025 | 2.6321e-13 | 1.316e-13 | 3.3841e-13 | 21835.9781 | 428.6023 | 13939.561 | 7467.8148 | 0 | 0 | 0 | 2.1925e-10 |  | 5.7474e-09 | 0 | 5.7474e-09 | 2.8737e-09 | 0 | 2.8737e-09 | 7.3895e-09 | 0 | 7.3895e-09 | [16 empty] | 7.3.1.3 Ignition probability mapping showing the probability of ignition along the electric lines and equipmentWLDFRAggregatedAggregated | WLDFR | HFTD - Distribution - Tier 2 - 3QU CoRE ¦ 3QU LoRE | Non-Red Flag Warning - Destructive Fires | Aggregated | Aggregated | 2051 | 1.8447e-06 | 0 | 808.5801 | 0.0014916 | 2051 | Mitigation | 0.08575 | 30 | 0 | esc | 0 | 0 | 0 | 0 | 0.0015435 | 2.8473e-09
[79 empty] | WLDFR | HFTD - Distribution - Tier 2 - 3QU CoRE ¦ 2QU LoRE | Seismic - Non-Red Flag Warning - Catastrophic Fires | 2026 | 2.6321e-13 | 1.316e-13 | 3.3841e-13 | 21835.9781 | 428.6023 | 13939.561 | 7467.8148 | 0 | 0 | 0 | 2.1925e-10 |  | 5.7474e-09 | 0 | 5.7474e-09 | 2.8737e-09 | 0 | 2.8737e-09 | 7.3895e-09 | 0 | 7.3895e-09 | [16 empty] | 7.3.1.3 Ignition probability mapping showing the probability of ignition along the electric lines and equipmentWLDFRAggregatedAggregated | WLDFR | HFTD - Distribution - Tier 2 - 3QU CoRE ¦ 3QU LoRE | Non-Red Flag Warning - Large Fires | Aggregated | Aggregated | 2021 | 2.5156e-05 | 0 | 808.5801 | 0.020341 | 2021 | Mitigation | 0.08575 | 30 | 0 | esc | 0.0012005 | 3.02e-08 | 0.00060025 | 1.51e-08 | 0 | 0
[79 empty] | WLDFR | HFTD - Distribution - Tier 2 - 3QU CoRE ¦ 2QU LoRE | Seismic - Non-Red Flag Warning - Catastrophic Fires | 2027 | 2.6321e-13 | 1.316e-13 | 3.3841e-13 | 21835.9781 | 428.6023 | 13939.561 | 7467.8148 | 0 | 0 | 0 | 2.1925e-10 |  | 5.7474e-09 | 0 | 5.7474e-09 | 2.8737e-09 | 0 | 2.8737e-09 | 7.3895e-09 | 0 | 7.3895e-09 | [16 empty] | 7.3.1.3 Ignition probability mapping showing the probability of ignition along the electric lines and equipmentWLDFRAggregatedAggregated | WLDFR | HFTD - Distribution - Tier 2 - 3QU CoRE ¦ 3QU LoRE | Non-Red Flag Warning - Large Fires | Aggregated | Aggregated | 2022 | 2.5156e-05 | 0 | 808.5801 | 0.020341 | 2022 | Mitigation | 0.08575 | 30 | 0 | esc | 0.0012005 | 3.02e-08 | 0.00060025 | 1.51e-08 | 0.0015435 | 3.8829e-08
[79 empty] | WLDFR | HFTD - Distribution - Tier 2 - 3QU CoRE ¦ 2QU LoRE | Seismic - Non-Red Flag Warning - Catastrophic Fires | 2028 | 2.6321e-13 | 1.316e-13 | 3.3841e-13 | 22783.187 | 453.261 | 14531.3357 | 7798.5904 | 0 | 0 | 0 | 2.1925e-10 |  | 5.9967e-09 | 0 | 5.9967e-09 | 2.9983e-09 | 0 | 2.9983e-09 | 7.71e-09 | 0 | 7.71e-09 | [16 empty] | 7.3.1.3 Ignition probability mapping showing the probability of ignition along the electric lines and equipmentWLDFRAggregatedAggregated | WLDFR | HFTD - Distribution - Tier 2 - 3QU CoRE ¦ 3QU LoRE | Non-Red Flag Warning - Large Fires | Aggregated | Aggregated | 2023 | 2.5156e-05 | 0 | 808.5801 | 0.020341 | 2023 | Mitigation | 0.08575 | 30 | 0 | esc | 0.0012005 | 3.02e-08 | 0.00060025 | 1.51e-08 | 0.0015435 | 3.8829e-08
[79 empty] | WLDFR | HFTD - Distribution - Tier 2 - 3QU CoRE ¦ 2QU LoRE | Seismic - Non-Red Flag Warning - Catastrophic Fires | 2029 | 2.6321e-13 | 1.316e-13 | 3.3841e-13 | 22783.187 | 453.261 | 14531.3357 | 7798.5904 | 0 | 0 | 0 | 2.1925e-10 |  | 5.9967e-09 | 0 | 5.9967e-09 | 2.9983e-09 | 0 | 2.9983e-09 | 7.71e-09 | 0 | 7.71e-09 | [16 empty] | 7.3.1.3 Ignition probability mapping showing the probability of ignition along the electric lines and equipmentWLDFRAggregatedAggregated | WLDFR | HFTD - Distribution - Tier 2 - 3QU CoRE ¦ 3QU LoRE | Non-Red Flag Warning - Large Fires | Aggregated | Aggregated | 2024 | 2.5156e-05 | 0 | 808.5801 | 0.020341 | 2024 | Mitigation | 0.08575 | 30 | 0 | esc | 0.0012005 | 3.02e-08 | 0.00060025 | 1.51e-08 | 0.0015435 | 3.8829e-08
[79 empty] | WLDFR | HFTD - Distribution - Tier 2 - 3QU CoRE ¦ 2QU LoRE | Seismic - Non-Red Flag Warning - Catastrophic Fires | 2030 | 2.6321e-13 | 1.316e-13 | 3.3841e-13 | 22783.187 | 453.261 | 14531.3357 | 7798.5904 | 0 | 0 | 0 | 2.1925e-10 |  | 5.9967e-09 | 0 | 5.9967e-09 | 2.9983e-09 | 0 | 2.9983e-09 | 7.71e-09 | 0 | 7.71e-09 | [16 empty] | 7.3.1.3 Ignition probability mapping showing the probability of ignition along the electric lines and equipmentWLDFRAggregatedAggregated | WLDFR | HFTD - Distribution - Tier 2 - 3QU CoRE ¦ 3QU LoRE | Non-Red Flag Warning - Large Fires | Aggregated | Aggregated | 2025 | 2.5156e-05 | 0 | 808.5801 | 0.020341 | 2025 | Mitigation | 0.08575 | 30 | 0 | esc | 0.0012005 | 3.02e-08 | 0.00060025 | 1.51e-08 | 0.0015435 | 3.8829e-08
[79 empty] | WLDFR | HFTD - Distribution - Tier 2 - 3QU CoRE ¦ 2QU LoRE | Seismic - Non-Red Flag Warning - Catastrophic Fires | 2031 | 2.6321e-13 | 1.316e-13 | 3.3841e-13 | 22783.187 | 453.261 | 14531.3357 | 7798.5904 | 0 | 0 | 0 | 2.1925e-10 |  | 5.9967e-09 | 0 | 5.9967e-09 | 2.9983e-09 | 0 | 2.9983e-09 | 7.71e-09 | 0 | 7.71e-09 | [16 empty] | 7.3.1.3 Ignition probability mapping showing the probability of ignition along the electric lines and equipmentWLDFRAggregatedAggregated | WLDFR | HFTD - Distribution - Tier 2 - 3QU CoRE ¦ 3QU LoRE | Non-Red Flag Warning - Large Fires | Aggregated | Aggregated | 2026 | 2.5156e-05 | 0 | 808.5801 | 0.020341 | 2026 | Mitigation | 0.08575 | 30 | 0 | esc | 0.0012005 | 3.02e-08 | 0.00060025 | 1.51e-08 | 0.0015435 | 3.8829e-08
[79 empty] | WLDFR | HFTD - Distribution - Tier 2 - 3QU CoRE ¦ 2QU LoRE | Seismic - Non-Red Flag Warning - Catastrophic Fires | 2032 | 2.6321e-13 | 1.316e-13 | 3.3841e-13 | 22783.187 | 453.261 | 14531.3357 | 7798.5904 | 0 | 0 | 0 | 2.1925e-10 |  | 5.9967e-09 | 0 | 5.9967e-09 | 2.9983e-09 | 0 | 2.9983e-09 | 7.71e-09 | 0 | 7.71e-09 | [16 empty] | 7.3.1.3 Ignition probability mapping showing the probability of ignition along the electric lines and equipmentWLDFRAggregatedAggregated | WLDFR | HFTD - Distribution - Tier 2 - 3QU CoRE ¦ 3QU LoRE | Non-Red Flag Warning - Large Fires | Aggregated | Aggregated | 2027 | 2.5156e-05 | 0 | 808.5801 | 0.020341 | 2027 | Mitigation | 0.08575 | 30 | 0 | esc | 0.0012005 | 3.02e-08 | 0.00060025 | 1.51e-08 | 0.0015435 | 3.8829e-08
[79 empty] | WLDFR | HFTD - Distribution - Tier 2 - 3QU CoRE ¦ 2QU LoRE | Seismic - Non-Red Flag Warning - Catastrophic Fires | 2033 | 2.6321e-13 | 1.316e-13 | 3.3841e-13 | 23835.2641 | 480.9649 | 15187.7294 | 8166.5698 | 0 | 0 | 0 | 2.1925e-10 |  | 6.2736e-09 | 0 | 6.2736e-09 | 3.1368e-09 | 0 | 3.1368e-09 | 8.0661e-09 | 0 | 8.0661e-09 | [16 empty] | 7.3.1.3 Ignition probability mapping showing the probability of ignition along the electric lines and equipmentWLDFRAggregatedAggregated | WLDFR | HFTD - Distribution - Tier 2 - 3QU CoRE ¦ 3QU LoRE | Non-Red Flag Warning - Large Fires | Aggregated | Aggregated | 2028 | 2.5156e-05 | 0 | 808.5801 | 0.020341 | 2028 | Mitigation | 0.08575 | 30 | 0 | esc | 0.0012005 | 3.02e-08 | 0.00060025 | 1.51e-08 | 0.0015435 | 3.8829e-08
[79 empty] | WLDFR | HFTD - Distribution - Tier 2 - 3QU CoRE ¦ 2QU LoRE | Seismic - Non-Red Flag Warning - Catastrophic Fires | 2034 | 2.6321e-13 | 1.316e-13 | 3.3841e-13 | 23835.2641 | 480.9649 | 15187.7294 | 8166.5698 | 0 | 0 | 0 | 2.1925e-10 |  | 6.2736e-09 | 0 | 6.2736e-09 | 3.1368e-09 | 0 | 3.1368e-09 | 8.0661e-09 | 0 | 8.0661e-09 | [16 empty] | 7.3.1.3 Ignition probability mapping showing the probability of ignition along the electric lines and equipmentWLDFRAggregatedAggregated | WLDFR | HFTD - Distribution - Tier 2 - 3QU CoRE ¦ 3QU LoRE | Non-Red Flag Warning - Large Fires | Aggregated | Aggregated | 2029 | 2.5156e-05 | 0 | 808.5801 | 0.020341 | 2029 | Mitigation | 0.08575 | 30 | 0 | esc | 0.0012005 | 3.02e-08 | 0.00060025 | 1.51e-08 | 0.0015435 | 3.8829e-08
[79 empty] | WLDFR | HFTD - Distribution - Tier 2 - 3QU CoRE ¦ 2QU LoRE | Seismic - Non-Red Flag Warning - Catastrophic Fires | 2035 | 2.6321e-13 | 1.316e-13 | 3.3841e-13 | 23835.2641 | 480.9649 | 15187.7294 | 8166.5698 | 0 | 0 | 0 | 2.1925e-10 |  | 6.2736e-09 | 0 | 6.2736e-09 | 3.1368e-09 | 0 | 3.1368e-09 | 8.0661e-09 | 0 | 8.0661e-09 | [16 empty] | 7.3.1.3 Ignition probability mapping showing the probability of ignition along the electric lines and equipmentWLDFRAggregatedAggregated | WLDFR | HFTD - Distribution - Tier 2 - 3QU CoRE ¦ 3QU LoRE | Non-Red Flag Warning - Large Fires | Aggregated | Aggregated | 2030 | 2.5156e-05 | 0 | 808.5801 | 0.020341 | 2030 | Mitigation | 0.08575 | 30 | 0 | esc | 0.0012005 | 3.02e-08 | 0.00060025 | 1.51e-08 | 0.0015435 | 3.8829e-08
[79 empty] | WLDFR | HFTD - Distribution - Tier 2 - 3QU CoRE ¦ 2QU LoRE | Seismic - Non-Red Flag Warning - Catastrophic Fires | 2036 | 2.6321e-13 | 1.316e-13 | 3.3841e-13 | 23835.2641 | 480.9649 | 15187.7294 | 8166.5698 | 0 | 0 | 0 | 2.1925e-10 |  | 6.2736e-09 | 0 | 6.2736e-09 | 3.1368e-09 | 0 | 3.1368e-09 | 8.0661e-09 | 0 | 8.0661e-09 | [16 empty] | 7.3.1.3 Ignition probability mapping showing the probability of ignition along the electric lines and equipmentWLDFRAggregatedAggregated | WLDFR | HFTD - Distribution - Tier 2 - 3QU CoRE ¦ 3QU LoRE | Non-Red Flag Warning - Large Fires | Aggregated | Aggregated | 2031 | 2.5156e-05 | 0 | 808.5801 | 0.020341 | 2031 | Mitigation | 0.08575 | 30 | 0 | esc | 0.0012005 | 3.02e-08 | 0.00060025 | 1.51e-08 | 0.0015435 | 3.8829e-08
[79 empty] | WLDFR | HFTD - Distribution - Tier 2 - 3QU CoRE ¦ 2QU LoRE | Seismic - Non-Red Flag Warning - Catastrophic Fires | 2037 | 2.6321e-13 | 1.316e-13 | 3.3841e-13 | 23835.2641 | 480.9649 | 15187.7294 | 8166.5698 | 0 | 0 | 0 | 2.1925e-10 |  | 6.2736e-09 | 0 | 6.2736e-09 | 3.1368e-09 | 0 | 3.1368e-09 | 8.0661e-09 | 0 | 8.0661e-09 | [16 empty] | 7.3.1.3 Ignition probability mapping showing the probability of ignition along the electric lines and equipmentWLDFRAggregatedAggregated | WLDFR | HFTD - Distribution - Tier 2 - 3QU CoRE ¦ 3QU LoRE | Non-Red Flag Warning - Large Fires | Aggregated | Aggregated | 2032 | 2.5156e-05 | 0 | 808.5801 | 0.020341 | 2032 | Mitigation | 0.08575 | 30 | 0 | esc | 0.0012005 | 3.02e-08 | 0.00060025 | 1.51e-08 | 0.0015435 | 3.8829e-08
[79 empty] | WLDFR | HFTD - Distribution - Tier 2 - 3QU CoRE ¦ 2QU LoRE | Seismic - Non-Red Flag Warning - Catastrophic Fires | 2038 | 2.6321e-13 | 1.316e-13 | 3.3841e-13 | 24976.6418 | 511.3745 | 15898.8237 | 8566.4437 | 0 | 0 | 0 | 2.1925e-10 |  | 6.574e-09 | 0 | 6.574e-09 | 3.287e-09 | 0 | 3.287e-09 | 8.4523e-09 | 0 | 8.4523e-09 | [16 empty] | 7.3.1.3 Ignition probability mapping showing the probability of ignition along the electric lines and equipmentWLDFRAggregatedAggregated | WLDFR | HFTD - Distribution - Tier 2 - 3QU CoRE ¦ 3QU LoRE | Non-Red Flag Warning - Large Fires | Aggregated | Aggregated | 2033 | 2.5156e-05 | 0 | 808.5801 | 0.020341 | 2033 | Mitigation | 0.08575 | 30 | 0 | esc | 0.0012005 | 3.02e-08 | 0.00060025 | 1.51e-08 | 0.0015435 | 3.8829e-08
[79 empty] | WLDFR | HFTD - Distribution - Tier 2 - 3QU CoRE ¦ 2QU LoRE | Seismic - Non-Red Flag Warning - Catastrophic Fires | 2039 | 2.6321e-13 | 1.316e-13 | 3.3841e-13 | 24976.6418 | 511.3745 | 15898.8237 | 8566.4437 | 0 | 0 | 0 | 2.1925e-10 |  | 6.574e-09 | 0 | 6.574e-09 | 3.287e-09 | 0 | 3.287e-09 | 8.4523e-09 | 0 | 8.4523e-09 | [16 empty] | 7.3.1.3 Ignition probability mapping showing the probability of ignition along the electric lines and equipmentWLDFRAggregatedAggregated | WLDFR | HFTD - Distribution - Tier 2 - 3QU CoRE ¦ 3QU LoRE | Non-Red Flag Warning - Large Fires | Aggregated | Aggregated | 2034 | 2.5156e-05 | 0 | 808.5801 | 0.020341 | 2034 | Mitigation | 0.08575 | 30 | 0 | esc | 0.0012005 | 3.02e-08 | 0.00060025 | 1.51e-08 | 0.0015435 | 3.8829e-08
[79 empty] | WLDFR | HFTD - Distribution - Tier 2 - 3QU CoRE ¦ 2QU LoRE | Seismic - Non-Red Flag Warning - Catastrophic Fires | 2040 | 2.6321e-13 | 1.316e-13 | 3.3841e-13 | 24976.6418 | 511.3745 | 15898.8237 | 8566.4437 | 0 | 0 | 0 | 2.1925e-10 |  | 6.574e-09 | 0 | 6.574e-09 | 3.287e-09 | 0 | 3.287e-09 | 8.4523e-09 | 0 | 8.4523e-09 | [16 empty] | 7.3.1.3 Ignition probability mapping showing the probability of ignition along the electric lines and equipmentWLDFRAggregatedAggregated | WLDFR | HFTD - Distribution - Tier 2 - 3QU CoRE ¦ 3QU LoRE | Non-Red Flag Warning - Large Fires | Aggregated | Aggregated | 2035 | 2.5156e-05 | 0 | 808.5801 | 0.020341 | 2035 | Mitigation | 0.08575 | 30 | 0 | esc | 0.0012005 | 3.02e-08 | 0.00060025 | 1.51e-08 | 0.0015435 | 3.8829e-08
[79 empty] | WLDFR | HFTD - Distribution - Tier 2 - 3QU CoRE ¦ 2QU LoRE | Seismic - Non-Red Flag Warning - Catastrophic Fires | 2041 | 2.6321e-13 | 1.316e-13 | 3.3841e-13 | 24976.6418 | 511.3745 | 15898.8237 | 8566.4437 | 0 | 0 | 0 | 2.1925e-10 |  | 6.574e-09 | 0 | 6.574e-09 | 3.287e-09 | 0 | 3.287e-09 | 8.4523e-09 | 0 | 8.4523e-09 | [16 empty] | 7.3.1.3 Ignition probability mapping showing the probability of ignition along the electric lines and equipmentWLDFRAggregatedAggregated | WLDFR | HFTD - Distribution - Tier 2 - 3QU CoRE ¦ 3QU LoRE | Non-Red Flag Warning - Large Fires | Aggregated | Aggregated | 2036 | 2.5156e-05 | 0 | 808.5801 | 0.020341 | 2036 | Mitigation | 0.08575 | 30 | 0 | esc | 0.0012005 | 3.02e-08 | 0.00060025 | 1.51e-08 | 0.0015435 | 3.8829e-08
[79 empty] | WLDFR | HFTD - Distribution - Tier 2 - 3QU CoRE ¦ 2QU LoRE | Seismic - Non-Red Flag Warning - Catastrophic Fires | 2042 | 2.6321e-13 | 1.316e-13 | 3.3841e-13 | 24976.6418 | 511.3745 | 15898.8237 | 8566.4437 | 0 | 0 | 0 | 2.1925e-10 |  | 6.574e-09 | 0 | 6.574e-09 | 3.287e-09 | 0 | 3.287e-09 | 8.4523e-09 | 0 | 8.4523e-09 | [16 empty] | 7.3.1.3 Ignition probability mapping showing the probability of ignition along the electric lines and equipmentWLDFRAggregatedAggregated | WLDFR | HFTD - Distribution - Tier 2 - 3QU CoRE ¦ 3QU LoRE | Non-Red Flag Warning - Large Fires | Aggregated | Aggregated | 2037 | 2.5156e-05 | 0 | 808.5801 | 0.020341 | 2037 | Mitigation | 0.08575 | 30 | 0 | esc | 0.0012005 | 3.02e-08 | 0.00060025 | 1.51e-08 | 0.0015435 | 3.8829e-08
[79 empty] | WLDFR | HFTD - Distribution - Tier 2 - 3QU CoRE ¦ 2QU LoRE | Seismic - Non-Red Flag Warning - Catastrophic Fires | 2043 | 2.6321e-13 | 1.316e-13 | 3.3841e-13 | 26191.7278 | 544.1291 | 16654.7414 | 8992.8573 | 0 | 0 | 0 | 2.1925e-10 |  | 6.8938e-09 | 0 | 6.8938e-09 | 3.4469e-09 | 0 | 3.4469e-09 | 8.8635e-09 | 0 | 8.8635e-09 | [16 empty] | 7.3.1.3 Ignition probability mapping showing the probability of ignition along the electric lines and equipmentWLDFRAggregatedAggregated | WLDFR | HFTD - Distribution - Tier 2 - 3QU CoRE ¦ 3QU LoRE | Non-Red Flag Warning - Large Fires | Aggregated | Aggregated | 2038 | 2.5156e-05 | 0 | 808.5801 | 0.020341 | 2038 | Mitigation | 0.08575 | 30 | 0 | esc | 0.0012005 | 3.02e-08 | 0.00060025 | 1.51e-08 | 0.0015435 | 3.8829e-08
[79 empty] | WLDFR | HFTD - Distribution - Tier 2 - 3QU CoRE ¦ 2QU LoRE | Seismic - Non-Red Flag Warning - Catastrophic Fires | 2044 | 2.6321e-13 | 1.316e-13 | 3.3841e-13 | 26191.7278 | 544.1291 | 16654.7414 | 8992.8573 | 0 | 0 | 0 | 2.1925e-10 |  | 6.8938e-09 | 0 | 6.8938e-09 | 3.4469e-09 | 0 | 3.4469e-09 | 8.8635e-09 | 0 | 8.8635e-09 | [16 empty] | 7.3.1.3 Ignition probability mapping showing the probability of ignition along the electric lines and equipmentWLDFRAggregatedAggregated | WLDFR | HFTD - Distribution - Tier 2 - 3QU CoRE ¦ 3QU LoRE | Non-Red Flag Warning - Large Fires | Aggregated | Aggregated | 2039 | 2.5156e-05 | 0 | 808.5801 | 0.020341 | 2039 | Mitigation | 0.08575 | 30 | 0 | esc | 0.0012005 | 3.02e-08 | 0.00060025 | 1.51e-08 | 0.0015435 | 3.8829e-08
[79 empty] | WLDFR | HFTD - Distribution - Tier 2 - 3QU CoRE ¦ 2QU LoRE | Seismic - Non-Red Flag Warning - Catastrophic Fires | 2045 | 2.6321e-13 | 1.316e-13 | 3.3841e-13 | 26191.7278 | 544.1291 | 16654.7414 | 8992.8573 | 0 | 0 | 0 | 2.1925e-10 |  | 6.8938e-09 | 0 | 6.8938e-09 | 3.4469e-09 | 0 | 3.4469e-09 | 8.8635e-09 | 0 | 8.8635e-09 | [16 empty] | 7.3.1.3 Ignition probability mapping showing the probability of ignition along the electric lines and equipmentWLDFRAggregatedAggregated | WLDFR | HFTD - Distribution - Tier 2 - 3QU CoRE ¦ 3QU LoRE | Non-Red Flag Warning - Large Fires | Aggregated | Aggregated | 2040 | 2.5156e-05 | 0 | 808.5801 | 0.020341 | 2040 | Mitigation | 0.08575 | 30 | 0 | esc | 0.0012005 | 3.02e-08 | 0.00060025 | 1.51e-08 | 0.0015435 | 3.8829e-08
[79 empty] | WLDFR | HFTD - Distribution - Tier 2 - 3QU CoRE ¦ 2QU LoRE | Seismic - Non-Red Flag Warning - Catastrophic Fires | 2046 | 2.6321e-13 | 1.316e-13 | 3.3841e-13 | 26191.7278 | 544.1291 | 16654.7414 | 8992.8573 | 0 | 0 | 0 | 2.1925e-10 |  | 6.8938e-09 | 0 | 6.8938e-09 | 3.4469e-09 | 0 | 3.4469e-09 | 8.8635e-09 | 0 | 8.8635e-09 | [16 empty] | 7.3.1.3 Ignition probability mapping showing the probability of ignition along the electric lines and equipmentWLDFRAggregatedAggregated | WLDFR | HFTD - Distribution - Tier 2 - 3QU CoRE ¦ 3QU LoRE | Non-Red Flag Warning - Large Fires | Aggregated | Aggregated | 2041 | 2.5156e-05 | 0 | 808.5801 | 0.020341 | 2041 | Mitigation | 0.08575 | 30 | 0 | esc | 0.0012005 | 3.02e-08 | 0.00060025 | 1.51e-08 | 0.0015435 | 3.8829e-08
[79 empty] | WLDFR | HFTD - Distribution - Tier 2 - 3QU CoRE ¦ 2QU LoRE | Seismic - Non-Red Flag Warning - Catastrophic Fires | 2047 | 2.6321e-13 | 1.316e-13 | 3.3841e-13 | 26191.7278 | 544.1291 | 16654.7414 | 8992.8573 | 0 | 0 | 0 | 2.1925e-10 |  | 6.8938e-09 | 0 | 6.8938e-09 | 3.4469e-09 | 0 | 3.4469e-09 | 8.8635e-09 | 0 | 8.8635e-09 | [16 empty] | 7.3.1.3 Ignition probability mapping showing the probability of ignition along the electric lines and equipmentWLDFRAggregatedAggregated | WLDFR | HFTD - Distribution - Tier 2 - 3QU CoRE ¦ 3QU LoRE | Non-Red Flag Warning - Large Fires | Aggregated | Aggregated | 2042 | 2.5156e-05 | 0 | 808.5801 | 0.020341 | 2042 | Mitigation | 0.08575 | 30 | 0 | esc | 0.0012005 | 3.02e-08 | 0.00060025 | 1.51e-08 | 0.0015435 | 3.8829e-08
[79 empty] | WLDFR | HFTD - Distribution - Tier 2 - 3QU CoRE ¦ 2QU LoRE | Seismic - Non-Red Flag Warning - Catastrophic Fires | 2048 | 2.6321e-13 | 1.316e-13 | 3.3841e-13 | 27464.7227 | 578.8407 | 17445.538 | 9440.3441 | 0 | 0 | 0 | 2.1925e-10 |  | 7.2289e-09 | 0 | 7.2289e-09 | 3.6145e-09 | 0 | 3.6145e-09 | 9.2943e-09 | 0 | 9.2943e-09 | [16 empty] | 7.3.1.3 Ignition probability mapping showing the probability of ignition along the electric lines and equipmentWLDFRAggregatedAggregated | WLDFR | HFTD - Distribution - Tier 2 - 3QU CoRE ¦ 3QU LoRE | Non-Red Flag Warning - Large Fires | Aggregated | Aggregated | 2043 | 2.5156e-05 | 0 | 808.5801 | 0.020341 | 2043 | Mitigation | 0.08575 | 30 | 0 | esc | 0.0012005 | 3.02e-08 | 0.00060025 | 1.51e-08 | 0.0015435 | 3.8829e-08
[79 empty] | WLDFR | HFTD - Distribution - Tier 2 - 3QU CoRE ¦ 2QU LoRE | Seismic - Non-Red Flag Warning - Catastrophic Fires | 2049 | 2.6321e-13 | 1.316e-13 | 3.3841e-13 | 27464.7227 | 578.8407 | 17445.538 | 9440.3441 | 0 | 0 | 0 | 2.1925e-10 |  | 7.2289e-09 | 0 | 7.2289e-09 | 3.6145e-09 | 0 | 3.6145e-09 | 9.2943e-09 | 0 | 9.2943e-09 | [16 empty] | 7.3.1.3 Ignition probability mapping showing the probability of ignition along the electric lines and equipmentWLDFRAggregatedAggregated | WLDFR | HFTD - Distribution - Tier 2 - 3QU CoRE ¦ 3QU LoRE | Non-Red Flag Warning - Large Fires | Aggregated | Aggregated | 2044 | 2.5156e-05 | 0 | 808.5801 | 0.020341 | 2044 | Mitigation | 0.08575 | 30 | 0 | esc | 0.0012005 | 3.02e-08 | 0.00060025 | 1.51e-08 | 0.0015435 | 3.8829e-08
[79 empty] | WLDFR | HFTD - Distribution - Tier 2 - 3QU CoRE ¦ 2QU LoRE | Seismic - Non-Red Flag Warning - Catastrophic Fires | 2050 | 0 | 1.316e-13 | 3.3841e-13 | 27464.7227 | 578.8407 | 17445.538 | 9440.3441 | 0 | 0 | 0 | 2.1925e-10 |  | 0 | 0 | 0 | 3.6145e-09 | 0 | 3.6145e-09 | 9.2943e-09 | 0 | 9.2943e-09 | [16 empty] | 7.3.1.3 Ignition probability mapping showing the probability of ignition along the electric lines and equipmentWLDFRAggregatedAggregated | WLDFR | HFTD - Distribution - Tier 2 - 3QU CoRE ¦ 3QU LoRE | Non-Red Flag Warning - Large Fires | Aggregated | Aggregated | 2045 | 2.5156e-05 | 0 | 808.5801 | 0.020341 | 2045 | Mitigation | 0.08575 | 30 | 0 | esc | 0.0012005 | 3.02e-08 | 0.00060025 | 1.51e-08 | 0.0015435 | 3.8829e-08
[79 empty] | WLDFR | HFTD - Distribution - Tier 2 - 3QU CoRE ¦ 2QU LoRE | Seismic - Non-Red Flag Warning - Catastrophic Fires | 2051 | 0 | 0 | 3.3841e-13 | 27464.7227 | 578.8407 | 17445.538 | 9440.3441 | 0 | 0 | 0 | 2.1925e-10 |  | 0 | 0 | 0 | 0 | 0 | 0 | 9.2943e-09 | 0 | 9.2943e-09 | [16 empty] | 7.3.1.3 Ignition probability mapping showing the probability of ignition along the electric lines and equipmentWLDFRAggregatedAggregated | WLDFR | HFTD - Distribution - Tier 2 - 3QU CoRE ¦ 3QU LoRE | Non-Red Flag Warning - Large Fires | Aggregated | Aggregated | 2046 | 2.5156e-05 | 0 | 808.5801 | 0.020341 | 2046 | Mitigation | 0.08575 | 30 | 0 | esc | 0.0012005 | 3.02e-08 | 0.00060025 | 1.51e-08 | 0.0015435 | 3.8829e-08
[79 empty] | WLDFR | HFTD - Distribution - Tier 2 - 3QU CoRE ¦ 2QU LoRE | Seismic - Red Flag Warning - Catastrophic Fires | 2020 | 1.1352e-11 | 0 | 0 | 21083.8428 | 409.2237 | 13469.0878 | 7205.5313 | 0 | 0 | 0 | 9.4559e-09 |  | 2.3934e-07 | 0 | 2.3934e-07 | 0 | 0 | 0 | 0 | 0 | 0 | [16 empty] | 7.3.1.3 Ignition probability mapping showing the probability of ignition along the electric lines and equipmentWLDFRAggregatedAggregated | WLDFR | HFTD - Distribution - Tier 2 - 3QU CoRE ¦ 3QU LoRE | Non-Red Flag Warning - Large Fires | Aggregated | Aggregated | 2047 | 2.5156e-05 | 0 | 808.5801 | 0.020341 | 2047 | Mitigation | 0.08575 | 30 | 0 | esc | 0.0012005 | 3.02e-08 | 0.00060025 | 1.51e-08 | 0.0015435 | 3.8829e-08
[79 empty] | WLDFR | HFTD - Distribution - Tier 2 - 3QU CoRE ¦ 2QU LoRE | Seismic - Red Flag Warning - Catastrophic Fires | 2021 | 1.1352e-11 | 5.6759e-12 | 0 | 21083.8428 | 409.2237 | 13469.0878 | 7205.5313 | 0 | 0 | 0 | 9.4559e-09 |  | 2.3934e-07 | 0 | 2.3934e-07 | 1.1967e-07 | 0 | 1.1967e-07 | 0 | 0 | 0 | [16 empty] | 7.3.1.3 Ignition probability mapping showing the probability of ignition along the electric lines and equipmentWLDFRAggregatedAggregated | WLDFR | HFTD - Distribution - Tier 2 - 3QU CoRE ¦ 3QU LoRE | Non-Red Flag Warning - Large Fires | Aggregated | Aggregated | 2048 | 2.5156e-05 | 0 | 808.5801 | 0.020341 | 2048 | Mitigation | 0.08575 | 30 | 0 | esc | 0.0012005 | 3.02e-08 | 0.00060025 | 1.51e-08 | 0.0015435 | 3.8829e-08
[79 empty] | WLDFR | HFTD - Distribution - Tier 2 - 3QU CoRE ¦ 2QU LoRE | Seismic - Red Flag Warning - Catastrophic Fires | 2022 | 1.1352e-11 | 5.6759e-12 | 1.4595e-11 | 21083.8428 | 409.2237 | 13469.0878 | 7205.5313 | 0 | 0 | 0 | 9.4559e-09 |  | 2.3934e-07 | 0 | 2.3934e-07 | 1.1967e-07 | 0 | 1.1967e-07 | 3.0772e-07 | 0 | 3.0772e-07 | [16 empty] | 7.3.1.3 Ignition probability mapping showing the probability of ignition along the electric lines and equipmentWLDFRAggregatedAggregated | WLDFR | HFTD - Distribution - Tier 2 - 3QU CoRE ¦ 3QU LoRE | Non-Red Flag Warning - Large Fires | Aggregated | Aggregated | 2049 | 2.5156e-05 | 0 | 808.5801 | 0.020341 | 2049 | Mitigation | 0.08575 | 30 | 0 | esc | 0.0012005 | 3.02e-08 | 0.00060025 | 1.51e-08 | 0.0015435 | 3.8829e-08
[79 empty] | WLDFR | HFTD - Distribution - Tier 2 - 3QU CoRE ¦ 2QU LoRE | Seismic - Red Flag Warning - Catastrophic Fires | 2023 | 1.1352e-11 | 5.6759e-12 | 1.4595e-11 | 21835.9781 | 428.6023 | 13939.561 | 7467.8148 | 0 | 0 | 0 | 9.4559e-09 |  | 2.4788e-07 | 0 | 2.4788e-07 | 1.2394e-07 | 0 | 1.2394e-07 | 3.187e-07 | 0 | 3.187e-07 | [16 empty] | 7.3.1.3 Ignition probability mapping showing the probability of ignition along the electric lines and equipmentWLDFRAggregatedAggregated | WLDFR | HFTD - Distribution - Tier 2 - 3QU CoRE ¦ 3QU LoRE | Non-Red Flag Warning - Large Fires | Aggregated | Aggregated | 2050 | 2.5156e-05 | 0 | 808.5801 | 0.020341 | 2050 | Mitigation | 0.08575 | 30 | 0 | esc | 0 | 0 | 0.00060025 | 1.51e-08 | 0.0015435 | 3.8829e-08
[79 empty] | WLDFR | HFTD - Distribution - Tier 2 - 3QU CoRE ¦ 2QU LoRE | Seismic - Red Flag Warning - Catastrophic Fires | 2024 | 1.1352e-11 | 5.6759e-12 | 1.4595e-11 | 21835.9781 | 428.6023 | 13939.561 | 7467.8148 | 0 | 0 | 0 | 9.4559e-09 |  | 2.4788e-07 | 0 | 2.4788e-07 | 1.2394e-07 | 0 | 1.2394e-07 | 3.187e-07 | 0 | 3.187e-07 | [16 empty] | 7.3.1.3 Ignition probability mapping showing the probability of ignition along the electric lines and equipmentWLDFRAggregatedAggregated | WLDFR | HFTD - Distribution - Tier 2 - 3QU CoRE ¦ 3QU LoRE | Non-Red Flag Warning - Large Fires | Aggregated | Aggregated | 2051 | 2.5156e-05 | 0 | 808.5801 | 0.020341 | 2051 | Mitigation | 0.08575 | 30 | 0 | esc | 0 | 0 | 0 | 0 | 0.0015435 | 3.8829e-08
[79 empty] | WLDFR | HFTD - Distribution - Tier 2 - 3QU CoRE ¦ 2QU LoRE | Seismic - Red Flag Warning - Catastrophic Fires | 2025 | 1.1352e-11 | 5.6759e-12 | 1.4595e-11 | 21835.9781 | 428.6023 | 13939.561 | 7467.8148 | 0 | 0 | 0 | 9.4559e-09 |  | 2.4788e-07 | 0 | 2.4788e-07 | 1.2394e-07 | 0 | 1.2394e-07 | 3.187e-07 | 0 | 3.187e-07 | [16 empty] | 7.3.1.3 Ignition probability mapping showing the probability of ignition along the electric lines and equipmentWLDFRAggregatedAggregated | WLDFR | HFTD - Distribution - Tier 2 - 3QU CoRE ¦ 3QU LoRE | Non-Red Flag Warning - Small Fires | Aggregated | Aggregated | 2021 | 0.0045059 | 0 | 808.5801 | 3.6433 | 2021 | Mitigation | 0.08575 | 30 | 0 | esc | 0.0012005 | 5.4093e-06 | 0.00060025 | 2.7046e-06 | 0 | 0
[79 empty] | WLDFR | HFTD - Distribution - Tier 2 - 3QU CoRE ¦ 2QU LoRE | Seismic - Red Flag Warning - Catastrophic Fires | 2026 | 1.1352e-11 | 5.6759e-12 | 1.4595e-11 | 21835.9781 | 428.6023 | 13939.561 | 7467.8148 | 0 | 0 | 0 | 9.4559e-09 |  | 2.4788e-07 | 0 | 2.4788e-07 | 1.2394e-07 | 0 | 1.2394e-07 | 3.187e-07 | 0 | 3.187e-07 | [16 empty] | 7.3.1.3 Ignition probability mapping showing the probability of ignition along the electric lines and equipmentWLDFRAggregatedAggregated | WLDFR | HFTD - Distribution - Tier 2 - 3QU CoRE ¦ 3QU LoRE | Non-Red Flag Warning - Small Fires | Aggregated | Aggregated | 2022 | 0.0045059 | 0 | 808.5801 | 3.6433 | 2022 | Mitigation | 0.08575 | 30 | 0 | esc | 0.0012005 | 5.4093e-06 | 0.00060025 | 2.7046e-06 | 0.0015435 | 6.9548e-06
[79 empty] | WLDFR | HFTD - Distribution - Tier 2 - 3QU CoRE ¦ 2QU LoRE | Seismic - Red Flag Warning - Catastrophic Fires | 2027 | 1.1352e-11 | 5.6759e-12 | 1.4595e-11 | 21835.9781 | 428.6023 | 13939.561 | 7467.8148 | 0 | 0 | 0 | 9.4559e-09 |  | 2.4788e-07 | 0 | 2.4788e-07 | 1.2394e-07 | 0 | 1.2394e-07 | 3.187e-07 | 0 | 3.187e-07 | [16 empty] | 7.3.1.3 Ignition probability mapping showing the probability of ignition along the electric lines and equipmentWLDFRAggregatedAggregated | WLDFR | HFTD - Distribution - Tier 2 - 3QU CoRE ¦ 3QU LoRE | Non-Red Flag Warning - Small Fires | Aggregated | Aggregated | 2023 | 0.0045059 | 0 | 808.5801 | 3.6433 | 2023 | Mitigation | 0.08575 | 30 | 0 | esc | 0.0012005 | 5.4093e-06 | 0.00060025 | 2.7046e-06 | 0.0015435 | 6.9548e-06
[79 empty] | WLDFR | HFTD - Distribution - Tier 2 - 3QU CoRE ¦ 2QU LoRE | Seismic - Red Flag Warning - Catastrophic Fires | 2028 | 1.1352e-11 | 5.6759e-12 | 1.4595e-11 | 22783.187 | 453.261 | 14531.3357 | 7798.5904 | 0 | 0 | 0 | 9.4559e-09 |  | 2.5863e-07 | 0 | 2.5863e-07 | 1.2931e-07 | 0 | 1.2931e-07 | 3.3252e-07 | 0 | 3.3252e-07 | [16 empty] | 7.3.1.3 Ignition probability mapping showing the probability of ignition along the electric lines and equipmentWLDFRAggregatedAggregated | WLDFR | HFTD - Distribution - Tier 2 - 3QU CoRE ¦ 3QU LoRE | Non-Red Flag Warning - Small Fires | Aggregated | Aggregated | 2024 | 0.0045059 | 0 | 808.5801 | 3.6433 | 2024 | Mitigation | 0.08575 | 30 | 0 | esc | 0.0012005 | 5.4093e-06 | 0.00060025 | 2.7046e-06 | 0.0015435 | 6.9548e-06
[79 empty] | WLDFR | HFTD - Distribution - Tier 2 - 3QU CoRE ¦ 2QU LoRE | Seismic - Red Flag Warning - Catastrophic Fires | 2029 | 1.1352e-11 | 5.6759e-12 | 1.4595e-11 | 22783.187 | 453.261 | 14531.3357 | 7798.5904 | 0 | 0 | 0 | 9.4559e-09 |  | 2.5863e-07 | 0 | 2.5863e-07 | 1.2931e-07 | 0 | 1.2931e-07 | 3.3252e-07 | 0 | 3.3252e-07 | [16 empty] | 7.3.1.3 Ignition probability mapping showing the probability of ignition along the electric lines and equipmentWLDFRAggregatedAggregated | WLDFR | HFTD - Distribution - Tier 2 - 3QU CoRE ¦ 3QU LoRE | Non-Red Flag Warning - Small Fires | Aggregated | Aggregated | 2025 | 0.0045059 | 0 | 808.5801 | 3.6433 | 2025 | Mitigation | 0.08575 | 30 | 0 | esc | 0.0012005 | 5.4093e-06 | 0.00060025 | 2.7046e-06 | 0.0015435 | 6.9548e-06
[79 empty] | WLDFR | HFTD - Distribution - Tier 2 - 3QU CoRE ¦ 2QU LoRE | Seismic - Red Flag Warning - Catastrophic Fires | 2030 | 1.1352e-11 | 5.6759e-12 | 1.4595e-11 | 22783.187 | 453.261 | 14531.3357 | 7798.5904 | 0 | 0 | 0 | 9.4559e-09 |  | 2.5863e-07 | 0 | 2.5863e-07 | 1.2931e-07 | 0 | 1.2931e-07 | 3.3252e-07 | 0 | 3.3252e-07 | [16 empty] | 7.3.1.3 Ignition probability mapping showing the probability of ignition along the electric lines and equipmentWLDFRAggregatedAggregated | WLDFR | HFTD - Distribution - Tier 2 - 3QU CoRE ¦ 3QU LoRE | Non-Red Flag Warning - Small Fires | Aggregated | Aggregated | 2026 | 0.0045059 | 0 | 808.5801 | 3.6433 | 2026 | Mitigation | 0.08575 | 30 | 0 | esc | 0.0012005 | 5.4093e-06 | 0.00060025 | 2.7046e-06 | 0.0015435 | 6.9548e-06
[79 empty] | WLDFR | HFTD - Distribution - Tier 2 - 3QU CoRE ¦ 2QU LoRE | Seismic - Red Flag Warning - Catastrophic Fires | 2031 | 1.1352e-11 | 5.6759e-12 | 1.4595e-11 | 22783.187 | 453.261 | 14531.3357 | 7798.5904 | 0 | 0 | 0 | 9.4559e-09 |  | 2.5863e-07 | 0 | 2.5863e-07 | 1.2931e-07 | 0 | 1.2931e-07 | 3.3252e-07 | 0 | 3.3252e-07 | [16 empty] | 7.3.1.3 Ignition probability mapping showing the probability of ignition along the electric lines and equipmentWLDFRAggregatedAggregated | WLDFR | HFTD - Distribution - Tier 2 - 3QU CoRE ¦ 3QU LoRE | Non-Red Flag Warning - Small Fires | Aggregated | Aggregated | 2027 | 0.0045059 | 0 | 808.5801 | 3.6433 | 2027 | Mitigation | 0.08575 | 30 | 0 | esc | 0.0012005 | 5.4093e-06 | 0.00060025 | 2.7046e-06 | 0.0015435 | 6.9548e-06
[79 empty] | WLDFR | HFTD - Distribution - Tier 2 - 3QU CoRE ¦ 2QU LoRE | Seismic - Red Flag Warning - Catastrophic Fires | 2032 | 1.1352e-11 | 5.6759e-12 | 1.4595e-11 | 22783.187 | 453.261 | 14531.3357 | 7798.5904 | 0 | 0 | 0 | 9.4559e-09 |  | 2.5863e-07 | 0 | 2.5863e-07 | 1.2931e-07 | 0 | 1.2931e-07 | 3.3252e-07 | 0 | 3.3252e-07 | [16 empty] | 7.3.1.3 Ignition probability mapping showing the probability of ignition along the electric lines and equipmentWLDFRAggregatedAggregated | WLDFR | HFTD - Distribution - Tier 2 - 3QU CoRE ¦ 3QU LoRE | Non-Red Flag Warning - Small Fires | Aggregated | Aggregated | 2028 | 0.0045059 | 0 | 808.5801 | 3.6433 | 2028 | Mitigation | 0.08575 | 30 | 0 | esc | 0.0012005 | 5.4093e-06 | 0.00060025 | 2.7046e-06 | 0.0015435 | 6.9548e-06
[79 empty] | WLDFR | HFTD - Distribution - Tier 2 - 3QU CoRE ¦ 2QU LoRE | Seismic - Red Flag Warning - Catastrophic Fires | 2033 | 1.1352e-11 | 5.6759e-12 | 1.4595e-11 | 23835.2641 | 480.9649 | 15187.7294 | 8166.5698 | 0 | 0 | 0 | 9.4559e-09 |  | 2.7057e-07 | 0 | 2.7057e-07 | 1.3529e-07 | 0 | 1.3529e-07 | 3.4788e-07 | 0 | 3.4788e-07 | [16 empty] | 7.3.1.3 Ignition probability mapping showing the probability of ignition along the electric lines and equipmentWLDFRAggregatedAggregated | WLDFR | HFTD - Distribution - Tier 2 - 3QU CoRE ¦ 3QU LoRE | Non-Red Flag Warning - Small Fires | Aggregated | Aggregated | 2029 | 0.0045059 | 0 | 808.5801 | 3.6433 | 2029 | Mitigation | 0.08575 | 30 | 0 | esc | 0.0012005 | 5.4093e-06 | 0.00060025 | 2.7046e-06 | 0.0015435 | 6.9548e-06
[79 empty] | WLDFR | HFTD - Distribution - Tier 2 - 3QU CoRE ¦ 2QU LoRE | Seismic - Red Flag Warning - Catastrophic Fires | 2034 | 1.1352e-11 | 5.6759e-12 | 1.4595e-11 | 23835.2641 | 480.9649 | 15187.7294 | 8166.5698 | 0 | 0 | 0 | 9.4559e-09 |  | 2.7057e-07 | 0 | 2.7057e-07 | 1.3529e-07 | 0 | 1.3529e-07 | 3.4788e-07 | 0 | 3.4788e-07 | [16 empty] | 7.3.1.3 Ignition probability mapping showing the probability of ignition along the electric lines and equipmentWLDFRAggregatedAggregated | WLDFR | HFTD - Distribution - Tier 2 - 3QU CoRE ¦ 3QU LoRE | Non-Red Flag Warning - Small Fires | Aggregated | Aggregated | 2030 | 0.0045059 | 0 | 808.5801 | 3.6433 | 2030 | Mitigation | 0.08575 | 30 | 0 | esc | 0.0012005 | 5.4093e-06 | 0.00060025 | 2.7046e-06 | 0.0015435 | 6.9548e-06
[79 empty] | WLDFR | HFTD - Distribution - Tier 2 - 3QU CoRE ¦ 2QU LoRE | Seismic - Red Flag Warning - Catastrophic Fires | 2035 | 1.1352e-11 | 5.6759e-12 | 1.4595e-11 | 23835.2641 | 480.9649 | 15187.7294 | 8166.5698 | 0 | 0 | 0 | 9.4559e-09 |  | 2.7057e-07 | 0 | 2.7057e-07 | 1.3529e-07 | 0 | 1.3529e-07 | 3.4788e-07 | 0 | 3.4788e-07 | [16 empty] | 7.3.1.3 Ignition probability mapping showing the probability of ignition along the electric lines and equipmentWLDFRAggregatedAggregated | WLDFR | HFTD - Distribution - Tier 2 - 3QU CoRE ¦ 3QU LoRE | Non-Red Flag Warning - Small Fires | Aggregated | Aggregated | 2031 | 0.0045059 | 0 | 808.5801 | 3.6433 | 2031 | Mitigation | 0.08575 | 30 | 0 | esc | 0.0012005 | 5.4093e-06 | 0.00060025 | 2.7046e-06 | 0.0015435 | 6.9548e-06
[79 empty] | WLDFR | HFTD - Distribution - Tier 2 - 3QU CoRE ¦ 2QU LoRE | Seismic - Red Flag Warning - Catastrophic Fires | 2036 | 1.1352e-11 | 5.6759e-12 | 1.4595e-11 | 23835.2641 | 480.9649 | 15187.7294 | 8166.5698 | 0 | 0 | 0 | 9.4559e-09 |  | 2.7057e-07 | 0 | 2.7057e-07 | 1.3529e-07 | 0 | 1.3529e-07 | 3.4788e-07 | 0 | 3.4788e-07 | [16 empty] | 7.3.1.3 Ignition probability mapping showing the probability of ignition along the electric lines and equipmentWLDFRAggregatedAggregated | WLDFR | HFTD - Distribution - Tier 2 - 3QU CoRE ¦ 3QU LoRE | Non-Red Flag Warning - Small Fires | Aggregated | Aggregated | 2032 | 0.0045059 | 0 | 808.5801 | 3.6433 | 2032 | Mitigation | 0.08575 | 30 | 0 | esc | 0.0012005 | 5.4093e-06 | 0.00060025 | 2.7046e-06 | 0.0015435 | 6.9548e-06
[79 empty] | WLDFR | HFTD - Distribution - Tier 2 - 3QU CoRE ¦ 2QU LoRE | Seismic - Red Flag Warning - Catastrophic Fires | 2037 | 1.1352e-11 | 5.6759e-12 | 1.4595e-11 | 23835.2641 | 480.9649 | 15187.7294 | 8166.5698 | 0 | 0 | 0 | 9.4559e-09 |  | 2.7057e-07 | 0 | 2.7057e-07 | 1.3529e-07 | 0 | 1.3529e-07 | 3.4788e-07 | 0 | 3.4788e-07 | [16 empty] | 7.3.1.3 Ignition probability mapping showing the probability of ignition along the electric lines and equipmentWLDFRAggregatedAggregated | WLDFR | HFTD - Distribution - Tier 2 - 3QU CoRE ¦ 3QU LoRE | Non-Red Flag Warning - Small Fires | Aggregated | Aggregated | 2033 | 0.0045059 | 0 | 808.5801 | 3.6433 | 2033 | Mitigation | 0.08575 | 30 | 0 | esc | 0.0012005 | 5.4093e-06 | 0.00060025 | 2.7046e-06 | 0.0015435 | 6.9548e-06
[79 empty] | WLDFR | HFTD - Distribution - Tier 2 - 3QU CoRE ¦ 2QU LoRE | Seismic - Red Flag Warning - Catastrophic Fires | 2038 | 1.1352e-11 | 5.6759e-12 | 1.4595e-11 | 24976.6418 | 511.3745 | 15898.8237 | 8566.4437 | 0 | 0 | 0 | 9.4559e-09 |  | 2.8353e-07 | 0 | 2.8353e-07 | 1.4176e-07 | 0 | 1.4176e-07 | 3.6454e-07 | 0 | 3.6454e-07 | [16 empty] | 7.3.1.3 Ignition probability mapping showing the probability of ignition along the electric lines and equipmentWLDFRAggregatedAggregated | WLDFR | HFTD - Distribution - Tier 2 - 3QU CoRE ¦ 3QU LoRE | Non-Red Flag Warning - Small Fires | Aggregated | Aggregated | 2034 | 0.0045059 | 0 | 808.5801 | 3.6433 | 2034 | Mitigation | 0.08575 | 30 | 0 | esc | 0.0012005 | 5.4093e-06 | 0.00060025 | 2.7046e-06 | 0.0015435 | 6.9548e-06
[79 empty] | WLDFR | HFTD - Distribution - Tier 2 - 3QU CoRE ¦ 2QU LoRE | Seismic - Red Flag Warning - Catastrophic Fires | 2039 | 1.1352e-11 | 5.6759e-12 | 1.4595e-11 | 24976.6418 | 511.3745 | 15898.8237 | 8566.4437 | 0 | 0 | 0 | 9.4559e-09 |  | 2.8353e-07 | 0 | 2.8353e-07 | 1.4176e-07 | 0 | 1.4176e-07 | 3.6454e-07 | 0 | 3.6454e-07 | [16 empty] | 7.3.1.3 Ignition probability mapping showing the probability of ignition along the electric lines and equipmentWLDFRAggregatedAggregated | WLDFR | HFTD - Distribution - Tier 2 - 3QU CoRE ¦ 3QU LoRE | Non-Red Flag Warning - Small Fires | Aggregated | Aggregated | 2035 | 0.0045059 | 0 | 808.5801 | 3.6433 | 2035 | Mitigation | 0.08575 | 30 | 0 | esc | 0.0012005 | 5.4093e-06 | 0.00060025 | 2.7046e-06 | 0.0015435 | 6.9548e-06
[79 empty] | WLDFR | HFTD - Distribution - Tier 2 - 3QU CoRE ¦ 2QU LoRE | Seismic - Red Flag Warning - Catastrophic Fires | 2040 | 1.1352e-11 | 5.6759e-12 | 1.4595e-11 | 24976.6418 | 511.3745 | 15898.8237 | 8566.4437 | 0 | 0 | 0 | 9.4559e-09 |  | 2.8353e-07 | 0 | 2.8353e-07 | 1.4176e-07 | 0 | 1.4176e-07 | 3.6454e-07 | 0 | 3.6454e-07 | [16 empty] | 7.3.1.3 Ignition probability mapping showing the probability of ignition along the electric lines and equipmentWLDFRAggregatedAggregated | WLDFR | HFTD - Distribution - Tier 2 - 3QU CoRE ¦ 3QU LoRE | Non-Red Flag Warning - Small Fires | Aggregated | Aggregated | 2036 | 0.0045059 | 0 | 808.5801 | 3.6433 | 2036 | Mitigation | 0.08575 | 30 | 0 | esc | 0.0012005 | 5.4093e-06 | 0.00060025 | 2.7046e-06 | 0.0015435 | 6.9548e-06
[79 empty] | WLDFR | HFTD - Distribution - Tier 2 - 3QU CoRE ¦ 2QU LoRE | Seismic - Red Flag Warning - Catastrophic Fires | 2041 | 1.1352e-11 | 5.6759e-12 | 1.4595e-11 | 24976.6418 | 511.3745 | 15898.8237 | 8566.4437 | 0 | 0 | 0 | 9.4559e-09 |  | 2.8353e-07 | 0 | 2.8353e-07 | 1.4176e-07 | 0 | 1.4176e-07 | 3.6454e-07 | 0 | 3.6454e-07 | [16 empty] | 7.3.1.3 Ignition probability mapping showing the probability of ignition along the electric lines and equipmentWLDFRAggregatedAggregated | WLDFR | HFTD - Distribution - Tier 2 - 3QU CoRE ¦ 3QU LoRE | Non-Red Flag Warning - Small Fires | Aggregated | Aggregated | 2037 | 0.0045059 | 0 | 808.5801 | 3.6433 | 2037 | Mitigation | 0.08575 | 30 | 0 | esc | 0.0012005 | 5.4093e-06 | 0.00060025 | 2.7046e-06 | 0.0015435 | 6.9548e-06
[79 empty] | WLDFR | HFTD - Distribution - Tier 2 - 3QU CoRE ¦ 2QU LoRE | Seismic - Red Flag Warning - Catastrophic Fires | 2042 | 1.1352e-11 | 5.6759e-12 | 1.4595e-11 | 24976.6418 | 511.3745 | 15898.8237 | 8566.4437 | 0 | 0 | 0 | 9.4559e-09 |  | 2.8353e-07 | 0 | 2.8353e-07 | 1.4176e-07 | 0 | 1.4176e-07 | 3.6454e-07 | 0 | 3.6454e-07 | [16 empty] | 7.3.1.3 Ignition probability mapping showing the probability of ignition along the electric lines and equipmentWLDFRAggregatedAggregated | WLDFR | HFTD - Distribution - Tier 2 - 3QU CoRE ¦ 3QU LoRE | Non-Red Flag Warning - Small Fires | Aggregated | Aggregated | 2038 | 0.0045059 | 0 | 808.5801 | 3.6433 | 2038 | Mitigation | 0.08575 | 30 | 0 | esc | 0.0012005 | 5.4093e-06 | 0.00060025 | 2.7046e-06 | 0.0015435 | 6.9548e-06
[79 empty] | WLDFR | HFTD - Distribution - Tier 2 - 3QU CoRE ¦ 2QU LoRE | Seismic - Red Flag Warning - Catastrophic Fires | 2043 | 1.1352e-11 | 5.6759e-12 | 1.4595e-11 | 26191.7278 | 544.1291 | 16654.7414 | 8992.8573 | 0 | 0 | 0 | 9.4559e-09 |  | 2.9732e-07 | 0 | 2.9732e-07 | 1.4866e-07 | 0 | 1.4866e-07 | 3.8227e-07 | 0 | 3.8227e-07 | [16 empty] | 7.3.1.3 Ignition probability mapping showing the probability of ignition along the electric lines and equipmentWLDFRAggregatedAggregated | WLDFR | HFTD - Distribution - Tier 2 - 3QU CoRE ¦ 3QU LoRE | Non-Red Flag Warning - Small Fires | Aggregated | Aggregated | 2039 | 0.0045059 | 0 | 808.5801 | 3.6433 | 2039 | Mitigation | 0.08575 | 30 | 0 | esc | 0.0012005 | 5.4093e-06 | 0.00060025 | 2.7046e-06 | 0.0015435 | 6.9548e-06
[79 empty] | WLDFR | HFTD - Distribution - Tier 2 - 3QU CoRE ¦ 2QU LoRE | Seismic - Red Flag Warning - Catastrophic Fires | 2044 | 1.1352e-11 | 5.6759e-12 | 1.4595e-11 | 26191.7278 | 544.1291 | 16654.7414 | 8992.8573 | 0 | 0 | 0 | 9.4559e-09 |  | 2.9732e-07 | 0 | 2.9732e-07 | 1.4866e-07 | 0 | 1.4866e-07 | 3.8227e-07 | 0 | 3.8227e-07 | [16 empty] | 7.3.1.3 Ignition probability mapping showing the probability of ignition along the electric lines and equipmentWLDFRAggregatedAggregated | WLDFR | HFTD - Distribution - Tier 2 - 3QU CoRE ¦ 3QU LoRE | Non-Red Flag Warning - Small Fires | Aggregated | Aggregated | 2040 | 0.0045059 | 0 | 808.5801 | 3.6433 | 2040 | Mitigation | 0.08575 | 30 | 0 | esc | 0.0012005 | 5.4093e-06 | 0.00060025 | 2.7046e-06 | 0.0015435 | 6.9548e-06
[79 empty] | WLDFR | HFTD - Distribution - Tier 2 - 3QU CoRE ¦ 2QU LoRE | Seismic - Red Flag Warning - Catastrophic Fires | 2045 | 1.1352e-11 | 5.6759e-12 | 1.4595e-11 | 26191.7278 | 544.1291 | 16654.7414 | 8992.8573 | 0 | 0 | 0 | 9.4559e-09 |  | 2.9732e-07 | 0 | 2.9732e-07 | 1.4866e-07 | 0 | 1.4866e-07 | 3.8227e-07 | 0 | 3.8227e-07 | [16 empty] | 7.3.1.3 Ignition probability mapping showing the probability of ignition along the electric lines and equipmentWLDFRAggregatedAggregated | WLDFR | HFTD - Distribution - Tier 2 - 3QU CoRE ¦ 3QU LoRE | Non-Red Flag Warning - Small Fires | Aggregated | Aggregated | 2041 | 0.0045059 | 0 | 808.5801 | 3.6433 | 2041 | Mitigation | 0.08575 | 30 | 0 | esc | 0.0012005 | 5.4093e-06 | 0.00060025 | 2.7046e-06 | 0.0015435 | 6.9548e-06
[79 empty] | WLDFR | HFTD - Distribution - Tier 2 - 3QU CoRE ¦ 2QU LoRE | Seismic - Red Flag Warning - Catastrophic Fires | 2046 | 1.1352e-11 | 5.6759e-12 | 1.4595e-11 | 26191.7278 | 544.1291 | 16654.7414 | 8992.8573 | 0 | 0 | 0 | 9.4559e-09 |  | 2.9732e-07 | 0 | 2.9732e-07 | 1.4866e-07 | 0 | 1.4866e-07 | 3.8227e-07 | 0 | 3.8227e-07 | [16 empty] | 7.3.1.3 Ignition probability mapping showing the probability of ignition along the electric lines and equipmentWLDFRAggregatedAggregated | WLDFR | HFTD - Distribution - Tier 2 - 3QU CoRE ¦ 3QU LoRE | Non-Red Flag Warning - Small Fires | Aggregated | Aggregated | 2042 | 0.0045059 | 0 | 808.5801 | 3.6433 | 2042 | Mitigation | 0.08575 | 30 | 0 | esc | 0.0012005 | 5.4093e-06 | 0.00060025 | 2.7046e-06 | 0.0015435 | 6.9548e-06
[79 empty] | WLDFR | HFTD - Distribution - Tier 2 - 3QU CoRE ¦ 2QU LoRE | Seismic - Red Flag Warning - Catastrophic Fires | 2047 | 1.1352e-11 | 5.6759e-12 | 1.4595e-11 | 26191.7278 | 544.1291 | 16654.7414 | 8992.8573 | 0 | 0 | 0 | 9.4559e-09 |  | 2.9732e-07 | 0 | 2.9732e-07 | 1.4866e-07 | 0 | 1.4866e-07 | 3.8227e-07 | 0 | 3.8227e-07 | [16 empty] | 7.3.1.3 Ignition probability mapping showing the probability of ignition along the electric lines and equipmentWLDFRAggregatedAggregated | WLDFR | HFTD - Distribution - Tier 2 - 3QU CoRE ¦ 3QU LoRE | Non-Red Flag Warning - Small Fires | Aggregated | Aggregated | 2043 | 0.0045059 | 0 | 808.5801 | 3.6433 | 2043 | Mitigation | 0.08575 | 30 | 0 | esc | 0.0012005 | 5.4093e-06 | 0.00060025 | 2.7046e-06 | 0.0015435 | 6.9548e-06
[79 empty] | WLDFR | HFTD - Distribution - Tier 2 - 3QU CoRE ¦ 2QU LoRE | Seismic - Red Flag Warning - Catastrophic Fires | 2048 | 1.1352e-11 | 5.6759e-12 | 1.4595e-11 | 27464.7227 | 578.8407 | 17445.538 | 9440.3441 | 0 | 0 | 0 | 9.4559e-09 |  | 3.1177e-07 | 0 | 3.1177e-07 | 1.5589e-07 | 0 | 1.5589e-07 | 4.0085e-07 | 0 | 4.0085e-07 | [16 empty] | 7.3.1.3 Ignition probability mapping showing the probability of ignition along the electric lines and equipmentWLDFRAggregatedAggregated | WLDFR | HFTD - Distribution - Tier 2 - 3QU CoRE ¦ 3QU LoRE | Non-Red Flag Warning - Small Fires | Aggregated | Aggregated | 2044 | 0.0045059 | 0 | 808.5801 | 3.6433 | 2044 | Mitigation | 0.08575 | 30 | 0 | esc | 0.0012005 | 5.4093e-06 | 0.00060025 | 2.7046e-06 | 0.0015435 | 6.9548e-06
[79 empty] | WLDFR | HFTD - Distribution - Tier 2 - 3QU CoRE ¦ 2QU LoRE | Seismic - Red Flag Warning - Catastrophic Fires | 2049 | 1.1352e-11 | 5.6759e-12 | 1.4595e-11 | 27464.7227 | 578.8407 | 17445.538 | 9440.3441 | 0 | 0 | 0 | 9.4559e-09 |  | 3.1177e-07 | 0 | 3.1177e-07 | 1.5589e-07 | 0 | 1.5589e-07 | 4.0085e-07 | 0 | 4.0085e-07 | [16 empty] | 7.3.1.3 Ignition probability mapping showing the probability of ignition along the electric lines and equipmentWLDFRAggregatedAggregated | WLDFR | HFTD - Distribution - Tier 2 - 3QU CoRE ¦ 3QU LoRE | Non-Red Flag Warning - Small Fires | Aggregated | Aggregated | 2045 | 0.0045059 | 0 | 808.5801 | 3.6433 | 2045 | Mitigation | 0.08575 | 30 | 0 | esc | 0.0012005 | 5.4093e-06 | 0.00060025 | 2.7046e-06 | 0.0015435 | 6.9548e-06
[79 empty] | WLDFR | HFTD - Distribution - Tier 2 - 3QU CoRE ¦ 2QU LoRE | Seismic - Red Flag Warning - Catastrophic Fires | 2050 | 0 | 5.6759e-12 | 1.4595e-11 | 27464.7227 | 578.8407 | 17445.538 | 9440.3441 | 0 | 0 | 0 | 9.4559e-09 |  | 0 | 0 | 0 | 1.5589e-07 | 0 | 1.5589e-07 | 4.0085e-07 | 0 | 4.0085e-07 | [16 empty] | 7.3.1.3 Ignition probability mapping showing the probability of ignition along the electric lines and equipmentWLDFRAggregatedAggregated | WLDFR | HFTD - Distribution - Tier 2 - 3QU CoRE ¦ 3QU LoRE | Non-Red Flag Warning - Small Fires | Aggregated | Aggregated | 2046 | 0.0045059 | 0 | 808.5801 | 3.6433 | 2046 | Mitigation | 0.08575 | 30 | 0 | esc | 0.0012005 | 5.4093e-06 | 0.00060025 | 2.7046e-06 | 0.0015435 | 6.9548e-06
[79 empty] | WLDFR | HFTD - Distribution - Tier 2 - 3QU CoRE ¦ 2QU LoRE | Seismic - Red Flag Warning - Catastrophic Fires | 2051 | 0 | 0 | 1.4595e-11 | 27464.7227 | 578.8407 | 17445.538 | 9440.3441 | 0 | 0 | 0 | 9.4559e-09 |  | 0 | 0 | 0 | 0 | 0 | 0 | 4.0085e-07 | 0 | 4.0085e-07 | [16 empty] | 7.3.1.3 Ignition probability mapping showing the probability of ignition along the electric lines and equipmentWLDFRAggregatedAggregated | WLDFR | HFTD - Distribution - Tier 2 - 3QU CoRE ¦ 3QU LoRE | Non-Red Flag Warning - Small Fires | Aggregated | Aggregated | 2047 | 0.0045059 | 0 | 808.5801 | 3.6433 | 2047 | Mitigation | 0.08575 | 30 | 0 | esc | 0.0012005 | 5.4093e-06 | 0.00060025 | 2.7046e-06 | 0.0015435 | 6.9548e-06
[79 empty] | WLDFR | HFTD - Distribution - Tier 2 - 3QU CoRE ¦ 3QU LoRE | Non-Red Flag Warning - Catastrophic Fires | 2020 | 2.2028e-09 | 0 | 0 | 14146.1306 | 222.2294 | 8585.7228 | 5338.1784 | 0 | 0 | 0 | 1.8349e-06 |  | 3.1161e-05 | 0 | 3.1161e-05 | 0 | 0 | 0 | 0 | 0 | 0 | [16 empty] | 7.3.1.3 Ignition probability mapping showing the probability of ignition along the electric lines and equipmentWLDFRAggregatedAggregated | WLDFR | HFTD - Distribution - Tier 2 - 3QU CoRE ¦ 3QU LoRE | Non-Red Flag Warning - Small Fires | Aggregated | Aggregated | 2048 | 0.0045059 | 0 | 808.5801 | 3.6433 | 2048 | Mitigation | 0.08575 | 30 | 0 | esc | 0.0012005 | 5.4093e-06 | 0.00060025 | 2.7046e-06 | 0.0015435 | 6.9548e-06
[79 empty] | WLDFR | HFTD - Distribution - Tier 2 - 3QU CoRE ¦ 3QU LoRE | Non-Red Flag Warning - Catastrophic Fires | 2021 | 2.2028e-09 | 1.1014e-09 | 0 | 14146.1306 | 222.2294 | 8585.7228 | 5338.1784 | 0 | 0 | 0 | 1.8349e-06 |  | 3.1161e-05 | 0 | 3.1161e-05 | 1.558e-05 | 0 | 1.558e-05 | 0 | 0 | 0 | [16 empty] | 7.3.1.3 Ignition probability mapping showing the probability of ignition along the electric lines and equipmentWLDFRAggregatedAggregated | WLDFR | HFTD - Distribution - Tier 2 - 3QU CoRE ¦ 3QU LoRE | Non-Red Flag Warning - Small Fires | Aggregated | Aggregated | 2049 | 0.0045059 | 0 | 808.5801 | 3.6433 | 2049 | Mitigation | 0.08575 | 30 | 0 | esc | 0.0012005 | 5.4093e-06 | 0.00060025 | 2.7046e-06 | 0.0015435 | 6.9548e-06
[79 empty] | WLDFR | HFTD - Distribution - Tier 2 - 3QU CoRE ¦ 3QU LoRE | Non-Red Flag Warning - Catastrophic Fires | 2022 | 2.2028e-09 | 1.1014e-09 | 2.8321e-09 | 14146.1306 | 222.2294 | 8585.7228 | 5338.1784 | 0 | 0 | 0 | 1.8349e-06 |  | 3.1161e-05 | 0 | 3.1161e-05 | 1.558e-05 | 0 | 1.558e-05 | 4.0064e-05 | 0 | 4.0064e-05 | [16 empty] | 7.3.1.3 Ignition probability mapping showing the probability of ignition along the electric lines and equipmentWLDFRAggregatedAggregated | WLDFR | HFTD - Distribution - Tier 2 - 3QU CoRE ¦ 3QU LoRE | Non-Red Flag Warning - Small Fires | Aggregated | Aggregated | 2050 | 0.0045059 | 0 | 808.5801 | 3.6433 | 2050 | Mitigation | 0.08575 | 30 | 0 | esc | 0 | 0 | 0.00060025 | 2.7046e-06 | 0.0015435 | 6.9548e-06
[79 empty] | WLDFR | HFTD - Distribution - Tier 2 - 3QU CoRE ¦ 3QU LoRE | Non-Red Flag Warning - Catastrophic Fires | 2023 | 2.2028e-09 | 1.1014e-09 | 2.8321e-09 | 14664.6376 | 233.2301 | 8896.516 | 5534.8915 | 0 | 0 | 0 | 1.8349e-06 |  | 3.2303e-05 | 0 | 3.2303e-05 | 1.6151e-05 | 0 | 1.6151e-05 | 4.1532e-05 | 0 | 4.1532e-05 | [16 empty] | 7.3.1.3 Ignition probability mapping showing the probability of ignition along the electric lines and equipmentWLDFRAggregatedAggregated | WLDFR | HFTD - Distribution - Tier 2 - 3QU CoRE ¦ 3QU LoRE | Non-Red Flag Warning - Small Fires | Aggregated | Aggregated | 2051 | 0.0045059 | 0 | 808.5801 | 3.6433 | 2051 | Mitigation | 0.08575 | 30 | 0 | esc | 0 | 0 | 0 | 0 | 0.0015435 | 6.9548e-06
[79 empty] | WLDFR | HFTD - Distribution - Tier 2 - 3QU CoRE ¦ 3QU LoRE | Non-Red Flag Warning - Catastrophic Fires | 2024 | 2.2028e-09 | 1.1014e-09 | 2.8321e-09 | 14664.6376 | 233.2301 | 8896.516 | 5534.8915 | 0 | 0 | 0 | 1.8349e-06 |  | 3.2303e-05 | 0 | 3.2303e-05 | 1.6151e-05 | 0 | 1.6151e-05 | 4.1532e-05 | 0 | 4.1532e-05 | [16 empty] | 7.3.1.3 Ignition probability mapping showing the probability of ignition along the electric lines and equipmentWLDFRAggregatedAggregated | WLDFR | HFTD - Distribution - Tier 2 - 3QU CoRE ¦ 3QU LoRE | Red Flag Warning - Catastrophic Fires | Aggregated | Aggregated | 2021 | 2.9856e-05 | 0 | 808.5801 | 0.024141 | 2021 | Mitigation | 0.08575 | 30 | 0 | esc | 0.0012005 | 3.5842e-08 | 0.00060025 | 1.7921e-08 | 0 | 0
[79 empty] | WLDFR | HFTD - Distribution - Tier 2 - 3QU CoRE ¦ 3QU LoRE | Non-Red Flag Warning - Catastrophic Fires | 2025 | 2.2028e-09 | 1.1014e-09 | 2.8321e-09 | 14664.6376 | 233.2301 | 8896.516 | 5534.8915 | 0 | 0 | 0 | 1.8349e-06 |  | 3.2303e-05 | 0 | 3.2303e-05 | 1.6151e-05 | 0 | 1.6151e-05 | 4.1532e-05 | 0 | 4.1532e-05 | [16 empty] | 7.3.1.3 Ignition probability mapping showing the probability of ignition along the electric lines and equipmentWLDFRAggregatedAggregated | WLDFR | HFTD - Distribution - Tier 2 - 3QU CoRE ¦ 3QU LoRE | Red Flag Warning - Catastrophic Fires | Aggregated | Aggregated | 2022 | 2.9856e-05 | 0 | 808.5801 | 0.024141 | 2022 | Mitigation | 0.08575 | 30 | 0 | esc | 0.0012005 | 3.5842e-08 | 0.00060025 | 1.7921e-08 | 0.0015435 | 4.6082e-08
[79 empty] | WLDFR | HFTD - Distribution - Tier 2 - 3QU CoRE ¦ 3QU LoRE | Non-Red Flag Warning - Catastrophic Fires | 2026 | 2.2028e-09 | 1.1014e-09 | 2.8321e-09 | 14664.6376 | 233.2301 | 8896.516 | 5534.8915 | 0 | 0 | 0 | 1.8349e-06 |  | 3.2303e-05 | 0 | 3.2303e-05 | 1.6151e-05 | 0 | 1.6151e-05 | 4.1532e-05 | 0 | 4.1532e-05 | [16 empty] | 7.3.1.3 Ignition probability mapping showing the probability of ignition along the electric lines and equipmentWLDFRAggregatedAggregated | WLDFR | HFTD - Distribution - Tier 2 - 3QU CoRE ¦ 3QU LoRE | Red Flag Warning - Catastrophic Fires | Aggregated | Aggregated | 2023 | 2.9856e-05 | 0 | 808.5801 | 0.024141 | 2023 | Mitigation | 0.08575 | 30 | 0 | esc | 0.0012005 | 3.5842e-08 | 0.00060025 | 1.7921e-08 | 0.0015435 | 4.6082e-08
[79 empty] | WLDFR | HFTD - Distribution - Tier 2 - 3QU CoRE ¦ 3QU LoRE | Non-Red Flag Warning - Catastrophic Fires | 2027 | 2.2028e-09 | 1.1014e-09 | 2.8321e-09 | 14664.6376 | 233.2301 | 8896.516 | 5534.8915 | 0 | 0 | 0 | 1.8349e-06 |  | 3.2303e-05 | 0 | 3.2303e-05 | 1.6151e-05 | 0 | 1.6151e-05 | 4.1532e-05 | 0 | 4.1532e-05 | [16 empty] | 7.3.1.3 Ignition probability mapping showing the probability of ignition along the electric lines and equipmentWLDFRAggregatedAggregated | WLDFR | HFTD - Distribution - Tier 2 - 3QU CoRE ¦ 3QU LoRE | Red Flag Warning - Catastrophic Fires | Aggregated | Aggregated | 2024 | 2.9856e-05 | 0 | 808.5801 | 0.024141 | 2024 | Mitigation | 0.08575 | 30 | 0 | esc | 0.0012005 | 3.5842e-08 | 0.00060025 | 1.7921e-08 | 0.0015435 | 4.6082e-08
[79 empty] | WLDFR | HFTD - Distribution - Tier 2 - 3QU CoRE ¦ 3QU LoRE | Non-Red Flag Warning - Catastrophic Fires | 2028 | 2.2028e-09 | 1.1014e-09 | 2.8321e-09 | 15317.9909 | 247.273 | 9287.6491 | 5783.0689 | 0 | 0 | 0 | 1.8349e-06 |  | 3.3742e-05 | 0 | 3.3742e-05 | 1.6871e-05 | 0 | 1.6871e-05 | 4.3382e-05 | 0 | 4.3382e-05 | [16 empty] | 7.3.1.3 Ignition probability mapping showing the probability of ignition along the electric lines and equipmentWLDFRAggregatedAggregated | WLDFR | HFTD - Distribution - Tier 2 - 3QU CoRE ¦ 3QU LoRE | Red Flag Warning - Catastrophic Fires | Aggregated | Aggregated | 2025 | 2.9856e-05 | 0 | 808.5801 | 0.024141 | 2025 | Mitigation | 0.08575 | 30 | 0 | esc | 0.0012005 | 3.5842e-08 | 0.00060025 | 1.7921e-08 | 0.0015435 | 4.6082e-08
[79 empty] | WLDFR | HFTD - Distribution - Tier 2 - 3QU CoRE ¦ 3QU LoRE | Non-Red Flag Warning - Catastrophic Fires | 2029 | 2.2028e-09 | 1.1014e-09 | 2.8321e-09 | 15317.9909 | 247.273 | 9287.6491 | 5783.0689 | 0 | 0 | 0 | 1.8349e-06 |  | 3.3742e-05 | 0 | 3.3742e-05 | 1.6871e-05 | 0 | 1.6871e-05 | 4.3382e-05 | 0 | 4.3382e-05 | [16 empty] | 7.3.1.3 Ignition probability mapping showing the probability of ignition along the electric lines and equipmentWLDFRAggregatedAggregated | WLDFR | HFTD - Distribution - Tier 2 - 3QU CoRE ¦ 3QU LoRE | Red Flag Warning - Catastrophic Fires | Aggregated | Aggregated | 2026 | 2.9856e-05 | 0 | 808.5801 | 0.024141 | 2026 | Mitigation | 0.08575 | 30 | 0 | esc | 0.0012005 | 3.5842e-08 | 0.00060025 | 1.7921e-08 | 0.0015435 | 4.6082e-08
[79 empty] | WLDFR | HFTD - Distribution - Tier 2 - 3QU CoRE ¦ 3QU LoRE | Non-Red Flag Warning - Catastrophic Fires | 2030 | 2.2028e-09 | 1.1014e-09 | 2.8321e-09 | 15317.9909 | 247.273 | 9287.6491 | 5783.0689 | 0 | 0 | 0 | 1.8349e-06 |  | 3.3742e-05 | 0 | 3.3742e-05 | 1.6871e-05 | 0 | 1.6871e-05 | 4.3382e-05 | 0 | 4.3382e-05 | [16 empty] | 7.3.1.3 Ignition probability mapping showing the probability of ignition along the electric lines and equipmentWLDFRAggregatedAggregated | WLDFR | HFTD - Distribution - Tier 2 - 3QU CoRE ¦ 3QU LoRE | Red Flag Warning - Catastrophic Fires | Aggregated | Aggregated | 2027 | 2.9856e-05 | 0 | 808.5801 | 0.024141 | 2027 | Mitigation | 0.08575 | 30 | 0 | esc | 0.0012005 | 3.5842e-08 | 0.00060025 | 1.7921e-08 | 0.0015435 | 4.6082e-08
[79 empty] | WLDFR | HFTD - Distribution - Tier 2 - 3QU CoRE ¦ 3QU LoRE | Non-Red Flag Warning - Catastrophic Fires | 2031 | 2.2028e-09 | 1.1014e-09 | 2.8321e-09 | 15317.9909 | 247.273 | 9287.6491 | 5783.0689 | 0 | 0 | 0 | 1.8349e-06 |  | 3.3742e-05 | 0 | 3.3742e-05 | 1.6871e-05 | 0 | 1.6871e-05 | 4.3382e-05 | 0 | 4.3382e-05 | [16 empty] | 7.3.1.3 Ignition probability mapping showing the probability of ignition along the electric lines and equipmentWLDFRAggregatedAggregated | WLDFR | HFTD - Distribution - Tier 2 - 3QU CoRE ¦ 3QU LoRE | Red Flag Warning - Catastrophic Fires | Aggregated | Aggregated | 2028 | 2.9856e-05 | 0 | 808.5801 | 0.024141 | 2028 | Mitigation | 0.08575 | 30 | 0 | esc | 0.0012005 | 3.5842e-08 | 0.00060025 | 1.7921e-08 | 0.0015435 | 4.6082e-08
[79 empty] | WLDFR | HFTD - Distribution - Tier 2 - 3QU CoRE ¦ 3QU LoRE | Non-Red Flag Warning - Catastrophic Fires | 2032 | 2.2028e-09 | 1.1014e-09 | 2.8321e-09 | 15317.9909 | 247.273 | 9287.6491 | 5783.0689 | 0 | 0 | 0 | 1.8349e-06 |  | 3.3742e-05 | 0 | 3.3742e-05 | 1.6871e-05 | 0 | 1.6871e-05 | 4.3382e-05 | 0 | 4.3382e-05 | [16 empty] | 7.3.1.3 Ignition probability mapping showing the probability of ignition along the electric lines and equipmentWLDFRAggregatedAggregated | WLDFR | HFTD - Distribution - Tier 2 - 3QU CoRE ¦ 3QU LoRE | Red Flag Warning - Catastrophic Fires | Aggregated | Aggregated | 2029 | 2.9856e-05 | 0 | 808.5801 | 0.024141 | 2029 | Mitigation | 0.08575 | 30 | 0 | esc | 0.0012005 | 3.5842e-08 | 0.00060025 | 1.7921e-08 | 0.0015435 | 4.6082e-08
[79 empty] | WLDFR | HFTD - Distribution - Tier 2 - 3QU CoRE ¦ 3QU LoRE | Non-Red Flag Warning - Catastrophic Fires | 2033 | 2.2028e-09 | 1.1014e-09 | 2.8321e-09 | 16044.1264 | 263.1074 | 9721.74 | 6059.2791 | 0 | 0 | 0 | 1.8349e-06 |  | 3.5341e-05 | 0 | 3.5341e-05 | 1.7671e-05 | 0 | 1.7671e-05 | 4.5439e-05 | 0 | 4.5439e-05 | [16 empty] | 7.3.1.3 Ignition probability mapping showing the probability of ignition along the electric lines and equipmentWLDFRAggregatedAggregated | WLDFR | HFTD - Distribution - Tier 2 - 3QU CoRE ¦ 3QU LoRE | Red Flag Warning - Catastrophic Fires | Aggregated | Aggregated | 2030 | 2.9856e-05 | 0 | 808.5801 | 0.024141 | 2030 | Mitigation | 0.08575 | 30 | 0 | esc | 0.0012005 | 3.5842e-08 | 0.00060025 | 1.7921e-08 | 0.0015435 | 4.6082e-08
[79 empty] | WLDFR | HFTD - Distribution - Tier 2 - 3QU CoRE ¦ 3QU LoRE | Non-Red Flag Warning - Catastrophic Fires | 2034 | 2.2028e-09 | 1.1014e-09 | 2.8321e-09 | 16044.1264 | 263.1074 | 9721.74 | 6059.2791 | 0 | 0 | 0 | 1.8349e-06 |  | 3.5341e-05 | 0 | 3.5341e-05 | 1.7671e-05 | 0 | 1.7671e-05 | 4.5439e-05 | 0 | 4.5439e-05 | [16 empty] | 7.3.1.3 Ignition probability mapping showing the probability of ignition along the electric lines and equipmentWLDFRAggregatedAggregated | WLDFR | HFTD - Distribution - Tier 2 - 3QU CoRE ¦ 3QU LoRE | Red Flag Warning - Catastrophic Fires | Aggregated | Aggregated | 2031 | 2.9856e-05 | 0 | 808.5801 | 0.024141 | 2031 | Mitigation | 0.08575 | 30 | 0 | esc | 0.0012005 | 3.5842e-08 | 0.00060025 | 1.7921e-08 | 0.0015435 | 4.6082e-08
[79 empty] | WLDFR | HFTD - Distribution - Tier 2 - 3QU CoRE ¦ 3QU LoRE | Non-Red Flag Warning - Catastrophic Fires | 2035 | 2.2028e-09 | 1.1014e-09 | 2.8321e-09 | 16044.1264 | 263.1074 | 9721.74 | 6059.2791 | 0 | 0 | 0 | 1.8349e-06 |  | 3.5341e-05 | 0 | 3.5341e-05 | 1.7671e-05 | 0 | 1.7671e-05 | 4.5439e-05 | 0 | 4.5439e-05 | [16 empty] | 7.3.1.3 Ignition probability mapping showing the probability of ignition along the electric lines and equipmentWLDFRAggregatedAggregated | WLDFR | HFTD - Distribution - Tier 2 - 3QU CoRE ¦ 3QU LoRE | Red Flag Warning - Catastrophic Fires | Aggregated | Aggregated | 2032 | 2.9856e-05 | 0 | 808.5801 | 0.024141 | 2032 | Mitigation | 0.08575 | 30 | 0 | esc | 0.0012005 | 3.5842e-08 | 0.00060025 | 1.7921e-08 | 0.0015435 | 4.6082e-08
[79 empty] | WLDFR | HFTD - Distribution - Tier 2 - 3QU CoRE ¦ 3QU LoRE | Non-Red Flag Warning - Catastrophic Fires | 2036 | 2.2028e-09 | 1.1014e-09 | 2.8321e-09 | 16044.1264 | 263.1074 | 9721.74 | 6059.2791 | 0 | 0 | 0 | 1.8349e-06 |  | 3.5341e-05 | 0 | 3.5341e-05 | 1.7671e-05 | 0 | 1.7671e-05 | 4.5439e-05 | 0 | 4.5439e-05 | [16 empty] | 7.3.1.3 Ignition probability mapping showing the probability of ignition along the electric lines and equipmentWLDFRAggregatedAggregated | WLDFR | HFTD - Distribution - Tier 2 - 3QU CoRE ¦ 3QU LoRE | Red Flag Warning - Catastrophic Fires | Aggregated | Aggregated | 2033 | 2.9856e-05 | 0 | 808.5801 | 0.024141 | 2033 | Mitigation | 0.08575 | 30 | 0 | esc | 0.0012005 | 3.5842e-08 | 0.00060025 | 1.7921e-08 | 0.0015435 | 4.6082e-08
[79 empty] | WLDFR | HFTD - Distribution - Tier 2 - 3QU CoRE ¦ 3QU LoRE | Non-Red Flag Warning - Catastrophic Fires | 2037 | 2.2028e-09 | 1.1014e-09 | 2.8321e-09 | 16044.1264 | 263.1074 | 9721.74 | 6059.2791 | 0 | 0 | 0 | 1.8349e-06 |  | 3.5341e-05 | 0 | 3.5341e-05 | 1.7671e-05 | 0 | 1.7671e-05 | 4.5439e-05 | 0 | 4.5439e-05 | [16 empty] | 7.3.1.3 Ignition probability mapping showing the probability of ignition along the electric lines and equipmentWLDFRAggregatedAggregated | WLDFR | HFTD - Distribution - Tier 2 - 3QU CoRE ¦ 3QU LoRE | Red Flag Warning - Catastrophic Fires | Aggregated | Aggregated | 2034 | 2.9856e-05 | 0 | 808.5801 | 0.024141 | 2034 | Mitigation | 0.08575 | 30 | 0 | esc | 0.0012005 | 3.5842e-08 | 0.00060025 | 1.7921e-08 | 0.0015435 | 4.6082e-08
[79 empty] | WLDFR | HFTD - Distribution - Tier 2 - 3QU CoRE ¦ 3QU LoRE | Non-Red Flag Warning - Catastrophic Fires | 2038 | 2.2028e-09 | 1.1014e-09 | 2.8321e-09 | 16832.3912 | 280.5544 | 10192.2718 | 6359.5651 | 0 | 0 | 0 | 1.8349e-06 |  | 3.7078e-05 | 0 | 3.7078e-05 | 1.8539e-05 | 0 | 1.8539e-05 | 4.7671e-05 | 0 | 4.7671e-05 | [16 empty] | 7.3.1.3 Ignition probability mapping showing the probability of ignition along the electric lines and equipmentWLDFRAggregatedAggregated | WLDFR | HFTD - Distribution - Tier 2 - 3QU CoRE ¦ 3QU LoRE | Red Flag Warning - Catastrophic Fires | Aggregated | Aggregated | 2035 | 2.9856e-05 | 0 | 808.5801 | 0.024141 | 2035 | Mitigation | 0.08575 | 30 | 0 | esc | 0.0012005 | 3.5842e-08 | 0.00060025 | 1.7921e-08 | 0.0015435 | 4.6082e-08
[79 empty] | WLDFR | HFTD - Distribution - Tier 2 - 3QU CoRE ¦ 3QU LoRE | Non-Red Flag Warning - Catastrophic Fires | 2039 | 2.2028e-09 | 1.1014e-09 | 2.8321e-09 | 16832.3912 | 280.5544 | 10192.2718 | 6359.5651 | 0 | 0 | 0 | 1.8349e-06 |  | 3.7078e-05 | 0 | 3.7078e-05 | 1.8539e-05 | 0 | 1.8539e-05 | 4.7671e-05 | 0 | 4.7671e-05 | [16 empty] | 7.3.1.3 Ignition probability mapping showing the probability of ignition along the electric lines and equipmentWLDFRAggregatedAggregated | WLDFR | HFTD - Distribution - Tier 2 - 3QU CoRE ¦ 3QU LoRE | Red Flag Warning - Catastrophic Fires | Aggregated | Aggregated | 2036 | 2.9856e-05 | 0 | 808.5801 | 0.024141 | 2036 | Mitigation | 0.08575 | 30 | 0 | esc | 0.0012005 | 3.5842e-08 | 0.00060025 | 1.7921e-08 | 0.0015435 | 4.6082e-08
[79 empty] | WLDFR | HFTD - Distribution - Tier 2 - 3QU CoRE ¦ 3QU LoRE | Non-Red Flag Warning - Catastrophic Fires | 2040 | 2.2028e-09 | 1.1014e-09 | 2.8321e-09 | 16832.3912 | 280.5544 | 10192.2718 | 6359.5651 | 0 | 0 | 0 | 1.8349e-06 |  | 3.7078e-05 | 0 | 3.7078e-05 | 1.8539e-05 | 0 | 1.8539e-05 | 4.7671e-05 | 0 | 4.7671e-05 | [16 empty] | 7.3.1.3 Ignition probability mapping showing the probability of ignition along the electric lines and equipmentWLDFRAggregatedAggregated | WLDFR | HFTD - Distribution - Tier 2 - 3QU CoRE ¦ 3QU LoRE | Red Flag Warning - Catastrophic Fires | Aggregated | Aggregated | 2037 | 2.9856e-05 | 0 | 808.5801 | 0.024141 | 2037 | Mitigation | 0.08575 | 30 | 0 | esc | 0.0012005 | 3.5842e-08 | 0.00060025 | 1.7921e-08 | 0.0015435 | 4.6082e-08
[79 empty] | WLDFR | HFTD - Distribution - Tier 2 - 3QU CoRE ¦ 3QU LoRE | Non-Red Flag Warning - Catastrophic Fires | 2041 | 2.2028e-09 | 1.1014e-09 | 2.8321e-09 | 16832.3912 | 280.5544 | 10192.2718 | 6359.5651 | 0 | 0 | 0 | 1.8349e-06 |  | 3.7078e-05 | 0 | 3.7078e-05 | 1.8539e-05 | 0 | 1.8539e-05 | 4.7671e-05 | 0 | 4.7671e-05 | [16 empty] | 7.3.1.3 Ignition probability mapping showing the probability of ignition along the electric lines and equipmentWLDFRAggregatedAggregated | WLDFR | HFTD - Distribution - Tier 2 - 3QU CoRE ¦ 3QU LoRE | Red Flag Warning - Catastrophic Fires | Aggregated | Aggregated | 2038 | 2.9856e-05 | 0 | 808.5801 | 0.024141 | 2038 | Mitigation | 0.08575 | 30 | 0 | esc | 0.0012005 | 3.5842e-08 | 0.00060025 | 1.7921e-08 | 0.0015435 | 4.6082e-08
[79 empty] | WLDFR | HFTD - Distribution - Tier 2 - 3QU CoRE ¦ 3QU LoRE | Non-Red Flag Warning - Catastrophic Fires | 2042 | 2.2028e-09 | 1.1014e-09 | 2.8321e-09 | 16832.3912 | 280.5544 | 10192.2718 | 6359.5651 | 0 | 0 | 0 | 1.8349e-06 |  | 3.7078e-05 | 0 | 3.7078e-05 | 1.8539e-05 | 0 | 1.8539e-05 | 4.7671e-05 | 0 | 4.7671e-05 | [16 empty] | 7.3.1.3 Ignition probability mapping showing the probability of ignition along the electric lines and equipmentWLDFRAggregatedAggregated | WLDFR | HFTD - Distribution - Tier 2 - 3QU CoRE ¦ 3QU LoRE | Red Flag Warning - Catastrophic Fires | Aggregated | Aggregated | 2039 | 2.9856e-05 | 0 | 808.5801 | 0.024141 | 2039 | Mitigation | 0.08575 | 30 | 0 | esc | 0.0012005 | 3.5842e-08 | 0.00060025 | 1.7921e-08 | 0.0015435 | 4.6082e-08
[79 empty] | WLDFR | HFTD - Distribution - Tier 2 - 3QU CoRE ¦ 3QU LoRE | Non-Red Flag Warning - Catastrophic Fires | 2043 | 2.2028e-09 | 1.1014e-09 | 2.8321e-09 | 17672.0852 | 299.42 | 10692.7362 | 6679.929 | 0 | 0 | 0 | 1.8349e-06 |  | 3.8927e-05 | 0 | 3.8927e-05 | 1.9464e-05 | 0 | 1.9464e-05 | 5.0049e-05 | 0 | 5.0049e-05 | [16 empty] | 7.3.1.3 Ignition probability mapping showing the probability of ignition along the electric lines and equipmentWLDFRAggregatedAggregated | WLDFR | HFTD - Distribution - Tier 2 - 3QU CoRE ¦ 3QU LoRE | Red Flag Warning - Catastrophic Fires | Aggregated | Aggregated | 2040 | 2.9856e-05 | 0 | 808.5801 | 0.024141 | 2040 | Mitigation | 0.08575 | 30 | 0 | esc | 0.0012005 | 3.5842e-08 | 0.00060025 | 1.7921e-08 | 0.0015435 | 4.6082e-08
[79 empty] | WLDFR | HFTD - Distribution - Tier 2 - 3QU CoRE ¦ 3QU LoRE | Non-Red Flag Warning - Catastrophic Fires | 2044 | 2.2028e-09 | 1.1014e-09 | 2.8321e-09 | 17672.0852 | 299.42 | 10692.7362 | 6679.929 | 0 | 0 | 0 | 1.8349e-06 |  | 3.8927e-05 | 0 | 3.8927e-05 | 1.9464e-05 | 0 | 1.9464e-05 | 5.0049e-05 | 0 | 5.0049e-05 | [16 empty] | 7.3.1.3 Ignition probability mapping showing the probability of ignition along the electric lines and equipmentWLDFRAggregatedAggregated | WLDFR | HFTD - Distribution - Tier 2 - 3QU CoRE ¦ 3QU LoRE | Red Flag Warning - Catastrophic Fires | Aggregated | Aggregated | 2041 | 2.9856e-05 | 0 | 808.5801 | 0.024141 | 2041 | Mitigation | 0.08575 | 30 | 0 | esc | 0.0012005 | 3.5842e-08 | 0.00060025 | 1.7921e-08 | 0.0015435 | 4.6082e-08
[79 empty] | WLDFR | HFTD - Distribution - Tier 2 - 3QU CoRE ¦ 3QU LoRE | Non-Red Flag Warning - Catastrophic Fires | 2045 | 2.2028e-09 | 1.1014e-09 | 2.8321e-09 | 17672.0852 | 299.42 | 10692.7362 | 6679.929 | 0 | 0 | 0 | 1.8349e-06 |  | 3.8927e-05 | 0 | 3.8927e-05 | 1.9464e-05 | 0 | 1.9464e-05 | 5.0049e-05 | 0 | 5.0049e-05 | [16 empty] | 7.3.1.3 Ignition probability mapping showing the probability of ignition along the electric lines and equipmentWLDFRAggregatedAggregated | WLDFR | HFTD - Distribution - Tier 2 - 3QU CoRE ¦ 3QU LoRE | Red Flag Warning - Catastrophic Fires | Aggregated | Aggregated | 2042 | 2.9856e-05 | 0 | 808.5801 | 0.024141 | 2042 | Mitigation | 0.08575 | 30 | 0 | esc | 0.0012005 | 3.5842e-08 | 0.00060025 | 1.7921e-08 | 0.0015435 | 4.6082e-08
[79 empty] | WLDFR | HFTD - Distribution - Tier 2 - 3QU CoRE ¦ 3QU LoRE | Non-Red Flag Warning - Catastrophic Fires | 2046 | 2.2028e-09 | 1.1014e-09 | 2.8321e-09 | 17672.0852 | 299.42 | 10692.7362 | 6679.929 | 0 | 0 | 0 | 1.8349e-06 |  | 3.8927e-05 | 0 | 3.8927e-05 | 1.9464e-05 | 0 | 1.9464e-05 | 5.0049e-05 | 0 | 5.0049e-05 | [16 empty] | 7.3.1.3 Ignition probability mapping showing the probability of ignition along the electric lines and equipmentWLDFRAggregatedAggregated | WLDFR | HFTD - Distribution - Tier 2 - 3QU CoRE ¦ 3QU LoRE | Red Flag Warning - Catastrophic Fires | Aggregated | Aggregated | 2043 | 2.9856e-05 | 0 | 808.5801 | 0.024141 | 2043 | Mitigation | 0.08575 | 30 | 0 | esc | 0.0012005 | 3.5842e-08 | 0.00060025 | 1.7921e-08 | 0.0015435 | 4.6082e-08
[79 empty] | WLDFR | HFTD - Distribution - Tier 2 - 3QU CoRE ¦ 3QU LoRE | Non-Red Flag Warning - Catastrophic Fires | 2047 | 2.2028e-09 | 1.1014e-09 | 2.8321e-09 | 17672.0852 | 299.42 | 10692.7362 | 6679.929 | 0 | 0 | 0 | 1.8349e-06 |  | 3.8927e-05 | 0 | 3.8927e-05 | 1.9464e-05 | 0 | 1.9464e-05 | 5.0049e-05 | 0 | 5.0049e-05 | [16 empty] | 7.3.1.3 Ignition probability mapping showing the probability of ignition along the electric lines and equipmentWLDFRAggregatedAggregated | WLDFR | HFTD - Distribution - Tier 2 - 3QU CoRE ¦ 3QU LoRE | Red Flag Warning - Catastrophic Fires | Aggregated | Aggregated | 2044 | 2.9856e-05 | 0 | 808.5801 | 0.024141 | 2044 | Mitigation | 0.08575 | 30 | 0 | esc | 0.0012005 | 3.5842e-08 | 0.00060025 | 1.7921e-08 | 0.0015435 | 4.6082e-08
[79 empty] | WLDFR | HFTD - Distribution - Tier 2 - 3QU CoRE ¦ 3QU LoRE | Non-Red Flag Warning - Catastrophic Fires | 2048 | 2.2028e-09 | 1.1014e-09 | 2.8321e-09 | 18552.3348 | 319.4911 | 11216.5626 | 7016.281 | 0 | 0 | 0 | 1.8349e-06 |  | 4.0866e-05 | 0 | 4.0866e-05 | 2.0433e-05 | 0 | 2.0433e-05 | 5.2542e-05 | 0 | 5.2542e-05 | [16 empty] | 7.3.1.3 Ignition probability mapping showing the probability of ignition along the electric lines and equipmentWLDFRAggregatedAggregated | WLDFR | HFTD - Distribution - Tier 2 - 3QU CoRE ¦ 3QU LoRE | Red Flag Warning - Catastrophic Fires | Aggregated | Aggregated | 2045 | 2.9856e-05 | 0 | 808.5801 | 0.024141 | 2045 | Mitigation | 0.08575 | 30 | 0 | esc | 0.0012005 | 3.5842e-08 | 0.00060025 | 1.7921e-08 | 0.0015435 | 4.6082e-08
[79 empty] | WLDFR | HFTD - Distribution - Tier 2 - 3QU CoRE ¦ 3QU LoRE | Non-Red Flag Warning - Catastrophic Fires | 2049 | 2.2028e-09 | 1.1014e-09 | 2.8321e-09 | 18552.3348 | 319.4911 | 11216.5626 | 7016.281 | 0 | 0 | 0 | 1.8349e-06 |  | 4.0866e-05 | 0 | 4.0866e-05 | 2.0433e-05 | 0 | 2.0433e-05 | 5.2542e-05 | 0 | 5.2542e-05 | [16 empty] | 7.3.1.3 Ignition probability mapping showing the probability of ignition along the electric lines and equipmentWLDFRAggregatedAggregated | WLDFR | HFTD - Distribution - Tier 2 - 3QU CoRE ¦ 3QU LoRE | Red Flag Warning - Catastrophic Fires | Aggregated | Aggregated | 2046 | 2.9856e-05 | 0 | 808.5801 | 0.024141 | 2046 | Mitigation | 0.08575 | 30 | 0 | esc | 0.0012005 | 3.5842e-08 | 0.00060025 | 1.7921e-08 | 0.0015435 | 4.6082e-08
[79 empty] | WLDFR | HFTD - Distribution - Tier 2 - 3QU CoRE ¦ 3QU LoRE | Non-Red Flag Warning - Catastrophic Fires | 2050 | 0 | 1.1014e-09 | 2.8321e-09 | 18552.3348 | 319.4911 | 11216.5626 | 7016.281 | 0 | 0 | 0 | 1.8349e-06 |  | 0 | 0 | 0 | 2.0433e-05 | 0 | 2.0433e-05 | 5.2542e-05 | 0 | 5.2542e-05 | [16 empty] | 7.3.1.3 Ignition probability mapping showing the probability of ignition along the electric lines and equipmentWLDFRAggregatedAggregated | WLDFR | HFTD - Distribution - Tier 2 - 3QU CoRE ¦ 3QU LoRE | Red Flag Warning - Catastrophic Fires | Aggregated | Aggregated | 2047 | 2.9856e-05 | 0 | 808.5801 | 0.024141 | 2047 | Mitigation | 0.08575 | 30 | 0 | esc | 0.0012005 | 3.5842e-08 | 0.00060025 | 1.7921e-08 | 0.0015435 | 4.6082e-08
[79 empty] | WLDFR | HFTD - Distribution - Tier 2 - 3QU CoRE ¦ 3QU LoRE | Non-Red Flag Warning - Catastrophic Fires | 2051 | 0 | 0 | 2.8321e-09 | 18552.3348 | 319.4911 | 11216.5626 | 7016.281 | 0 | 0 | 0 | 1.8349e-06 |  | 0 | 0 | 0 | 0 | 0 | 0 | 5.2542e-05 | 0 | 5.2542e-05 | [16 empty] | 7.3.1.3 Ignition probability mapping showing the probability of ignition along the electric lines and equipmentWLDFRAggregatedAggregated | WLDFR | HFTD - Distribution - Tier 2 - 3QU CoRE ¦ 3QU LoRE | Red Flag Warning - Catastrophic Fires | Aggregated | Aggregated | 2048 | 2.9856e-05 | 0 | 808.5801 | 0.024141 | 2048 | Mitigation | 0.08575 | 30 | 0 | esc | 0.0012005 | 3.5842e-08 | 0.00060025 | 1.7921e-08 | 0.0015435 | 4.6082e-08
[79 empty] | WLDFR | HFTD - Distribution - Tier 2 - 3QU CoRE ¦ 3QU LoRE | Non-Red Flag Warning - Destructive Fires | 2020 | 2.2145e-09 | 0 | 0 | 8807.9522 | 222.2294 | 8585.7228 | 0 | 0 | 0 | 0 | 1.8447e-06 |  | 1.9505e-05 | 0 | 1.9505e-05 | 0 | 0 | 0 | 0 | 0 | 0 | [16 empty] | 7.3.1.3 Ignition probability mapping showing the probability of ignition along the electric lines and equipmentWLDFRAggregatedAggregated | WLDFR | HFTD - Distribution - Tier 2 - 3QU CoRE ¦ 3QU LoRE | Red Flag Warning - Catastrophic Fires | Aggregated | Aggregated | 2049 | 2.9856e-05 | 0 | 808.5801 | 0.024141 | 2049 | Mitigation | 0.08575 | 30 | 0 | esc | 0.0012005 | 3.5842e-08 | 0.00060025 | 1.7921e-08 | 0.0015435 | 4.6082e-08
[79 empty] | WLDFR | HFTD - Distribution - Tier 2 - 3QU CoRE ¦ 3QU LoRE | Non-Red Flag Warning - Destructive Fires | 2021 | 2.2145e-09 | 1.1073e-09 | 0 | 8807.9522 | 222.2294 | 8585.7228 | 0 | 0 | 0 | 0 | 1.8447e-06 |  | 1.9505e-05 | 0 | 1.9505e-05 | 9.7527e-06 | 0 | 9.7527e-06 | 0 | 0 | 0 | [16 empty] | 7.3.1.3 Ignition probability mapping showing the probability of ignition along the electric lines and equipmentWLDFRAggregatedAggregated | WLDFR | HFTD - Distribution - Tier 2 - 3QU CoRE ¦ 3QU LoRE | Red Flag Warning - Catastrophic Fires | Aggregated | Aggregated | 2050 | 2.9856e-05 | 0 | 808.5801 | 0.024141 | 2050 | Mitigation | 0.08575 | 30 | 0 | esc | 0 | 0 | 0.00060025 | 1.7921e-08 | 0.0015435 | 4.6082e-08
[79 empty] | WLDFR | HFTD - Distribution - Tier 2 - 3QU CoRE ¦ 3QU LoRE | Non-Red Flag Warning - Destructive Fires | 2022 | 2.2145e-09 | 1.1073e-09 | 2.8473e-09 | 8807.9522 | 222.2294 | 8585.7228 | 0 | 0 | 0 | 0 | 1.8447e-06 |  | 1.9505e-05 | 0 | 1.9505e-05 | 9.7527e-06 | 0 | 9.7527e-06 | 2.5078e-05 | 0 | 2.5078e-05 | [16 empty] | 7.3.1.3 Ignition probability mapping showing the probability of ignition along the electric lines and equipmentWLDFRAggregatedAggregated | WLDFR | HFTD - Distribution - Tier 2 - 3QU CoRE ¦ 3QU LoRE | Red Flag Warning - Catastrophic Fires | Aggregated | Aggregated | 2051 | 2.9856e-05 | 0 | 808.5801 | 0.024141 | 2051 | Mitigation | 0.08575 | 30 | 0 | esc | 0 | 0 | 0 | 0 | 0.0015435 | 4.6082e-08
[79 empty] | WLDFR | HFTD - Distribution - Tier 2 - 3QU CoRE ¦ 3QU LoRE | Non-Red Flag Warning - Destructive Fires | 2023 | 2.2145e-09 | 1.1073e-09 | 2.8473e-09 | 9129.7461 | 233.2301 | 8896.516 | 0 | 0 | 0 | 0 | 1.8447e-06 |  | 2.0218e-05 | 0 | 2.0218e-05 | 1.0109e-05 | 0 | 1.0109e-05 | 2.5995e-05 | 0 | 2.5995e-05 | [16 empty] | 7.3.1.3 Ignition probability mapping showing the probability of ignition along the electric lines and equipmentWLDFRAggregatedAggregated | WLDFR | HFTD - Distribution - Tier 2 - 3QU CoRE ¦ 3QU LoRE | Red Flag Warning - Destructive Fires | Aggregated | Aggregated | 2021 | 4.3242e-06 | 0 | 808.5801 | 0.0034965 | 2021 | Mitigation | 0.08575 | 30 | 0 | esc | 0.0012005 | 5.1913e-09 | 0.00060025 | 2.5956e-09 | 0 | 0
[79 empty] | WLDFR | HFTD - Distribution - Tier 2 - 3QU CoRE ¦ 3QU LoRE | Non-Red Flag Warning - Destructive Fires | 2024 | 2.2145e-09 | 1.1073e-09 | 2.8473e-09 | 9129.7461 | 233.2301 | 8896.516 | 0 | 0 | 0 | 0 | 1.8447e-06 |  | 2.0218e-05 | 0 | 2.0218e-05 | 1.0109e-05 | 0 | 1.0109e-05 | 2.5995e-05 | 0 | 2.5995e-05 | [16 empty] | 7.3.1.3 Ignition probability mapping showing the probability of ignition along the electric lines and equipmentWLDFRAggregatedAggregated | WLDFR | HFTD - Distribution - Tier 2 - 3QU CoRE ¦ 3QU LoRE | Red Flag Warning - Destructive Fires | Aggregated | Aggregated | 2022 | 4.3242e-06 | 0 | 808.5801 | 0.0034965 | 2022 | Mitigation | 0.08575 | 30 | 0 | esc | 0.0012005 | 5.1913e-09 | 0.00060025 | 2.5956e-09 | 0.0015435 | 6.6745e-09
[79 empty] | WLDFR | HFTD - Distribution - Tier 2 - 3QU CoRE ¦ 3QU LoRE | Non-Red Flag Warning - Destructive Fires | 2025 | 2.2145e-09 | 1.1073e-09 | 2.8473e-09 | 9129.7461 | 233.2301 | 8896.516 | 0 | 0 | 0 | 0 | 1.8447e-06 |  | 2.0218e-05 | 0 | 2.0218e-05 | 1.0109e-05 | 0 | 1.0109e-05 | 2.5995e-05 | 0 | 2.5995e-05 | [16 empty] | 7.3.1.3 Ignition probability mapping showing the probability of ignition along the electric lines and equipmentWLDFRAggregatedAggregated | WLDFR | HFTD - Distribution - Tier 2 - 3QU CoRE ¦ 3QU LoRE | Red Flag Warning - Destructive Fires | Aggregated | Aggregated | 2023 | 4.3242e-06 | 0 | 808.5801 | 0.0034965 | 2023 | Mitigation | 0.08575 | 30 | 0 | esc | 0.0012005 | 5.1913e-09 | 0.00060025 | 2.5956e-09 | 0.0015435 | 6.6745e-09
[79 empty] | WLDFR | HFTD - Distribution - Tier 2 - 3QU CoRE ¦ 3QU LoRE | Non-Red Flag Warning - Destructive Fires | 2026 | 2.2145e-09 | 1.1073e-09 | 2.8473e-09 | 9129.7461 | 233.2301 | 8896.516 | 0 | 0 | 0 | 0 | 1.8447e-06 |  | 2.0218e-05 | 0 | 2.0218e-05 | 1.0109e-05 | 0 | 1.0109e-05 | 2.5995e-05 | 0 | 2.5995e-05 | [16 empty] | 7.3.1.3 Ignition probability mapping showing the probability of ignition along the electric lines and equipmentWLDFRAggregatedAggregated | WLDFR | HFTD - Distribution - Tier 2 - 3QU CoRE ¦ 3QU LoRE | Red Flag Warning - Destructive Fires | Aggregated | Aggregated | 2024 | 4.3242e-06 | 0 | 808.5801 | 0.0034965 | 2024 | Mitigation | 0.08575 | 30 | 0 | esc | 0.0012005 | 5.1913e-09 | 0.00060025 | 2.5956e-09 | 0.0015435 | 6.6745e-09
[79 empty] | WLDFR | HFTD - Distribution - Tier 2 - 3QU CoRE ¦ 3QU LoRE | Non-Red Flag Warning - Destructive Fires | 2027 | 2.2145e-09 | 1.1073e-09 | 2.8473e-09 | 9129.7461 | 233.2301 | 8896.516 | 0 | 0 | 0 | 0 | 1.8447e-06 |  | 2.0218e-05 | 0 | 2.0218e-05 | 1.0109e-05 | 0 | 1.0109e-05 | 2.5995e-05 | 0 | 2.5995e-05 | [16 empty] | 7.3.1.3 Ignition probability mapping showing the probability of ignition along the electric lines and equipmentWLDFRAggregatedAggregated | WLDFR | HFTD - Distribution - Tier 2 - 3QU CoRE ¦ 3QU LoRE | Red Flag Warning - Destructive Fires | Aggregated | Aggregated | 2025 | 4.3242e-06 | 0 | 808.5801 | 0.0034965 | 2025 | Mitigation | 0.08575 | 30 | 0 | esc | 0.0012005 | 5.1913e-09 | 0.00060025 | 2.5956e-09 | 0.0015435 | 6.6745e-09
[79 empty] | WLDFR | HFTD - Distribution - Tier 2 - 3QU CoRE ¦ 3QU LoRE | Non-Red Flag Warning - Destructive Fires | 2028 | 2.2145e-09 | 1.1073e-09 | 2.8473e-09 | 9534.9221 | 247.273 | 9287.6491 | 0 | 0 | 0 | 0 | 1.8447e-06 |  | 2.1115e-05 | 0 | 2.1115e-05 | 1.0558e-05 | 0 | 1.0558e-05 | 2.7148e-05 | 0 | 2.7148e-05 | [16 empty] | 7.3.1.3 Ignition probability mapping showing the probability of ignition along the electric lines and equipmentWLDFRAggregatedAggregated | WLDFR | HFTD - Distribution - Tier 2 - 3QU CoRE ¦ 3QU LoRE | Red Flag Warning - Destructive Fires | Aggregated | Aggregated | 2026 | 4.3242e-06 | 0 | 808.5801 | 0.0034965 | 2026 | Mitigation | 0.08575 | 30 | 0 | esc | 0.0012005 | 5.1913e-09 | 0.00060025 | 2.5956e-09 | 0.0015435 | 6.6745e-09
[79 empty] | WLDFR | HFTD - Distribution - Tier 2 - 3QU CoRE ¦ 3QU LoRE | Non-Red Flag Warning - Destructive Fires | 2029 | 2.2145e-09 | 1.1073e-09 | 2.8473e-09 | 9534.9221 | 247.273 | 9287.6491 | 0 | 0 | 0 | 0 | 1.8447e-06 |  | 2.1115e-05 | 0 | 2.1115e-05 | 1.0558e-05 | 0 | 1.0558e-05 | 2.7148e-05 | 0 | 2.7148e-05 | [16 empty] | 7.3.1.3 Ignition probability mapping showing the probability of ignition along the electric lines and equipmentWLDFRAggregatedAggregated | WLDFR | HFTD - Distribution - Tier 2 - 3QU CoRE ¦ 3QU LoRE | Red Flag Warning - Destructive Fires | Aggregated | Aggregated | 2027 | 4.3242e-06 | 0 | 808.5801 | 0.0034965 | 2027 | Mitigation | 0.08575 | 30 | 0 | esc | 0.0012005 | 5.1913e-09 | 0.00060025 | 2.5956e-09 | 0.0015435 | 6.6745e-09
[79 empty] | WLDFR | HFTD - Distribution - Tier 2 - 3QU CoRE ¦ 3QU LoRE | Non-Red Flag Warning - Destructive Fires | 2030 | 2.2145e-09 | 1.1073e-09 | 2.8473e-09 | 9534.9221 | 247.273 | 9287.6491 | 0 | 0 | 0 | 0 | 1.8447e-06 |  | 2.1115e-05 | 0 | 2.1115e-05 | 1.0558e-05 | 0 | 1.0558e-05 | 2.7148e-05 | 0 | 2.7148e-05 | [16 empty] | 7.3.1.3 Ignition probability mapping showing the probability of ignition along the electric lines and equipmentWLDFRAggregatedAggregated | WLDFR | HFTD - Distribution - Tier 2 - 3QU CoRE ¦ 3QU LoRE | Red Flag Warning - Destructive Fires | Aggregated | Aggregated | 2028 | 4.3242e-06 | 0 | 808.5801 | 0.0034965 | 2028 | Mitigation | 0.08575 | 30 | 0 | esc | 0.0012005 | 5.1913e-09 | 0.00060025 | 2.5956e-09 | 0.0015435 | 6.6745e-09
[79 empty] | WLDFR | HFTD - Distribution - Tier 2 - 3QU CoRE ¦ 3QU LoRE | Non-Red Flag Warning - Destructive Fires | 2031 | 2.2145e-09 | 1.1073e-09 | 2.8473e-09 | 9534.9221 | 247.273 | 9287.6491 | 0 | 0 | 0 | 0 | 1.8447e-06 |  | 2.1115e-05 | 0 | 2.1115e-05 | 1.0558e-05 | 0 | 1.0558e-05 | 2.7148e-05 | 0 | 2.7148e-05 | [16 empty] | 7.3.1.3 Ignition probability mapping showing the probability of ignition along the electric lines and equipmentWLDFRAggregatedAggregated | WLDFR | HFTD - Distribution - Tier 2 - 3QU CoRE ¦ 3QU LoRE | Red Flag Warning - Destructive Fires | Aggregated | Aggregated | 2029 | 4.3242e-06 | 0 | 808.5801 | 0.0034965 | 2029 | Mitigation | 0.08575 | 30 | 0 | esc | 0.0012005 | 5.1913e-09 | 0.00060025 | 2.5956e-09 | 0.0015435 | 6.6745e-09
[79 empty] | WLDFR | HFTD - Distribution - Tier 2 - 3QU CoRE ¦ 3QU LoRE | Non-Red Flag Warning - Destructive Fires | 2032 | 2.2145e-09 | 1.1073e-09 | 2.8473e-09 | 9534.9221 | 247.273 | 9287.6491 | 0 | 0 | 0 | 0 | 1.8447e-06 |  | 2.1115e-05 | 0 | 2.1115e-05 | 1.0558e-05 | 0 | 1.0558e-05 | 2.7148e-05 | 0 | 2.7148e-05 | [16 empty] | 7.3.1.3 Ignition probability mapping showing the probability of ignition along the electric lines and equipmentWLDFRAggregatedAggregated | WLDFR | HFTD - Distribution - Tier 2 - 3QU CoRE ¦ 3QU LoRE | Red Flag Warning - Destructive Fires | Aggregated | Aggregated | 2030 | 4.3242e-06 | 0 | 808.5801 | 0.0034965 | 2030 | Mitigation | 0.08575 | 30 | 0 | esc | 0.0012005 | 5.1913e-09 | 0.00060025 | 2.5956e-09 | 0.0015435 | 6.6745e-09
[79 empty] | WLDFR | HFTD - Distribution - Tier 2 - 3QU CoRE ¦ 3QU LoRE | Non-Red Flag Warning - Destructive Fires | 2033 | 2.2145e-09 | 1.1073e-09 | 2.8473e-09 | 9984.8474 | 263.1074 | 9721.74 | 0 | 0 | 0 | 0 | 1.8447e-06 |  | 2.2112e-05 | 0 | 2.2112e-05 | 1.1056e-05 | 0 | 1.1056e-05 | 2.8429e-05 | 0 | 2.8429e-05 | [16 empty] | 7.3.1.3 Ignition probability mapping showing the probability of ignition along the electric lines and equipmentWLDFRAggregatedAggregated | WLDFR | HFTD - Distribution - Tier 2 - 3QU CoRE ¦ 3QU LoRE | Red Flag Warning - Destructive Fires | Aggregated | Aggregated | 2031 | 4.3242e-06 | 0 | 808.5801 | 0.0034965 | 2031 | Mitigation | 0.08575 | 30 | 0 | esc | 0.0012005 | 5.1913e-09 | 0.00060025 | 2.5956e-09 | 0.0015435 | 6.6745e-09
[79 empty] | WLDFR | HFTD - Distribution - Tier 2 - 3QU CoRE ¦ 3QU LoRE | Non-Red Flag Warning - Destructive Fires | 2034 | 2.2145e-09 | 1.1073e-09 | 2.8473e-09 | 9984.8474 | 263.1074 | 9721.74 | 0 | 0 | 0 | 0 | 1.8447e-06 |  | 2.2112e-05 | 0 | 2.2112e-05 | 1.1056e-05 | 0 | 1.1056e-05 | 2.8429e-05 | 0 | 2.8429e-05 | [16 empty] | 7.3.1.3 Ignition probability mapping showing the probability of ignition along the electric lines and equipmentWLDFRAggregatedAggregated | WLDFR | HFTD - Distribution - Tier 2 - 3QU CoRE ¦ 3QU LoRE | Red Flag Warning - Destructive Fires | Aggregated | Aggregated | 2032 | 4.3242e-06 | 0 | 808.5801 | 0.0034965 | 2032 | Mitigation | 0.08575 | 30 | 0 | esc | 0.0012005 | 5.1913e-09 | 0.00060025 | 2.5956e-09 | 0.0015435 | 6.6745e-09
[79 empty] | WLDFR | HFTD - Distribution - Tier 2 - 3QU CoRE ¦ 3QU LoRE | Non-Red Flag Warning - Destructive Fires | 2035 | 2.2145e-09 | 1.1073e-09 | 2.8473e-09 | 9984.8474 | 263.1074 | 9721.74 | 0 | 0 | 0 | 0 | 1.8447e-06 |  | 2.2112e-05 | 0 | 2.2112e-05 | 1.1056e-05 | 0 | 1.1056e-05 | 2.8429e-05 | 0 | 2.8429e-05 | [16 empty] | 7.3.1.3 Ignition probability mapping showing the probability of ignition along the electric lines and equipmentWLDFRAggregatedAggregated | WLDFR | HFTD - Distribution - Tier 2 - 3QU CoRE ¦ 3QU LoRE | Red Flag Warning - Destructive Fires | Aggregated | Aggregated | 2033 | 4.3242e-06 | 0 | 808.5801 | 0.0034965 | 2033 | Mitigation | 0.08575 | 30 | 0 | esc | 0.0012005 | 5.1913e-09 | 0.00060025 | 2.5956e-09 | 0.0015435 | 6.6745e-09
[79 empty] | WLDFR | HFTD - Distribution - Tier 2 - 3QU CoRE ¦ 3QU LoRE | Non-Red Flag Warning - Destructive Fires | 2036 | 2.2145e-09 | 1.1073e-09 | 2.8473e-09 | 9984.8474 | 263.1074 | 9721.74 | 0 | 0 | 0 | 0 | 1.8447e-06 |  | 2.2112e-05 | 0 | 2.2112e-05 | 1.1056e-05 | 0 | 1.1056e-05 | 2.8429e-05 | 0 | 2.8429e-05 | [16 empty] | 7.3.1.3 Ignition probability mapping showing the probability of ignition along the electric lines and equipmentWLDFRAggregatedAggregated | WLDFR | HFTD - Distribution - Tier 2 - 3QU CoRE ¦ 3QU LoRE | Red Flag Warning - Destructive Fires | Aggregated | Aggregated | 2034 | 4.3242e-06 | 0 | 808.5801 | 0.0034965 | 2034 | Mitigation | 0.08575 | 30 | 0 | esc | 0.0012005 | 5.1913e-09 | 0.00060025 | 2.5956e-09 | 0.0015435 | 6.6745e-09
[79 empty] | WLDFR | HFTD - Distribution - Tier 2 - 3QU CoRE ¦ 3QU LoRE | Non-Red Flag Warning - Destructive Fires | 2037 | 2.2145e-09 | 1.1073e-09 | 2.8473e-09 | 9984.8474 | 263.1074 | 9721.74 | 0 | 0 | 0 | 0 | 1.8447e-06 |  | 2.2112e-05 | 0 | 2.2112e-05 | 1.1056e-05 | 0 | 1.1056e-05 | 2.8429e-05 | 0 | 2.8429e-05 | [16 empty] | 7.3.1.3 Ignition probability mapping showing the probability of ignition along the electric lines and equipmentWLDFRAggregatedAggregated | WLDFR | HFTD - Distribution - Tier 2 - 3QU CoRE ¦ 3QU LoRE | Red Flag Warning - Destructive Fires | Aggregated | Aggregated | 2035 | 4.3242e-06 | 0 | 808.5801 | 0.0034965 | 2035 | Mitigation | 0.08575 | 30 | 0 | esc | 0.0012005 | 5.1913e-09 | 0.00060025 | 2.5956e-09 | 0.0015435 | 6.6745e-09
[79 empty] | WLDFR | HFTD - Distribution - Tier 2 - 3QU CoRE ¦ 3QU LoRE | Non-Red Flag Warning - Destructive Fires | 2038 | 2.2145e-09 | 1.1073e-09 | 2.8473e-09 | 10472.8261 | 280.5544 | 10192.2718 | 0 | 0 | 0 | 0 | 1.8447e-06 |  | 2.3192e-05 | 0 | 2.3192e-05 | 1.1596e-05 | 0 | 1.1596e-05 | 2.9819e-05 | 0 | 2.9819e-05 | [16 empty] | 7.3.1.3 Ignition probability mapping showing the probability of ignition along the electric lines and equipmentWLDFRAggregatedAggregated | WLDFR | HFTD - Distribution - Tier 2 - 3QU CoRE ¦ 3QU LoRE | Red Flag Warning - Destructive Fires | Aggregated | Aggregated | 2036 | 4.3242e-06 | 0 | 808.5801 | 0.0034965 | 2036 | Mitigation | 0.08575 | 30 | 0 | esc | 0.0012005 | 5.1913e-09 | 0.00060025 | 2.5956e-09 | 0.0015435 | 6.6745e-09
[79 empty] | WLDFR | HFTD - Distribution - Tier 2 - 3QU CoRE ¦ 3QU LoRE | Non-Red Flag Warning - Destructive Fires | 2039 | 2.2145e-09 | 1.1073e-09 | 2.8473e-09 | 10472.8261 | 280.5544 | 10192.2718 | 0 | 0 | 0 | 0 | 1.8447e-06 |  | 2.3192e-05 | 0 | 2.3192e-05 | 1.1596e-05 | 0 | 1.1596e-05 | 2.9819e-05 | 0 | 2.9819e-05 | [16 empty] | 7.3.1.3 Ignition probability mapping showing the probability of ignition along the electric lines and equipmentWLDFRAggregatedAggregated | WLDFR | HFTD - Distribution - Tier 2 - 3QU CoRE ¦ 3QU LoRE | Red Flag Warning - Destructive Fires | Aggregated | Aggregated | 2037 | 4.3242e-06 | 0 | 808.5801 | 0.0034965 | 2037 | Mitigation | 0.08575 | 30 | 0 | esc | 0.0012005 | 5.1913e-09 | 0.00060025 | 2.5956e-09 | 0.0015435 | 6.6745e-09
[79 empty] | WLDFR | HFTD - Distribution - Tier 2 - 3QU CoRE ¦ 3QU LoRE | Non-Red Flag Warning - Destructive Fires | 2040 | 2.2145e-09 | 1.1073e-09 | 2.8473e-09 | 10472.8261 | 280.5544 | 10192.2718 | 0 | 0 | 0 | 0 | 1.8447e-06 |  | 2.3192e-05 | 0 | 2.3192e-05 | 1.1596e-05 | 0 | 1.1596e-05 | 2.9819e-05 | 0 | 2.9819e-05 | [16 empty] | 7.3.1.3 Ignition probability mapping showing the probability of ignition along the electric lines and equipmentWLDFRAggregatedAggregated | WLDFR | HFTD - Distribution - Tier 2 - 3QU CoRE ¦ 3QU LoRE | Red Flag Warning - Destructive Fires | Aggregated | Aggregated | 2038 | 4.3242e-06 | 0 | 808.5801 | 0.0034965 | 2038 | Mitigation | 0.08575 | 30 | 0 | esc | 0.0012005 | 5.1913e-09 | 0.00060025 | 2.5956e-09 | 0.0015435 | 6.6745e-09
[79 empty] | WLDFR | HFTD - Distribution - Tier 2 - 3QU CoRE ¦ 3QU LoRE | Non-Red Flag Warning - Destructive Fires | 2041 | 2.2145e-09 | 1.1073e-09 | 2.8473e-09 | 10472.8261 | 280.5544 | 10192.2718 | 0 | 0 | 0 | 0 | 1.8447e-06 |  | 2.3192e-05 | 0 | 2.3192e-05 | 1.1596e-05 | 0 | 1.1596e-05 | 2.9819e-05 | 0 | 2.9819e-05 | [16 empty] | 7.3.1.3 Ignition probability mapping showing the probability of ignition along the electric lines and equipmentWLDFRAggregatedAggregated | WLDFR | HFTD - Distribution - Tier 2 - 3QU CoRE ¦ 3QU LoRE | Red Flag Warning - Destructive Fires | Aggregated | Aggregated | 2039 | 4.3242e-06 | 0 | 808.5801 | 0.0034965 | 2039 | Mitigation | 0.08575 | 30 | 0 | esc | 0.0012005 | 5.1913e-09 | 0.00060025 | 2.5956e-09 | 0.0015435 | 6.6745e-09
[79 empty] | WLDFR | HFTD - Distribution - Tier 2 - 3QU CoRE ¦ 3QU LoRE | Non-Red Flag Warning - Destructive Fires | 2042 | 2.2145e-09 | 1.1073e-09 | 2.8473e-09 | 10472.8261 | 280.5544 | 10192.2718 | 0 | 0 | 0 | 0 | 1.8447e-06 |  | 2.3192e-05 | 0 | 2.3192e-05 | 1.1596e-05 | 0 | 1.1596e-05 | 2.9819e-05 | 0 | 2.9819e-05 | [16 empty] | 7.3.1.3 Ignition probability mapping showing the probability of ignition along the electric lines and equipmentWLDFRAggregatedAggregated | WLDFR | HFTD - Distribution - Tier 2 - 3QU CoRE ¦ 3QU LoRE | Red Flag Warning - Destructive Fires | Aggregated | Aggregated | 2040 | 4.3242e-06 | 0 | 808.5801 | 0.0034965 | 2040 | Mitigation | 0.08575 | 30 | 0 | esc | 0.0012005 | 5.1913e-09 | 0.00060025 | 2.5956e-09 | 0.0015435 | 6.6745e-09
[79 empty] | WLDFR | HFTD - Distribution - Tier 2 - 3QU CoRE ¦ 3QU LoRE | Non-Red Flag Warning - Destructive Fires | 2043 | 2.2145e-09 | 1.1073e-09 | 2.8473e-09 | 10992.1562 | 299.42 | 10692.7362 | 0 | 0 | 0 | 0 | 1.8447e-06 |  | 2.4342e-05 | 0 | 2.4342e-05 | 1.2171e-05 | 0 | 1.2171e-05 | 3.1297e-05 | 0 | 3.1297e-05 | [16 empty] | 7.3.1.3 Ignition probability mapping showing the probability of ignition along the electric lines and equipmentWLDFRAggregatedAggregated | WLDFR | HFTD - Distribution - Tier 2 - 3QU CoRE ¦ 3QU LoRE | Red Flag Warning - Destructive Fires | Aggregated | Aggregated | 2041 | 4.3242e-06 | 0 | 808.5801 | 0.0034965 | 2041 | Mitigation | 0.08575 | 30 | 0 | esc | 0.0012005 | 5.1913e-09 | 0.00060025 | 2.5956e-09 | 0.0015435 | 6.6745e-09
[79 empty] | WLDFR | HFTD - Distribution - Tier 2 - 3QU CoRE ¦ 3QU LoRE | Non-Red Flag Warning - Destructive Fires | 2044 | 2.2145e-09 | 1.1073e-09 | 2.8473e-09 | 10992.1562 | 299.42 | 10692.7362 | 0 | 0 | 0 | 0 | 1.8447e-06 |  | 2.4342e-05 | 0 | 2.4342e-05 | 1.2171e-05 | 0 | 1.2171e-05 | 3.1297e-05 | 0 | 3.1297e-05 | [16 empty] | 7.3.1.3 Ignition probability mapping showing the probability of ignition along the electric lines and equipmentWLDFRAggregatedAggregated | WLDFR | HFTD - Distribution - Tier 2 - 3QU CoRE ¦ 3QU LoRE | Red Flag Warning - Destructive Fires | Aggregated | Aggregated | 2042 | 4.3242e-06 | 0 | 808.5801 | 0.0034965 | 2042 | Mitigation | 0.08575 | 30 | 0 | esc | 0.0012005 | 5.1913e-09 | 0.00060025 | 2.5956e-09 | 0.0015435 | 6.6745e-09
[79 empty] | WLDFR | HFTD - Distribution - Tier 2 - 3QU CoRE ¦ 3QU LoRE | Non-Red Flag Warning - Destructive Fires | 2045 | 2.2145e-09 | 1.1073e-09 | 2.8473e-09 | 10992.1562 | 299.42 | 10692.7362 | 0 | 0 | 0 | 0 | 1.8447e-06 |  | 2.4342e-05 | 0 | 2.4342e-05 | 1.2171e-05 | 0 | 1.2171e-05 | 3.1297e-05 | 0 | 3.1297e-05 | [16 empty] | 7.3.1.3 Ignition probability mapping showing the probability of ignition along the electric lines and equipmentWLDFRAggregatedAggregated | WLDFR | HFTD - Distribution - Tier 2 - 3QU CoRE ¦ 3QU LoRE | Red Flag Warning - Destructive Fires | Aggregated | Aggregated | 2043 | 4.3242e-06 | 0 | 808.5801 | 0.0034965 | 2043 | Mitigation | 0.08575 | 30 | 0 | esc | 0.0012005 | 5.1913e-09 | 0.00060025 | 2.5956e-09 | 0.0015435 | 6.6745e-09
[79 empty] | WLDFR | HFTD - Distribution - Tier 2 - 3QU CoRE ¦ 3QU LoRE | Non-Red Flag Warning - Destructive Fires | 2046 | 2.2145e-09 | 1.1073e-09 | 2.8473e-09 | 10992.1562 | 299.42 | 10692.7362 | 0 | 0 | 0 | 0 | 1.8447e-06 |  | 2.4342e-05 | 0 | 2.4342e-05 | 1.2171e-05 | 0 | 1.2171e-05 | 3.1297e-05 | 0 | 3.1297e-05 | [16 empty] | 7.3.1.3 Ignition probability mapping showing the probability of ignition along the electric lines and equipmentWLDFRAggregatedAggregated | WLDFR | HFTD - Distribution - Tier 2 - 3QU CoRE ¦ 3QU LoRE | Red Flag Warning - Destructive Fires | Aggregated | Aggregated | 2044 | 4.3242e-06 | 0 | 808.5801 | 0.0034965 | 2044 | Mitigation | 0.08575 | 30 | 0 | esc | 0.0012005 | 5.1913e-09 | 0.00060025 | 2.5956e-09 | 0.0015435 | 6.6745e-09
[79 empty] | WLDFR | HFTD - Distribution - Tier 2 - 3QU CoRE ¦ 3QU LoRE | Non-Red Flag Warning - Destructive Fires | 2047 | 2.2145e-09 | 1.1073e-09 | 2.8473e-09 | 10992.1562 | 299.42 | 10692.7362 | 0 | 0 | 0 | 0 | 1.8447e-06 |  | 2.4342e-05 | 0 | 2.4342e-05 | 1.2171e-05 | 0 | 1.2171e-05 | 3.1297e-05 | 0 | 3.1297e-05 | [16 empty] | 7.3.1.3 Ignition probability mapping showing the probability of ignition along the electric lines and equipmentWLDFRAggregatedAggregated | WLDFR | HFTD - Distribution - Tier 2 - 3QU CoRE ¦ 3QU LoRE | Red Flag Warning - Destructive Fires | Aggregated | Aggregated | 2045 | 4.3242e-06 | 0 | 808.5801 | 0.0034965 | 2045 | Mitigation | 0.08575 | 30 | 0 | esc | 0.0012005 | 5.1913e-09 | 0.00060025 | 2.5956e-09 | 0.0015435 | 6.6745e-09
[79 empty] | WLDFR | HFTD - Distribution - Tier 2 - 3QU CoRE ¦ 3QU LoRE | Non-Red Flag Warning - Destructive Fires | 2048 | 2.2145e-09 | 1.1073e-09 | 2.8473e-09 | 11536.0538 | 319.4911 | 11216.5626 | 0 | 0 | 0 | 0 | 1.8447e-06 |  | 2.5547e-05 | 0 | 2.5547e-05 | 1.2773e-05 | 0 | 1.2773e-05 | 3.2846e-05 | 0 | 3.2846e-05 | [16 empty] | 7.3.1.3 Ignition probability mapping showing the probability of ignition along the electric lines and equipmentWLDFRAggregatedAggregated | WLDFR | HFTD - Distribution - Tier 2 - 3QU CoRE ¦ 3QU LoRE | Red Flag Warning - Destructive Fires | Aggregated | Aggregated | 2046 | 4.3242e-06 | 0 | 808.5801 | 0.0034965 | 2046 | Mitigation | 0.08575 | 30 | 0 | esc | 0.0012005 | 5.1913e-09 | 0.00060025 | 2.5956e-09 | 0.0015435 | 6.6745e-09
[79 empty] | WLDFR | HFTD - Distribution - Tier 2 - 3QU CoRE ¦ 3QU LoRE | Non-Red Flag Warning - Destructive Fires | 2049 | 2.2145e-09 | 1.1073e-09 | 2.8473e-09 | 11536.0538 | 319.4911 | 11216.5626 | 0 | 0 | 0 | 0 | 1.8447e-06 |  | 2.5547e-05 | 0 | 2.5547e-05 | 1.2773e-05 | 0 | 1.2773e-05 | 3.2846e-05 | 0 | 3.2846e-05 | [16 empty] | 7.3.1.3 Ignition probability mapping showing the probability of ignition along the electric lines and equipmentWLDFRAggregatedAggregated | WLDFR | HFTD - Distribution - Tier 2 - 3QU CoRE ¦ 3QU LoRE | Red Flag Warning - Destructive Fires | Aggregated | Aggregated | 2047 | 4.3242e-06 | 0 | 808.5801 | 0.0034965 | 2047 | Mitigation | 0.08575 | 30 | 0 | esc | 0.0012005 | 5.1913e-09 | 0.00060025 | 2.5956e-09 | 0.0015435 | 6.6745e-09
[79 empty] | WLDFR | HFTD - Distribution - Tier 2 - 3QU CoRE ¦ 3QU LoRE | Non-Red Flag Warning - Destructive Fires | 2050 | 0 | 1.1073e-09 | 2.8473e-09 | 11536.0538 | 319.4911 | 11216.5626 | 0 | 0 | 0 | 0 | 1.8447e-06 |  | 0 | 0 | 0 | 1.2773e-05 | 0 | 1.2773e-05 | 3.2846e-05 | 0 | 3.2846e-05 | [16 empty] | 7.3.1.3 Ignition probability mapping showing the probability of ignition along the electric lines and equipmentWLDFRAggregatedAggregated | WLDFR | HFTD - Distribution - Tier 2 - 3QU CoRE ¦ 3QU LoRE | Red Flag Warning - Destructive Fires | Aggregated | Aggregated | 2048 | 4.3242e-06 | 0 | 808.5801 | 0.0034965 | 2048 | Mitigation | 0.08575 | 30 | 0 | esc | 0.0012005 | 5.1913e-09 | 0.00060025 | 2.5956e-09 | 0.0015435 | 6.6745e-09
[79 empty] | WLDFR | HFTD - Distribution - Tier 2 - 3QU CoRE ¦ 3QU LoRE | Non-Red Flag Warning - Destructive Fires | 2051 | 0 | 0 | 2.8473e-09 | 11536.0538 | 319.4911 | 11216.5626 | 0 | 0 | 0 | 0 | 1.8447e-06 |  | 0 | 0 | 0 | 0 | 0 | 0 | 3.2846e-05 | 0 | 3.2846e-05 | [16 empty] | 7.3.1.3 Ignition probability mapping showing the probability of ignition along the electric lines and equipmentWLDFRAggregatedAggregated | WLDFR | HFTD - Distribution - Tier 2 - 3QU CoRE ¦ 3QU LoRE | Red Flag Warning - Destructive Fires | Aggregated | Aggregated | 2049 | 4.3242e-06 | 0 | 808.5801 | 0.0034965 | 2049 | Mitigation | 0.08575 | 30 | 0 | esc | 0.0012005 | 5.1913e-09 | 0.00060025 | 2.5956e-09 | 0.0015435 | 6.6745e-09
[79 empty] | WLDFR | HFTD - Distribution - Tier 2 - 3QU CoRE ¦ 3QU LoRE | Non-Red Flag Warning - Large Fires | 2020 | 3.02e-08 | 0 | 0 | 5.2406 | 0.69642 | 2.942 | 1.6022 | 0 | 0 | 0 | 2.5156e-05 |  | 1.5827e-07 | 0 | 1.5827e-07 | 0 | 0 | 0 | 0 | 0 | 0 | [16 empty] | 7.3.1.3 Ignition probability mapping showing the probability of ignition along the electric lines and equipmentWLDFRAggregatedAggregated | WLDFR | HFTD - Distribution - Tier 2 - 3QU CoRE ¦ 3QU LoRE | Red Flag Warning - Destructive Fires | Aggregated | Aggregated | 2050 | 4.3242e-06 | 0 | 808.5801 | 0.0034965 | 2050 | Mitigation | 0.08575 | 30 | 0 | esc | 0 | 0 | 0.00060025 | 2.5956e-09 | 0.0015435 | 6.6745e-09
[79 empty] | WLDFR | HFTD - Distribution - Tier 2 - 3QU CoRE ¦ 3QU LoRE | Non-Red Flag Warning - Large Fires | 2021 | 3.02e-08 | 1.51e-08 | 0 | 5.2406 | 0.69642 | 2.942 | 1.6022 | 0 | 0 | 0 | 2.5156e-05 |  | 1.5827e-07 | 0 | 1.5827e-07 | 7.9133e-08 | 0 | 7.9133e-08 | 0 | 0 | 0 | [16 empty] | 7.3.1.3 Ignition probability mapping showing the probability of ignition along the electric lines and equipmentWLDFRAggregatedAggregated | WLDFR | HFTD - Distribution - Tier 2 - 3QU CoRE ¦ 3QU LoRE | Red Flag Warning - Destructive Fires | Aggregated | Aggregated | 2051 | 4.3242e-06 | 0 | 808.5801 | 0.0034965 | 2051 | Mitigation | 0.08575 | 30 | 0 | esc | 0 | 0 | 0 | 0 | 0.0015435 | 6.6745e-09
[79 empty] | WLDFR | HFTD - Distribution - Tier 2 - 3QU CoRE ¦ 3QU LoRE | Non-Red Flag Warning - Large Fires | 2022 | 3.02e-08 | 1.51e-08 | 3.8829e-08 | 5.2406 | 0.69642 | 2.942 | 1.6022 | 0 | 0 | 0 | 2.5156e-05 |  | 1.5827e-07 | 0 | 1.5827e-07 | 7.9133e-08 | 0 | 7.9133e-08 | 2.0348e-07 | 0 | 2.0348e-07 | [16 empty] | 7.3.1.3 Ignition probability mapping showing the probability of ignition along the electric lines and equipmentWLDFRAggregatedAggregated | WLDFR | HFTD - Distribution - Tier 2 - 3QU CoRE ¦ 3QU LoRE | Red Flag Warning - Large Fires | Aggregated | Aggregated | 2021 | 3.7205e-05 | 0 | 808.5801 | 0.030083 | 2021 | Mitigation | 0.08575 | 30 | 0 | esc | 0.0012005 | 4.4664e-08 | 0.00060025 | 2.2332e-08 | 0 | 0
[79 empty] | WLDFR | HFTD - Distribution - Tier 2 - 3QU CoRE ¦ 3QU LoRE | Non-Red Flag Warning - Large Fires | 2023 | 3.02e-08 | 1.51e-08 | 3.8829e-08 | 5.475 | 0.71896 | 3.0715 | 1.6846 | 0 | 0 | 0 | 2.5156e-05 |  | 1.6535e-07 | 0 | 1.6535e-07 | 8.2673e-08 | 0 | 8.2673e-08 | 2.1259e-07 | 0 | 2.1259e-07 | [16 empty] | 7.3.1.3 Ignition probability mapping showing the probability of ignition along the electric lines and equipmentWLDFRAggregatedAggregated | WLDFR | HFTD - Distribution - Tier 2 - 3QU CoRE ¦ 3QU LoRE | Red Flag Warning - Large Fires | Aggregated | Aggregated | 2022 | 3.7205e-05 | 0 | 808.5801 | 0.030083 | 2022 | Mitigation | 0.08575 | 30 | 0 | esc | 0.0012005 | 4.4664e-08 | 0.00060025 | 2.2332e-08 | 0.0015435 | 5.7426e-08
[79 empty] | WLDFR | HFTD - Distribution - Tier 2 - 3QU CoRE ¦ 3QU LoRE | Non-Red Flag Warning - Large Fires | 2024 | 3.02e-08 | 1.51e-08 | 3.8829e-08 | 5.475 | 0.71896 | 3.0715 | 1.6846 | 0 | 0 | 0 | 2.5156e-05 |  | 1.6535e-07 | 0 | 1.6535e-07 | 8.2673e-08 | 0 | 8.2673e-08 | 2.1259e-07 | 0 | 2.1259e-07 | [16 empty] | 7.3.1.3 Ignition probability mapping showing the probability of ignition along the electric lines and equipmentWLDFRAggregatedAggregated | WLDFR | HFTD - Distribution - Tier 2 - 3QU CoRE ¦ 3QU LoRE | Red Flag Warning - Large Fires | Aggregated | Aggregated | 2023 | 3.7205e-05 | 0 | 808.5801 | 0.030083 | 2023 | Mitigation | 0.08575 | 30 | 0 | esc | 0.0012005 | 4.4664e-08 | 0.00060025 | 2.2332e-08 | 0.0015435 | 5.7426e-08
[79 empty] | WLDFR | HFTD - Distribution - Tier 2 - 3QU CoRE ¦ 3QU LoRE | Non-Red Flag Warning - Large Fires | 2025 | 3.02e-08 | 1.51e-08 | 3.8829e-08 | 5.475 | 0.71896 | 3.0715 | 1.6846 | 0 | 0 | 0 | 2.5156e-05 |  | 1.6535e-07 | 0 | 1.6535e-07 | 8.2673e-08 | 0 | 8.2673e-08 | 2.1259e-07 | 0 | 2.1259e-07 | [16 empty] | 7.3.1.3 Ignition probability mapping showing the probability of ignition along the electric lines and equipmentWLDFRAggregatedAggregated | WLDFR | HFTD - Distribution - Tier 2 - 3QU CoRE ¦ 3QU LoRE | Red Flag Warning - Large Fires | Aggregated | Aggregated | 2024 | 3.7205e-05 | 0 | 808.5801 | 0.030083 | 2024 | Mitigation | 0.08575 | 30 | 0 | esc | 0.0012005 | 4.4664e-08 | 0.00060025 | 2.2332e-08 | 0.0015435 | 5.7426e-08
[79 empty] | WLDFR | HFTD - Distribution - Tier 2 - 3QU CoRE ¦ 3QU LoRE | Non-Red Flag Warning - Large Fires | 2026 | 3.02e-08 | 1.51e-08 | 3.8829e-08 | 5.475 | 0.71896 | 3.0715 | 1.6846 | 0 | 0 | 0 | 2.5156e-05 |  | 1.6535e-07 | 0 | 1.6535e-07 | 8.2673e-08 | 0 | 8.2673e-08 | 2.1259e-07 | 0 | 2.1259e-07 | [16 empty] | 7.3.1.3 Ignition probability mapping showing the probability of ignition along the electric lines and equipmentWLDFRAggregatedAggregated | WLDFR | HFTD - Distribution - Tier 2 - 3QU CoRE ¦ 3QU LoRE | Red Flag Warning - Large Fires | Aggregated | Aggregated | 2025 | 3.7205e-05 | 0 | 808.5801 | 0.030083 | 2025 | Mitigation | 0.08575 | 30 | 0 | esc | 0.0012005 | 4.4664e-08 | 0.00060025 | 2.2332e-08 | 0.0015435 | 5.7426e-08
[79 empty] | WLDFR | HFTD - Distribution - Tier 2 - 3QU CoRE ¦ 3QU LoRE | Non-Red Flag Warning - Large Fires | 2027 | 3.02e-08 | 1.51e-08 | 3.8829e-08 | 5.475 | 0.71896 | 3.0715 | 1.6846 | 0 | 0 | 0 | 2.5156e-05 |  | 1.6535e-07 | 0 | 1.6535e-07 | 8.2673e-08 | 0 | 8.2673e-08 | 2.1259e-07 | 0 | 2.1259e-07 | [16 empty] | 7.3.1.3 Ignition probability mapping showing the probability of ignition along the electric lines and equipmentWLDFRAggregatedAggregated | WLDFR | HFTD - Distribution - Tier 2 - 3QU CoRE ¦ 3QU LoRE | Red Flag Warning - Large Fires | Aggregated | Aggregated | 2026 | 3.7205e-05 | 0 | 808.5801 | 0.030083 | 2026 | Mitigation | 0.08575 | 30 | 0 | esc | 0.0012005 | 4.4664e-08 | 0.00060025 | 2.2332e-08 | 0.0015435 | 5.7426e-08
[79 empty] | WLDFR | HFTD - Distribution - Tier 2 - 3QU CoRE ¦ 3QU LoRE | Non-Red Flag Warning - Large Fires | 2028 | 3.02e-08 | 1.51e-08 | 3.8829e-08 | 5.777 | 0.74734 | 3.238 | 1.7917 | 0 | 0 | 0 | 2.5156e-05 |  | 1.7447e-07 | 0 | 1.7447e-07 | 8.7233e-08 | 0 | 8.7233e-08 | 2.2431e-07 | 0 | 2.2431e-07 | [16 empty] | 7.3.1.3 Ignition probability mapping showing the probability of ignition along the electric lines and equipmentWLDFRAggregatedAggregated | WLDFR | HFTD - Distribution - Tier 2 - 3QU CoRE ¦ 3QU LoRE | Red Flag Warning - Large Fires | Aggregated | Aggregated | 2027 | 3.7205e-05 | 0 | 808.5801 | 0.030083 | 2027 | Mitigation | 0.08575 | 30 | 0 | esc | 0.0012005 | 4.4664e-08 | 0.00060025 | 2.2332e-08 | 0.0015435 | 5.7426e-08
[79 empty] | WLDFR | HFTD - Distribution - Tier 2 - 3QU CoRE ¦ 3QU LoRE | Non-Red Flag Warning - Large Fires | 2029 | 3.02e-08 | 1.51e-08 | 3.8829e-08 | 5.777 | 0.74734 | 3.238 | 1.7917 | 0 | 0 | 0 | 2.5156e-05 |  | 1.7447e-07 | 0 | 1.7447e-07 | 8.7233e-08 | 0 | 8.7233e-08 | 2.2431e-07 | 0 | 2.2431e-07 | [16 empty] | 7.3.1.3 Ignition probability mapping showing the probability of ignition along the electric lines and equipmentWLDFRAggregatedAggregated | WLDFR | HFTD - Distribution - Tier 2 - 3QU CoRE ¦ 3QU LoRE | Red Flag Warning - Large Fires | Aggregated | Aggregated | 2028 | 3.7205e-05 | 0 | 808.5801 | 0.030083 | 2028 | Mitigation | 0.08575 | 30 | 0 | esc | 0.0012005 | 4.4664e-08 | 0.00060025 | 2.2332e-08 | 0.0015435 | 5.7426e-08
[79 empty] | WLDFR | HFTD - Distribution - Tier 2 - 3QU CoRE ¦ 3QU LoRE | Non-Red Flag Warning - Large Fires | 2030 | 3.02e-08 | 1.51e-08 | 3.8829e-08 | 5.777 | 0.74734 | 3.238 | 1.7917 | 0 | 0 | 0 | 2.5156e-05 |  | 1.7447e-07 | 0 | 1.7447e-07 | 8.7233e-08 | 0 | 8.7233e-08 | 2.2431e-07 | 0 | 2.2431e-07 | [16 empty] | 7.3.1.3 Ignition probability mapping showing the probability of ignition along the electric lines and equipmentWLDFRAggregatedAggregated | WLDFR | HFTD - Distribution - Tier 2 - 3QU CoRE ¦ 3QU LoRE | Red Flag Warning - Large Fires | Aggregated | Aggregated | 2029 | 3.7205e-05 | 0 | 808.5801 | 0.030083 | 2029 | Mitigation | 0.08575 | 30 | 0 | esc | 0.0012005 | 4.4664e-08 | 0.00060025 | 2.2332e-08 | 0.0015435 | 5.7426e-08
[79 empty] | WLDFR | HFTD - Distribution - Tier 2 - 3QU CoRE ¦ 3QU LoRE | Non-Red Flag Warning - Large Fires | 2031 | 3.02e-08 | 1.51e-08 | 3.8829e-08 | 5.777 | 0.74734 | 3.238 | 1.7917 | 0 | 0 | 0 | 2.5156e-05 |  | 1.7447e-07 | 0 | 1.7447e-07 | 8.7233e-08 | 0 | 8.7233e-08 | 2.2431e-07 | 0 | 2.2431e-07 | [16 empty] | 7.3.1.3 Ignition probability mapping showing the probability of ignition along the electric lines and equipmentWLDFRAggregatedAggregated | WLDFR | HFTD - Distribution - Tier 2 - 3QU CoRE ¦ 3QU LoRE | Red Flag Warning - Large Fires | Aggregated | Aggregated | 2030 | 3.7205e-05 | 0 | 808.5801 | 0.030083 | 2030 | Mitigation | 0.08575 | 30 | 0 | esc | 0.0012005 | 4.4664e-08 | 0.00060025 | 2.2332e-08 | 0.0015435 | 5.7426e-08
[79 empty] | WLDFR | HFTD - Distribution - Tier 2 - 3QU CoRE ¦ 3QU LoRE | Non-Red Flag Warning - Large Fires | 2032 | 3.02e-08 | 1.51e-08 | 3.8829e-08 | 5.777 | 0.74734 | 3.238 | 1.7917 | 0 | 0 | 0 | 2.5156e-05 |  | 1.7447e-07 | 0 | 1.7447e-07 | 8.7233e-08 | 0 | 8.7233e-08 | 2.2431e-07 | 0 | 2.2431e-07 | [16 empty] | 7.3.1.3 Ignition probability mapping showing the probability of ignition along the electric lines and equipmentWLDFRAggregatedAggregated | WLDFR | HFTD - Distribution - Tier 2 - 3QU CoRE ¦ 3QU LoRE | Red Flag Warning - Large Fires | Aggregated | Aggregated | 2031 | 3.7205e-05 | 0 | 808.5801 | 0.030083 | 2031 | Mitigation | 0.08575 | 30 | 0 | esc | 0.0012005 | 4.4664e-08 | 0.00060025 | 2.2332e-08 | 0.0015435 | 5.7426e-08
[79 empty] | WLDFR | HFTD - Distribution - Tier 2 - 3QU CoRE ¦ 3QU LoRE | Non-Red Flag Warning - Large Fires | 2033 | 3.02e-08 | 1.51e-08 | 3.8829e-08 | 6.1205 | 0.77885 | 3.4265 | 1.9151 | 0 | 0 | 0 | 2.5156e-05 |  | 1.8484e-07 | 0 | 1.8484e-07 | 9.242e-08 | 0 | 9.242e-08 | 2.3765e-07 | 0 | 2.3765e-07 | [16 empty] | 7.3.1.3 Ignition probability mapping showing the probability of ignition along the electric lines and equipmentWLDFRAggregatedAggregated | WLDFR | HFTD - Distribution - Tier 2 - 3QU CoRE ¦ 3QU LoRE | Red Flag Warning - Large Fires | Aggregated | Aggregated | 2032 | 3.7205e-05 | 0 | 808.5801 | 0.030083 | 2032 | Mitigation | 0.08575 | 30 | 0 | esc | 0.0012005 | 4.4664e-08 | 0.00060025 | 2.2332e-08 | 0.0015435 | 5.7426e-08
[79 empty] | WLDFR | HFTD - Distribution - Tier 2 - 3QU CoRE ¦ 3QU LoRE | Non-Red Flag Warning - Large Fires | 2034 | 3.02e-08 | 1.51e-08 | 3.8829e-08 | 6.1205 | 0.77885 | 3.4265 | 1.9151 | 0 | 0 | 0 | 2.5156e-05 |  | 1.8484e-07 | 0 | 1.8484e-07 | 9.242e-08 | 0 | 9.242e-08 | 2.3765e-07 | 0 | 2.3765e-07 | [16 empty] | 7.3.1.3 Ignition probability mapping showing the probability of ignition along the electric lines and equipmentWLDFRAggregatedAggregated | WLDFR | HFTD - Distribution - Tier 2 - 3QU CoRE ¦ 3QU LoRE | Red Flag Warning - Large Fires | Aggregated | Aggregated | 2033 | 3.7205e-05 | 0 | 808.5801 | 0.030083 | 2033 | Mitigation | 0.08575 | 30 | 0 | esc | 0.0012005 | 4.4664e-08 | 0.00060025 | 2.2332e-08 | 0.0015435 | 5.7426e-08
[79 empty] | WLDFR | HFTD - Distribution - Tier 2 - 3QU CoRE ¦ 3QU LoRE | Non-Red Flag Warning - Large Fires | 2035 | 3.02e-08 | 1.51e-08 | 3.8829e-08 | 6.1205 | 0.77885 | 3.4265 | 1.9151 | 0 | 0 | 0 | 2.5156e-05 |  | 1.8484e-07 | 0 | 1.8484e-07 | 9.242e-08 | 0 | 9.242e-08 | 2.3765e-07 | 0 | 2.3765e-07 | [16 empty] | 7.3.1.3 Ignition probability mapping showing the probability of ignition along the electric lines and equipmentWLDFRAggregatedAggregated | WLDFR | HFTD - Distribution - Tier 2 - 3QU CoRE ¦ 3QU LoRE | Red Flag Warning - Large Fires | Aggregated | Aggregated | 2034 | 3.7205e-05 | 0 | 808.5801 | 0.030083 | 2034 | Mitigation | 0.08575 | 30 | 0 | esc | 0.0012005 | 4.4664e-08 | 0.00060025 | 2.2332e-08 | 0.0015435 | 5.7426e-08
[79 empty] | WLDFR | HFTD - Distribution - Tier 2 - 3QU CoRE ¦ 3QU LoRE | Non-Red Flag Warning - Large Fires | 2036 | 3.02e-08 | 1.51e-08 | 3.8829e-08 | 6.1205 | 0.77885 | 3.4265 | 1.9151 | 0 | 0 | 0 | 2.5156e-05 |  | 1.8484e-07 | 0 | 1.8484e-07 | 9.242e-08 | 0 | 9.242e-08 | 2.3765e-07 | 0 | 2.3765e-07 | [16 empty] | 7.3.1.3 Ignition probability mapping showing the probability of ignition along the electric lines and equipmentWLDFRAggregatedAggregated | WLDFR | HFTD - Distribution - Tier 2 - 3QU CoRE ¦ 3QU LoRE | Red Flag Warning - Large Fires | Aggregated | Aggregated | 2035 | 3.7205e-05 | 0 | 808.5801 | 0.030083 | 2035 | Mitigation | 0.08575 | 30 | 0 | esc | 0.0012005 | 4.4664e-08 | 0.00060025 | 2.2332e-08 | 0.0015435 | 5.7426e-08
[79 empty] | WLDFR | HFTD - Distribution - Tier 2 - 3QU CoRE ¦ 3QU LoRE | Non-Red Flag Warning - Large Fires | 2037 | 3.02e-08 | 1.51e-08 | 3.8829e-08 | 6.1205 | 0.77885 | 3.4265 | 1.9151 | 0 | 0 | 0 | 2.5156e-05 |  | 1.8484e-07 | 0 | 1.8484e-07 | 9.242e-08 | 0 | 9.242e-08 | 2.3765e-07 | 0 | 2.3765e-07 | [16 empty] | 7.3.1.3 Ignition probability mapping showing the probability of ignition along the electric lines and equipmentWLDFRAggregatedAggregated | WLDFR | HFTD - Distribution - Tier 2 - 3QU CoRE ¦ 3QU LoRE | Red Flag Warning - Large Fires | Aggregated | Aggregated | 2036 | 3.7205e-05 | 0 | 808.5801 | 0.030083 | 2036 | Mitigation | 0.08575 | 30 | 0 | esc | 0.0012005 | 4.4664e-08 | 0.00060025 | 2.2332e-08 | 0.0015435 | 5.7426e-08
[79 empty] | WLDFR | HFTD - Distribution - Tier 2 - 3QU CoRE ¦ 3QU LoRE | Non-Red Flag Warning - Large Fires | 2038 | 3.02e-08 | 1.51e-08 | 3.8829e-08 | 6.5028 | 0.81304 | 3.6355 | 2.0543 | 0 | 0 | 0 | 2.5156e-05 |  | 1.9639e-07 | 0 | 1.9639e-07 | 9.8193e-08 | 0 | 9.8193e-08 | 2.525e-07 | 0 | 2.525e-07 | [16 empty] | 7.3.1.3 Ignition probability mapping showing the probability of ignition along the electric lines and equipmentWLDFRAggregatedAggregated | WLDFR | HFTD - Distribution - Tier 2 - 3QU CoRE ¦ 3QU LoRE | Red Flag Warning - Large Fires | Aggregated | Aggregated | 2037 | 3.7205e-05 | 0 | 808.5801 | 0.030083 | 2037 | Mitigation | 0.08575 | 30 | 0 | esc | 0.0012005 | 4.4664e-08 | 0.00060025 | 2.2332e-08 | 0.0015435 | 5.7426e-08
[79 empty] | WLDFR | HFTD - Distribution - Tier 2 - 3QU CoRE ¦ 3QU LoRE | Non-Red Flag Warning - Large Fires | 2039 | 3.02e-08 | 1.51e-08 | 3.8829e-08 | 6.5028 | 0.81304 | 3.6355 | 2.0543 | 0 | 0 | 0 | 2.5156e-05 |  | 1.9639e-07 | 0 | 1.9639e-07 | 9.8193e-08 | 0 | 9.8193e-08 | 2.525e-07 | 0 | 2.525e-07 | [16 empty] | 7.3.1.3 Ignition probability mapping showing the probability of ignition along the electric lines and equipmentWLDFRAggregatedAggregated | WLDFR | HFTD - Distribution - Tier 2 - 3QU CoRE ¦ 3QU LoRE | Red Flag Warning - Large Fires | Aggregated | Aggregated | 2038 | 3.7205e-05 | 0 | 808.5801 | 0.030083 | 2038 | Mitigation | 0.08575 | 30 | 0 | esc | 0.0012005 | 4.4664e-08 | 0.00060025 | 2.2332e-08 | 0.0015435 | 5.7426e-08
[79 empty] | WLDFR | HFTD - Distribution - Tier 2 - 3QU CoRE ¦ 3QU LoRE | Non-Red Flag Warning - Large Fires | 2040 | 3.02e-08 | 1.51e-08 | 3.8829e-08 | 6.5028 | 0.81304 | 3.6355 | 2.0543 | 0 | 0 | 0 | 2.5156e-05 |  | 1.9639e-07 | 0 | 1.9639e-07 | 9.8193e-08 | 0 | 9.8193e-08 | 2.525e-07 | 0 | 2.525e-07 | [16 empty] | 7.3.1.3 Ignition probability mapping showing the probability of ignition along the electric lines and equipmentWLDFRAggregatedAggregated | WLDFR | HFTD - Distribution - Tier 2 - 3QU CoRE ¦ 3QU LoRE | Red Flag Warning - Large Fires | Aggregated | Aggregated | 2039 | 3.7205e-05 | 0 | 808.5801 | 0.030083 | 2039 | Mitigation | 0.08575 | 30 | 0 | esc | 0.0012005 | 4.4664e-08 | 0.00060025 | 2.2332e-08 | 0.0015435 | 5.7426e-08
[79 empty] | WLDFR | HFTD - Distribution - Tier 2 - 3QU CoRE ¦ 3QU LoRE | Non-Red Flag Warning - Large Fires | 2041 | 3.02e-08 | 1.51e-08 | 3.8829e-08 | 6.5028 | 0.81304 | 3.6355 | 2.0543 | 0 | 0 | 0 | 2.5156e-05 |  | 1.9639e-07 | 0 | 1.9639e-07 | 9.8193e-08 | 0 | 9.8193e-08 | 2.525e-07 | 0 | 2.525e-07 | [16 empty] | 7.3.1.3 Ignition probability mapping showing the probability of ignition along the electric lines and equipmentWLDFRAggregatedAggregated | WLDFR | HFTD - Distribution - Tier 2 - 3QU CoRE ¦ 3QU LoRE | Red Flag Warning - Large Fires | Aggregated | Aggregated | 2040 | 3.7205e-05 | 0 | 808.5801 | 0.030083 | 2040 | Mitigation | 0.08575 | 30 | 0 | esc | 0.0012005 | 4.4664e-08 | 0.00060025 | 2.2332e-08 | 0.0015435 | 5.7426e-08
[79 empty] | WLDFR | HFTD - Distribution - Tier 2 - 3QU CoRE ¦ 3QU LoRE | Non-Red Flag Warning - Large Fires | 2042 | 3.02e-08 | 1.51e-08 | 3.8829e-08 | 6.5028 | 0.81304 | 3.6355 | 2.0543 | 0 | 0 | 0 | 2.5156e-05 |  | 1.9639e-07 | 0 | 1.9639e-07 | 9.8193e-08 | 0 | 9.8193e-08 | 2.525e-07 | 0 | 2.525e-07 | [16 empty] | 7.3.1.3 Ignition probability mapping showing the probability of ignition along the electric lines and equipmentWLDFRAggregatedAggregated | WLDFR | HFTD - Distribution - Tier 2 - 3QU CoRE ¦ 3QU LoRE | Red Flag Warning - Large Fires | Aggregated | Aggregated | 2041 | 3.7205e-05 | 0 | 808.5801 | 0.030083 | 2041 | Mitigation | 0.08575 | 30 | 0 | esc | 0.0012005 | 4.4664e-08 | 0.00060025 | 2.2332e-08 | 0.0015435 | 5.7426e-08
[79 empty] | WLDFR | HFTD - Distribution - Tier 2 - 3QU CoRE ¦ 3QU LoRE | Non-Red Flag Warning - Large Fires | 2043 | 3.02e-08 | 1.51e-08 | 3.8829e-08 | 6.9209 | 0.84944 | 3.8632 | 2.2083 | 0 | 0 | 0 | 2.5156e-05 |  | 2.0901e-07 | 0 | 2.0901e-07 | 1.0451e-07 | 0 | 1.0451e-07 | 2.6873e-07 | 0 | 2.6873e-07 | [16 empty] | 7.3.1.3 Ignition probability mapping showing the probability of ignition along the electric lines and equipmentWLDFRAggregatedAggregated | WLDFR | HFTD - Distribution - Tier 2 - 3QU CoRE ¦ 3QU LoRE | Red Flag Warning - Large Fires | Aggregated | Aggregated | 2042 | 3.7205e-05 | 0 | 808.5801 | 0.030083 | 2042 | Mitigation | 0.08575 | 30 | 0 | esc | 0.0012005 | 4.4664e-08 | 0.00060025 | 2.2332e-08 | 0.0015435 | 5.7426e-08
[79 empty] | WLDFR | HFTD - Distribution - Tier 2 - 3QU CoRE ¦ 3QU LoRE | Non-Red Flag Warning - Large Fires | 2044 | 3.02e-08 | 1.51e-08 | 3.8829e-08 | 6.9209 | 0.84944 | 3.8632 | 2.2083 | 0 | 0 | 0 | 2.5156e-05 |  | 2.0901e-07 | 0 | 2.0901e-07 | 1.0451e-07 | 0 | 1.0451e-07 | 2.6873e-07 | 0 | 2.6873e-07 | [16 empty] | 7.3.1.3 Ignition probability mapping showing the probability of ignition along the electric lines and equipmentWLDFRAggregatedAggregated | WLDFR | HFTD - Distribution - Tier 2 - 3QU CoRE ¦ 3QU LoRE | Red Flag Warning - Large Fires | Aggregated | Aggregated | 2043 | 3.7205e-05 | 0 | 808.5801 | 0.030083 | 2043 | Mitigation | 0.08575 | 30 | 0 | esc | 0.0012005 | 4.4664e-08 | 0.00060025 | 2.2332e-08 | 0.0015435 | 5.7426e-08
[79 empty] | WLDFR | HFTD - Distribution - Tier 2 - 3QU CoRE ¦ 3QU LoRE | Non-Red Flag Warning - Large Fires | 2045 | 3.02e-08 | 1.51e-08 | 3.8829e-08 | 6.9209 | 0.84944 | 3.8632 | 2.2083 | 0 | 0 | 0 | 2.5156e-05 |  | 2.0901e-07 | 0 | 2.0901e-07 | 1.0451e-07 | 0 | 1.0451e-07 | 2.6873e-07 | 0 | 2.6873e-07 | [16 empty] | 7.3.1.3 Ignition probability mapping showing the probability of ignition along the electric lines and equipmentWLDFRAggregatedAggregated | WLDFR | HFTD - Distribution - Tier 2 - 3QU CoRE ¦ 3QU LoRE | Red Flag Warning - Large Fires | Aggregated | Aggregated | 2044 | 3.7205e-05 | 0 | 808.5801 | 0.030083 | 2044 | Mitigation | 0.08575 | 30 | 0 | esc | 0.0012005 | 4.4664e-08 | 0.00060025 | 2.2332e-08 | 0.0015435 | 5.7426e-08
[79 empty] | WLDFR | HFTD - Distribution - Tier 2 - 3QU CoRE ¦ 3QU LoRE | Non-Red Flag Warning - Large Fires | 2046 | 3.02e-08 | 1.51e-08 | 3.8829e-08 | 6.9209 | 0.84944 | 3.8632 | 2.2083 | 0 | 0 | 0 | 2.5156e-05 |  | 2.0901e-07 | 0 | 2.0901e-07 | 1.0451e-07 | 0 | 1.0451e-07 | 2.6873e-07 | 0 | 2.6873e-07 | [16 empty] | 7.3.1.3 Ignition probability mapping showing the probability of ignition along the electric lines and equipmentWLDFRAggregatedAggregated | WLDFR | HFTD - Distribution - Tier 2 - 3QU CoRE ¦ 3QU LoRE | Red Flag Warning - Large Fires | Aggregated | Aggregated | 2045 | 3.7205e-05 | 0 | 808.5801 | 0.030083 | 2045 | Mitigation | 0.08575 | 30 | 0 | esc | 0.0012005 | 4.4664e-08 | 0.00060025 | 2.2332e-08 | 0.0015435 | 5.7426e-08
[79 empty] | WLDFR | HFTD - Distribution - Tier 2 - 3QU CoRE ¦ 3QU LoRE | Non-Red Flag Warning - Large Fires | 2047 | 3.02e-08 | 1.51e-08 | 3.8829e-08 | 6.9209 | 0.84944 | 3.8632 | 2.2083 | 0 | 0 | 0 | 2.5156e-05 |  | 2.0901e-07 | 0 | 2.0901e-07 | 1.0451e-07 | 0 | 1.0451e-07 | 2.6873e-07 | 0 | 2.6873e-07 | [16 empty] | 7.3.1.3 Ignition probability mapping showing the probability of ignition along the electric lines and equipmentWLDFRAggregatedAggregated | WLDFR | HFTD - Distribution - Tier 2 - 3QU CoRE ¦ 3QU LoRE | Red Flag Warning - Large Fires | Aggregated | Aggregated | 2046 | 3.7205e-05 | 0 | 808.5801 | 0.030083 | 2046 | Mitigation | 0.08575 | 30 | 0 | esc | 0.0012005 | 4.4664e-08 | 0.00060025 | 2.2332e-08 | 0.0015435 | 5.7426e-08
[79 empty] | WLDFR | HFTD - Distribution - Tier 2 - 3QU CoRE ¦ 3QU LoRE | Non-Red Flag Warning - Large Fires | 2048 | 3.02e-08 | 1.51e-08 | 3.8829e-08 | 7.3713 | 0.88759 | 4.1075 | 2.3763 | 0 | 0 | 0 | 2.5156e-05 |  | 2.2262e-07 | 0 | 2.2262e-07 | 1.1131e-07 | 0 | 1.1131e-07 | 2.8622e-07 | 0 | 2.8622e-07 | [16 empty] | 7.3.1.3 Ignition probability mapping showing the probability of ignition along the electric lines and equipmentWLDFRAggregatedAggregated | WLDFR | HFTD - Distribution - Tier 2 - 3QU CoRE ¦ 3QU LoRE | Red Flag Warning - Large Fires | Aggregated | Aggregated | 2047 | 3.7205e-05 | 0 | 808.5801 | 0.030083 | 2047 | Mitigation | 0.08575 | 30 | 0 | esc | 0.0012005 | 4.4664e-08 | 0.00060025 | 2.2332e-08 | 0.0015435 | 5.7426e-08
[79 empty] | WLDFR | HFTD - Distribution - Tier 2 - 3QU CoRE ¦ 3QU LoRE | Non-Red Flag Warning - Large Fires | 2049 | 3.02e-08 | 1.51e-08 | 3.8829e-08 | 7.3713 | 0.88759 | 4.1075 | 2.3763 | 0 | 0 | 0 | 2.5156e-05 |  | 2.2262e-07 | 0 | 2.2262e-07 | 1.1131e-07 | 0 | 1.1131e-07 | 2.8622e-07 | 0 | 2.8622e-07 | [16 empty] | 7.3.1.3 Ignition probability mapping showing the probability of ignition along the electric lines and equipmentWLDFRAggregatedAggregated | WLDFR | HFTD - Distribution - Tier 2 - 3QU CoRE ¦ 3QU LoRE | Red Flag Warning - Large Fires | Aggregated | Aggregated | 2048 | 3.7205e-05 | 0 | 808.5801 | 0.030083 | 2048 | Mitigation | 0.08575 | 30 | 0 | esc | 0.0012005 | 4.4664e-08 | 0.00060025 | 2.2332e-08 | 0.0015435 | 5.7426e-08
[79 empty] | WLDFR | HFTD - Distribution - Tier 2 - 3QU CoRE ¦ 3QU LoRE | Non-Red Flag Warning - Large Fires | 2050 | 0 | 1.51e-08 | 3.8829e-08 | 7.3713 | 0.88759 | 4.1075 | 2.3763 | 0 | 0 | 0 | 2.5156e-05 |  | 0 | 0 | 0 | 1.1131e-07 | 0 | 1.1131e-07 | 2.8622e-07 | 0 | 2.8622e-07 | [16 empty] | 7.3.1.3 Ignition probability mapping showing the probability of ignition along the electric lines and equipmentWLDFRAggregatedAggregated | WLDFR | HFTD - Distribution - Tier 2 - 3QU CoRE ¦ 3QU LoRE | Red Flag Warning - Large Fires | Aggregated | Aggregated | 2049 | 3.7205e-05 | 0 | 808.5801 | 0.030083 | 2049 | Mitigation | 0.08575 | 30 | 0 | esc | 0.0012005 | 4.4664e-08 | 0.00060025 | 2.2332e-08 | 0.0015435 | 5.7426e-08
[79 empty] | WLDFR | HFTD - Distribution - Tier 2 - 3QU CoRE ¦ 3QU LoRE | Non-Red Flag Warning - Large Fires | 2051 | 0 | 0 | 3.8829e-08 | 7.3713 | 0.88759 | 4.1075 | 2.3763 | 0 | 0 | 0 | 2.5156e-05 |  | 0 | 0 | 0 | 0 | 0 | 0 | 2.8622e-07 | 0 | 2.8622e-07 | [16 empty] | 7.3.1.3 Ignition probability mapping showing the probability of ignition along the electric lines and equipmentWLDFRAggregatedAggregated | WLDFR | HFTD - Distribution - Tier 2 - 3QU CoRE ¦ 3QU LoRE | Red Flag Warning - Large Fires | Aggregated | Aggregated | 2050 | 3.7205e-05 | 0 | 808.5801 | 0.030083 | 2050 | Mitigation | 0.08575 | 30 | 0 | esc | 0 | 0 | 0.00060025 | 2.2332e-08 | 0.0015435 | 5.7426e-08
[79 empty] | WLDFR | HFTD - Distribution - Tier 2 - 3QU CoRE ¦ 3QU LoRE | Non-Red Flag Warning - Small Fires | 2020 | 5.4093e-06 | 0 | 0 | 0.077901 | 0.036425 | 0.0015809 | 0.039895 | 0 | 0 | 0 | 0.0045059 |  | 4.2139e-07 | 0 | 4.2139e-07 | 0 | 0 | 0 | 0 | 0 | 0 | [16 empty] | 7.3.1.3 Ignition probability mapping showing the probability of ignition along the electric lines and equipmentWLDFRAggregatedAggregated | WLDFR | HFTD - Distribution - Tier 2 - 3QU CoRE ¦ 3QU LoRE | Red Flag Warning - Large Fires | Aggregated | Aggregated | 2051 | 3.7205e-05 | 0 | 808.5801 | 0.030083 | 2051 | Mitigation | 0.08575 | 30 | 0 | esc | 0 | 0 | 0 | 0 | 0.0015435 | 5.7426e-08
[79 empty] | WLDFR | HFTD - Distribution - Tier 2 - 3QU CoRE ¦ 3QU LoRE | Non-Red Flag Warning - Small Fires | 2021 | 5.4093e-06 | 2.7046e-06 | 0 | 0.077901 | 0.036425 | 0.0015809 | 0.039895 | 0 | 0 | 0 | 0.0045059 |  | 4.2139e-07 | 0 | 4.2139e-07 | 2.1069e-07 | 0 | 2.1069e-07 | 0 | 0 | 0 | [16 empty] | 7.3.1.3 Ignition probability mapping showing the probability of ignition along the electric lines and equipmentWLDFRAggregatedAggregated | WLDFR | HFTD - Distribution - Tier 2 - 3QU CoRE ¦ 3QU LoRE | Red Flag Warning - Small Fires | Aggregated | Aggregated | 2021 | 0.00058668 | 0 | 808.5801 | 0.47438 | 2021 | Mitigation | 0.08575 | 30 | 0 | esc | 0.0012005 | 7.0431e-07 | 0.00060025 | 3.5215e-07 | 0 | 0
[79 empty] | WLDFR | HFTD - Distribution - Tier 2 - 3QU CoRE ¦ 3QU LoRE | Non-Red Flag Warning - Small Fires | 2022 | 5.4093e-06 | 2.7046e-06 | 6.9548e-06 | 0.077901 | 0.036425 | 0.0015809 | 0.039895 | 0 | 0 | 0 | 0.0045059 |  | 4.2139e-07 | 0 | 4.2139e-07 | 2.1069e-07 | 0 | 2.1069e-07 | 5.4178e-07 | 0 | 5.4178e-07 | [16 empty] | 7.3.1.3 Ignition probability mapping showing the probability of ignition along the electric lines and equipmentWLDFRAggregatedAggregated | WLDFR | HFTD - Distribution - Tier 2 - 3QU CoRE ¦ 3QU LoRE | Red Flag Warning - Small Fires | Aggregated | Aggregated | 2022 | 0.00058668 | 0 | 808.5801 | 0.47438 | 2022 | Mitigation | 0.08575 | 30 | 0 | esc | 0.0012005 | 7.0431e-07 | 0.00060025 | 3.5215e-07 | 0.0015435 | 9.0554e-07
[79 empty] | WLDFR | HFTD - Distribution - Tier 2 - 3QU CoRE ¦ 3QU LoRE | Non-Red Flag Warning - Small Fires | 2023 | 5.4093e-06 | 2.7046e-06 | 6.9548e-06 | 0.080408 | 0.03759 | 0.0016314 | 0.041187 | 0 | 0 | 0 | 0.0045059 |  | 4.3495e-07 | 0 | 4.3495e-07 | 2.1748e-07 | 0 | 2.1748e-07 | 5.5922e-07 | 0 | 5.5922e-07 | [16 empty] | 7.3.1.3 Ignition probability mapping showing the probability of ignition along the electric lines and equipmentWLDFRAggregatedAggregated | WLDFR | HFTD - Distribution - Tier 2 - 3QU CoRE ¦ 3QU LoRE | Red Flag Warning - Small Fires | Aggregated | Aggregated | 2023 | 0.00058668 | 0 | 808.5801 | 0.47438 | 2023 | Mitigation | 0.08575 | 30 | 0 | esc | 0.0012005 | 7.0431e-07 | 0.00060025 | 3.5215e-07 | 0.0015435 | 9.0554e-07
[79 empty] | WLDFR | HFTD - Distribution - Tier 2 - 3QU CoRE ¦ 3QU LoRE | Non-Red Flag Warning - Small Fires | 2024 | 5.4093e-06 | 2.7046e-06 | 6.9548e-06 | 0.080408 | 0.03759 | 0.0016314 | 0.041187 | 0 | 0 | 0 | 0.0045059 |  | 4.3495e-07 | 0 | 4.3495e-07 | 2.1748e-07 | 0 | 2.1748e-07 | 5.5922e-07 | 0 | 5.5922e-07 | [16 empty] | 7.3.1.3 Ignition probability mapping showing the probability of ignition along the electric lines and equipmentWLDFRAggregatedAggregated | WLDFR | HFTD - Distribution - Tier 2 - 3QU CoRE ¦ 3QU LoRE | Red Flag Warning - Small Fires | Aggregated | Aggregated | 2024 | 0.00058668 | 0 | 808.5801 | 0.47438 | 2024 | Mitigation | 0.08575 | 30 | 0 | esc | 0.0012005 | 7.0431e-07 | 0.00060025 | 3.5215e-07 | 0.0015435 | 9.0554e-07
[79 empty] | WLDFR | HFTD - Distribution - Tier 2 - 3QU CoRE ¦ 3QU LoRE | Non-Red Flag Warning - Small Fires | 2025 | 5.4093e-06 | 2.7046e-06 | 6.9548e-06 | 0.080408 | 0.03759 | 0.0016314 | 0.041187 | 0 | 0 | 0 | 0.0045059 |  | 4.3495e-07 | 0 | 4.3495e-07 | 2.1748e-07 | 0 | 2.1748e-07 | 5.5922e-07 | 0 | 5.5922e-07 | [16 empty] | 7.3.1.3 Ignition probability mapping showing the probability of ignition along the electric lines and equipmentWLDFRAggregatedAggregated | WLDFR | HFTD - Distribution - Tier 2 - 3QU CoRE ¦ 3QU LoRE | Red Flag Warning - Small Fires | Aggregated | Aggregated | 2025 | 0.00058668 | 0 | 808.5801 | 0.47438 | 2025 | Mitigation | 0.08575 | 30 | 0 | esc | 0.0012005 | 7.0431e-07 | 0.00060025 | 3.5215e-07 | 0.0015435 | 9.0554e-07
[79 empty] | WLDFR | HFTD - Distribution - Tier 2 - 3QU CoRE ¦ 3QU LoRE | Non-Red Flag Warning - Small Fires | 2026 | 5.4093e-06 | 2.7046e-06 | 6.9548e-06 | 0.080408 | 0.03759 | 0.0016314 | 0.041187 | 0 | 0 | 0 | 0.0045059 |  | 4.3495e-07 | 0 | 4.3495e-07 | 2.1748e-07 | 0 | 2.1748e-07 | 5.5922e-07 | 0 | 5.5922e-07 | [16 empty] | 7.3.1.3 Ignition probability mapping showing the probability of ignition along the electric lines and equipmentWLDFRAggregatedAggregated | WLDFR | HFTD - Distribution - Tier 2 - 3QU CoRE ¦ 3QU LoRE | Red Flag Warning - Small Fires | Aggregated | Aggregated | 2026 | 0.00058668 | 0 | 808.5801 | 0.47438 | 2026 | Mitigation | 0.08575 | 30 | 0 | esc | 0.0012005 | 7.0431e-07 | 0.00060025 | 3.5215e-07 | 0.0015435 | 9.0554e-07
[79 empty] | WLDFR | HFTD - Distribution - Tier 2 - 3QU CoRE ¦ 3QU LoRE | Non-Red Flag Warning - Small Fires | 2027 | 5.4093e-06 | 2.7046e-06 | 6.9548e-06 | 0.080408 | 0.03759 | 0.0016314 | 0.041187 | 0 | 0 | 0 | 0.0045059 |  | 4.3495e-07 | 0 | 4.3495e-07 | 2.1748e-07 | 0 | 2.1748e-07 | 5.5922e-07 | 0 | 5.5922e-07 | [16 empty] | 7.3.1.3 Ignition probability mapping showing the probability of ignition along the electric lines and equipmentWLDFRAggregatedAggregated | WLDFR | HFTD - Distribution - Tier 2 - 3QU CoRE ¦ 3QU LoRE | Red Flag Warning - Small Fires | Aggregated | Aggregated | 2027 | 0.00058668 | 0 | 808.5801 | 0.47438 | 2027 | Mitigation | 0.08575 | 30 | 0 | esc | 0.0012005 | 7.0431e-07 | 0.00060025 | 3.5215e-07 | 0.0015435 | 9.0554e-07
[79 empty] | WLDFR | HFTD - Distribution - Tier 2 - 3QU CoRE ¦ 3QU LoRE | Non-Red Flag Warning - Small Fires | 2028 | 5.4093e-06 | 2.7046e-06 | 6.9548e-06 | 0.083606 | 0.039055 | 0.001695 | 0.042856 | 0 | 0 | 0 | 0.0045059 |  | 4.5225e-07 | 0 | 4.5225e-07 | 2.2612e-07 | 0 | 2.2612e-07 | 5.8146e-07 | 0 | 5.8146e-07 | [16 empty] | 7.3.1.3 Ignition probability mapping showing the probability of ignition along the electric lines and equipmentWLDFRAggregatedAggregated | WLDFR | HFTD - Distribution - Tier 2 - 3QU CoRE ¦ 3QU LoRE | Red Flag Warning - Small Fires | Aggregated | Aggregated | 2028 | 0.00058668 | 0 | 808.5801 | 0.47438 | 2028 | Mitigation | 0.08575 | 30 | 0 | esc | 0.0012005 | 7.0431e-07 | 0.00060025 | 3.5215e-07 | 0.0015435 | 9.0554e-07
[79 empty] | WLDFR | HFTD - Distribution - Tier 2 - 3QU CoRE ¦ 3QU LoRE | Non-Red Flag Warning - Small Fires | 2029 | 5.4093e-06 | 2.7046e-06 | 6.9548e-06 | 0.083606 | 0.039055 | 0.001695 | 0.042856 | 0 | 0 | 0 | 0.0045059 |  | 4.5225e-07 | 0 | 4.5225e-07 | 2.2612e-07 | 0 | 2.2612e-07 | 5.8146e-07 | 0 | 5.8146e-07 | [16 empty] | 7.3.1.3 Ignition probability mapping showing the probability of ignition along the electric lines and equipmentWLDFRAggregatedAggregated | WLDFR | HFTD - Distribution - Tier 2 - 3QU CoRE ¦ 3QU LoRE | Red Flag Warning - Small Fires | Aggregated | Aggregated | 2029 | 0.00058668 | 0 | 808.5801 | 0.47438 | 2029 | Mitigation | 0.08575 | 30 | 0 | esc | 0.0012005 | 7.0431e-07 | 0.00060025 | 3.5215e-07 | 0.0015435 | 9.0554e-07
[79 empty] | WLDFR | HFTD - Distribution - Tier 2 - 3QU CoRE ¦ 3QU LoRE | Non-Red Flag Warning - Small Fires | 2030 | 5.4093e-06 | 2.7046e-06 | 6.9548e-06 | 0.083606 | 0.039055 | 0.001695 | 0.042856 | 0 | 0 | 0 | 0.0045059 |  | 4.5225e-07 | 0 | 4.5225e-07 | 2.2612e-07 | 0 | 2.2612e-07 | 5.8146e-07 | 0 | 5.8146e-07 | [16 empty] | 7.3.1.3 Ignition probability mapping showing the probability of ignition along the electric lines and equipmentWLDFRAggregatedAggregated | WLDFR | HFTD - Distribution - Tier 2 - 3QU CoRE ¦ 3QU LoRE | Red Flag Warning - Small Fires | Aggregated | Aggregated | 2030 | 0.00058668 | 0 | 808.5801 | 0.47438 | 2030 | Mitigation | 0.08575 | 30 | 0 | esc | 0.0012005 | 7.0431e-07 | 0.00060025 | 3.5215e-07 | 0.0015435 | 9.0554e-07
[79 empty] | WLDFR | HFTD - Distribution - Tier 2 - 3QU CoRE ¦ 3QU LoRE | Non-Red Flag Warning - Small Fires | 2031 | 5.4093e-06 | 2.7046e-06 | 6.9548e-06 | 0.083606 | 0.039055 | 0.001695 | 0.042856 | 0 | 0 | 0 | 0.0045059 |  | 4.5225e-07 | 0 | 4.5225e-07 | 2.2612e-07 | 0 | 2.2612e-07 | 5.8146e-07 | 0 | 5.8146e-07 | [16 empty] | 7.3.1.3 Ignition probability mapping showing the probability of ignition along the electric lines and equipmentWLDFRAggregatedAggregated | WLDFR | HFTD - Distribution - Tier 2 - 3QU CoRE ¦ 3QU LoRE | Red Flag Warning - Small Fires | Aggregated | Aggregated | 2031 | 0.00058668 | 0 | 808.5801 | 0.47438 | 2031 | Mitigation | 0.08575 | 30 | 0 | esc | 0.0012005 | 7.0431e-07 | 0.00060025 | 3.5215e-07 | 0.0015435 | 9.0554e-07
[79 empty] | WLDFR | HFTD - Distribution - Tier 2 - 3QU CoRE ¦ 3QU LoRE | Non-Red Flag Warning - Small Fires | 2032 | 5.4093e-06 | 2.7046e-06 | 6.9548e-06 | 0.083606 | 0.039055 | 0.001695 | 0.042856 | 0 | 0 | 0 | 0.0045059 |  | 4.5225e-07 | 0 | 4.5225e-07 | 2.2612e-07 | 0 | 2.2612e-07 | 5.8146e-07 | 0 | 5.8146e-07 | [16 empty] | 7.3.1.3 Ignition probability mapping showing the probability of ignition along the electric lines and equipmentWLDFRAggregatedAggregated | WLDFR | HFTD - Distribution - Tier 2 - 3QU CoRE ¦ 3QU LoRE | Red Flag Warning - Small Fires | Aggregated | Aggregated | 2032 | 0.00058668 | 0 | 808.5801 | 0.47438 | 2032 | Mitigation | 0.08575 | 30 | 0 | esc | 0.0012005 | 7.0431e-07 | 0.00060025 | 3.5215e-07 | 0.0015435 | 9.0554e-07
[79 empty] | WLDFR | HFTD - Distribution - Tier 2 - 3QU CoRE ¦ 3QU LoRE | Non-Red Flag Warning - Small Fires | 2033 | 5.4093e-06 | 2.7046e-06 | 6.9548e-06 | 0.087211 | 0.040679 | 0.0017655 | 0.044766 | 0 | 0 | 0 | 0.0045059 |  | 4.7175e-07 | 0 | 4.7175e-07 | 2.3587e-07 | 0 | 2.3587e-07 | 6.0653e-07 | 0 | 6.0653e-07 | [16 empty] | 7.3.1.3 Ignition probability mapping showing the probability of ignition along the electric lines and equipmentWLDFRAggregatedAggregated | WLDFR | HFTD - Distribution - Tier 2 - 3QU CoRE ¦ 3QU LoRE | Red Flag Warning - Small Fires | Aggregated | Aggregated | 2033 | 0.00058668 | 0 | 808.5801 | 0.47438 | 2033 | Mitigation | 0.08575 | 30 | 0 | esc | 0.0012005 | 7.0431e-07 | 0.00060025 | 3.5215e-07 | 0.0015435 | 9.0554e-07
[79 empty] | WLDFR | HFTD - Distribution - Tier 2 - 3QU CoRE ¦ 3QU LoRE | Non-Red Flag Warning - Small Fires | 2034 | 5.4093e-06 | 2.7046e-06 | 6.9548e-06 | 0.087211 | 0.040679 | 0.0017655 | 0.044766 | 0 | 0 | 0 | 0.0045059 |  | 4.7175e-07 | 0 | 4.7175e-07 | 2.3587e-07 | 0 | 2.3587e-07 | 6.0653e-07 | 0 | 6.0653e-07 | [16 empty] | 7.3.1.3 Ignition probability mapping showing the probability of ignition along the electric lines and equipmentWLDFRAggregatedAggregated | WLDFR | HFTD - Distribution - Tier 2 - 3QU CoRE ¦ 3QU LoRE | Red Flag Warning - Small Fires | Aggregated | Aggregated | 2034 | 0.00058668 | 0 | 808.5801 | 0.47438 | 2034 | Mitigation | 0.08575 | 30 | 0 | esc | 0.0012005 | 7.0431e-07 | 0.00060025 | 3.5215e-07 | 0.0015435 | 9.0554e-07
[79 empty] | WLDFR | HFTD - Distribution - Tier 2 - 3QU CoRE ¦ 3QU LoRE | Non-Red Flag Warning - Small Fires | 2035 | 5.4093e-06 | 2.7046e-06 | 6.9548e-06 | 0.087211 | 0.040679 | 0.0017655 | 0.044766 | 0 | 0 | 0 | 0.0045059 |  | 4.7175e-07 | 0 | 4.7175e-07 | 2.3587e-07 | 0 | 2.3587e-07 | 6.0653e-07 | 0 | 6.0653e-07 | [16 empty] | 7.3.1.3 Ignition probability mapping showing the probability of ignition along the electric lines and equipmentWLDFRAggregatedAggregated | WLDFR | HFTD - Distribution - Tier 2 - 3QU CoRE ¦ 3QU LoRE | Red Flag Warning - Small Fires | Aggregated | Aggregated | 2035 | 0.00058668 | 0 | 808.5801 | 0.47438 | 2035 | Mitigation | 0.08575 | 30 | 0 | esc | 0.0012005 | 7.0431e-07 | 0.00060025 | 3.5215e-07 | 0.0015435 | 9.0554e-07
[79 empty] | WLDFR | HFTD - Distribution - Tier 2 - 3QU CoRE ¦ 3QU LoRE | Non-Red Flag Warning - Small Fires | 2036 | 5.4093e-06 | 2.7046e-06 | 6.9548e-06 | 0.087211 | 0.040679 | 0.0017655 | 0.044766 | 0 | 0 | 0 | 0.0045059 |  | 4.7175e-07 | 0 | 4.7175e-07 | 2.3587e-07 | 0 | 2.3587e-07 | 6.0653e-07 | 0 | 6.0653e-07 | [16 empty] | 7.3.1.3 Ignition probability mapping showing the probability of ignition along the electric lines and equipmentWLDFRAggregatedAggregated | WLDFR | HFTD - Distribution - Tier 2 - 3QU CoRE ¦ 3QU LoRE | Red Flag Warning - Small Fires | Aggregated | Aggregated | 2036 | 0.00058668 | 0 | 808.5801 | 0.47438 | 2036 | Mitigation | 0.08575 | 30 | 0 | esc | 0.0012005 | 7.0431e-07 | 0.00060025 | 3.5215e-07 | 0.0015435 | 9.0554e-07
[79 empty] | WLDFR | HFTD - Distribution - Tier 2 - 3QU CoRE ¦ 3QU LoRE | Non-Red Flag Warning - Small Fires | 2037 | 5.4093e-06 | 2.7046e-06 | 6.9548e-06 | 0.087211 | 0.040679 | 0.0017655 | 0.044766 | 0 | 0 | 0 | 0.0045059 |  | 4.7175e-07 | 0 | 4.7175e-07 | 2.3587e-07 | 0 | 2.3587e-07 | 6.0653e-07 | 0 | 6.0653e-07 | [16 empty] | 7.3.1.3 Ignition probability mapping showing the probability of ignition along the electric lines and equipmentWLDFRAggregatedAggregated | WLDFR | HFTD - Distribution - Tier 2 - 3QU CoRE ¦ 3QU LoRE | Red Flag Warning - Small Fires | Aggregated | Aggregated | 2037 | 0.00058668 | 0 | 808.5801 | 0.47438 | 2037 | Mitigation | 0.08575 | 30 | 0 | esc | 0.0012005 | 7.0431e-07 | 0.00060025 | 3.5215e-07 | 0.0015435 | 9.0554e-07
[79 empty] | WLDFR | HFTD - Distribution - Tier 2 - 3QU CoRE ¦ 3QU LoRE | Non-Red Flag Warning - Small Fires | 2038 | 5.4093e-06 | 2.7046e-06 | 6.9548e-06 | 0.091184 | 0.042438 | 0.0018418 | 0.046905 | 0 | 0 | 0 | 0.0045059 |  | 4.9324e-07 | 0 | 4.9324e-07 | 2.4662e-07 | 0 | 2.4662e-07 | 6.3417e-07 | 0 | 6.3417e-07 | [16 empty] | 7.3.1.3 Ignition probability mapping showing the probability of ignition along the electric lines and equipmentWLDFRAggregatedAggregated | WLDFR | HFTD - Distribution - Tier 2 - 3QU CoRE ¦ 3QU LoRE | Red Flag Warning - Small Fires | Aggregated | Aggregated | 2038 | 0.00058668 | 0 | 808.5801 | 0.47438 | 2038 | Mitigation | 0.08575 | 30 | 0 | esc | 0.0012005 | 7.0431e-07 | 0.00060025 | 3.5215e-07 | 0.0015435 | 9.0554e-07
[79 empty] | WLDFR | HFTD - Distribution - Tier 2 - 3QU CoRE ¦ 3QU LoRE | Non-Red Flag Warning - Small Fires | 2039 | 5.4093e-06 | 2.7046e-06 | 6.9548e-06 | 0.091184 | 0.042438 | 0.0018418 | 0.046905 | 0 | 0 | 0 | 0.0045059 |  | 4.9324e-07 | 0 | 4.9324e-07 | 2.4662e-07 | 0 | 2.4662e-07 | 6.3417e-07 | 0 | 6.3417e-07 | [16 empty] | 7.3.1.3 Ignition probability mapping showing the probability of ignition along the electric lines and equipmentWLDFRAggregatedAggregated | WLDFR | HFTD - Distribution - Tier 2 - 3QU CoRE ¦ 3QU LoRE | Red Flag Warning - Small Fires | Aggregated | Aggregated | 2039 | 0.00058668 | 0 | 808.5801 | 0.47438 | 2039 | Mitigation | 0.08575 | 30 | 0 | esc | 0.0012005 | 7.0431e-07 | 0.00060025 | 3.5215e-07 | 0.0015435 | 9.0554e-07
[79 empty] | WLDFR | HFTD - Distribution - Tier 2 - 3QU CoRE ¦ 3QU LoRE | Non-Red Flag Warning - Small Fires | 2040 | 5.4093e-06 | 2.7046e-06 | 6.9548e-06 | 0.091184 | 0.042438 | 0.0018418 | 0.046905 | 0 | 0 | 0 | 0.0045059 |  | 4.9324e-07 | 0 | 4.9324e-07 | 2.4662e-07 | 0 | 2.4662e-07 | 6.3417e-07 | 0 | 6.3417e-07 | [16 empty] | 7.3.1.3 Ignition probability mapping showing the probability of ignition along the electric lines and equipmentWLDFRAggregatedAggregated | WLDFR | HFTD - Distribution - Tier 2 - 3QU CoRE ¦ 3QU LoRE | Red Flag Warning - Small Fires | Aggregated | Aggregated | 2040 | 0.00058668 | 0 | 808.5801 | 0.47438 | 2040 | Mitigation | 0.08575 | 30 | 0 | esc | 0.0012005 | 7.0431e-07 | 0.00060025 | 3.5215e-07 | 0.0015435 | 9.0554e-07
[79 empty] | WLDFR | HFTD - Distribution - Tier 2 - 3QU CoRE ¦ 3QU LoRE | Non-Red Flag Warning - Small Fires | 2041 | 5.4093e-06 | 2.7046e-06 | 6.9548e-06 | 0.091184 | 0.042438 | 0.0018418 | 0.046905 | 0 | 0 | 0 | 0.0045059 |  | 4.9324e-07 | 0 | 4.9324e-07 | 2.4662e-07 | 0 | 2.4662e-07 | 6.3417e-07 | 0 | 6.3417e-07 | [16 empty] | 7.3.1.3 Ignition probability mapping showing the probability of ignition along the electric lines and equipmentWLDFRAggregatedAggregated | WLDFR | HFTD - Distribution - Tier 2 - 3QU CoRE ¦ 3QU LoRE | Red Flag Warning - Small Fires | Aggregated | Aggregated | 2041 | 0.00058668 | 0 | 808.5801 | 0.47438 | 2041 | Mitigation | 0.08575 | 30 | 0 | esc | 0.0012005 | 7.0431e-07 | 0.00060025 | 3.5215e-07 | 0.0015435 | 9.0554e-07
[79 empty] | WLDFR | HFTD - Distribution - Tier 2 - 3QU CoRE ¦ 3QU LoRE | Non-Red Flag Warning - Small Fires | 2042 | 5.4093e-06 | 2.7046e-06 | 6.9548e-06 | 0.091184 | 0.042438 | 0.0018418 | 0.046905 | 0 | 0 | 0 | 0.0045059 |  | 4.9324e-07 | 0 | 4.9324e-07 | 2.4662e-07 | 0 | 2.4662e-07 | 6.3417e-07 | 0 | 6.3417e-07 | [16 empty] | 7.3.1.3 Ignition probability mapping showing the probability of ignition along the electric lines and equipmentWLDFRAggregatedAggregated | WLDFR | HFTD - Distribution - Tier 2 - 3QU CoRE ¦ 3QU LoRE | Red Flag Warning - Small Fires | Aggregated | Aggregated | 2042 | 0.00058668 | 0 | 808.5801 | 0.47438 | 2042 | Mitigation | 0.08575 | 30 | 0 | esc | 0.0012005 | 7.0431e-07 | 0.00060025 | 3.5215e-07 | 0.0015435 | 9.0554e-07
[79 empty] | WLDFR | HFTD - Distribution - Tier 2 - 3QU CoRE ¦ 3QU LoRE | Non-Red Flag Warning - Small Fires | 2043 | 5.4093e-06 | 2.7046e-06 | 6.9548e-06 | 0.095486 | 0.044306 | 0.0019228 | 0.049257 | 0 | 0 | 0 | 0.0045059 |  | 5.1651e-07 | 0 | 5.1651e-07 | 2.5825e-07 | 0 | 2.5825e-07 | 6.6408e-07 | 0 | 6.6408e-07 | [16 empty] | 7.3.1.3 Ignition probability mapping showing the probability of ignition along the electric lines and equipmentWLDFRAggregatedAggregated | WLDFR | HFTD - Distribution - Tier 2 - 3QU CoRE ¦ 3QU LoRE | Red Flag Warning - Small Fires | Aggregated | Aggregated | 2043 | 0.00058668 | 0 | 808.5801 | 0.47438 | 2043 | Mitigation | 0.08575 | 30 | 0 | esc | 0.0012005 | 7.0431e-07 | 0.00060025 | 3.5215e-07 | 0.0015435 | 9.0554e-07
[79 empty] | WLDFR | HFTD - Distribution - Tier 2 - 3QU CoRE ¦ 3QU LoRE | Non-Red Flag Warning - Small Fires | 2044 | 5.4093e-06 | 2.7046e-06 | 6.9548e-06 | 0.095486 | 0.044306 | 0.0019228 | 0.049257 | 0 | 0 | 0 | 0.0045059 |  | 5.1651e-07 | 0 | 5.1651e-07 | 2.5825e-07 | 0 | 2.5825e-07 | 6.6408e-07 | 0 | 6.6408e-07 | [16 empty] | 7.3.1.3 Ignition probability mapping showing the probability of ignition along the electric lines and equipmentWLDFRAggregatedAggregated | WLDFR | HFTD - Distribution - Tier 2 - 3QU CoRE ¦ 3QU LoRE | Red Flag Warning - Small Fires | Aggregated | Aggregated | 2044 | 0.00058668 | 0 | 808.5801 | 0.47438 | 2044 | Mitigation | 0.08575 | 30 | 0 | esc | 0.0012005 | 7.0431e-07 | 0.00060025 | 3.5215e-07 | 0.0015435 | 9.0554e-07
[79 empty] | WLDFR | HFTD - Distribution - Tier 2 - 3QU CoRE ¦ 3QU LoRE | Non-Red Flag Warning - Small Fires | 2045 | 5.4093e-06 | 2.7046e-06 | 6.9548e-06 | 0.095486 | 0.044306 | 0.0019228 | 0.049257 | 0 | 0 | 0 | 0.0045059 |  | 5.1651e-07 | 0 | 5.1651e-07 | 2.5825e-07 | 0 | 2.5825e-07 | 6.6408e-07 | 0 | 6.6408e-07 | [16 empty] | 7.3.1.3 Ignition probability mapping showing the probability of ignition along the electric lines and equipmentWLDFRAggregatedAggregated | WLDFR | HFTD - Distribution - Tier 2 - 3QU CoRE ¦ 3QU LoRE | Red Flag Warning - Small Fires | Aggregated | Aggregated | 2045 | 0.00058668 | 0 | 808.5801 | 0.47438 | 2045 | Mitigation | 0.08575 | 30 | 0 | esc | 0.0012005 | 7.0431e-07 | 0.00060025 | 3.5215e-07 | 0.0015435 | 9.0554e-07
[79 empty] | WLDFR | HFTD - Distribution - Tier 2 - 3QU CoRE ¦ 3QU LoRE | Non-Red Flag Warning - Small Fires | 2046 | 5.4093e-06 | 2.7046e-06 | 6.9548e-06 | 0.095486 | 0.044306 | 0.0019228 | 0.049257 | 0 | 0 | 0 | 0.0045059 |  | 5.1651e-07 | 0 | 5.1651e-07 | 2.5825e-07 | 0 | 2.5825e-07 | 6.6408e-07 | 0 | 6.6408e-07 | [16 empty] | 7.3.1.3 Ignition probability mapping showing the probability of ignition along the electric lines and equipmentWLDFRAggregatedAggregated | WLDFR | HFTD - Distribution - Tier 2 - 3QU CoRE ¦ 3QU LoRE | Red Flag Warning - Small Fires | Aggregated | Aggregated | 2046 | 0.00058668 | 0 | 808.5801 | 0.47438 | 2046 | Mitigation | 0.08575 | 30 | 0 | esc | 0.0012005 | 7.0431e-07 | 0.00060025 | 3.5215e-07 | 0.0015435 | 9.0554e-07
[79 empty] | WLDFR | HFTD - Distribution - Tier 2 - 3QU CoRE ¦ 3QU LoRE | Non-Red Flag Warning - Small Fires | 2047 | 5.4093e-06 | 2.7046e-06 | 6.9548e-06 | 0.095486 | 0.044306 | 0.0019228 | 0.049257 | 0 | 0 | 0 | 0.0045059 |  | 5.1651e-07 | 0 | 5.1651e-07 | 2.5825e-07 | 0 | 2.5825e-07 | 6.6408e-07 | 0 | 6.6408e-07 | [16 empty] | 7.3.1.3 Ignition probability mapping showing the probability of ignition along the electric lines and equipmentWLDFRAggregatedAggregated | WLDFR | HFTD - Distribution - Tier 2 - 3QU CoRE ¦ 3QU LoRE | Red Flag Warning - Small Fires | Aggregated | Aggregated | 2047 | 0.00058668 | 0 | 808.5801 | 0.47438 | 2047 | Mitigation | 0.08575 | 30 | 0 | esc | 0.0012005 | 7.0431e-07 | 0.00060025 | 3.5215e-07 | 0.0015435 | 9.0554e-07
[79 empty] | WLDFR | HFTD - Distribution - Tier 2 - 3QU CoRE ¦ 3QU LoRE | Non-Red Flag Warning - Small Fires | 2048 | 5.4093e-06 | 2.7046e-06 | 6.9548e-06 | 0.10007 | 0.04626 | 0.0020076 | 0.051804 | 0 | 0 | 0 | 0.0045059 |  | 5.4132e-07 | 0 | 5.4132e-07 | 2.7066e-07 | 0 | 2.7066e-07 | 6.9598e-07 | 0 | 6.9598e-07 | [16 empty] | 7.3.1.3 Ignition probability mapping showing the probability of ignition along the electric lines and equipmentWLDFRAggregatedAggregated | WLDFR | HFTD - Distribution - Tier 2 - 3QU CoRE ¦ 3QU LoRE | Red Flag Warning - Small Fires | Aggregated | Aggregated | 2048 | 0.00058668 | 0 | 808.5801 | 0.47438 | 2048 | Mitigation | 0.08575 | 30 | 0 | esc | 0.0012005 | 7.0431e-07 | 0.00060025 | 3.5215e-07 | 0.0015435 | 9.0554e-07
[79 empty] | WLDFR | HFTD - Distribution - Tier 2 - 3QU CoRE ¦ 3QU LoRE | Non-Red Flag Warning - Small Fires | 2049 | 5.4093e-06 | 2.7046e-06 | 6.9548e-06 | 0.10007 | 0.04626 | 0.0020076 | 0.051804 | 0 | 0 | 0 | 0.0045059 |  | 5.4132e-07 | 0 | 5.4132e-07 | 2.7066e-07 | 0 | 2.7066e-07 | 6.9598e-07 | 0 | 6.9598e-07 | [16 empty] | 7.3.1.3 Ignition probability mapping showing the probability of ignition along the electric lines and equipmentWLDFRAggregatedAggregated | WLDFR | HFTD - Distribution - Tier 2 - 3QU CoRE ¦ 3QU LoRE | Red Flag Warning - Small Fires | Aggregated | Aggregated | 2049 | 0.00058668 | 0 | 808.5801 | 0.47438 | 2049 | Mitigation | 0.08575 | 30 | 0 | esc | 0.0012005 | 7.0431e-07 | 0.00060025 | 3.5215e-07 | 0.0015435 | 9.0554e-07
[79 empty] | WLDFR | HFTD - Distribution - Tier 2 - 3QU CoRE ¦ 3QU LoRE | Non-Red Flag Warning - Small Fires | 2050 | 0 | 2.7046e-06 | 6.9548e-06 | 0.10007 | 0.04626 | 0.0020076 | 0.051804 | 0 | 0 | 0 | 0.0045059 |  | 0 | 0 | 0 | 2.7066e-07 | 0 | 2.7066e-07 | 6.9598e-07 | 0 | 6.9598e-07 | [16 empty] | 7.3.1.3 Ignition probability mapping showing the probability of ignition along the electric lines and equipmentWLDFRAggregatedAggregated | WLDFR | HFTD - Distribution - Tier 2 - 3QU CoRE ¦ 3QU LoRE | Red Flag Warning - Small Fires | Aggregated | Aggregated | 2050 | 0.00058668 | 0 | 808.5801 | 0.47438 | 2050 | Mitigation | 0.08575 | 30 | 0 | esc | 0 | 0 | 0.00060025 | 3.5215e-07 | 0.0015435 | 9.0554e-07
[79 empty] | WLDFR | HFTD - Distribution - Tier 2 - 3QU CoRE ¦ 3QU LoRE | Non-Red Flag Warning - Small Fires | 2051 | 0 | 0 | 6.9548e-06 | 0.10007 | 0.04626 | 0.0020076 | 0.051804 | 0 | 0 | 0 | 0.0045059 |  | 0 | 0 | 0 | 0 | 0 | 0 | 6.9598e-07 | 0 | 6.9598e-07 | [16 empty] | 7.3.1.3 Ignition probability mapping showing the probability of ignition along the electric lines and equipmentWLDFRAggregatedAggregated | WLDFR | HFTD - Distribution - Tier 2 - 3QU CoRE ¦ 3QU LoRE | Red Flag Warning - Small Fires | Aggregated | Aggregated | 2051 | 0.00058668 | 0 | 808.5801 | 0.47438 | 2051 | Mitigation | 0.08575 | 30 | 0 | esc | 0 | 0 | 0 | 0 | 0.0015435 | 9.0554e-07
[79 empty] | WLDFR | HFTD - Distribution - Tier 2 - 3QU CoRE ¦ 3QU LoRE | Red Flag Warning - Catastrophic Fires | 2020 | 3.5842e-08 | 0 | 0 | 14146.1306 | 222.2294 | 8585.7228 | 5338.1784 | 0 | 0 | 0 | 2.9856e-05 |  | 0.00050702 | 0 | 0.00050702 | 0 | 0 | 0 | 0 | 0 | 0 | [16 empty] | 7.3.1.3 Ignition probability mapping showing the probability of ignition along the electric lines and equipmentWLDFRAggregatedAggregated | WLDFR | HFTD - Distribution - Tier 2 - 3QU CoRE ¦ 3QU LoRE | Seismic - Non-Red Flag Warning - Catastrophic Fires | Aggregated | Aggregated | 2021 | 2.7113e-10 | 0 | 808.5801 | 2.1923e-07 | 2021 | Mitigation | 0.08575 | 30 | 0 | esc | 0.0012005 | 3.2549e-13 | 0.00060025 | 1.6274e-13 | 0 | 0
[79 empty] | WLDFR | HFTD - Distribution - Tier 2 - 3QU CoRE ¦ 3QU LoRE | Red Flag Warning - Catastrophic Fires | 2021 | 3.5842e-08 | 1.7921e-08 | 0 | 14146.1306 | 222.2294 | 8585.7228 | 5338.1784 | 0 | 0 | 0 | 2.9856e-05 |  | 0.00050702 | 0 | 0.00050702 | 0.00025351 | 0 | 0.00025351 | 0 | 0 | 0 | [16 empty] | 7.3.1.3 Ignition probability mapping showing the probability of ignition along the electric lines and equipmentWLDFRAggregatedAggregated | WLDFR | HFTD - Distribution - Tier 2 - 3QU CoRE ¦ 3QU LoRE | Seismic - Non-Red Flag Warning - Catastrophic Fires | Aggregated | Aggregated | 2022 | 2.7113e-10 | 0 | 808.5801 | 2.1923e-07 | 2022 | Mitigation | 0.08575 | 30 | 0 | esc | 0.0012005 | 3.2549e-13 | 0.00060025 | 1.6274e-13 | 0.0015435 | 4.1849e-13
[79 empty] | WLDFR | HFTD - Distribution - Tier 2 - 3QU CoRE ¦ 3QU LoRE | Red Flag Warning - Catastrophic Fires | 2022 | 3.5842e-08 | 1.7921e-08 | 4.6082e-08 | 14146.1306 | 222.2294 | 8585.7228 | 5338.1784 | 0 | 0 | 0 | 2.9856e-05 |  | 0.00050702 | 0 | 0.00050702 | 0.00025351 | 0 | 0.00025351 | 0.00065189 | 0 | 0.00065189 | [16 empty] | 7.3.1.3 Ignition probability mapping showing the probability of ignition along the electric lines and equipmentWLDFRAggregatedAggregated | WLDFR | HFTD - Distribution - Tier 2 - 3QU CoRE ¦ 3QU LoRE | Seismic - Non-Red Flag Warning - Catastrophic Fires | Aggregated | Aggregated | 2023 | 2.7113e-10 | 0 | 808.5801 | 2.1923e-07 | 2023 | Mitigation | 0.08575 | 30 | 0 | esc | 0.0012005 | 3.2549e-13 | 0.00060025 | 1.6274e-13 | 0.0015435 | 4.1849e-13
[79 empty] | WLDFR | HFTD - Distribution - Tier 2 - 3QU CoRE ¦ 3QU LoRE | Red Flag Warning - Catastrophic Fires | 2023 | 3.5842e-08 | 1.7921e-08 | 4.6082e-08 | 14664.6376 | 233.2301 | 8896.516 | 5534.8915 | 0 | 0 | 0 | 2.9856e-05 |  | 0.00052561 | 0 | 0.00052561 | 0.0002628 | 0 | 0.0002628 | 0.00067578 | 0 | 0.00067578 | [16 empty] | 7.3.1.3 Ignition probability mapping showing the probability of ignition along the electric lines and equipmentWLDFRAggregatedAggregated | WLDFR | HFTD - Distribution - Tier 2 - 3QU CoRE ¦ 3QU LoRE | Seismic - Non-Red Flag Warning - Catastrophic Fires | Aggregated | Aggregated | 2024 | 2.7113e-10 | 0 | 808.5801 | 2.1923e-07 | 2024 | Mitigation | 0.08575 | 30 | 0 | esc | 0.0012005 | 3.2549e-13 | 0.00060025 | 1.6274e-13 | 0.0015435 | 4.1849e-13
[79 empty] | WLDFR | HFTD - Distribution - Tier 2 - 3QU CoRE ¦ 3QU LoRE | Red Flag Warning - Catastrophic Fires | 2024 | 3.5842e-08 | 1.7921e-08 | 4.6082e-08 | 14664.6376 | 233.2301 | 8896.516 | 5534.8915 | 0 | 0 | 0 | 2.9856e-05 |  | 0.00052561 | 0 | 0.00052561 | 0.0002628 | 0 | 0.0002628 | 0.00067578 | 0 | 0.00067578 | [16 empty] | 7.3.1.3 Ignition probability mapping showing the probability of ignition along the electric lines and equipmentWLDFRAggregatedAggregated | WLDFR | HFTD - Distribution - Tier 2 - 3QU CoRE ¦ 3QU LoRE | Seismic - Non-Red Flag Warning - Catastrophic Fires | Aggregated | Aggregated | 2025 | 2.7113e-10 | 0 | 808.5801 | 2.1923e-07 | 2025 | Mitigation | 0.08575 | 30 | 0 | esc | 0.0012005 | 3.2549e-13 | 0.00060025 | 1.6274e-13 | 0.0015435 | 4.1849e-13
[79 empty] | WLDFR | HFTD - Distribution - Tier 2 - 3QU CoRE ¦ 3QU LoRE | Red Flag Warning - Catastrophic Fires | 2025 | 3.5842e-08 | 1.7921e-08 | 4.6082e-08 | 14664.6376 | 233.2301 | 8896.516 | 5534.8915 | 0 | 0 | 0 | 2.9856e-05 |  | 0.00052561 | 0 | 0.00052561 | 0.0002628 | 0 | 0.0002628 | 0.00067578 | 0 | 0.00067578 | [16 empty] | 7.3.1.3 Ignition probability mapping showing the probability of ignition along the electric lines and equipmentWLDFRAggregatedAggregated | WLDFR | HFTD - Distribution - Tier 2 - 3QU CoRE ¦ 3QU LoRE | Seismic - Non-Red Flag Warning - Catastrophic Fires | Aggregated | Aggregated | 2026 | 2.7113e-10 | 0 | 808.5801 | 2.1923e-07 | 2026 | Mitigation | 0.08575 | 30 | 0 | esc | 0.0012005 | 3.2549e-13 | 0.00060025 | 1.6274e-13 | 0.0015435 | 4.1849e-13
[79 empty] | WLDFR | HFTD - Distribution - Tier 2 - 3QU CoRE ¦ 3QU LoRE | Red Flag Warning - Catastrophic Fires | 2026 | 3.5842e-08 | 1.7921e-08 | 4.6082e-08 | 14664.6376 | 233.2301 | 8896.516 | 5534.8915 | 0 | 0 | 0 | 2.9856e-05 |  | 0.00052561 | 0 | 0.00052561 | 0.0002628 | 0 | 0.0002628 | 0.00067578 | 0 | 0.00067578 | [16 empty] | 7.3.1.3 Ignition probability mapping showing the probability of ignition along the electric lines and equipmentWLDFRAggregatedAggregated | WLDFR | HFTD - Distribution - Tier 2 - 3QU CoRE ¦ 3QU LoRE | Seismic - Non-Red Flag Warning - Catastrophic Fires | Aggregated | Aggregated | 2027 | 2.7113e-10 | 0 | 808.5801 | 2.1923e-07 | 2027 | Mitigation | 0.08575 | 30 | 0 | esc | 0.0012005 | 3.2549e-13 | 0.00060025 | 1.6274e-13 | 0.0015435 | 4.1849e-13
[79 empty] | WLDFR | HFTD - Distribution - Tier 2 - 3QU CoRE ¦ 3QU LoRE | Red Flag Warning - Catastrophic Fires | 2027 | 3.5842e-08 | 1.7921e-08 | 4.6082e-08 | 14664.6376 | 233.2301 | 8896.516 | 5534.8915 | 0 | 0 | 0 | 2.9856e-05 |  | 0.00052561 | 0 | 0.00052561 | 0.0002628 | 0 | 0.0002628 | 0.00067578 | 0 | 0.00067578 | [16 empty] | 7.3.1.3 Ignition probability mapping showing the probability of ignition along the electric lines and equipmentWLDFRAggregatedAggregated | WLDFR | HFTD - Distribution - Tier 2 - 3QU CoRE ¦ 3QU LoRE | Seismic - Non-Red Flag Warning - Catastrophic Fires | Aggregated | Aggregated | 2028 | 2.7113e-10 | 0 | 808.5801 | 2.1923e-07 | 2028 | Mitigation | 0.08575 | 30 | 0 | esc | 0.0012005 | 3.2549e-13 | 0.00060025 | 1.6274e-13 | 0.0015435 | 4.1849e-13
[79 empty] | WLDFR | HFTD - Distribution - Tier 2 - 3QU CoRE ¦ 3QU LoRE | Red Flag Warning - Catastrophic Fires | 2028 | 3.5842e-08 | 1.7921e-08 | 4.6082e-08 | 15317.9909 | 247.273 | 9287.6491 | 5783.0689 | 0 | 0 | 0 | 2.9856e-05 |  | 0.00054903 | 0 | 0.00054903 | 0.00027451 | 0 | 0.00027451 | 0.00070589 | 0 | 0.00070589 | [16 empty] | 7.3.1.3 Ignition probability mapping showing the probability of ignition along the electric lines and equipmentWLDFRAggregatedAggregated | WLDFR | HFTD - Distribution - Tier 2 - 3QU CoRE ¦ 3QU LoRE | Seismic - Non-Red Flag Warning - Catastrophic Fires | Aggregated | Aggregated | 2029 | 2.7113e-10 | 0 | 808.5801 | 2.1923e-07 | 2029 | Mitigation | 0.08575 | 30 | 0 | esc | 0.0012005 | 3.2549e-13 | 0.00060025 | 1.6274e-13 | 0.0015435 | 4.1849e-13
[79 empty] | WLDFR | HFTD - Distribution - Tier 2 - 3QU CoRE ¦ 3QU LoRE | Red Flag Warning - Catastrophic Fires | 2029 | 3.5842e-08 | 1.7921e-08 | 4.6082e-08 | 15317.9909 | 247.273 | 9287.6491 | 5783.0689 | 0 | 0 | 0 | 2.9856e-05 |  | 0.00054903 | 0 | 0.00054903 | 0.00027451 | 0 | 0.00027451 | 0.00070589 | 0 | 0.00070589 | [16 empty] | 7.3.1.3 Ignition probability mapping showing the probability of ignition along the electric lines and equipmentWLDFRAggregatedAggregated | WLDFR | HFTD - Distribution - Tier 2 - 3QU CoRE ¦ 3QU LoRE | Seismic - Non-Red Flag Warning - Catastrophic Fires | Aggregated | Aggregated | 2030 | 2.7113e-10 | 0 | 808.5801 | 2.1923e-07 | 2030 | Mitigation | 0.08575 | 30 | 0 | esc | 0.0012005 | 3.2549e-13 | 0.00060025 | 1.6274e-13 | 0.0015435 | 4.1849e-13
[79 empty] | WLDFR | HFTD - Distribution - Tier 2 - 3QU CoRE ¦ 3QU LoRE | Red Flag Warning - Catastrophic Fires | 2030 | 3.5842e-08 | 1.7921e-08 | 4.6082e-08 | 15317.9909 | 247.273 | 9287.6491 | 5783.0689 | 0 | 0 | 0 | 2.9856e-05 |  | 0.00054903 | 0 | 0.00054903 | 0.00027451 | 0 | 0.00027451 | 0.00070589 | 0 | 0.00070589 | [16 empty] | 7.3.1.3 Ignition probability mapping showing the probability of ignition along the electric lines and equipmentWLDFRAggregatedAggregated | WLDFR | HFTD - Distribution - Tier 2 - 3QU CoRE ¦ 3QU LoRE | Seismic - Non-Red Flag Warning - Catastrophic Fires | Aggregated | Aggregated | 2031 | 2.7113e-10 | 0 | 808.5801 | 2.1923e-07 | 2031 | Mitigation | 0.08575 | 30 | 0 | esc | 0.0012005 | 3.2549e-13 | 0.00060025 | 1.6274e-13 | 0.0015435 | 4.1849e-13
[79 empty] | WLDFR | HFTD - Distribution - Tier 2 - 3QU CoRE ¦ 3QU LoRE | Red Flag Warning - Catastrophic Fires | 2031 | 3.5842e-08 | 1.7921e-08 | 4.6082e-08 | 15317.9909 | 247.273 | 9287.6491 | 5783.0689 | 0 | 0 | 0 | 2.9856e-05 |  | 0.00054903 | 0 | 0.00054903 | 0.00027451 | 0 | 0.00027451 | 0.00070589 | 0 | 0.00070589 | [16 empty] | 7.3.1.3 Ignition probability mapping showing the probability of ignition along the electric lines and equipmentWLDFRAggregatedAggregated | WLDFR | HFTD - Distribution - Tier 2 - 3QU CoRE ¦ 3QU LoRE | Seismic - Non-Red Flag Warning - Catastrophic Fires | Aggregated | Aggregated | 2032 | 2.7113e-10 | 0 | 808.5801 | 2.1923e-07 | 2032 | Mitigation | 0.08575 | 30 | 0 | esc | 0.0012005 | 3.2549e-13 | 0.00060025 | 1.6274e-13 | 0.0015435 | 4.1849e-13
[79 empty] | WLDFR | HFTD - Distribution - Tier 2 - 3QU CoRE ¦ 3QU LoRE | Red Flag Warning - Catastrophic Fires | 2032 | 3.5842e-08 | 1.7921e-08 | 4.6082e-08 | 15317.9909 | 247.273 | 9287.6491 | 5783.0689 | 0 | 0 | 0 | 2.9856e-05 |  | 0.00054903 | 0 | 0.00054903 | 0.00027451 | 0 | 0.00027451 | 0.00070589 | 0 | 0.00070589 | [16 empty] | 7.3.1.3 Ignition probability mapping showing the probability of ignition along the electric lines and equipmentWLDFRAggregatedAggregated | WLDFR | HFTD - Distribution - Tier 2 - 3QU CoRE ¦ 3QU LoRE | Seismic - Non-Red Flag Warning - Catastrophic Fires | Aggregated | Aggregated | 2033 | 2.7113e-10 | 0 | 808.5801 | 2.1923e-07 | 2033 | Mitigation | 0.08575 | 30 | 0 | esc | 0.0012005 | 3.2549e-13 | 0.00060025 | 1.6274e-13 | 0.0015435 | 4.1849e-13
[79 empty] | WLDFR | HFTD - Distribution - Tier 2 - 3QU CoRE ¦ 3QU LoRE | Red Flag Warning - Catastrophic Fires | 2033 | 3.5842e-08 | 1.7921e-08 | 4.6082e-08 | 16044.1264 | 263.1074 | 9721.74 | 6059.2791 | 0 | 0 | 0 | 2.9856e-05 |  | 0.00057505 | 0 | 0.00057505 | 0.00028753 | 0 | 0.00028753 | 0.00073935 | 0 | 0.00073935 | [16 empty] | 7.3.1.3 Ignition probability mapping showing the probability of ignition along the electric lines and equipmentWLDFRAggregatedAggregated | WLDFR | HFTD - Distribution - Tier 2 - 3QU CoRE ¦ 3QU LoRE | Seismic - Non-Red Flag Warning - Catastrophic Fires | Aggregated | Aggregated | 2034 | 2.7113e-10 | 0 | 808.5801 | 2.1923e-07 | 2034 | Mitigation | 0.08575 | 30 | 0 | esc | 0.0012005 | 3.2549e-13 | 0.00060025 | 1.6274e-13 | 0.0015435 | 4.1849e-13
[79 empty] | WLDFR | HFTD - Distribution - Tier 2 - 3QU CoRE ¦ 3QU LoRE | Red Flag Warning - Catastrophic Fires | 2034 | 3.5842e-08 | 1.7921e-08 | 4.6082e-08 | 16044.1264 | 263.1074 | 9721.74 | 6059.2791 | 0 | 0 | 0 | 2.9856e-05 |  | 0.00057505 | 0 | 0.00057505 | 0.00028753 | 0 | 0.00028753 | 0.00073935 | 0 | 0.00073935 | [16 empty] | 7.3.1.3 Ignition probability mapping showing the probability of ignition along the electric lines and equipmentWLDFRAggregatedAggregated | WLDFR | HFTD - Distribution - Tier 2 - 3QU CoRE ¦ 3QU LoRE | Seismic - Non-Red Flag Warning - Catastrophic Fires | Aggregated | Aggregated | 2035 | 2.7113e-10 | 0 | 808.5801 | 2.1923e-07 | 2035 | Mitigation | 0.08575 | 30 | 0 | esc | 0.0012005 | 3.2549e-13 | 0.00060025 | 1.6274e-13 | 0.0015435 | 4.1849e-13
[79 empty] | WLDFR | HFTD - Distribution - Tier 2 - 3QU CoRE ¦ 3QU LoRE | Red Flag Warning - Catastrophic Fires | 2035 | 3.5842e-08 | 1.7921e-08 | 4.6082e-08 | 16044.1264 | 263.1074 | 9721.74 | 6059.2791 | 0 | 0 | 0 | 2.9856e-05 |  | 0.00057505 | 0 | 0.00057505 | 0.00028753 | 0 | 0.00028753 | 0.00073935 | 0 | 0.00073935 | [16 empty] | 7.3.1.3 Ignition probability mapping showing the probability of ignition along the electric lines and equipmentWLDFRAggregatedAggregated | WLDFR | HFTD - Distribution - Tier 2 - 3QU CoRE ¦ 3QU LoRE | Seismic - Non-Red Flag Warning - Catastrophic Fires | Aggregated | Aggregated | 2036 | 2.7113e-10 | 0 | 808.5801 | 2.1923e-07 | 2036 | Mitigation | 0.08575 | 30 | 0 | esc | 0.0012005 | 3.2549e-13 | 0.00060025 | 1.6274e-13 | 0.0015435 | 4.1849e-13
[79 empty] | WLDFR | HFTD - Distribution - Tier 2 - 3QU CoRE ¦ 3QU LoRE | Red Flag Warning - Catastrophic Fires | 2036 | 3.5842e-08 | 1.7921e-08 | 4.6082e-08 | 16044.1264 | 263.1074 | 9721.74 | 6059.2791 | 0 | 0 | 0 | 2.9856e-05 |  | 0.00057505 | 0 | 0.00057505 | 0.00028753 | 0 | 0.00028753 | 0.00073935 | 0 | 0.00073935 | [16 empty] | 7.3.1.3 Ignition probability mapping showing the probability of ignition along the electric lines and equipmentWLDFRAggregatedAggregated | WLDFR | HFTD - Distribution - Tier 2 - 3QU CoRE ¦ 3QU LoRE | Seismic - Non-Red Flag Warning - Catastrophic Fires | Aggregated | Aggregated | 2037 | 2.7113e-10 | 0 | 808.5801 | 2.1923e-07 | 2037 | Mitigation | 0.08575 | 30 | 0 | esc | 0.0012005 | 3.2549e-13 | 0.00060025 | 1.6274e-13 | 0.0015435 | 4.1849e-13
[79 empty] | WLDFR | HFTD - Distribution - Tier 2 - 3QU CoRE ¦ 3QU LoRE | Red Flag Warning - Catastrophic Fires | 2037 | 3.5842e-08 | 1.7921e-08 | 4.6082e-08 | 16044.1264 | 263.1074 | 9721.74 | 6059.2791 | 0 | 0 | 0 | 2.9856e-05 |  | 0.00057505 | 0 | 0.00057505 | 0.00028753 | 0 | 0.00028753 | 0.00073935 | 0 | 0.00073935 | [16 empty] | 7.3.1.3 Ignition probability mapping showing the probability of ignition along the electric lines and equipmentWLDFRAggregatedAggregated | WLDFR | HFTD - Distribution - Tier 2 - 3QU CoRE ¦ 3QU LoRE | Seismic - Non-Red Flag Warning - Catastrophic Fires | Aggregated | Aggregated | 2038 | 2.7113e-10 | 0 | 808.5801 | 2.1923e-07 | 2038 | Mitigation | 0.08575 | 30 | 0 | esc | 0.0012005 | 3.2549e-13 | 0.00060025 | 1.6274e-13 | 0.0015435 | 4.1849e-13
[79 empty] | WLDFR | HFTD - Distribution - Tier 2 - 3QU CoRE ¦ 3QU LoRE | Red Flag Warning - Catastrophic Fires | 2038 | 3.5842e-08 | 1.7921e-08 | 4.6082e-08 | 16832.3912 | 280.5544 | 10192.2718 | 6359.5651 | 0 | 0 | 0 | 2.9856e-05 |  | 0.00060331 | 0 | 0.00060331 | 0.00030165 | 0 | 0.00030165 | 0.00077568 | 0 | 0.00077568 | [16 empty] | 7.3.1.3 Ignition probability mapping showing the probability of ignition along the electric lines and equipmentWLDFRAggregatedAggregated | WLDFR | HFTD - Distribution - Tier 2 - 3QU CoRE ¦ 3QU LoRE | Seismic - Non-Red Flag Warning - Catastrophic Fires | Aggregated | Aggregated | 2039 | 2.7113e-10 | 0 | 808.5801 | 2.1923e-07 | 2039 | Mitigation | 0.08575 | 30 | 0 | esc | 0.0012005 | 3.2549e-13 | 0.00060025 | 1.6274e-13 | 0.0015435 | 4.1849e-13
[79 empty] | WLDFR | HFTD - Distribution - Tier 2 - 3QU CoRE ¦ 3QU LoRE | Red Flag Warning - Catastrophic Fires | 2039 | 3.5842e-08 | 1.7921e-08 | 4.6082e-08 | 16832.3912 | 280.5544 | 10192.2718 | 6359.5651 | 0 | 0 | 0 | 2.9856e-05 |  | 0.00060331 | 0 | 0.00060331 | 0.00030165 | 0 | 0.00030165 | 0.00077568 | 0 | 0.00077568 | [16 empty] | 7.3.1.3 Ignition probability mapping showing the probability of ignition along the electric lines and equipmentWLDFRAggregatedAggregated | WLDFR | HFTD - Distribution - Tier 2 - 3QU CoRE ¦ 3QU LoRE | Seismic - Non-Red Flag Warning - Catastrophic Fires | Aggregated | Aggregated | 2040 | 2.7113e-10 | 0 | 808.5801 | 2.1923e-07 | 2040 | Mitigation | 0.08575 | 30 | 0 | esc | 0.0012005 | 3.2549e-13 | 0.00060025 | 1.6274e-13 | 0.0015435 | 4.1849e-13
[79 empty] | WLDFR | HFTD - Distribution - Tier 2 - 3QU CoRE ¦ 3QU LoRE | Red Flag Warning - Catastrophic Fires | 2040 | 3.5842e-08 | 1.7921e-08 | 4.6082e-08 | 16832.3912 | 280.5544 | 10192.2718 | 6359.5651 | 0 | 0 | 0 | 2.9856e-05 |  | 0.00060331 | 0 | 0.00060331 | 0.00030165 | 0 | 0.00030165 | 0.00077568 | 0 | 0.00077568 | [16 empty] | 7.3.1.3 Ignition probability mapping showing the probability of ignition along the electric lines and equipmentWLDFRAggregatedAggregated | WLDFR | HFTD - Distribution - Tier 2 - 3QU CoRE ¦ 3QU LoRE | Seismic - Non-Red Flag Warning - Catastrophic Fires | Aggregated | Aggregated | 2041 | 2.7113e-10 | 0 | 808.5801 | 2.1923e-07 | 2041 | Mitigation | 0.08575 | 30 | 0 | esc | 0.0012005 | 3.2549e-13 | 0.00060025 | 1.6274e-13 | 0.0015435 | 4.1849e-13
[79 empty] | WLDFR | HFTD - Distribution - Tier 2 - 3QU CoRE ¦ 3QU LoRE | Red Flag Warning - Catastrophic Fires | 2041 | 3.5842e-08 | 1.7921e-08 | 4.6082e-08 | 16832.3912 | 280.5544 | 10192.2718 | 6359.5651 | 0 | 0 | 0 | 2.9856e-05 |  | 0.00060331 | 0 | 0.00060331 | 0.00030165 | 0 | 0.00030165 | 0.00077568 | 0 | 0.00077568 | [16 empty] | 7.3.1.3 Ignition probability mapping showing the probability of ignition along the electric lines and equipmentWLDFRAggregatedAggregated | WLDFR | HFTD - Distribution - Tier 2 - 3QU CoRE ¦ 3QU LoRE | Seismic - Non-Red Flag Warning - Catastrophic Fires | Aggregated | Aggregated | 2042 | 2.7113e-10 | 0 | 808.5801 | 2.1923e-07 | 2042 | Mitigation | 0.08575 | 30 | 0 | esc | 0.0012005 | 3.2549e-13 | 0.00060025 | 1.6274e-13 | 0.0015435 | 4.1849e-13
[79 empty] | WLDFR | HFTD - Distribution - Tier 2 - 3QU CoRE ¦ 3QU LoRE | Red Flag Warning - Catastrophic Fires | 2042 | 3.5842e-08 | 1.7921e-08 | 4.6082e-08 | 16832.3912 | 280.5544 | 10192.2718 | 6359.5651 | 0 | 0 | 0 | 2.9856e-05 |  | 0.00060331 | 0 | 0.00060331 | 0.00030165 | 0 | 0.00030165 | 0.00077568 | 0 | 0.00077568 | [16 empty] | 7.3.1.3 Ignition probability mapping showing the probability of ignition along the electric lines and equipmentWLDFRAggregatedAggregated | WLDFR | HFTD - Distribution - Tier 2 - 3QU CoRE ¦ 3QU LoRE | Seismic - Non-Red Flag Warning - Catastrophic Fires | Aggregated | Aggregated | 2043 | 2.7113e-10 | 0 | 808.5801 | 2.1923e-07 | 2043 | Mitigation | 0.08575 | 30 | 0 | esc | 0.0012005 | 3.2549e-13 | 0.00060025 | 1.6274e-13 | 0.0015435 | 4.1849e-13
[79 empty] | WLDFR | HFTD - Distribution - Tier 2 - 3QU CoRE ¦ 3QU LoRE | Red Flag Warning - Catastrophic Fires | 2043 | 3.5842e-08 | 1.7921e-08 | 4.6082e-08 | 17672.0852 | 299.42 | 10692.7362 | 6679.929 | 0 | 0 | 0 | 2.9856e-05 |  | 0.0006334 | 0 | 0.0006334 | 0.0003167 | 0 | 0.0003167 | 0.00081437 | 0 | 0.00081437 | [16 empty] | 7.3.1.3 Ignition probability mapping showing the probability of ignition along the electric lines and equipmentWLDFRAggregatedAggregated | WLDFR | HFTD - Distribution - Tier 2 - 3QU CoRE ¦ 3QU LoRE | Seismic - Non-Red Flag Warning - Catastrophic Fires | Aggregated | Aggregated | 2044 | 2.7113e-10 | 0 | 808.5801 | 2.1923e-07 | 2044 | Mitigation | 0.08575 | 30 | 0 | esc | 0.0012005 | 3.2549e-13 | 0.00060025 | 1.6274e-13 | 0.0015435 | 4.1849e-13
[79 empty] | WLDFR | HFTD - Distribution - Tier 2 - 3QU CoRE ¦ 3QU LoRE | Red Flag Warning - Catastrophic Fires | 2044 | 3.5842e-08 | 1.7921e-08 | 4.6082e-08 | 17672.0852 | 299.42 | 10692.7362 | 6679.929 | 0 | 0 | 0 | 2.9856e-05 |  | 0.0006334 | 0 | 0.0006334 | 0.0003167 | 0 | 0.0003167 | 0.00081437 | 0 | 0.00081437 | [16 empty] | 7.3.1.3 Ignition probability mapping showing the probability of ignition along the electric lines and equipmentWLDFRAggregatedAggregated | WLDFR | HFTD - Distribution - Tier 2 - 3QU CoRE ¦ 3QU LoRE | Seismic - Non-Red Flag Warning - Catastrophic Fires | Aggregated | Aggregated | 2045 | 2.7113e-10 | 0 | 808.5801 | 2.1923e-07 | 2045 | Mitigation | 0.08575 | 30 | 0 | esc | 0.0012005 | 3.2549e-13 | 0.00060025 | 1.6274e-13 | 0.0015435 | 4.1849e-13
[79 empty] | WLDFR | HFTD - Distribution - Tier 2 - 3QU CoRE ¦ 3QU LoRE | Red Flag Warning - Catastrophic Fires | 2045 | 3.5842e-08 | 1.7921e-08 | 4.6082e-08 | 17672.0852 | 299.42 | 10692.7362 | 6679.929 | 0 | 0 | 0 | 2.9856e-05 |  | 0.0006334 | 0 | 0.0006334 | 0.0003167 | 0 | 0.0003167 | 0.00081437 | 0 | 0.00081437 | [16 empty] | 7.3.1.3 Ignition probability mapping showing the probability of ignition along the electric lines and equipmentWLDFRAggregatedAggregated | WLDFR | HFTD - Distribution - Tier 2 - 3QU CoRE ¦ 3QU LoRE | Seismic - Non-Red Flag Warning - Catastrophic Fires | Aggregated | Aggregated | 2046 | 2.7113e-10 | 0 | 808.5801 | 2.1923e-07 | 2046 | Mitigation | 0.08575 | 30 | 0 | esc | 0.0012005 | 3.2549e-13 | 0.00060025 | 1.6274e-13 | 0.0015435 | 4.1849e-13
[79 empty] | WLDFR | HFTD - Distribution - Tier 2 - 3QU CoRE ¦ 3QU LoRE | Red Flag Warning - Catastrophic Fires | 2046 | 3.5842e-08 | 1.7921e-08 | 4.6082e-08 | 17672.0852 | 299.42 | 10692.7362 | 6679.929 | 0 | 0 | 0 | 2.9856e-05 |  | 0.0006334 | 0 | 0.0006334 | 0.0003167 | 0 | 0.0003167 | 0.00081437 | 0 | 0.00081437 | [16 empty] | 7.3.1.3 Ignition probability mapping showing the probability of ignition along the electric lines and equipmentWLDFRAggregatedAggregated | WLDFR | HFTD - Distribution - Tier 2 - 3QU CoRE ¦ 3QU LoRE | Seismic - Non-Red Flag Warning - Catastrophic Fires | Aggregated | Aggregated | 2047 | 2.7113e-10 | 0 | 808.5801 | 2.1923e-07 | 2047 | Mitigation | 0.08575 | 30 | 0 | esc | 0.0012005 | 3.2549e-13 | 0.00060025 | 1.6274e-13 | 0.0015435 | 4.1849e-13
[79 empty] | WLDFR | HFTD - Distribution - Tier 2 - 3QU CoRE ¦ 3QU LoRE | Red Flag Warning - Catastrophic Fires | 2047 | 3.5842e-08 | 1.7921e-08 | 4.6082e-08 | 17672.0852 | 299.42 | 10692.7362 | 6679.929 | 0 | 0 | 0 | 2.9856e-05 |  | 0.0006334 | 0 | 0.0006334 | 0.0003167 | 0 | 0.0003167 | 0.00081437 | 0 | 0.00081437 | [16 empty] | 7.3.1.3 Ignition probability mapping showing the probability of ignition along the electric lines and equipmentWLDFRAggregatedAggregated | WLDFR | HFTD - Distribution - Tier 2 - 3QU CoRE ¦ 3QU LoRE | Seismic - Non-Red Flag Warning - Catastrophic Fires | Aggregated | Aggregated | 2048 | 2.7113e-10 | 0 | 808.5801 | 2.1923e-07 | 2048 | Mitigation | 0.08575 | 30 | 0 | esc | 0.0012005 | 3.2549e-13 | 0.00060025 | 1.6274e-13 | 0.0015435 | 4.1849e-13
[79 empty] | WLDFR | HFTD - Distribution - Tier 2 - 3QU CoRE ¦ 3QU LoRE | Red Flag Warning - Catastrophic Fires | 2048 | 3.5842e-08 | 1.7921e-08 | 4.6082e-08 | 18552.3348 | 319.4911 | 11216.5626 | 7016.281 | 0 | 0 | 0 | 2.9856e-05 |  | 0.00066495 | 0 | 0.00066495 | 0.00033248 | 0 | 0.00033248 | 0.00085494 | 0 | 0.00085494 | [16 empty] | 7.3.1.3 Ignition probability mapping showing the probability of ignition along the electric lines and equipmentWLDFRAggregatedAggregated | WLDFR | HFTD - Distribution - Tier 2 - 3QU CoRE ¦ 3QU LoRE | Seismic - Non-Red Flag Warning - Catastrophic Fires | Aggregated | Aggregated | 2049 | 2.7113e-10 | 0 | 808.5801 | 2.1923e-07 | 2049 | Mitigation | 0.08575 | 30 | 0 | esc | 0.0012005 | 3.2549e-13 | 0.00060025 | 1.6274e-13 | 0.0015435 | 4.1849e-13
[79 empty] | WLDFR | HFTD - Distribution - Tier 2 - 3QU CoRE ¦ 3QU LoRE | Red Flag Warning - Catastrophic Fires | 2049 | 3.5842e-08 | 1.7921e-08 | 4.6082e-08 | 18552.3348 | 319.4911 | 11216.5626 | 7016.281 | 0 | 0 | 0 | 2.9856e-05 |  | 0.00066495 | 0 | 0.00066495 | 0.00033248 | 0 | 0.00033248 | 0.00085494 | 0 | 0.00085494 | [16 empty] | 7.3.1.3 Ignition probability mapping showing the probability of ignition along the electric lines and equipmentWLDFRAggregatedAggregated | WLDFR | HFTD - Distribution - Tier 2 - 3QU CoRE ¦ 3QU LoRE | Seismic - Non-Red Flag Warning - Catastrophic Fires | Aggregated | Aggregated | 2050 | 2.7113e-10 | 0 | 808.5801 | 2.1923e-07 | 2050 | Mitigation | 0.08575 | 30 | 0 | esc | 0 | 0 | 0.00060025 | 1.6274e-13 | 0.0015435 | 4.1849e-13
[79 empty] | WLDFR | HFTD - Distribution - Tier 2 - 3QU CoRE ¦ 3QU LoRE | Red Flag Warning - Catastrophic Fires | 2050 | 0 | 1.7921e-08 | 4.6082e-08 | 18552.3348 | 319.4911 | 11216.5626 | 7016.281 | 0 | 0 | 0 | 2.9856e-05 |  | 0 | 0 | 0 | 0.00033248 | 0 | 0.00033248 | 0.00085494 | 0 | 0.00085494 | [16 empty] | 7.3.1.3 Ignition probability mapping showing the probability of ignition along the electric lines and equipmentWLDFRAggregatedAggregated | WLDFR | HFTD - Distribution - Tier 2 - 3QU CoRE ¦ 3QU LoRE | Seismic - Non-Red Flag Warning - Catastrophic Fires | Aggregated | Aggregated | 2051 | 2.7113e-10 | 0 | 808.5801 | 2.1923e-07 | 2051 | Mitigation | 0.08575 | 30 | 0 | esc | 0 | 0 | 0 | 0 | 0.0015435 | 4.1849e-13
[79 empty] | WLDFR | HFTD - Distribution - Tier 2 - 3QU CoRE ¦ 3QU LoRE | Red Flag Warning - Catastrophic Fires | 2051 | 0 | 0 | 4.6082e-08 | 18552.3348 | 319.4911 | 11216.5626 | 7016.281 | 0 | 0 | 0 | 2.9856e-05 |  | 0 | 0 | 0 | 0 | 0 | 0 | 0.00085494 | 0 | 0.00085494 | [16 empty] | 7.3.1.3 Ignition probability mapping showing the probability of ignition along the electric lines and equipmentWLDFRAggregatedAggregated | WLDFR | HFTD - Distribution - Tier 2 - 3QU CoRE ¦ 3QU LoRE | Seismic - Red Flag Warning - Catastrophic Fires | Aggregated | Aggregated | 2021 | 1.1693e-08 | 0 | 808.5801 | 9.455e-06 | 2021 | Mitigation | 0.08575 | 30 | 0 | esc | 0.0012005 | 1.4038e-11 | 0.00060025 | 7.019e-12 | 0 | 0
[79 empty] | WLDFR | HFTD - Distribution - Tier 2 - 3QU CoRE ¦ 3QU LoRE | Red Flag Warning - Destructive Fires | 2020 | 5.1913e-09 | 0 | 0 | 8807.9522 | 222.2294 | 8585.7228 | 0 | 0 | 0 | 0 | 4.3242e-06 |  | 4.5724e-05 | 0 | 4.5724e-05 | 0 | 0 | 0 | 0 | 0 | 0 | [16 empty] | 7.3.1.3 Ignition probability mapping showing the probability of ignition along the electric lines and equipmentWLDFRAggregatedAggregated | WLDFR | HFTD - Distribution - Tier 2 - 3QU CoRE ¦ 3QU LoRE | Seismic - Red Flag Warning - Catastrophic Fires | Aggregated | Aggregated | 2022 | 1.1693e-08 | 0 | 808.5801 | 9.455e-06 | 2022 | Mitigation | 0.08575 | 30 | 0 | esc | 0.0012005 | 1.4038e-11 | 0.00060025 | 7.019e-12 | 0.0015435 | 1.8049e-11
[79 empty] | WLDFR | HFTD - Distribution - Tier 2 - 3QU CoRE ¦ 3QU LoRE | Red Flag Warning - Destructive Fires | 2021 | 5.1913e-09 | 2.5956e-09 | 0 | 8807.9522 | 222.2294 | 8585.7228 | 0 | 0 | 0 | 0 | 4.3242e-06 |  | 4.5724e-05 | 0 | 4.5724e-05 | 2.2862e-05 | 0 | 2.2862e-05 | 0 | 0 | 0 | [16 empty] | 7.3.1.3 Ignition probability mapping showing the probability of ignition along the electric lines and equipmentWLDFRAggregatedAggregated | WLDFR | HFTD - Distribution - Tier 2 - 3QU CoRE ¦ 3QU LoRE | Seismic - Red Flag Warning - Catastrophic Fires | Aggregated | Aggregated | 2023 | 1.1693e-08 | 0 | 808.5801 | 9.455e-06 | 2023 | Mitigation | 0.08575 | 30 | 0 | esc | 0.0012005 | 1.4038e-11 | 0.00060025 | 7.019e-12 | 0.0015435 | 1.8049e-11
[79 empty] | WLDFR | HFTD - Distribution - Tier 2 - 3QU CoRE ¦ 3QU LoRE | Red Flag Warning - Destructive Fires | 2022 | 5.1913e-09 | 2.5956e-09 | 6.6745e-09 | 8807.9522 | 222.2294 | 8585.7228 | 0 | 0 | 0 | 0 | 4.3242e-06 |  | 4.5724e-05 | 0 | 4.5724e-05 | 2.2862e-05 | 0 | 2.2862e-05 | 5.8788e-05 | 0 | 5.8788e-05 | [16 empty] | 7.3.1.3 Ignition probability mapping showing the probability of ignition along the electric lines and equipmentWLDFRAggregatedAggregated | WLDFR | HFTD - Distribution - Tier 2 - 3QU CoRE ¦ 3QU LoRE | Seismic - Red Flag Warning - Catastrophic Fires | Aggregated | Aggregated | 2024 | 1.1693e-08 | 0 | 808.5801 | 9.455e-06 | 2024 | Mitigation | 0.08575 | 30 | 0 | esc | 0.0012005 | 1.4038e-11 | 0.00060025 | 7.019e-12 | 0.0015435 | 1.8049e-11
[79 empty] | WLDFR | HFTD - Distribution - Tier 2 - 3QU CoRE ¦ 3QU LoRE | Red Flag Warning - Destructive Fires | 2023 | 5.1913e-09 | 2.5956e-09 | 6.6745e-09 | 9129.7461 | 233.2301 | 8896.516 | 0 | 0 | 0 | 0 | 4.3242e-06 |  | 4.7395e-05 | 0 | 4.7395e-05 | 2.3697e-05 | 0 | 2.3697e-05 | 6.0936e-05 | 0 | 6.0936e-05 | [16 empty] | 7.3.1.3 Ignition probability mapping showing the probability of ignition along the electric lines and equipmentWLDFRAggregatedAggregated | WLDFR | HFTD - Distribution - Tier 2 - 3QU CoRE ¦ 3QU LoRE | Seismic - Red Flag Warning - Catastrophic Fires | Aggregated | Aggregated | 2025 | 1.1693e-08 | 0 | 808.5801 | 9.455e-06 | 2025 | Mitigation | 0.08575 | 30 | 0 | esc | 0.0012005 | 1.4038e-11 | 0.00060025 | 7.019e-12 | 0.0015435 | 1.8049e-11
[79 empty] | WLDFR | HFTD - Distribution - Tier 2 - 3QU CoRE ¦ 3QU LoRE | Red Flag Warning - Destructive Fires | 2024 | 5.1913e-09 | 2.5956e-09 | 6.6745e-09 | 9129.7461 | 233.2301 | 8896.516 | 0 | 0 | 0 | 0 | 4.3242e-06 |  | 4.7395e-05 | 0 | 4.7395e-05 | 2.3697e-05 | 0 | 2.3697e-05 | 6.0936e-05 | 0 | 6.0936e-05 | [16 empty] | 7.3.1.3 Ignition probability mapping showing the probability of ignition along the electric lines and equipmentWLDFRAggregatedAggregated | WLDFR | HFTD - Distribution - Tier 2 - 3QU CoRE ¦ 3QU LoRE | Seismic - Red Flag Warning - Catastrophic Fires | Aggregated | Aggregated | 2026 | 1.1693e-08 | 0 | 808.5801 | 9.455e-06 | 2026 | Mitigation | 0.08575 | 30 | 0 | esc | 0.0012005 | 1.4038e-11 | 0.00060025 | 7.019e-12 | 0.0015435 | 1.8049e-11
[79 empty] | WLDFR | HFTD - Distribution - Tier 2 - 3QU CoRE ¦ 3QU LoRE | Red Flag Warning - Destructive Fires | 2025 | 5.1913e-09 | 2.5956e-09 | 6.6745e-09 | 9129.7461 | 233.2301 | 8896.516 | 0 | 0 | 0 | 0 | 4.3242e-06 |  | 4.7395e-05 | 0 | 4.7395e-05 | 2.3697e-05 | 0 | 2.3697e-05 | 6.0936e-05 | 0 | 6.0936e-05 | [16 empty] | 7.3.1.3 Ignition probability mapping showing the probability of ignition along the electric lines and equipmentWLDFRAggregatedAggregated | WLDFR | HFTD - Distribution - Tier 2 - 3QU CoRE ¦ 3QU LoRE | Seismic - Red Flag Warning - Catastrophic Fires | Aggregated | Aggregated | 2027 | 1.1693e-08 | 0 | 808.5801 | 9.455e-06 | 2027 | Mitigation | 0.08575 | 30 | 0 | esc | 0.0012005 | 1.4038e-11 | 0.00060025 | 7.019e-12 | 0.0015435 | 1.8049e-11
[79 empty] | WLDFR | HFTD - Distribution - Tier 2 - 3QU CoRE ¦ 3QU LoRE | Red Flag Warning - Destructive Fires | 2026 | 5.1913e-09 | 2.5956e-09 | 6.6745e-09 | 9129.7461 | 233.2301 | 8896.516 | 0 | 0 | 0 | 0 | 4.3242e-06 |  | 4.7395e-05 | 0 | 4.7395e-05 | 2.3697e-05 | 0 | 2.3697e-05 | 6.0936e-05 | 0 | 6.0936e-05 | [16 empty] | 7.3.1.3 Ignition probability mapping showing the probability of ignition along the electric lines and equipmentWLDFRAggregatedAggregated | WLDFR | HFTD - Distribution - Tier 2 - 3QU CoRE ¦ 3QU LoRE | Seismic - Red Flag Warning - Catastrophic Fires | Aggregated | Aggregated | 2028 | 1.1693e-08 | 0 | 808.5801 | 9.455e-06 | 2028 | Mitigation | 0.08575 | 30 | 0 | esc | 0.0012005 | 1.4038e-11 | 0.00060025 | 7.019e-12 | 0.0015435 | 1.8049e-11
[79 empty] | WLDFR | HFTD - Distribution - Tier 2 - 3QU CoRE ¦ 3QU LoRE | Red Flag Warning - Destructive Fires | 2027 | 5.1913e-09 | 2.5956e-09 | 6.6745e-09 | 9129.7461 | 233.2301 | 8896.516 | 0 | 0 | 0 | 0 | 4.3242e-06 |  | 4.7395e-05 | 0 | 4.7395e-05 | 2.3697e-05 | 0 | 2.3697e-05 | 6.0936e-05 | 0 | 6.0936e-05 | [16 empty] | 7.3.1.3 Ignition probability mapping showing the probability of ignition along the electric lines and equipmentWLDFRAggregatedAggregated | WLDFR | HFTD - Distribution - Tier 2 - 3QU CoRE ¦ 3QU LoRE | Seismic - Red Flag Warning - Catastrophic Fires | Aggregated | Aggregated | 2029 | 1.1693e-08 | 0 | 808.5801 | 9.455e-06 | 2029 | Mitigation | 0.08575 | 30 | 0 | esc | 0.0012005 | 1.4038e-11 | 0.00060025 | 7.019e-12 | 0.0015435 | 1.8049e-11
[79 empty] | WLDFR | HFTD - Distribution - Tier 2 - 3QU CoRE ¦ 3QU LoRE | Red Flag Warning - Destructive Fires | 2028 | 5.1913e-09 | 2.5956e-09 | 6.6745e-09 | 9534.9221 | 247.273 | 9287.6491 | 0 | 0 | 0 | 0 | 4.3242e-06 |  | 4.9498e-05 | 0 | 4.9498e-05 | 2.4749e-05 | 0 | 2.4749e-05 | 6.3641e-05 | 0 | 6.3641e-05 | [16 empty] | 7.3.1.3 Ignition probability mapping showing the probability of ignition along the electric lines and equipmentWLDFRAggregatedAggregated | WLDFR | HFTD - Distribution - Tier 2 - 3QU CoRE ¦ 3QU LoRE | Seismic - Red Flag Warning - Catastrophic Fires | Aggregated | Aggregated | 2030 | 1.1693e-08 | 0 | 808.5801 | 9.455e-06 | 2030 | Mitigation | 0.08575 | 30 | 0 | esc | 0.0012005 | 1.4038e-11 | 0.00060025 | 7.019e-12 | 0.0015435 | 1.8049e-11
[79 empty] | WLDFR | HFTD - Distribution - Tier 2 - 3QU CoRE ¦ 3QU LoRE | Red Flag Warning - Destructive Fires | 2029 | 5.1913e-09 | 2.5956e-09 | 6.6745e-09 | 9534.9221 | 247.273 | 9287.6491 | 0 | 0 | 0 | 0 | 4.3242e-06 |  | 4.9498e-05 | 0 | 4.9498e-05 | 2.4749e-05 | 0 | 2.4749e-05 | 6.3641e-05 | 0 | 6.3641e-05 | [16 empty] | 7.3.1.3 Ignition probability mapping showing the probability of ignition along the electric lines and equipmentWLDFRAggregatedAggregated | WLDFR | HFTD - Distribution - Tier 2 - 3QU CoRE ¦ 3QU LoRE | Seismic - Red Flag Warning - Catastrophic Fires | Aggregated | Aggregated | 2031 | 1.1693e-08 | 0 | 808.5801 | 9.455e-06 | 2031 | Mitigation | 0.08575 | 30 | 0 | esc | 0.0012005 | 1.4038e-11 | 0.00060025 | 7.019e-12 | 0.0015435 | 1.8049e-11
[79 empty] | WLDFR | HFTD - Distribution - Tier 2 - 3QU CoRE ¦ 3QU LoRE | Red Flag Warning - Destructive Fires | 2030 | 5.1913e-09 | 2.5956e-09 | 6.6745e-09 | 9534.9221 | 247.273 | 9287.6491 | 0 | 0 | 0 | 0 | 4.3242e-06 |  | 4.9498e-05 | 0 | 4.9498e-05 | 2.4749e-05 | 0 | 2.4749e-05 | 6.3641e-05 | 0 | 6.3641e-05 | [16 empty] | 7.3.1.3 Ignition probability mapping showing the probability of ignition along the electric lines and equipmentWLDFRAggregatedAggregated | WLDFR | HFTD - Distribution - Tier 2 - 3QU CoRE ¦ 3QU LoRE | Seismic - Red Flag Warning - Catastrophic Fires | Aggregated | Aggregated | 2032 | 1.1693e-08 | 0 | 808.5801 | 9.455e-06 | 2032 | Mitigation | 0.08575 | 30 | 0 | esc | 0.0012005 | 1.4038e-11 | 0.00060025 | 7.019e-12 | 0.0015435 | 1.8049e-11
[79 empty] | WLDFR | HFTD - Distribution - Tier 2 - 3QU CoRE ¦ 3QU LoRE | Red Flag Warning - Destructive Fires | 2031 | 5.1913e-09 | 2.5956e-09 | 6.6745e-09 | 9534.9221 | 247.273 | 9287.6491 | 0 | 0 | 0 | 0 | 4.3242e-06 |  | 4.9498e-05 | 0 | 4.9498e-05 | 2.4749e-05 | 0 | 2.4749e-05 | 6.3641e-05 | 0 | 6.3641e-05 | [16 empty] | 7.3.1.3 Ignition probability mapping showing the probability of ignition along the electric lines and equipmentWLDFRAggregatedAggregated | WLDFR | HFTD - Distribution - Tier 2 - 3QU CoRE ¦ 3QU LoRE | Seismic - Red Flag Warning - Catastrophic Fires | Aggregated | Aggregated | 2033 | 1.1693e-08 | 0 | 808.5801 | 9.455e-06 | 2033 | Mitigation | 0.08575 | 30 | 0 | esc | 0.0012005 | 1.4038e-11 | 0.00060025 | 7.019e-12 | 0.0015435 | 1.8049e-11
[79 empty] | WLDFR | HFTD - Distribution - Tier 2 - 3QU CoRE ¦ 3QU LoRE | Red Flag Warning - Destructive Fires | 2032 | 5.1913e-09 | 2.5956e-09 | 6.6745e-09 | 9534.9221 | 247.273 | 9287.6491 | 0 | 0 | 0 | 0 | 4.3242e-06 |  | 4.9498e-05 | 0 | 4.9498e-05 | 2.4749e-05 | 0 | 2.4749e-05 | 6.3641e-05 | 0 | 6.3641e-05 | [16 empty] | 7.3.1.3 Ignition probability mapping showing the probability of ignition along the electric lines and equipmentWLDFRAggregatedAggregated | WLDFR | HFTD - Distribution - Tier 2 - 3QU CoRE ¦ 3QU LoRE | Seismic - Red Flag Warning - Catastrophic Fires | Aggregated | Aggregated | 2034 | 1.1693e-08 | 0 | 808.5801 | 9.455e-06 | 2034 | Mitigation | 0.08575 | 30 | 0 | esc | 0.0012005 | 1.4038e-11 | 0.00060025 | 7.019e-12 | 0.0015435 | 1.8049e-11
[79 empty] | WLDFR | HFTD - Distribution - Tier 2 - 3QU CoRE ¦ 3QU LoRE | Red Flag Warning - Destructive Fires | 2033 | 5.1913e-09 | 2.5956e-09 | 6.6745e-09 | 9984.8474 | 263.1074 | 9721.74 | 0 | 0 | 0 | 0 | 4.3242e-06 |  | 5.1834e-05 | 0 | 5.1834e-05 | 2.5917e-05 | 0 | 2.5917e-05 | 6.6644e-05 | 0 | 6.6644e-05 | [16 empty] | 7.3.1.3 Ignition probability mapping showing the probability of ignition along the electric lines and equipmentWLDFRAggregatedAggregated | WLDFR | HFTD - Distribution - Tier 2 - 3QU CoRE ¦ 3QU LoRE | Seismic - Red Flag Warning - Catastrophic Fires | Aggregated | Aggregated | 2035 | 1.1693e-08 | 0 | 808.5801 | 9.455e-06 | 2035 | Mitigation | 0.08575 | 30 | 0 | esc | 0.0012005 | 1.4038e-11 | 0.00060025 | 7.019e-12 | 0.0015435 | 1.8049e-11
[79 empty] | WLDFR | HFTD - Distribution - Tier 2 - 3QU CoRE ¦ 3QU LoRE | Red Flag Warning - Destructive Fires | 2034 | 5.1913e-09 | 2.5956e-09 | 6.6745e-09 | 9984.8474 | 263.1074 | 9721.74 | 0 | 0 | 0 | 0 | 4.3242e-06 |  | 5.1834e-05 | 0 | 5.1834e-05 | 2.5917e-05 | 0 | 2.5917e-05 | 6.6644e-05 | 0 | 6.6644e-05 | [16 empty] | 7.3.1.3 Ignition probability mapping showing the probability of ignition along the electric lines and equipmentWLDFRAggregatedAggregated | WLDFR | HFTD - Distribution - Tier 2 - 3QU CoRE ¦ 3QU LoRE | Seismic - Red Flag Warning - Catastrophic Fires | Aggregated | Aggregated | 2036 | 1.1693e-08 | 0 | 808.5801 | 9.455e-06 | 2036 | Mitigation | 0.08575 | 30 | 0 | esc | 0.0012005 | 1.4038e-11 | 0.00060025 | 7.019e-12 | 0.0015435 | 1.8049e-11
[79 empty] | WLDFR | HFTD - Distribution - Tier 2 - 3QU CoRE ¦ 3QU LoRE | Red Flag Warning - Destructive Fires | 2035 | 5.1913e-09 | 2.5956e-09 | 6.6745e-09 | 9984.8474 | 263.1074 | 9721.74 | 0 | 0 | 0 | 0 | 4.3242e-06 |  | 5.1834e-05 | 0 | 5.1834e-05 | 2.5917e-05 | 0 | 2.5917e-05 | 6.6644e-05 | 0 | 6.6644e-05 | [16 empty] | 7.3.1.3 Ignition probability mapping showing the probability of ignition along the electric lines and equipmentWLDFRAggregatedAggregated | WLDFR | HFTD - Distribution - Tier 2 - 3QU CoRE ¦ 3QU LoRE | Seismic - Red Flag Warning - Catastrophic Fires | Aggregated | Aggregated | 2037 | 1.1693e-08 | 0 | 808.5801 | 9.455e-06 | 2037 | Mitigation | 0.08575 | 30 | 0 | esc | 0.0012005 | 1.4038e-11 | 0.00060025 | 7.019e-12 | 0.0015435 | 1.8049e-11
[79 empty] | WLDFR | HFTD - Distribution - Tier 2 - 3QU CoRE ¦ 3QU LoRE | Red Flag Warning - Destructive Fires | 2036 | 5.1913e-09 | 2.5956e-09 | 6.6745e-09 | 9984.8474 | 263.1074 | 9721.74 | 0 | 0 | 0 | 0 | 4.3242e-06 |  | 5.1834e-05 | 0 | 5.1834e-05 | 2.5917e-05 | 0 | 2.5917e-05 | 6.6644e-05 | 0 | 6.6644e-05 | [16 empty] | 7.3.1.3 Ignition probability mapping showing the probability of ignition along the electric lines and equipmentWLDFRAggregatedAggregated | WLDFR | HFTD - Distribution - Tier 2 - 3QU CoRE ¦ 3QU LoRE | Seismic - Red Flag Warning - Catastrophic Fires | Aggregated | Aggregated | 2038 | 1.1693e-08 | 0 | 808.5801 | 9.455e-06 | 2038 | Mitigation | 0.08575 | 30 | 0 | esc | 0.0012005 | 1.4038e-11 | 0.00060025 | 7.019e-12 | 0.0015435 | 1.8049e-11
[79 empty] | WLDFR | HFTD - Distribution - Tier 2 - 3QU CoRE ¦ 3QU LoRE | Red Flag Warning - Destructive Fires | 2037 | 5.1913e-09 | 2.5956e-09 | 6.6745e-09 | 9984.8474 | 263.1074 | 9721.74 | 0 | 0 | 0 | 0 | 4.3242e-06 |  | 5.1834e-05 | 0 | 5.1834e-05 | 2.5917e-05 | 0 | 2.5917e-05 | 6.6644e-05 | 0 | 6.6644e-05 | [16 empty] | 7.3.1.3 Ignition probability mapping showing the probability of ignition along the electric lines and equipmentWLDFRAggregatedAggregated | WLDFR | HFTD - Distribution - Tier 2 - 3QU CoRE ¦ 3QU LoRE | Seismic - Red Flag Warning - Catastrophic Fires | Aggregated | Aggregated | 2039 | 1.1693e-08 | 0 | 808.5801 | 9.455e-06 | 2039 | Mitigation | 0.08575 | 30 | 0 | esc | 0.0012005 | 1.4038e-11 | 0.00060025 | 7.019e-12 | 0.0015435 | 1.8049e-11
[79 empty] | WLDFR | HFTD - Distribution - Tier 2 - 3QU CoRE ¦ 3QU LoRE | Red Flag Warning - Destructive Fires | 2038 | 5.1913e-09 | 2.5956e-09 | 6.6745e-09 | 10472.8261 | 280.5544 | 10192.2718 | 0 | 0 | 0 | 0 | 4.3242e-06 |  | 5.4367e-05 | 0 | 5.4367e-05 | 2.7184e-05 | 0 | 2.7184e-05 | 6.9901e-05 | 0 | 6.9901e-05 | [16 empty] | 7.3.1.3 Ignition probability mapping showing the probability of ignition along the electric lines and equipmentWLDFRAggregatedAggregated | WLDFR | HFTD - Distribution - Tier 2 - 3QU CoRE ¦ 3QU LoRE | Seismic - Red Flag Warning - Catastrophic Fires | Aggregated | Aggregated | 2040 | 1.1693e-08 | 0 | 808.5801 | 9.455e-06 | 2040 | Mitigation | 0.08575 | 30 | 0 | esc | 0.0012005 | 1.4038e-11 | 0.00060025 | 7.019e-12 | 0.0015435 | 1.8049e-11
[79 empty] | WLDFR | HFTD - Distribution - Tier 2 - 3QU CoRE ¦ 3QU LoRE | Red Flag Warning - Destructive Fires | 2039 | 5.1913e-09 | 2.5956e-09 | 6.6745e-09 | 10472.8261 | 280.5544 | 10192.2718 | 0 | 0 | 0 | 0 | 4.3242e-06 |  | 5.4367e-05 | 0 | 5.4367e-05 | 2.7184e-05 | 0 | 2.7184e-05 | 6.9901e-05 | 0 | 6.9901e-05 | [16 empty] | 7.3.1.3 Ignition probability mapping showing the probability of ignition along the electric lines and equipmentWLDFRAggregatedAggregated | WLDFR | HFTD - Distribution - Tier 2 - 3QU CoRE ¦ 3QU LoRE | Seismic - Red Flag Warning - Catastrophic Fires | Aggregated | Aggregated | 2041 | 1.1693e-08 | 0 | 808.5801 | 9.455e-06 | 2041 | Mitigation | 0.08575 | 30 | 0 | esc | 0.0012005 | 1.4038e-11 | 0.00060025 | 7.019e-12 | 0.0015435 | 1.8049e-11
[79 empty] | WLDFR | HFTD - Distribution - Tier 2 - 3QU CoRE ¦ 3QU LoRE | Red Flag Warning - Destructive Fires | 2040 | 5.1913e-09 | 2.5956e-09 | 6.6745e-09 | 10472.8261 | 280.5544 | 10192.2718 | 0 | 0 | 0 | 0 | 4.3242e-06 |  | 5.4367e-05 | 0 | 5.4367e-05 | 2.7184e-05 | 0 | 2.7184e-05 | 6.9901e-05 | 0 | 6.9901e-05 | [16 empty] | 7.3.1.3 Ignition probability mapping showing the probability of ignition along the electric lines and equipmentWLDFRAggregatedAggregated | WLDFR | HFTD - Distribution - Tier 2 - 3QU CoRE ¦ 3QU LoRE | Seismic - Red Flag Warning - Catastrophic Fires | Aggregated | Aggregated | 2042 | 1.1693e-08 | 0 | 808.5801 | 9.455e-06 | 2042 | Mitigation | 0.08575 | 30 | 0 | esc | 0.0012005 | 1.4038e-11 | 0.00060025 | 7.019e-12 | 0.0015435 | 1.8049e-11
[79 empty] | WLDFR | HFTD - Distribution - Tier 2 - 3QU CoRE ¦ 3QU LoRE | Red Flag Warning - Destructive Fires | 2041 | 5.1913e-09 | 2.5956e-09 | 6.6745e-09 | 10472.8261 | 280.5544 | 10192.2718 | 0 | 0 | 0 | 0 | 4.3242e-06 |  | 5.4367e-05 | 0 | 5.4367e-05 | 2.7184e-05 | 0 | 2.7184e-05 | 6.9901e-05 | 0 | 6.9901e-05 | [16 empty] | 7.3.1.3 Ignition probability mapping showing the probability of ignition along the electric lines and equipmentWLDFRAggregatedAggregated | WLDFR | HFTD - Distribution - Tier 2 - 3QU CoRE ¦ 3QU LoRE | Seismic - Red Flag Warning - Catastrophic Fires | Aggregated | Aggregated | 2043 | 1.1693e-08 | 0 | 808.5801 | 9.455e-06 | 2043 | Mitigation | 0.08575 | 30 | 0 | esc | 0.0012005 | 1.4038e-11 | 0.00060025 | 7.019e-12 | 0.0015435 | 1.8049e-11
[79 empty] | WLDFR | HFTD - Distribution - Tier 2 - 3QU CoRE ¦ 3QU LoRE | Red Flag Warning - Destructive Fires | 2042 | 5.1913e-09 | 2.5956e-09 | 6.6745e-09 | 10472.8261 | 280.5544 | 10192.2718 | 0 | 0 | 0 | 0 | 4.3242e-06 |  | 5.4367e-05 | 0 | 5.4367e-05 | 2.7184e-05 | 0 | 2.7184e-05 | 6.9901e-05 | 0 | 6.9901e-05 | [16 empty] | 7.3.1.3 Ignition probability mapping showing the probability of ignition along the electric lines and equipmentWLDFRAggregatedAggregated | WLDFR | HFTD - Distribution - Tier 2 - 3QU CoRE ¦ 3QU LoRE | Seismic - Red Flag Warning - Catastrophic Fires | Aggregated | Aggregated | 2044 | 1.1693e-08 | 0 | 808.5801 | 9.455e-06 | 2044 | Mitigation | 0.08575 | 30 | 0 | esc | 0.0012005 | 1.4038e-11 | 0.00060025 | 7.019e-12 | 0.0015435 | 1.8049e-11
[79 empty] | WLDFR | HFTD - Distribution - Tier 2 - 3QU CoRE ¦ 3QU LoRE | Red Flag Warning - Destructive Fires | 2043 | 5.1913e-09 | 2.5956e-09 | 6.6745e-09 | 10992.1562 | 299.42 | 10692.7362 | 0 | 0 | 0 | 0 | 4.3242e-06 |  | 5.7063e-05 | 0 | 5.7063e-05 | 2.8532e-05 | 0 | 2.8532e-05 | 7.3367e-05 | 0 | 7.3367e-05 | [16 empty] | 7.3.1.3 Ignition probability mapping showing the probability of ignition along the electric lines and equipmentWLDFRAggregatedAggregated | WLDFR | HFTD - Distribution - Tier 2 - 3QU CoRE ¦ 3QU LoRE | Seismic - Red Flag Warning - Catastrophic Fires | Aggregated | Aggregated | 2045 | 1.1693e-08 | 0 | 808.5801 | 9.455e-06 | 2045 | Mitigation | 0.08575 | 30 | 0 | esc | 0.0012005 | 1.4038e-11 | 0.00060025 | 7.019e-12 | 0.0015435 | 1.8049e-11
[79 empty] | WLDFR | HFTD - Distribution - Tier 2 - 3QU CoRE ¦ 3QU LoRE | Red Flag Warning - Destructive Fires | 2044 | 5.1913e-09 | 2.5956e-09 | 6.6745e-09 | 10992.1562 | 299.42 | 10692.7362 | 0 | 0 | 0 | 0 | 4.3242e-06 |  | 5.7063e-05 | 0 | 5.7063e-05 | 2.8532e-05 | 0 | 2.8532e-05 | 7.3367e-05 | 0 | 7.3367e-05 | [16 empty] | 7.3.1.3 Ignition probability mapping showing the probability of ignition along the electric lines and equipmentWLDFRAggregatedAggregated | WLDFR | HFTD - Distribution - Tier 2 - 3QU CoRE ¦ 3QU LoRE | Seismic - Red Flag Warning - Catastrophic Fires | Aggregated | Aggregated | 2046 | 1.1693e-08 | 0 | 808.5801 | 9.455e-06 | 2046 | Mitigation | 0.08575 | 30 | 0 | esc | 0.0012005 | 1.4038e-11 | 0.00060025 | 7.019e-12 | 0.0015435 | 1.8049e-11
[79 empty] | WLDFR | HFTD - Distribution - Tier 2 - 3QU CoRE ¦ 3QU LoRE | Red Flag Warning - Destructive Fires | 2045 | 5.1913e-09 | 2.5956e-09 | 6.6745e-09 | 10992.1562 | 299.42 | 10692.7362 | 0 | 0 | 0 | 0 | 4.3242e-06 |  | 5.7063e-05 | 0 | 5.7063e-05 | 2.8532e-05 | 0 | 2.8532e-05 | 7.3367e-05 | 0 | 7.3367e-05 | [16 empty] | 7.3.1.3 Ignition probability mapping showing the probability of ignition along the electric lines and equipmentWLDFRAggregatedAggregated | WLDFR | HFTD - Distribution - Tier 2 - 3QU CoRE ¦ 3QU LoRE | Seismic - Red Flag Warning - Catastrophic Fires | Aggregated | Aggregated | 2047 | 1.1693e-08 | 0 | 808.5801 | 9.455e-06 | 2047 | Mitigation | 0.08575 | 30 | 0 | esc | 0.0012005 | 1.4038e-11 | 0.00060025 | 7.019e-12 | 0.0015435 | 1.8049e-11
[79 empty] | WLDFR | HFTD - Distribution - Tier 2 - 3QU CoRE ¦ 3QU LoRE | Red Flag Warning - Destructive Fires | 2046 | 5.1913e-09 | 2.5956e-09 | 6.6745e-09 | 10992.1562 | 299.42 | 10692.7362 | 0 | 0 | 0 | 0 | 4.3242e-06 |  | 5.7063e-05 | 0 | 5.7063e-05 | 2.8532e-05 | 0 | 2.8532e-05 | 7.3367e-05 | 0 | 7.3367e-05 | [16 empty] | 7.3.1.3 Ignition probability mapping showing the probability of ignition along the electric lines and equipmentWLDFRAggregatedAggregated | WLDFR | HFTD - Distribution - Tier 2 - 3QU CoRE ¦ 3QU LoRE | Seismic - Red Flag Warning - Catastrophic Fires | Aggregated | Aggregated | 2048 | 1.1693e-08 | 0 | 808.5801 | 9.455e-06 | 2048 | Mitigation | 0.08575 | 30 | 0 | esc | 0.0012005 | 1.4038e-11 | 0.00060025 | 7.019e-12 | 0.0015435 | 1.8049e-11
[79 empty] | WLDFR | HFTD - Distribution - Tier 2 - 3QU CoRE ¦ 3QU LoRE | Red Flag Warning - Destructive Fires | 2047 | 5.1913e-09 | 2.5956e-09 | 6.6745e-09 | 10992.1562 | 299.42 | 10692.7362 | 0 | 0 | 0 | 0 | 4.3242e-06 |  | 5.7063e-05 | 0 | 5.7063e-05 | 2.8532e-05 | 0 | 2.8532e-05 | 7.3367e-05 | 0 | 7.3367e-05 | [16 empty] | 7.3.1.3 Ignition probability mapping showing the probability of ignition along the electric lines and equipmentWLDFRAggregatedAggregated | WLDFR | HFTD - Distribution - Tier 2 - 3QU CoRE ¦ 3QU LoRE | Seismic - Red Flag Warning - Catastrophic Fires | Aggregated | Aggregated | 2049 | 1.1693e-08 | 0 | 808.5801 | 9.455e-06 | 2049 | Mitigation | 0.08575 | 30 | 0 | esc | 0.0012005 | 1.4038e-11 | 0.00060025 | 7.019e-12 | 0.0015435 | 1.8049e-11
[79 empty] | WLDFR | HFTD - Distribution - Tier 2 - 3QU CoRE ¦ 3QU LoRE | Red Flag Warning - Destructive Fires | 2048 | 5.1913e-09 | 2.5956e-09 | 6.6745e-09 | 11536.0538 | 319.4911 | 11216.5626 | 0 | 0 | 0 | 0 | 4.3242e-06 |  | 5.9887e-05 | 0 | 5.9887e-05 | 2.9943e-05 | 0 | 2.9943e-05 | 7.6997e-05 | 0 | 7.6997e-05 | [16 empty] | 7.3.1.3 Ignition probability mapping showing the probability of ignition along the electric lines and equipmentWLDFRAggregatedAggregated | WLDFR | HFTD - Distribution - Tier 2 - 3QU CoRE ¦ 3QU LoRE | Seismic - Red Flag Warning - Catastrophic Fires | Aggregated | Aggregated | 2050 | 1.1693e-08 | 0 | 808.5801 | 9.455e-06 | 2050 | Mitigation | 0.08575 | 30 | 0 | esc | 0 | 0 | 0.00060025 | 7.019e-12 | 0.0015435 | 1.8049e-11
[79 empty] | WLDFR | HFTD - Distribution - Tier 2 - 3QU CoRE ¦ 3QU LoRE | Red Flag Warning - Destructive Fires | 2049 | 5.1913e-09 | 2.5956e-09 | 6.6745e-09 | 11536.0538 | 319.4911 | 11216.5626 | 0 | 0 | 0 | 0 | 4.3242e-06 |  | 5.9887e-05 | 0 | 5.9887e-05 | 2.9943e-05 | 0 | 2.9943e-05 | 7.6997e-05 | 0 | 7.6997e-05 | [16 empty] | 7.3.1.3 Ignition probability mapping showing the probability of ignition along the electric lines and equipmentWLDFRAggregatedAggregated | WLDFR | HFTD - Distribution - Tier 2 - 3QU CoRE ¦ 3QU LoRE | Seismic - Red Flag Warning - Catastrophic Fires | Aggregated | Aggregated | 2051 | 1.1693e-08 | 0 | 808.5801 | 9.455e-06 | 2051 | Mitigation | 0.08575 | 30 | 0 | esc | 0 | 0 | 0 | 0 | 0.0015435 | 1.8049e-11
[79 empty] | WLDFR | HFTD - Distribution - Tier 2 - 3QU CoRE ¦ 3QU LoRE | Red Flag Warning - Destructive Fires | 2050 | 0 | 2.5956e-09 | 6.6745e-09 | 11536.0538 | 319.4911 | 11216.5626 | 0 | 0 | 0 | 0 | 4.3242e-06 |  | 0 | 0 | 0 | 2.9943e-05 | 0 | 2.9943e-05 | 7.6997e-05 | 0 | 7.6997e-05 | [16 empty] | 7.3.1.3 Ignition probability mapping showing the probability of ignition along the electric lines and equipmentWLDFRAggregatedAggregated | WLDFR | HFTD - Distribution - Tier 2 - 3QU CoRE ¦ 4QU LoRE | Non-Red Flag Warning - Catastrophic Fires | Aggregated | Aggregated | 2021 | 1.4764e-06 | 0 | 758.7044 | 0.0011202 | 2021 | Mitigation | 0.08575 | 30 | 0 | esc | 0.0012005 | 1.7725e-09 | 0.00060025 | 8.8623e-10 | 0 | 0
[79 empty] | WLDFR | HFTD - Distribution - Tier 2 - 3QU CoRE ¦ 3QU LoRE | Red Flag Warning - Destructive Fires | 2051 | 0 | 0 | 6.6745e-09 | 11536.0538 | 319.4911 | 11216.5626 | 0 | 0 | 0 | 0 | 4.3242e-06 |  | 0 | 0 | 0 | 0 | 0 | 0 | 7.6997e-05 | 0 | 7.6997e-05 | [16 empty] | 7.3.1.3 Ignition probability mapping showing the probability of ignition along the electric lines and equipmentWLDFRAggregatedAggregated | WLDFR | HFTD - Distribution - Tier 2 - 3QU CoRE ¦ 4QU LoRE | Non-Red Flag Warning - Catastrophic Fires | Aggregated | Aggregated | 2022 | 1.4764e-06 | 0 | 758.7044 | 0.0011202 | 2022 | Mitigation | 0.08575 | 30 | 0 | esc | 0.0012005 | 1.7725e-09 | 0.00060025 | 8.8623e-10 | 0.0015435 | 2.2789e-09
[79 empty] | WLDFR | HFTD - Distribution - Tier 2 - 3QU CoRE ¦ 3QU LoRE | Red Flag Warning - Large Fires | 2020 | 4.4664e-08 | 0 | 0 | 5.2406 | 0.69642 | 2.942 | 1.6022 | 0 | 0 | 0 | 3.7205e-05 |  | 2.3407e-07 | 0 | 2.3407e-07 | 0 | 0 | 0 | 0 | 0 | 0 | [16 empty] | 7.3.1.3 Ignition probability mapping showing the probability of ignition along the electric lines and equipmentWLDFRAggregatedAggregated | WLDFR | HFTD - Distribution - Tier 2 - 3QU CoRE ¦ 4QU LoRE | Non-Red Flag Warning - Catastrophic Fires | Aggregated | Aggregated | 2023 | 1.4764e-06 | 0 | 758.7044 | 0.0011202 | 2023 | Mitigation | 0.08575 | 30 | 0 | esc | 0.0012005 | 1.7725e-09 | 0.00060025 | 8.8623e-10 | 0.0015435 | 2.2789e-09
[79 empty] | WLDFR | HFTD - Distribution - Tier 2 - 3QU CoRE ¦ 3QU LoRE | Red Flag Warning - Large Fires | 2021 | 4.4664e-08 | 2.2332e-08 | 0 | 5.2406 | 0.69642 | 2.942 | 1.6022 | 0 | 0 | 0 | 3.7205e-05 |  | 2.3407e-07 | 0 | 2.3407e-07 | 1.1703e-07 | 0 | 1.1703e-07 | 0 | 0 | 0 | [16 empty] | 7.3.1.3 Ignition probability mapping showing the probability of ignition along the electric lines and equipmentWLDFRAggregatedAggregated | WLDFR | HFTD - Distribution - Tier 2 - 3QU CoRE ¦ 4QU LoRE | Non-Red Flag Warning - Catastrophic Fires | Aggregated | Aggregated | 2024 | 1.4764e-06 | 0 | 758.7044 | 0.0011202 | 2024 | Mitigation | 0.08575 | 30 | 0 | esc | 0.0012005 | 1.7725e-09 | 0.00060025 | 8.8623e-10 | 0.0015435 | 2.2789e-09
[79 empty] | WLDFR | HFTD - Distribution - Tier 2 - 3QU CoRE ¦ 3QU LoRE | Red Flag Warning - Large Fires | 2022 | 4.4664e-08 | 2.2332e-08 | 5.7426e-08 | 5.2406 | 0.69642 | 2.942 | 1.6022 | 0 | 0 | 0 | 3.7205e-05 |  | 2.3407e-07 | 0 | 2.3407e-07 | 1.1703e-07 | 0 | 1.1703e-07 | 3.0094e-07 | 0 | 3.0094e-07 | [16 empty] | 7.3.1.3 Ignition probability mapping showing the probability of ignition along the electric lines and equipmentWLDFRAggregatedAggregated | WLDFR | HFTD - Distribution - Tier 2 - 3QU CoRE ¦ 4QU LoRE | Non-Red Flag Warning - Catastrophic Fires | Aggregated | Aggregated | 2025 | 1.4764e-06 | 0 | 758.7044 | 0.0011202 | 2025 | Mitigation | 0.08575 | 30 | 0 | esc | 0.0012005 | 1.7725e-09 | 0.00060025 | 8.8623e-10 | 0.0015435 | 2.2789e-09
[79 empty] | WLDFR | HFTD - Distribution - Tier 2 - 3QU CoRE ¦ 3QU LoRE | Red Flag Warning - Large Fires | 2023 | 4.4664e-08 | 2.2332e-08 | 5.7426e-08 | 5.475 | 0.71896 | 3.0715 | 1.6846 | 0 | 0 | 0 | 3.7205e-05 |  | 2.4454e-07 | 0 | 2.4454e-07 | 1.2227e-07 | 0 | 1.2227e-07 | 3.1441e-07 | 0 | 3.1441e-07 | [16 empty] | 7.3.1.3 Ignition probability mapping showing the probability of ignition along the electric lines and equipmentWLDFRAggregatedAggregated | WLDFR | HFTD - Distribution - Tier 2 - 3QU CoRE ¦ 4QU LoRE | Non-Red Flag Warning - Catastrophic Fires | Aggregated | Aggregated | 2026 | 1.4764e-06 | 0 | 758.7044 | 0.0011202 | 2026 | Mitigation | 0.08575 | 30 | 0 | esc | 0.0012005 | 1.7725e-09 | 0.00060025 | 8.8623e-10 | 0.0015435 | 2.2789e-09
[79 empty] | WLDFR | HFTD - Distribution - Tier 2 - 3QU CoRE ¦ 3QU LoRE | Red Flag Warning - Large Fires | 2024 | 4.4664e-08 | 2.2332e-08 | 5.7426e-08 | 5.475 | 0.71896 | 3.0715 | 1.6846 | 0 | 0 | 0 | 3.7205e-05 |  | 2.4454e-07 | 0 | 2.4454e-07 | 1.2227e-07 | 0 | 1.2227e-07 | 3.1441e-07 | 0 | 3.1441e-07 | [16 empty] | 7.3.1.3 Ignition probability mapping showing the probability of ignition along the electric lines and equipmentWLDFRAggregatedAggregated | WLDFR | HFTD - Distribution - Tier 2 - 3QU CoRE ¦ 4QU LoRE | Non-Red Flag Warning - Catastrophic Fires | Aggregated | Aggregated | 2027 | 1.4764e-06 | 0 | 758.7044 | 0.0011202 | 2027 | Mitigation | 0.08575 | 30 | 0 | esc | 0.0012005 | 1.7725e-09 | 0.00060025 | 8.8623e-10 | 0.0015435 | 2.2789e-09
[79 empty] | WLDFR | HFTD - Distribution - Tier 2 - 3QU CoRE ¦ 3QU LoRE | Red Flag Warning - Large Fires | 2025 | 4.4664e-08 | 2.2332e-08 | 5.7426e-08 | 5.475 | 0.71896 | 3.0715 | 1.6846 | 0 | 0 | 0 | 3.7205e-05 |  | 2.4454e-07 | 0 | 2.4454e-07 | 1.2227e-07 | 0 | 1.2227e-07 | 3.1441e-07 | 0 | 3.1441e-07 | [16 empty] | 7.3.1.3 Ignition probability mapping showing the probability of ignition along the electric lines and equipmentWLDFRAggregatedAggregated | WLDFR | HFTD - Distribution - Tier 2 - 3QU CoRE ¦ 4QU LoRE | Non-Red Flag Warning - Catastrophic Fires | Aggregated | Aggregated | 2028 | 1.4764e-06 | 0 | 758.7044 | 0.0011202 | 2028 | Mitigation | 0.08575 | 30 | 0 | esc | 0.0012005 | 1.7725e-09 | 0.00060025 | 8.8623e-10 | 0.0015435 | 2.2789e-09
[79 empty] | WLDFR | HFTD - Distribution - Tier 2 - 3QU CoRE ¦ 3QU LoRE | Red Flag Warning - Large Fires | 2026 | 4.4664e-08 | 2.2332e-08 | 5.7426e-08 | 5.475 | 0.71896 | 3.0715 | 1.6846 | 0 | 0 | 0 | 3.7205e-05 |  | 2.4454e-07 | 0 | 2.4454e-07 | 1.2227e-07 | 0 | 1.2227e-07 | 3.1441e-07 | 0 | 3.1441e-07 | [16 empty] | 7.3.1.3 Ignition probability mapping showing the probability of ignition along the electric lines and equipmentWLDFRAggregatedAggregated | WLDFR | HFTD - Distribution - Tier 2 - 3QU CoRE ¦ 4QU LoRE | Non-Red Flag Warning - Catastrophic Fires | Aggregated | Aggregated | 2029 | 1.4764e-06 | 0 | 758.7044 | 0.0011202 | 2029 | Mitigation | 0.08575 | 30 | 0 | esc | 0.0012005 | 1.7725e-09 | 0.00060025 | 8.8623e-10 | 0.0015435 | 2.2789e-09
[79 empty] | WLDFR | HFTD - Distribution - Tier 2 - 3QU CoRE ¦ 3QU LoRE | Red Flag Warning - Large Fires | 2027 | 4.4664e-08 | 2.2332e-08 | 5.7426e-08 | 5.475 | 0.71896 | 3.0715 | 1.6846 | 0 | 0 | 0 | 3.7205e-05 |  | 2.4454e-07 | 0 | 2.4454e-07 | 1.2227e-07 | 0 | 1.2227e-07 | 3.1441e-07 | 0 | 3.1441e-07 | [16 empty] | 7.3.1.3 Ignition probability mapping showing the probability of ignition along the electric lines and equipmentWLDFRAggregatedAggregated | WLDFR | HFTD - Distribution - Tier 2 - 3QU CoRE ¦ 4QU LoRE | Non-Red Flag Warning - Catastrophic Fires | Aggregated | Aggregated | 2030 | 1.4764e-06 | 0 | 758.7044 | 0.0011202 | 2030 | Mitigation | 0.08575 | 30 | 0 | esc | 0.0012005 | 1.7725e-09 | 0.00060025 | 8.8623e-10 | 0.0015435 | 2.2789e-09
[79 empty] | WLDFR | HFTD - Distribution - Tier 2 - 3QU CoRE ¦ 3QU LoRE | Red Flag Warning - Large Fires | 2028 | 4.4664e-08 | 2.2332e-08 | 5.7426e-08 | 5.777 | 0.74734 | 3.238 | 1.7917 | 0 | 0 | 0 | 3.7205e-05 |  | 2.5803e-07 | 0 | 2.5803e-07 | 1.2901e-07 | 0 | 1.2901e-07 | 3.3175e-07 | 0 | 3.3175e-07 | [16 empty] | 7.3.1.3 Ignition probability mapping showing the probability of ignition along the electric lines and equipmentWLDFRAggregatedAggregated | WLDFR | HFTD - Distribution - Tier 2 - 3QU CoRE ¦ 4QU LoRE | Non-Red Flag Warning - Catastrophic Fires | Aggregated | Aggregated | 2031 | 1.4764e-06 | 0 | 758.7044 | 0.0011202 | 2031 | Mitigation | 0.08575 | 30 | 0 | esc | 0.0012005 | 1.7725e-09 | 0.00060025 | 8.8623e-10 | 0.0015435 | 2.2789e-09
[79 empty] | WLDFR | HFTD - Distribution - Tier 2 - 3QU CoRE ¦ 3QU LoRE | Red Flag Warning - Large Fires | 2029 | 4.4664e-08 | 2.2332e-08 | 5.7426e-08 | 5.777 | 0.74734 | 3.238 | 1.7917 | 0 | 0 | 0 | 3.7205e-05 |  | 2.5803e-07 | 0 | 2.5803e-07 | 1.2901e-07 | 0 | 1.2901e-07 | 3.3175e-07 | 0 | 3.3175e-07 | [16 empty] | 7.3.1.3 Ignition probability mapping showing the probability of ignition along the electric lines and equipmentWLDFRAggregatedAggregated | WLDFR | HFTD - Distribution - Tier 2 - 3QU CoRE ¦ 4QU LoRE | Non-Red Flag Warning - Catastrophic Fires | Aggregated | Aggregated | 2032 | 1.4764e-06 | 0 | 758.7044 | 0.0011202 | 2032 | Mitigation | 0.08575 | 30 | 0 | esc | 0.0012005 | 1.7725e-09 | 0.00060025 | 8.8623e-10 | 0.0015435 | 2.2789e-09
[79 empty] | WLDFR | HFTD - Distribution - Tier 2 - 3QU CoRE ¦ 3QU LoRE | Red Flag Warning - Large Fires | 2030 | 4.4664e-08 | 2.2332e-08 | 5.7426e-08 | 5.777 | 0.74734 | 3.238 | 1.7917 | 0 | 0 | 0 | 3.7205e-05 |  | 2.5803e-07 | 0 | 2.5803e-07 | 1.2901e-07 | 0 | 1.2901e-07 | 3.3175e-07 | 0 | 3.3175e-07 | [16 empty] | 7.3.1.3 Ignition probability mapping showing the probability of ignition along the electric lines and equipmentWLDFRAggregatedAggregated | WLDFR | HFTD - Distribution - Tier 2 - 3QU CoRE ¦ 4QU LoRE | Non-Red Flag Warning - Catastrophic Fires | Aggregated | Aggregated | 2033 | 1.4764e-06 | 0 | 758.7044 | 0.0011202 | 2033 | Mitigation | 0.08575 | 30 | 0 | esc | 0.0012005 | 1.7725e-09 | 0.00060025 | 8.8623e-10 | 0.0015435 | 2.2789e-09
[79 empty] | WLDFR | HFTD - Distribution - Tier 2 - 3QU CoRE ¦ 3QU LoRE | Red Flag Warning - Large Fires | 2031 | 4.4664e-08 | 2.2332e-08 | 5.7426e-08 | 5.777 | 0.74734 | 3.238 | 1.7917 | 0 | 0 | 0 | 3.7205e-05 |  | 2.5803e-07 | 0 | 2.5803e-07 | 1.2901e-07 | 0 | 1.2901e-07 | 3.3175e-07 | 0 | 3.3175e-07 | [16 empty] | 7.3.1.3 Ignition probability mapping showing the probability of ignition along the electric lines and equipmentWLDFRAggregatedAggregated | WLDFR | HFTD - Distribution - Tier 2 - 3QU CoRE ¦ 4QU LoRE | Non-Red Flag Warning - Catastrophic Fires | Aggregated | Aggregated | 2034 | 1.4764e-06 | 0 | 758.7044 | 0.0011202 | 2034 | Mitigation | 0.08575 | 30 | 0 | esc | 0.0012005 | 1.7725e-09 | 0.00060025 | 8.8623e-10 | 0.0015435 | 2.2789e-09
[79 empty] | WLDFR | HFTD - Distribution - Tier 2 - 3QU CoRE ¦ 3QU LoRE | Red Flag Warning - Large Fires | 2032 | 4.4664e-08 | 2.2332e-08 | 5.7426e-08 | 5.777 | 0.74734 | 3.238 | 1.7917 | 0 | 0 | 0 | 3.7205e-05 |  | 2.5803e-07 | 0 | 2.5803e-07 | 1.2901e-07 | 0 | 1.2901e-07 | 3.3175e-07 | 0 | 3.3175e-07 | [16 empty] | 7.3.1.3 Ignition probability mapping showing the probability of ignition along the electric lines and equipmentWLDFRAggregatedAggregated | WLDFR | HFTD - Distribution - Tier 2 - 3QU CoRE ¦ 4QU LoRE | Non-Red Flag Warning - Catastrophic Fires | Aggregated | Aggregated | 2035 | 1.4764e-06 | 0 | 758.7044 | 0.0011202 | 2035 | Mitigation | 0.08575 | 30 | 0 | esc | 0.0012005 | 1.7725e-09 | 0.00060025 | 8.8623e-10 | 0.0015435 | 2.2789e-09
[79 empty] | WLDFR | HFTD - Distribution - Tier 2 - 3QU CoRE ¦ 3QU LoRE | Red Flag Warning - Large Fires | 2033 | 4.4664e-08 | 2.2332e-08 | 5.7426e-08 | 6.1205 | 0.77885 | 3.4265 | 1.9151 | 0 | 0 | 0 | 3.7205e-05 |  | 2.7337e-07 | 0 | 2.7337e-07 | 1.3668e-07 | 0 | 1.3668e-07 | 3.5147e-07 | 0 | 3.5147e-07 | [16 empty] | 7.3.1.3 Ignition probability mapping showing the probability of ignition along the electric lines and equipmentWLDFRAggregatedAggregated | WLDFR | HFTD - Distribution - Tier 2 - 3QU CoRE ¦ 4QU LoRE | Non-Red Flag Warning - Catastrophic Fires | Aggregated | Aggregated | 2036 | 1.4764e-06 | 0 | 758.7044 | 0.0011202 | 2036 | Mitigation | 0.08575 | 30 | 0 | esc | 0.0012005 | 1.7725e-09 | 0.00060025 | 8.8623e-10 | 0.0015435 | 2.2789e-09
[79 empty] | WLDFR | HFTD - Distribution - Tier 2 - 3QU CoRE ¦ 3QU LoRE | Red Flag Warning - Large Fires | 2034 | 4.4664e-08 | 2.2332e-08 | 5.7426e-08 | 6.1205 | 0.77885 | 3.4265 | 1.9151 | 0 | 0 | 0 | 3.7205e-05 |  | 2.7337e-07 | 0 | 2.7337e-07 | 1.3668e-07 | 0 | 1.3668e-07 | 3.5147e-07 | 0 | 3.5147e-07 | [16 empty] | 7.3.1.3 Ignition probability mapping showing the probability of ignition along the electric lines and equipmentWLDFRAggregatedAggregated | WLDFR | HFTD - Distribution - Tier 2 - 3QU CoRE ¦ 4QU LoRE | Non-Red Flag Warning - Catastrophic Fires | Aggregated | Aggregated | 2037 | 1.4764e-06 | 0 | 758.7044 | 0.0011202 | 2037 | Mitigation | 0.08575 | 30 | 0 | esc | 0.0012005 | 1.7725e-09 | 0.00060025 | 8.8623e-10 | 0.0015435 | 2.2789e-09
[79 empty] | WLDFR | HFTD - Distribution - Tier 2 - 3QU CoRE ¦ 3QU LoRE | Red Flag Warning - Large Fires | 2035 | 4.4664e-08 | 2.2332e-08 | 5.7426e-08 | 6.1205 | 0.77885 | 3.4265 | 1.9151 | 0 | 0 | 0 | 3.7205e-05 |  | 2.7337e-07 | 0 | 2.7337e-07 | 1.3668e-07 | 0 | 1.3668e-07 | 3.5147e-07 | 0 | 3.5147e-07 | [16 empty] | 7.3.1.3 Ignition probability mapping showing the probability of ignition along the electric lines and equipmentWLDFRAggregatedAggregated | WLDFR | HFTD - Distribution - Tier 2 - 3QU CoRE ¦ 4QU LoRE | Non-Red Flag Warning - Catastrophic Fires | Aggregated | Aggregated | 2038 | 1.4764e-06 | 0 | 758.7044 | 0.0011202 | 2038 | Mitigation | 0.08575 | 30 | 0 | esc | 0.0012005 | 1.7725e-09 | 0.00060025 | 8.8623e-10 | 0.0015435 | 2.2789e-09
[79 empty] | WLDFR | HFTD - Distribution - Tier 2 - 3QU CoRE ¦ 3QU LoRE | Red Flag Warning - Large Fires | 2036 | 4.4664e-08 | 2.2332e-08 | 5.7426e-08 | 6.1205 | 0.77885 | 3.4265 | 1.9151 | 0 | 0 | 0 | 3.7205e-05 |  | 2.7337e-07 | 0 | 2.7337e-07 | 1.3668e-07 | 0 | 1.3668e-07 | 3.5147e-07 | 0 | 3.5147e-07 | [16 empty] | 7.3.1.3 Ignition probability mapping showing the probability of ignition along the electric lines and equipmentWLDFRAggregatedAggregated | WLDFR | HFTD - Distribution - Tier 2 - 3QU CoRE ¦ 4QU LoRE | Non-Red Flag Warning - Catastrophic Fires | Aggregated | Aggregated | 2039 | 1.4764e-06 | 0 | 758.7044 | 0.0011202 | 2039 | Mitigation | 0.08575 | 30 | 0 | esc | 0.0012005 | 1.7725e-09 | 0.00060025 | 8.8623e-10 | 0.0015435 | 2.2789e-09
[79 empty] | WLDFR | HFTD - Distribution - Tier 2 - 3QU CoRE ¦ 3QU LoRE | Red Flag Warning - Large Fires | 2037 | 4.4664e-08 | 2.2332e-08 | 5.7426e-08 | 6.1205 | 0.77885 | 3.4265 | 1.9151 | 0 | 0 | 0 | 3.7205e-05 |  | 2.7337e-07 | 0 | 2.7337e-07 | 1.3668e-07 | 0 | 1.3668e-07 | 3.5147e-07 | 0 | 3.5147e-07 | [16 empty] | 7.3.1.3 Ignition probability mapping showing the probability of ignition along the electric lines and equipmentWLDFRAggregatedAggregated | WLDFR | HFTD - Distribution - Tier 2 - 3QU CoRE ¦ 4QU LoRE | Non-Red Flag Warning - Catastrophic Fires | Aggregated | Aggregated | 2040 | 1.4764e-06 | 0 | 758.7044 | 0.0011202 | 2040 | Mitigation | 0.08575 | 30 | 0 | esc | 0.0012005 | 1.7725e-09 | 0.00060025 | 8.8623e-10 | 0.0015435 | 2.2789e-09
[79 empty] | WLDFR | HFTD - Distribution - Tier 2 - 3QU CoRE ¦ 3QU LoRE | Red Flag Warning - Large Fires | 2038 | 4.4664e-08 | 2.2332e-08 | 5.7426e-08 | 6.5028 | 0.81304 | 3.6355 | 2.0543 | 0 | 0 | 0 | 3.7205e-05 |  | 2.9044e-07 | 0 | 2.9044e-07 | 1.4522e-07 | 0 | 1.4522e-07 | 3.7343e-07 | 0 | 3.7343e-07 | [16 empty] | 7.3.1.3 Ignition probability mapping showing the probability of ignition along the electric lines and equipmentWLDFRAggregatedAggregated | WLDFR | HFTD - Distribution - Tier 2 - 3QU CoRE ¦ 4QU LoRE | Non-Red Flag Warning - Catastrophic Fires | Aggregated | Aggregated | 2041 | 1.4764e-06 | 0 | 758.7044 | 0.0011202 | 2041 | Mitigation | 0.08575 | 30 | 0 | esc | 0.0012005 | 1.7725e-09 | 0.00060025 | 8.8623e-10 | 0.0015435 | 2.2789e-09
[79 empty] | WLDFR | HFTD - Distribution - Tier 2 - 3QU CoRE ¦ 3QU LoRE | Red Flag Warning - Large Fires | 2039 | 4.4664e-08 | 2.2332e-08 | 5.7426e-08 | 6.5028 | 0.81304 | 3.6355 | 2.0543 | 0 | 0 | 0 | 3.7205e-05 |  | 2.9044e-07 | 0 | 2.9044e-07 | 1.4522e-07 | 0 | 1.4522e-07 | 3.7343e-07 | 0 | 3.7343e-07 | [16 empty] | 7.3.1.3 Ignition probability mapping showing the probability of ignition along the electric lines and equipmentWLDFRAggregatedAggregated | WLDFR | HFTD - Distribution - Tier 2 - 3QU CoRE ¦ 4QU LoRE | Non-Red Flag Warning - Catastrophic Fires | Aggregated | Aggregated | 2042 | 1.4764e-06 | 0 | 758.7044 | 0.0011202 | 2042 | Mitigation | 0.08575 | 30 | 0 | esc | 0.0012005 | 1.7725e-09 | 0.00060025 | 8.8623e-10 | 0.0015435 | 2.2789e-09
[79 empty] | WLDFR | HFTD - Distribution - Tier 2 - 3QU CoRE ¦ 3QU LoRE | Red Flag Warning - Large Fires | 2040 | 4.4664e-08 | 2.2332e-08 | 5.7426e-08 | 6.5028 | 0.81304 | 3.6355 | 2.0543 | 0 | 0 | 0 | 3.7205e-05 |  | 2.9044e-07 | 0 | 2.9044e-07 | 1.4522e-07 | 0 | 1.4522e-07 | 3.7343e-07 | 0 | 3.7343e-07 | [16 empty] | 7.3.1.3 Ignition probability mapping showing the probability of ignition along the electric lines and equipmentWLDFRAggregatedAggregated | WLDFR | HFTD - Distribution - Tier 2 - 3QU CoRE ¦ 4QU LoRE | Non-Red Flag Warning - Catastrophic Fires | Aggregated | Aggregated | 2043 | 1.4764e-06 | 0 | 758.7044 | 0.0011202 | 2043 | Mitigation | 0.08575 | 30 | 0 | esc | 0.0012005 | 1.7725e-09 | 0.00060025 | 8.8623e-10 | 0.0015435 | 2.2789e-09
[79 empty] | WLDFR | HFTD - Distribution - Tier 2 - 3QU CoRE ¦ 3QU LoRE | Red Flag Warning - Large Fires | 2041 | 4.4664e-08 | 2.2332e-08 | 5.7426e-08 | 6.5028 | 0.81304 | 3.6355 | 2.0543 | 0 | 0 | 0 | 3.7205e-05 |  | 2.9044e-07 | 0 | 2.9044e-07 | 1.4522e-07 | 0 | 1.4522e-07 | 3.7343e-07 | 0 | 3.7343e-07 | [16 empty] | 7.3.1.3 Ignition probability mapping showing the probability of ignition along the electric lines and equipmentWLDFRAggregatedAggregated | WLDFR | HFTD - Distribution - Tier 2 - 3QU CoRE ¦ 4QU LoRE | Non-Red Flag Warning - Catastrophic Fires | Aggregated | Aggregated | 2044 | 1.4764e-06 | 0 | 758.7044 | 0.0011202 | 2044 | Mitigation | 0.08575 | 30 | 0 | esc | 0.0012005 | 1.7725e-09 | 0.00060025 | 8.8623e-10 | 0.0015435 | 2.2789e-09
[79 empty] | WLDFR | HFTD - Distribution - Tier 2 - 3QU CoRE ¦ 3QU LoRE | Red Flag Warning - Large Fires | 2042 | 4.4664e-08 | 2.2332e-08 | 5.7426e-08 | 6.5028 | 0.81304 | 3.6355 | 2.0543 | 0 | 0 | 0 | 3.7205e-05 |  | 2.9044e-07 | 0 | 2.9044e-07 | 1.4522e-07 | 0 | 1.4522e-07 | 3.7343e-07 | 0 | 3.7343e-07 | [16 empty] | 7.3.1.3 Ignition probability mapping showing the probability of ignition along the electric lines and equipmentWLDFRAggregatedAggregated | WLDFR | HFTD - Distribution - Tier 2 - 3QU CoRE ¦ 4QU LoRE | Non-Red Flag Warning - Catastrophic Fires | Aggregated | Aggregated | 2045 | 1.4764e-06 | 0 | 758.7044 | 0.0011202 | 2045 | Mitigation | 0.08575 | 30 | 0 | esc | 0.0012005 | 1.7725e-09 | 0.00060025 | 8.8623e-10 | 0.0015435 | 2.2789e-09
[79 empty] | WLDFR | HFTD - Distribution - Tier 2 - 3QU CoRE ¦ 3QU LoRE | Red Flag Warning - Large Fires | 2043 | 4.4664e-08 | 2.2332e-08 | 5.7426e-08 | 6.9209 | 0.84944 | 3.8632 | 2.2083 | 0 | 0 | 0 | 3.7205e-05 |  | 3.0912e-07 | 0 | 3.0912e-07 | 1.5456e-07 | 0 | 1.5456e-07 | 3.9744e-07 | 0 | 3.9744e-07 | [16 empty] | 7.3.1.3 Ignition probability mapping showing the probability of ignition along the electric lines and equipmentWLDFRAggregatedAggregated | WLDFR | HFTD - Distribution - Tier 2 - 3QU CoRE ¦ 4QU LoRE | Non-Red Flag Warning - Catastrophic Fires | Aggregated | Aggregated | 2046 | 1.4764e-06 | 0 | 758.7044 | 0.0011202 | 2046 | Mitigation | 0.08575 | 30 | 0 | esc | 0.0012005 | 1.7725e-09 | 0.00060025 | 8.8623e-10 | 0.0015435 | 2.2789e-09
[79 empty] | WLDFR | HFTD - Distribution - Tier 2 - 3QU CoRE ¦ 3QU LoRE | Red Flag Warning - Large Fires | 2044 | 4.4664e-08 | 2.2332e-08 | 5.7426e-08 | 6.9209 | 0.84944 | 3.8632 | 2.2083 | 0 | 0 | 0 | 3.7205e-05 |  | 3.0912e-07 | 0 | 3.0912e-07 | 1.5456e-07 | 0 | 1.5456e-07 | 3.9744e-07 | 0 | 3.9744e-07 | [16 empty] | 7.3.1.3 Ignition probability mapping showing the probability of ignition along the electric lines and equipmentWLDFRAggregatedAggregated | WLDFR | HFTD - Distribution - Tier 2 - 3QU CoRE ¦ 4QU LoRE | Non-Red Flag Warning - Catastrophic Fires | Aggregated | Aggregated | 2047 | 1.4764e-06 | 0 | 758.7044 | 0.0011202 | 2047 | Mitigation | 0.08575 | 30 | 0 | esc | 0.0012005 | 1.7725e-09 | 0.00060025 | 8.8623e-10 | 0.0015435 | 2.2789e-09
[79 empty] | WLDFR | HFTD - Distribution - Tier 2 - 3QU CoRE ¦ 3QU LoRE | Red Flag Warning - Large Fires | 2045 | 4.4664e-08 | 2.2332e-08 | 5.7426e-08 | 6.9209 | 0.84944 | 3.8632 | 2.2083 | 0 | 0 | 0 | 3.7205e-05 |  | 3.0912e-07 | 0 | 3.0912e-07 | 1.5456e-07 | 0 | 1.5456e-07 | 3.9744e-07 | 0 | 3.9744e-07 | [16 empty] | 7.3.1.3 Ignition probability mapping showing the probability of ignition along the electric lines and equipmentWLDFRAggregatedAggregated | WLDFR | HFTD - Distribution - Tier 2 - 3QU CoRE ¦ 4QU LoRE | Non-Red Flag Warning - Catastrophic Fires | Aggregated | Aggregated | 2048 | 1.4764e-06 | 0 | 758.7044 | 0.0011202 | 2048 | Mitigation | 0.08575 | 30 | 0 | esc | 0.0012005 | 1.7725e-09 | 0.00060025 | 8.8623e-10 | 0.0015435 | 2.2789e-09
[79 empty] | WLDFR | HFTD - Distribution - Tier 2 - 3QU CoRE ¦ 3QU LoRE | Red Flag Warning - Large Fires | 2046 | 4.4664e-08 | 2.2332e-08 | 5.7426e-08 | 6.9209 | 0.84944 | 3.8632 | 2.2083 | 0 | 0 | 0 | 3.7205e-05 |  | 3.0912e-07 | 0 | 3.0912e-07 | 1.5456e-07 | 0 | 1.5456e-07 | 3.9744e-07 | 0 | 3.9744e-07 | [16 empty] | 7.3.1.3 Ignition probability mapping showing the probability of ignition along the electric lines and equipmentWLDFRAggregatedAggregated | WLDFR | HFTD - Distribution - Tier 2 - 3QU CoRE ¦ 4QU LoRE | Non-Red Flag Warning - Catastrophic Fires | Aggregated | Aggregated | 2049 | 1.4764e-06 | 0 | 758.7044 | 0.0011202 | 2049 | Mitigation | 0.08575 | 30 | 0 | esc | 0.0012005 | 1.7725e-09 | 0.00060025 | 8.8623e-10 | 0.0015435 | 2.2789e-09
[79 empty] | WLDFR | HFTD - Distribution - Tier 2 - 3QU CoRE ¦ 3QU LoRE | Red Flag Warning - Large Fires | 2047 | 4.4664e-08 | 2.2332e-08 | 5.7426e-08 | 6.9209 | 0.84944 | 3.8632 | 2.2083 | 0 | 0 | 0 | 3.7205e-05 |  | 3.0912e-07 | 0 | 3.0912e-07 | 1.5456e-07 | 0 | 1.5456e-07 | 3.9744e-07 | 0 | 3.9744e-07 | [16 empty] | 7.3.1.3 Ignition probability mapping showing the probability of ignition along the electric lines and equipmentWLDFRAggregatedAggregated | WLDFR | HFTD - Distribution - Tier 2 - 3QU CoRE ¦ 4QU LoRE | Non-Red Flag Warning - Catastrophic Fires | Aggregated | Aggregated | 2050 | 1.4764e-06 | 0 | 758.7044 | 0.0011202 | 2050 | Mitigation | 0.08575 | 30 | 0 | esc | 0 | 0 | 0.00060025 | 8.8623e-10 | 0.0015435 | 2.2789e-09
[79 empty] | WLDFR | HFTD - Distribution - Tier 2 - 3QU CoRE ¦ 3QU LoRE | Red Flag Warning - Large Fires | 2048 | 4.4664e-08 | 2.2332e-08 | 5.7426e-08 | 7.3713 | 0.88759 | 4.1075 | 2.3763 | 0 | 0 | 0 | 3.7205e-05 |  | 3.2924e-07 | 0 | 3.2924e-07 | 1.6462e-07 | 0 | 1.6462e-07 | 4.233e-07 | 0 | 4.233e-07 | [16 empty] | 7.3.1.3 Ignition probability mapping showing the probability of ignition along the electric lines and equipmentWLDFRAggregatedAggregated | WLDFR | HFTD - Distribution - Tier 2 - 3QU CoRE ¦ 4QU LoRE | Non-Red Flag Warning - Catastrophic Fires | Aggregated | Aggregated | 2051 | 1.4764e-06 | 0 | 758.7044 | 0.0011202 | 2051 | Mitigation | 0.08575 | 30 | 0 | esc | 0 | 0 | 0 | 0 | 0.0015435 | 2.2789e-09
[79 empty] | WLDFR | HFTD - Distribution - Tier 2 - 3QU CoRE ¦ 3QU LoRE | Red Flag Warning - Large Fires | 2049 | 4.4664e-08 | 2.2332e-08 | 5.7426e-08 | 7.3713 | 0.88759 | 4.1075 | 2.3763 | 0 | 0 | 0 | 3.7205e-05 |  | 3.2924e-07 | 0 | 3.2924e-07 | 1.6462e-07 | 0 | 1.6462e-07 | 4.233e-07 | 0 | 4.233e-07 | [16 empty] | 7.3.1.3 Ignition probability mapping showing the probability of ignition along the electric lines and equipmentWLDFRAggregatedAggregated | WLDFR | HFTD - Distribution - Tier 2 - 3QU CoRE ¦ 4QU LoRE | Non-Red Flag Warning - Destructive Fires | Aggregated | Aggregated | 2021 | 1.4486e-06 | 0 | 758.7044 | 0.001099 | 2021 | Mitigation | 0.08575 | 30 | 0 | esc | 0.0012005 | 1.739e-09 | 0.00060025 | 8.695e-10 | 0 | 0
[79 empty] | WLDFR | HFTD - Distribution - Tier 2 - 3QU CoRE ¦ 3QU LoRE | Red Flag Warning - Large Fires | 2050 | 0 | 2.2332e-08 | 5.7426e-08 | 7.3713 | 0.88759 | 4.1075 | 2.3763 | 0 | 0 | 0 | 3.7205e-05 |  | 0 | 0 | 0 | 1.6462e-07 | 0 | 1.6462e-07 | 4.233e-07 | 0 | 4.233e-07 | [16 empty] | 7.3.1.3 Ignition probability mapping showing the probability of ignition along the electric lines and equipmentWLDFRAggregatedAggregated | WLDFR | HFTD - Distribution - Tier 2 - 3QU CoRE ¦ 4QU LoRE | Non-Red Flag Warning - Destructive Fires | Aggregated | Aggregated | 2022 | 1.4486e-06 | 0 | 758.7044 | 0.001099 | 2022 | Mitigation | 0.08575 | 30 | 0 | esc | 0.0012005 | 1.739e-09 | 0.00060025 | 8.695e-10 | 0.0015435 | 2.2359e-09
[79 empty] | WLDFR | HFTD - Distribution - Tier 2 - 3QU CoRE ¦ 3QU LoRE | Red Flag Warning - Large Fires | 2051 | 0 | 0 | 5.7426e-08 | 7.3713 | 0.88759 | 4.1075 | 2.3763 | 0 | 0 | 0 | 3.7205e-05 |  | 0 | 0 | 0 | 0 | 0 | 0 | 4.233e-07 | 0 | 4.233e-07 | [16 empty] | 7.3.1.3 Ignition probability mapping showing the probability of ignition along the electric lines and equipmentWLDFRAggregatedAggregated | WLDFR | HFTD - Distribution - Tier 2 - 3QU CoRE ¦ 4QU LoRE | Non-Red Flag Warning - Destructive Fires | Aggregated | Aggregated | 2023 | 1.4486e-06 | 0 | 758.7044 | 0.001099 | 2023 | Mitigation | 0.08575 | 30 | 0 | esc | 0.0012005 | 1.739e-09 | 0.00060025 | 8.695e-10 | 0.0015435 | 2.2359e-09
[79 empty] | WLDFR | HFTD - Distribution - Tier 2 - 3QU CoRE ¦ 3QU LoRE | Red Flag Warning - Small Fires | 2020 | 7.0431e-07 | 0 | 0 | 0.077901 | 0.036425 | 0.0015809 | 0.039895 | 0 | 0 | 0 | 0.00058668 |  | 5.4866e-08 | 0 | 5.4866e-08 | 0 | 0 | 0 | 0 | 0 | 0 | [16 empty] | 7.3.1.3 Ignition probability mapping showing the probability of ignition along the electric lines and equipmentWLDFRAggregatedAggregated | WLDFR | HFTD - Distribution - Tier 2 - 3QU CoRE ¦ 4QU LoRE | Non-Red Flag Warning - Destructive Fires | Aggregated | Aggregated | 2024 | 1.4486e-06 | 0 | 758.7044 | 0.001099 | 2024 | Mitigation | 0.08575 | 30 | 0 | esc | 0.0012005 | 1.739e-09 | 0.00060025 | 8.695e-10 | 0.0015435 | 2.2359e-09
[79 empty] | WLDFR | HFTD - Distribution - Tier 2 - 3QU CoRE ¦ 3QU LoRE | Red Flag Warning - Small Fires | 2021 | 7.0431e-07 | 3.5215e-07 | 0 | 0.077901 | 0.036425 | 0.0015809 | 0.039895 | 0 | 0 | 0 | 0.00058668 |  | 5.4866e-08 | 0 | 5.4866e-08 | 2.7433e-08 | 0 | 2.7433e-08 | 0 | 0 | 0 | [16 empty] | 7.3.1.3 Ignition probability mapping showing the probability of ignition along the electric lines and equipmentWLDFRAggregatedAggregated | WLDFR | HFTD - Distribution - Tier 2 - 3QU CoRE ¦ 4QU LoRE | Non-Red Flag Warning - Destructive Fires | Aggregated | Aggregated | 2025 | 1.4486e-06 | 0 | 758.7044 | 0.001099 | 2025 | Mitigation | 0.08575 | 30 | 0 | esc | 0.0012005 | 1.739e-09 | 0.00060025 | 8.695e-10 | 0.0015435 | 2.2359e-09
[79 empty] | WLDFR | HFTD - Distribution - Tier 2 - 3QU CoRE ¦ 3QU LoRE | Red Flag Warning - Small Fires | 2022 | 7.0431e-07 | 3.5215e-07 | 9.0554e-07 | 0.077901 | 0.036425 | 0.0015809 | 0.039895 | 0 | 0 | 0 | 0.00058668 |  | 5.4866e-08 | 0 | 5.4866e-08 | 2.7433e-08 | 0 | 2.7433e-08 | 7.0542e-08 | 0 | 7.0542e-08 | [16 empty] | 7.3.1.3 Ignition probability mapping showing the probability of ignition along the electric lines and equipmentWLDFRAggregatedAggregated | WLDFR | HFTD - Distribution - Tier 2 - 3QU CoRE ¦ 4QU LoRE | Non-Red Flag Warning - Destructive Fires | Aggregated | Aggregated | 2026 | 1.4486e-06 | 0 | 758.7044 | 0.001099 | 2026 | Mitigation | 0.08575 | 30 | 0 | esc | 0.0012005 | 1.739e-09 | 0.00060025 | 8.695e-10 | 0.0015435 | 2.2359e-09
[79 empty] | WLDFR | HFTD - Distribution - Tier 2 - 3QU CoRE ¦ 3QU LoRE | Red Flag Warning - Small Fires | 2023 | 7.0431e-07 | 3.5215e-07 | 9.0554e-07 | 0.080408 | 0.03759 | 0.0016314 | 0.041187 | 0 | 0 | 0 | 0.00058668 |  | 5.6632e-08 | 0 | 5.6632e-08 | 2.8316e-08 | 0 | 2.8316e-08 | 7.2813e-08 | 0 | 7.2813e-08 | [16 empty] | 7.3.1.3 Ignition probability mapping showing the probability of ignition along the electric lines and equipmentWLDFRAggregatedAggregated | WLDFR | HFTD - Distribution - Tier 2 - 3QU CoRE ¦ 4QU LoRE | Non-Red Flag Warning - Destructive Fires | Aggregated | Aggregated | 2027 | 1.4486e-06 | 0 | 758.7044 | 0.001099 | 2027 | Mitigation | 0.08575 | 30 | 0 | esc | 0.0012005 | 1.739e-09 | 0.00060025 | 8.695e-10 | 0.0015435 | 2.2359e-09
[79 empty] | WLDFR | HFTD - Distribution - Tier 2 - 3QU CoRE ¦ 3QU LoRE | Red Flag Warning - Small Fires | 2024 | 7.0431e-07 | 3.5215e-07 | 9.0554e-07 | 0.080408 | 0.03759 | 0.0016314 | 0.041187 | 0 | 0 | 0 | 0.00058668 |  | 5.6632e-08 | 0 | 5.6632e-08 | 2.8316e-08 | 0 | 2.8316e-08 | 7.2813e-08 | 0 | 7.2813e-08 | [16 empty] | 7.3.1.3 Ignition probability mapping showing the probability of ignition along the electric lines and equipmentWLDFRAggregatedAggregated | WLDFR | HFTD - Distribution - Tier 2 - 3QU CoRE ¦ 4QU LoRE | Non-Red Flag Warning - Destructive Fires | Aggregated | Aggregated | 2028 | 1.4486e-06 | 0 | 758.7044 | 0.001099 | 2028 | Mitigation | 0.08575 | 30 | 0 | esc | 0.0012005 | 1.739e-09 | 0.00060025 | 8.695e-10 | 0.0015435 | 2.2359e-09
[79 empty] | WLDFR | HFTD - Distribution - Tier 2 - 3QU CoRE ¦ 3QU LoRE | Red Flag Warning - Small Fires | 2025 | 7.0431e-07 | 3.5215e-07 | 9.0554e-07 | 0.080408 | 0.03759 | 0.0016314 | 0.041187 | 0 | 0 | 0 | 0.00058668 |  | 5.6632e-08 | 0 | 5.6632e-08 | 2.8316e-08 | 0 | 2.8316e-08 | 7.2813e-08 | 0 | 7.2813e-08 | [16 empty] | 7.3.1.3 Ignition probability mapping showing the probability of ignition along the electric lines and equipmentWLDFRAggregatedAggregated | WLDFR | HFTD - Distribution - Tier 2 - 3QU CoRE ¦ 4QU LoRE | Non-Red Flag Warning - Destructive Fires | Aggregated | Aggregated | 2029 | 1.4486e-06 | 0 | 758.7044 | 0.001099 | 2029 | Mitigation | 0.08575 | 30 | 0 | esc | 0.0012005 | 1.739e-09 | 0.00060025 | 8.695e-10 | 0.0015435 | 2.2359e-09
[79 empty] | WLDFR | HFTD - Distribution - Tier 2 - 3QU CoRE ¦ 3QU LoRE | Red Flag Warning - Small Fires | 2026 | 7.0431e-07 | 3.5215e-07 | 9.0554e-07 | 0.080408 | 0.03759 | 0.0016314 | 0.041187 | 0 | 0 | 0 | 0.00058668 |  | 5.6632e-08 | 0 | 5.6632e-08 | 2.8316e-08 | 0 | 2.8316e-08 | 7.2813e-08 | 0 | 7.2813e-08 | [16 empty] | 7.3.1.3 Ignition probability mapping showing the probability of ignition along the electric lines and equipmentWLDFRAggregatedAggregated | WLDFR | HFTD - Distribution - Tier 2 - 3QU CoRE ¦ 4QU LoRE | Non-Red Flag Warning - Destructive Fires | Aggregated | Aggregated | 2030 | 1.4486e-06 | 0 | 758.7044 | 0.001099 | 2030 | Mitigation | 0.08575 | 30 | 0 | esc | 0.0012005 | 1.739e-09 | 0.00060025 | 8.695e-10 | 0.0015435 | 2.2359e-09
[79 empty] | WLDFR | HFTD - Distribution - Tier 2 - 3QU CoRE ¦ 3QU LoRE | Red Flag Warning - Small Fires | 2027 | 7.0431e-07 | 3.5215e-07 | 9.0554e-07 | 0.080408 | 0.03759 | 0.0016314 | 0.041187 | 0 | 0 | 0 | 0.00058668 |  | 5.6632e-08 | 0 | 5.6632e-08 | 2.8316e-08 | 0 | 2.8316e-08 | 7.2813e-08 | 0 | 7.2813e-08 | [16 empty] | 7.3.1.3 Ignition probability mapping showing the probability of ignition along the electric lines and equipmentWLDFRAggregatedAggregated | WLDFR | HFTD - Distribution - Tier 2 - 3QU CoRE ¦ 4QU LoRE | Non-Red Flag Warning - Destructive Fires | Aggregated | Aggregated | 2031 | 1.4486e-06 | 0 | 758.7044 | 0.001099 | 2031 | Mitigation | 0.08575 | 30 | 0 | esc | 0.0012005 | 1.739e-09 | 0.00060025 | 8.695e-10 | 0.0015435 | 2.2359e-09
[79 empty] | WLDFR | HFTD - Distribution - Tier 2 - 3QU CoRE ¦ 3QU LoRE | Red Flag Warning - Small Fires | 2028 | 7.0431e-07 | 3.5215e-07 | 9.0554e-07 | 0.083606 | 0.039055 | 0.001695 | 0.042856 | 0 | 0 | 0 | 0.00058668 |  | 5.8885e-08 | 0 | 5.8885e-08 | 2.9442e-08 | 0 | 2.9442e-08 | 7.5709e-08 | 0 | 7.5709e-08 | [16 empty] | 7.3.1.3 Ignition probability mapping showing the probability of ignition along the electric lines and equipmentWLDFRAggregatedAggregated | WLDFR | HFTD - Distribution - Tier 2 - 3QU CoRE ¦ 4QU LoRE | Non-Red Flag Warning - Destructive Fires | Aggregated | Aggregated | 2032 | 1.4486e-06 | 0 | 758.7044 | 0.001099 | 2032 | Mitigation | 0.08575 | 30 | 0 | esc | 0.0012005 | 1.739e-09 | 0.00060025 | 8.695e-10 | 0.0015435 | 2.2359e-09
[79 empty] | WLDFR | HFTD - Distribution - Tier 2 - 3QU CoRE ¦ 3QU LoRE | Red Flag Warning - Small Fires | 2029 | 7.0431e-07 | 3.5215e-07 | 9.0554e-07 | 0.083606 | 0.039055 | 0.001695 | 0.042856 | 0 | 0 | 0 | 0.00058668 |  | 5.8885e-08 | 0 | 5.8885e-08 | 2.9442e-08 | 0 | 2.9442e-08 | 7.5709e-08 | 0 | 7.5709e-08 | [16 empty] | 7.3.1.3 Ignition probability mapping showing the probability of ignition along the electric lines and equipmentWLDFRAggregatedAggregated | WLDFR | HFTD - Distribution - Tier 2 - 3QU CoRE ¦ 4QU LoRE | Non-Red Flag Warning - Destructive Fires | Aggregated | Aggregated | 2033 | 1.4486e-06 | 0 | 758.7044 | 0.001099 | 2033 | Mitigation | 0.08575 | 30 | 0 | esc | 0.0012005 | 1.739e-09 | 0.00060025 | 8.695e-10 | 0.0015435 | 2.2359e-09
[79 empty] | WLDFR | HFTD - Distribution - Tier 2 - 3QU CoRE ¦ 3QU LoRE | Red Flag Warning - Small Fires | 2030 | 7.0431e-07 | 3.5215e-07 | 9.0554e-07 | 0.083606 | 0.039055 | 0.001695 | 0.042856 | 0 | 0 | 0 | 0.00058668 |  | 5.8885e-08 | 0 | 5.8885e-08 | 2.9442e-08 | 0 | 2.9442e-08 | 7.5709e-08 | 0 | 7.5709e-08 | [16 empty] | 7.3.1.3 Ignition probability mapping showing the probability of ignition along the electric lines and equipmentWLDFRAggregatedAggregated | WLDFR | HFTD - Distribution - Tier 2 - 3QU CoRE ¦ 4QU LoRE | Non-Red Flag Warning - Destructive Fires | Aggregated | Aggregated | 2034 | 1.4486e-06 | 0 | 758.7044 | 0.001099 | 2034 | Mitigation | 0.08575 | 30 | 0 | esc | 0.0012005 | 1.739e-09 | 0.00060025 | 8.695e-10 | 0.0015435 | 2.2359e-09
[79 empty] | WLDFR | HFTD - Distribution - Tier 2 - 3QU CoRE ¦ 3QU LoRE | Red Flag Warning - Small Fires | 2031 | 7.0431e-07 | 3.5215e-07 | 9.0554e-07 | 0.083606 | 0.039055 | 0.001695 | 0.042856 | 0 | 0 | 0 | 0.00058668 |  | 5.8885e-08 | 0 | 5.8885e-08 | 2.9442e-08 | 0 | 2.9442e-08 | 7.5709e-08 | 0 | 7.5709e-08 | [16 empty] | 7.3.1.3 Ignition probability mapping showing the probability of ignition along the electric lines and equipmentWLDFRAggregatedAggregated | WLDFR | HFTD - Distribution - Tier 2 - 3QU CoRE ¦ 4QU LoRE | Non-Red Flag Warning - Destructive Fires | Aggregated | Aggregated | 2035 | 1.4486e-06 | 0 | 758.7044 | 0.001099 | 2035 | Mitigation | 0.08575 | 30 | 0 | esc | 0.0012005 | 1.739e-09 | 0.00060025 | 8.695e-10 | 0.0015435 | 2.2359e-09
[79 empty] | WLDFR | HFTD - Distribution - Tier 2 - 3QU CoRE ¦ 3QU LoRE | Red Flag Warning - Small Fires | 2032 | 7.0431e-07 | 3.5215e-07 | 9.0554e-07 | 0.083606 | 0.039055 | 0.001695 | 0.042856 | 0 | 0 | 0 | 0.00058668 |  | 5.8885e-08 | 0 | 5.8885e-08 | 2.9442e-08 | 0 | 2.9442e-08 | 7.5709e-08 | 0 | 7.5709e-08 | [16 empty] | 7.3.1.3 Ignition probability mapping showing the probability of ignition along the electric lines and equipmentWLDFRAggregatedAggregated | WLDFR | HFTD - Distribution - Tier 2 - 3QU CoRE ¦ 4QU LoRE | Non-Red Flag Warning - Destructive Fires | Aggregated | Aggregated | 2036 | 1.4486e-06 | 0 | 758.7044 | 0.001099 | 2036 | Mitigation | 0.08575 | 30 | 0 | esc | 0.0012005 | 1.739e-09 | 0.00060025 | 8.695e-10 | 0.0015435 | 2.2359e-09
[79 empty] | WLDFR | HFTD - Distribution - Tier 2 - 3QU CoRE ¦ 3QU LoRE | Red Flag Warning - Small Fires | 2033 | 7.0431e-07 | 3.5215e-07 | 9.0554e-07 | 0.087211 | 0.040679 | 0.0017655 | 0.044766 | 0 | 0 | 0 | 0.00058668 |  | 6.1423e-08 | 0 | 6.1423e-08 | 3.0712e-08 | 0 | 3.0712e-08 | 7.8973e-08 | 0 | 7.8973e-08 | [16 empty] | 7.3.1.3 Ignition probability mapping showing the probability of ignition along the electric lines and equipmentWLDFRAggregatedAggregated | WLDFR | HFTD - Distribution - Tier 2 - 3QU CoRE ¦ 4QU LoRE | Non-Red Flag Warning - Destructive Fires | Aggregated | Aggregated | 2037 | 1.4486e-06 | 0 | 758.7044 | 0.001099 | 2037 | Mitigation | 0.08575 | 30 | 0 | esc | 0.0012005 | 1.739e-09 | 0.00060025 | 8.695e-10 | 0.0015435 | 2.2359e-09
[79 empty] | WLDFR | HFTD - Distribution - Tier 2 - 3QU CoRE ¦ 3QU LoRE | Red Flag Warning - Small Fires | 2034 | 7.0431e-07 | 3.5215e-07 | 9.0554e-07 | 0.087211 | 0.040679 | 0.0017655 | 0.044766 | 0 | 0 | 0 | 0.00058668 |  | 6.1423e-08 | 0 | 6.1423e-08 | 3.0712e-08 | 0 | 3.0712e-08 | 7.8973e-08 | 0 | 7.8973e-08 | [16 empty] | 7.3.1.3 Ignition probability mapping showing the probability of ignition along the electric lines and equipmentWLDFRAggregatedAggregated | WLDFR | HFTD - Distribution - Tier 2 - 3QU CoRE ¦ 4QU LoRE | Non-Red Flag Warning - Destructive Fires | Aggregated | Aggregated | 2038 | 1.4486e-06 | 0 | 758.7044 | 0.001099 | 2038 | Mitigation | 0.08575 | 30 | 0 | esc | 0.0012005 | 1.739e-09 | 0.00060025 | 8.695e-10 | 0.0015435 | 2.2359e-09
[79 empty] | WLDFR | HFTD - Distribution - Tier 2 - 3QU CoRE ¦ 3QU LoRE | Red Flag Warning - Small Fires | 2035 | 7.0431e-07 | 3.5215e-07 | 9.0554e-07 | 0.087211 | 0.040679 | 0.0017655 | 0.044766 | 0 | 0 | 0 | 0.00058668 |  | 6.1423e-08 | 0 | 6.1423e-08 | 3.0712e-08 | 0 | 3.0712e-08 | 7.8973e-08 | 0 | 7.8973e-08 | [16 empty] | 7.3.1.3 Ignition probability mapping showing the probability of ignition along the electric lines and equipmentWLDFRAggregatedAggregated | WLDFR | HFTD - Distribution - Tier 2 - 3QU CoRE ¦ 4QU LoRE | Non-Red Flag Warning - Destructive Fires | Aggregated | Aggregated | 2039 | 1.4486e-06 | 0 | 758.7044 | 0.001099 | 2039 | Mitigation | 0.08575 | 30 | 0 | esc | 0.0012005 | 1.739e-09 | 0.00060025 | 8.695e-10 | 0.0015435 | 2.2359e-09
[79 empty] | WLDFR | HFTD - Distribution - Tier 2 - 3QU CoRE ¦ 3QU LoRE | Red Flag Warning - Small Fires | 2036 | 7.0431e-07 | 3.5215e-07 | 9.0554e-07 | 0.087211 | 0.040679 | 0.0017655 | 0.044766 | 0 | 0 | 0 | 0.00058668 |  | 6.1423e-08 | 0 | 6.1423e-08 | 3.0712e-08 | 0 | 3.0712e-08 | 7.8973e-08 | 0 | 7.8973e-08 | [16 empty] | 7.3.1.3 Ignition probability mapping showing the probability of ignition along the electric lines and equipmentWLDFRAggregatedAggregated | WLDFR | HFTD - Distribution - Tier 2 - 3QU CoRE ¦ 4QU LoRE | Non-Red Flag Warning - Destructive Fires | Aggregated | Aggregated | 2040 | 1.4486e-06 | 0 | 758.7044 | 0.001099 | 2040 | Mitigation | 0.08575 | 30 | 0 | esc | 0.0012005 | 1.739e-09 | 0.00060025 | 8.695e-10 | 0.0015435 | 2.2359e-09
[79 empty] | WLDFR | HFTD - Distribution - Tier 2 - 3QU CoRE ¦ 3QU LoRE | Red Flag Warning - Small Fires | 2037 | 7.0431e-07 | 3.5215e-07 | 9.0554e-07 | 0.087211 | 0.040679 | 0.0017655 | 0.044766 | 0 | 0 | 0 | 0.00058668 |  | 6.1423e-08 | 0 | 6.1423e-08 | 3.0712e-08 | 0 | 3.0712e-08 | 7.8973e-08 | 0 | 7.8973e-08 | [16 empty] | 7.3.1.3 Ignition probability mapping showing the probability of ignition along the electric lines and equipmentWLDFRAggregatedAggregated | WLDFR | HFTD - Distribution - Tier 2 - 3QU CoRE ¦ 4QU LoRE | Non-Red Flag Warning - Destructive Fires | Aggregated | Aggregated | 2041 | 1.4486e-06 | 0 | 758.7044 | 0.001099 | 2041 | Mitigation | 0.08575 | 30 | 0 | esc | 0.0012005 | 1.739e-09 | 0.00060025 | 8.695e-10 | 0.0015435 | 2.2359e-09
[79 empty] | WLDFR | HFTD - Distribution - Tier 2 - 3QU CoRE ¦ 3QU LoRE | Red Flag Warning - Small Fires | 2038 | 7.0431e-07 | 3.5215e-07 | 9.0554e-07 | 0.091184 | 0.042438 | 0.0018418 | 0.046905 | 0 | 0 | 0 | 0.00058668 |  | 6.4222e-08 | 0 | 6.4222e-08 | 3.2111e-08 | 0 | 3.2111e-08 | 8.2571e-08 | 0 | 8.2571e-08 | [16 empty] | 7.3.1.3 Ignition probability mapping showing the probability of ignition along the electric lines and equipmentWLDFRAggregatedAggregated | WLDFR | HFTD - Distribution - Tier 2 - 3QU CoRE ¦ 4QU LoRE | Non-Red Flag Warning - Destructive Fires | Aggregated | Aggregated | 2042 | 1.4486e-06 | 0 | 758.7044 | 0.001099 | 2042 | Mitigation | 0.08575 | 30 | 0 | esc | 0.0012005 | 1.739e-09 | 0.00060025 | 8.695e-10 | 0.0015435 | 2.2359e-09
[79 empty] | WLDFR | HFTD - Distribution - Tier 2 - 3QU CoRE ¦ 3QU LoRE | Red Flag Warning - Small Fires | 2039 | 7.0431e-07 | 3.5215e-07 | 9.0554e-07 | 0.091184 | 0.042438 | 0.0018418 | 0.046905 | 0 | 0 | 0 | 0.00058668 |  | 6.4222e-08 | 0 | 6.4222e-08 | 3.2111e-08 | 0 | 3.2111e-08 | 8.2571e-08 | 0 | 8.2571e-08 | [16 empty] | 7.3.1.3 Ignition probability mapping showing the probability of ignition along the electric lines and equipmentWLDFRAggregatedAggregated | WLDFR | HFTD - Distribution - Tier 2 - 3QU CoRE ¦ 4QU LoRE | Non-Red Flag Warning - Destructive Fires | Aggregated | Aggregated | 2043 | 1.4486e-06 | 0 | 758.7044 | 0.001099 | 2043 | Mitigation | 0.08575 | 30 | 0 | esc | 0.0012005 | 1.739e-09 | 0.00060025 | 8.695e-10 | 0.0015435 | 2.2359e-09
[79 empty] | WLDFR | HFTD - Distribution - Tier 2 - 3QU CoRE ¦ 3QU LoRE | Red Flag Warning - Small Fires | 2040 | 7.0431e-07 | 3.5215e-07 | 9.0554e-07 | 0.091184 | 0.042438 | 0.0018418 | 0.046905 | 0 | 0 | 0 | 0.00058668 |  | 6.4222e-08 | 0 | 6.4222e-08 | 3.2111e-08 | 0 | 3.2111e-08 | 8.2571e-08 | 0 | 8.2571e-08 | [16 empty] | 7.3.1.3 Ignition probability mapping showing the probability of ignition along the electric lines and equipmentWLDFRAggregatedAggregated | WLDFR | HFTD - Distribution - Tier 2 - 3QU CoRE ¦ 4QU LoRE | Non-Red Flag Warning - Destructive Fires | Aggregated | Aggregated | 2044 | 1.4486e-06 | 0 | 758.7044 | 0.001099 | 2044 | Mitigation | 0.08575 | 30 | 0 | esc | 0.0012005 | 1.739e-09 | 0.00060025 | 8.695e-10 | 0.0015435 | 2.2359e-09
[79 empty] | WLDFR | HFTD - Distribution - Tier 2 - 3QU CoRE ¦ 3QU LoRE | Red Flag Warning - Small Fires | 2041 | 7.0431e-07 | 3.5215e-07 | 9.0554e-07 | 0.091184 | 0.042438 | 0.0018418 | 0.046905 | 0 | 0 | 0 | 0.00058668 |  | 6.4222e-08 | 0 | 6.4222e-08 | 3.2111e-08 | 0 | 3.2111e-08 | 8.2571e-08 | 0 | 8.2571e-08 | [16 empty] | 7.3.1.3 Ignition probability mapping showing the probability of ignition along the electric lines and equipmentWLDFRAggregatedAggregated | WLDFR | HFTD - Distribution - Tier 2 - 3QU CoRE ¦ 4QU LoRE | Non-Red Flag Warning - Destructive Fires | Aggregated | Aggregated | 2045 | 1.4486e-06 | 0 | 758.7044 | 0.001099 | 2045 | Mitigation | 0.08575 | 30 | 0 | esc | 0.0012005 | 1.739e-09 | 0.00060025 | 8.695e-10 | 0.0015435 | 2.2359e-09
[79 empty] | WLDFR | HFTD - Distribution - Tier 2 - 3QU CoRE ¦ 3QU LoRE | Red Flag Warning - Small Fires | 2042 | 7.0431e-07 | 3.5215e-07 | 9.0554e-07 | 0.091184 | 0.042438 | 0.0018418 | 0.046905 | 0 | 0 | 0 | 0.00058668 |  | 6.4222e-08 | 0 | 6.4222e-08 | 3.2111e-08 | 0 | 3.2111e-08 | 8.2571e-08 | 0 | 8.2571e-08 | [16 empty] | 7.3.1.3 Ignition probability mapping showing the probability of ignition along the electric lines and equipmentWLDFRAggregatedAggregated | WLDFR | HFTD - Distribution - Tier 2 - 3QU CoRE ¦ 4QU LoRE | Non-Red Flag Warning - Destructive Fires | Aggregated | Aggregated | 2046 | 1.4486e-06 | 0 | 758.7044 | 0.001099 | 2046 | Mitigation | 0.08575 | 30 | 0 | esc | 0.0012005 | 1.739e-09 | 0.00060025 | 8.695e-10 | 0.0015435 | 2.2359e-09
[79 empty] | WLDFR | HFTD - Distribution - Tier 2 - 3QU CoRE ¦ 3QU LoRE | Red Flag Warning - Small Fires | 2043 | 7.0431e-07 | 3.5215e-07 | 9.0554e-07 | 0.095486 | 0.044306 | 0.0019228 | 0.049257 | 0 | 0 | 0 | 0.00058668 |  | 6.7251e-08 | 0 | 6.7251e-08 | 3.3626e-08 | 0 | 3.3626e-08 | 8.6466e-08 | 0 | 8.6466e-08 | [16 empty] | 7.3.1.3 Ignition probability mapping showing the probability of ignition along the electric lines and equipmentWLDFRAggregatedAggregated | WLDFR | HFTD - Distribution - Tier 2 - 3QU CoRE ¦ 4QU LoRE | Non-Red Flag Warning - Destructive Fires | Aggregated | Aggregated | 2047 | 1.4486e-06 | 0 | 758.7044 | 0.001099 | 2047 | Mitigation | 0.08575 | 30 | 0 | esc | 0.0012005 | 1.739e-09 | 0.00060025 | 8.695e-10 | 0.0015435 | 2.2359e-09
[79 empty] | WLDFR | HFTD - Distribution - Tier 2 - 3QU CoRE ¦ 3QU LoRE | Red Flag Warning - Small Fires | 2044 | 7.0431e-07 | 3.5215e-07 | 9.0554e-07 | 0.095486 | 0.044306 | 0.0019228 | 0.049257 | 0 | 0 | 0 | 0.00058668 |  | 6.7251e-08 | 0 | 6.7251e-08 | 3.3626e-08 | 0 | 3.3626e-08 | 8.6466e-08 | 0 | 8.6466e-08 | [16 empty] | 7.3.1.3 Ignition probability mapping showing the probability of ignition along the electric lines and equipmentWLDFRAggregatedAggregated | WLDFR | HFTD - Distribution - Tier 2 - 3QU CoRE ¦ 4QU LoRE | Non-Red Flag Warning - Destructive Fires | Aggregated | Aggregated | 2048 | 1.4486e-06 | 0 | 758.7044 | 0.001099 | 2048 | Mitigation | 0.08575 | 30 | 0 | esc | 0.0012005 | 1.739e-09 | 0.00060025 | 8.695e-10 | 0.0015435 | 2.2359e-09
[79 empty] | WLDFR | HFTD - Distribution - Tier 2 - 3QU CoRE ¦ 3QU LoRE | Red Flag Warning - Small Fires | 2045 | 7.0431e-07 | 3.5215e-07 | 9.0554e-07 | 0.095486 | 0.044306 | 0.0019228 | 0.049257 | 0 | 0 | 0 | 0.00058668 |  | 6.7251e-08 | 0 | 6.7251e-08 | 3.3626e-08 | 0 | 3.3626e-08 | 8.6466e-08 | 0 | 8.6466e-08 | [16 empty] | 7.3.1.3 Ignition probability mapping showing the probability of ignition along the electric lines and equipmentWLDFRAggregatedAggregated | WLDFR | HFTD - Distribution - Tier 2 - 3QU CoRE ¦ 4QU LoRE | Non-Red Flag Warning - Destructive Fires | Aggregated | Aggregated | 2049 | 1.4486e-06 | 0 | 758.7044 | 0.001099 | 2049 | Mitigation | 0.08575 | 30 | 0 | esc | 0.0012005 | 1.739e-09 | 0.00060025 | 8.695e-10 | 0.0015435 | 2.2359e-09
[79 empty] | WLDFR | HFTD - Distribution - Tier 2 - 3QU CoRE ¦ 3QU LoRE | Red Flag Warning - Small Fires | 2046 | 7.0431e-07 | 3.5215e-07 | 9.0554e-07 | 0.095486 | 0.044306 | 0.0019228 | 0.049257 | 0 | 0 | 0 | 0.00058668 |  | 6.7251e-08 | 0 | 6.7251e-08 | 3.3626e-08 | 0 | 3.3626e-08 | 8.6466e-08 | 0 | 8.6466e-08 | [16 empty] | 7.3.1.3 Ignition probability mapping showing the probability of ignition along the electric lines and equipmentWLDFRAggregatedAggregated | WLDFR | HFTD - Distribution - Tier 2 - 3QU CoRE ¦ 4QU LoRE | Non-Red Flag Warning - Destructive Fires | Aggregated | Aggregated | 2050 | 1.4486e-06 | 0 | 758.7044 | 0.001099 | 2050 | Mitigation | 0.08575 | 30 | 0 | esc | 0 | 0 | 0.00060025 | 8.695e-10 | 0.0015435 | 2.2359e-09
[79 empty] | WLDFR | HFTD - Distribution - Tier 2 - 3QU CoRE ¦ 3QU LoRE | Red Flag Warning - Small Fires | 2047 | 7.0431e-07 | 3.5215e-07 | 9.0554e-07 | 0.095486 | 0.044306 | 0.0019228 | 0.049257 | 0 | 0 | 0 | 0.00058668 |  | 6.7251e-08 | 0 | 6.7251e-08 | 3.3626e-08 | 0 | 3.3626e-08 | 8.6466e-08 | 0 | 8.6466e-08 | [16 empty] | 7.3.1.3 Ignition probability mapping showing the probability of ignition along the electric lines and equipmentWLDFRAggregatedAggregated | WLDFR | HFTD - Distribution - Tier 2 - 3QU CoRE ¦ 4QU LoRE | Non-Red Flag Warning - Destructive Fires | Aggregated | Aggregated | 2051 | 1.4486e-06 | 0 | 758.7044 | 0.001099 | 2051 | Mitigation | 0.08575 | 30 | 0 | esc | 0 | 0 | 0 | 0 | 0.0015435 | 2.2359e-09
[79 empty] | WLDFR | HFTD - Distribution - Tier 2 - 3QU CoRE ¦ 3QU LoRE | Red Flag Warning - Small Fires | 2048 | 7.0431e-07 | 3.5215e-07 | 9.0554e-07 | 0.10007 | 0.04626 | 0.0020076 | 0.051804 | 0 | 0 | 0 | 0.00058668 |  | 7.0481e-08 | 0 | 7.0481e-08 | 3.5241e-08 | 0 | 3.5241e-08 | 9.0619e-08 | 0 | 9.0619e-08 | [16 empty] | 7.3.1.3 Ignition probability mapping showing the probability of ignition along the electric lines and equipmentWLDFRAggregatedAggregated | WLDFR | HFTD - Distribution - Tier 2 - 3QU CoRE ¦ 4QU LoRE | Non-Red Flag Warning - Large Fires | Aggregated | Aggregated | 2021 | 2.4046e-05 | 0 | 758.7044 | 0.018243 | 2021 | Mitigation | 0.08575 | 30 | 0 | esc | 0.0012005 | 2.8867e-08 | 0.00060025 | 1.4433e-08 | 0 | 0
[79 empty] | WLDFR | HFTD - Distribution - Tier 2 - 3QU CoRE ¦ 3QU LoRE | Red Flag Warning - Small Fires | 2049 | 7.0431e-07 | 3.5215e-07 | 9.0554e-07 | 0.10007 | 0.04626 | 0.0020076 | 0.051804 | 0 | 0 | 0 | 0.00058668 |  | 7.0481e-08 | 0 | 7.0481e-08 | 3.5241e-08 | 0 | 3.5241e-08 | 9.0619e-08 | 0 | 9.0619e-08 | [16 empty] | 7.3.1.3 Ignition probability mapping showing the probability of ignition along the electric lines and equipmentWLDFRAggregatedAggregated | WLDFR | HFTD - Distribution - Tier 2 - 3QU CoRE ¦ 4QU LoRE | Non-Red Flag Warning - Large Fires | Aggregated | Aggregated | 2022 | 2.4046e-05 | 0 | 758.7044 | 0.018243 | 2022 | Mitigation | 0.08575 | 30 | 0 | esc | 0.0012005 | 2.8867e-08 | 0.00060025 | 1.4433e-08 | 0.0015435 | 3.7114e-08
[79 empty] | WLDFR | HFTD - Distribution - Tier 2 - 3QU CoRE ¦ 3QU LoRE | Red Flag Warning - Small Fires | 2050 | 0 | 3.5215e-07 | 9.0554e-07 | 0.10007 | 0.04626 | 0.0020076 | 0.051804 | 0 | 0 | 0 | 0.00058668 |  | 0 | 0 | 0 | 3.5241e-08 | 0 | 3.5241e-08 | 9.0619e-08 | 0 | 9.0619e-08 | [16 empty] | 7.3.1.3 Ignition probability mapping showing the probability of ignition along the electric lines and equipmentWLDFRAggregatedAggregated | WLDFR | HFTD - Distribution - Tier 2 - 3QU CoRE ¦ 4QU LoRE | Non-Red Flag Warning - Large Fires | Aggregated | Aggregated | 2023 | 2.4046e-05 | 0 | 758.7044 | 0.018243 | 2023 | Mitigation | 0.08575 | 30 | 0 | esc | 0.0012005 | 2.8867e-08 | 0.00060025 | 1.4433e-08 | 0.0015435 | 3.7114e-08
[79 empty] | WLDFR | HFTD - Distribution - Tier 2 - 3QU CoRE ¦ 3QU LoRE | Red Flag Warning - Small Fires | 2051 | 0 | 0 | 9.0554e-07 | 0.10007 | 0.04626 | 0.0020076 | 0.051804 | 0 | 0 | 0 | 0.00058668 |  | 0 | 0 | 0 | 0 | 0 | 0 | 9.0619e-08 | 0 | 9.0619e-08 | [16 empty] | 7.3.1.3 Ignition probability mapping showing the probability of ignition along the electric lines and equipmentWLDFRAggregatedAggregated | WLDFR | HFTD - Distribution - Tier 2 - 3QU CoRE ¦ 4QU LoRE | Non-Red Flag Warning - Large Fires | Aggregated | Aggregated | 2024 | 2.4046e-05 | 0 | 758.7044 | 0.018243 | 2024 | Mitigation | 0.08575 | 30 | 0 | esc | 0.0012005 | 2.8867e-08 | 0.00060025 | 1.4433e-08 | 0.0015435 | 3.7114e-08
[79 empty] | WLDFR | HFTD - Distribution - Tier 2 - 3QU CoRE ¦ 3QU LoRE | Seismic - Non-Red Flag Warning - Catastrophic Fires | 2020 | 3.2549e-13 | 0 | 0 | 21083.8428 | 409.2237 | 13469.0878 | 7205.5313 | 0 | 0 | 0 | 2.7113e-10 |  | 6.8625e-09 | 0 | 6.8625e-09 | 0 | 0 | 0 | 0 | 0 | 0 | [16 empty] | 7.3.1.3 Ignition probability mapping showing the probability of ignition along the electric lines and equipmentWLDFRAggregatedAggregated | WLDFR | HFTD - Distribution - Tier 2 - 3QU CoRE ¦ 4QU LoRE | Non-Red Flag Warning - Large Fires | Aggregated | Aggregated | 2025 | 2.4046e-05 | 0 | 758.7044 | 0.018243 | 2025 | Mitigation | 0.08575 | 30 | 0 | esc | 0.0012005 | 2.8867e-08 | 0.00060025 | 1.4433e-08 | 0.0015435 | 3.7114e-08
[79 empty] | WLDFR | HFTD - Distribution - Tier 2 - 3QU CoRE ¦ 3QU LoRE | Seismic - Non-Red Flag Warning - Catastrophic Fires | 2021 | 3.2549e-13 | 1.6274e-13 | 0 | 21083.8428 | 409.2237 | 13469.0878 | 7205.5313 | 0 | 0 | 0 | 2.7113e-10 |  | 6.8625e-09 | 0 | 6.8625e-09 | 3.4313e-09 | 0 | 3.4313e-09 | 0 | 0 | 0 | [16 empty] | 7.3.1.3 Ignition probability mapping showing the probability of ignition along the electric lines and equipmentWLDFRAggregatedAggregated | WLDFR | HFTD - Distribution - Tier 2 - 3QU CoRE ¦ 4QU LoRE | Non-Red Flag Warning - Large Fires | Aggregated | Aggregated | 2026 | 2.4046e-05 | 0 | 758.7044 | 0.018243 | 2026 | Mitigation | 0.08575 | 30 | 0 | esc | 0.0012005 | 2.8867e-08 | 0.00060025 | 1.4433e-08 | 0.0015435 | 3.7114e-08
[79 empty] | WLDFR | HFTD - Distribution - Tier 2 - 3QU CoRE ¦ 3QU LoRE | Seismic - Non-Red Flag Warning - Catastrophic Fires | 2022 | 3.2549e-13 | 1.6274e-13 | 4.1849e-13 | 21083.8428 | 409.2237 | 13469.0878 | 7205.5313 | 0 | 0 | 0 | 2.7113e-10 |  | 6.8625e-09 | 0 | 6.8625e-09 | 3.4313e-09 | 0 | 3.4313e-09 | 8.8233e-09 | 0 | 8.8233e-09 | [16 empty] | 7.3.1.3 Ignition probability mapping showing the probability of ignition along the electric lines and equipmentWLDFRAggregatedAggregated | WLDFR | HFTD - Distribution - Tier 2 - 3QU CoRE ¦ 4QU LoRE | Non-Red Flag Warning - Large Fires | Aggregated | Aggregated | 2027 | 2.4046e-05 | 0 | 758.7044 | 0.018243 | 2027 | Mitigation | 0.08575 | 30 | 0 | esc | 0.0012005 | 2.8867e-08 | 0.00060025 | 1.4433e-08 | 0.0015435 | 3.7114e-08
[79 empty] | WLDFR | HFTD - Distribution - Tier 2 - 3QU CoRE ¦ 3QU LoRE | Seismic - Non-Red Flag Warning - Catastrophic Fires | 2023 | 3.2549e-13 | 1.6274e-13 | 4.1849e-13 | 21835.9781 | 428.6023 | 13939.561 | 7467.8148 | 0 | 0 | 0 | 2.7113e-10 |  | 7.1074e-09 | 0 | 7.1074e-09 | 3.5537e-09 | 0 | 3.5537e-09 | 9.138e-09 | 0 | 9.138e-09 | [16 empty] | 7.3.1.3 Ignition probability mapping showing the probability of ignition along the electric lines and equipmentWLDFRAggregatedAggregated | WLDFR | HFTD - Distribution - Tier 2 - 3QU CoRE ¦ 4QU LoRE | Non-Red Flag Warning - Large Fires | Aggregated | Aggregated | 2028 | 2.4046e-05 | 0 | 758.7044 | 0.018243 | 2028 | Mitigation | 0.08575 | 30 | 0 | esc | 0.0012005 | 2.8867e-08 | 0.00060025 | 1.4433e-08 | 0.0015435 | 3.7114e-08
[79 empty] | WLDFR | HFTD - Distribution - Tier 2 - 3QU CoRE ¦ 3QU LoRE | Seismic - Non-Red Flag Warning - Catastrophic Fires | 2024 | 3.2549e-13 | 1.6274e-13 | 4.1849e-13 | 21835.9781 | 428.6023 | 13939.561 | 7467.8148 | 0 | 0 | 0 | 2.7113e-10 |  | 7.1074e-09 | 0 | 7.1074e-09 | 3.5537e-09 | 0 | 3.5537e-09 | 9.138e-09 | 0 | 9.138e-09 | [16 empty] | 7.3.1.3 Ignition probability mapping showing the probability of ignition along the electric lines and equipmentWLDFRAggregatedAggregated | WLDFR | HFTD - Distribution - Tier 2 - 3QU CoRE ¦ 4QU LoRE | Non-Red Flag Warning - Large Fires | Aggregated | Aggregated | 2029 | 2.4046e-05 | 0 | 758.7044 | 0.018243 | 2029 | Mitigation | 0.08575 | 30 | 0 | esc | 0.0012005 | 2.8867e-08 | 0.00060025 | 1.4433e-08 | 0.0015435 | 3.7114e-08
[79 empty] | WLDFR | HFTD - Distribution - Tier 2 - 3QU CoRE ¦ 3QU LoRE | Seismic - Non-Red Flag Warning - Catastrophic Fires | 2025 | 3.2549e-13 | 1.6274e-13 | 4.1849e-13 | 21835.9781 | 428.6023 | 13939.561 | 7467.8148 | 0 | 0 | 0 | 2.7113e-10 |  | 7.1074e-09 | 0 | 7.1074e-09 | 3.5537e-09 | 0 | 3.5537e-09 | 9.138e-09 | 0 | 9.138e-09 | [16 empty] | 7.3.1.3 Ignition probability mapping showing the probability of ignition along the electric lines and equipmentWLDFRAggregatedAggregated | WLDFR | HFTD - Distribution - Tier 2 - 3QU CoRE ¦ 4QU LoRE | Non-Red Flag Warning - Large Fires | Aggregated | Aggregated | 2030 | 2.4046e-05 | 0 | 758.7044 | 0.018243 | 2030 | Mitigation | 0.08575 | 30 | 0 | esc | 0.0012005 | 2.8867e-08 | 0.00060025 | 1.4433e-08 | 0.0015435 | 3.7114e-08
[79 empty] | WLDFR | HFTD - Distribution - Tier 2 - 3QU CoRE ¦ 3QU LoRE | Seismic - Non-Red Flag Warning - Catastrophic Fires | 2026 | 3.2549e-13 | 1.6274e-13 | 4.1849e-13 | 21835.9781 | 428.6023 | 13939.561 | 7467.8148 | 0 | 0 | 0 | 2.7113e-10 |  | 7.1074e-09 | 0 | 7.1074e-09 | 3.5537e-09 | 0 | 3.5537e-09 | 9.138e-09 | 0 | 9.138e-09 | [16 empty] | 7.3.1.3 Ignition probability mapping showing the probability of ignition along the electric lines and equipmentWLDFRAggregatedAggregated | WLDFR | HFTD - Distribution - Tier 2 - 3QU CoRE ¦ 4QU LoRE | Non-Red Flag Warning - Large Fires | Aggregated | Aggregated | 2031 | 2.4046e-05 | 0 | 758.7044 | 0.018243 | 2031 | Mitigation | 0.08575 | 30 | 0 | esc | 0.0012005 | 2.8867e-08 | 0.00060025 | 1.4433e-08 | 0.0015435 | 3.7114e-08
[79 empty] | WLDFR | HFTD - Distribution - Tier 2 - 3QU CoRE ¦ 3QU LoRE | Seismic - Non-Red Flag Warning - Catastrophic Fires | 2027 | 3.2549e-13 | 1.6274e-13 | 4.1849e-13 | 21835.9781 | 428.6023 | 13939.561 | 7467.8148 | 0 | 0 | 0 | 2.7113e-10 |  | 7.1074e-09 | 0 | 7.1074e-09 | 3.5537e-09 | 0 | 3.5537e-09 | 9.138e-09 | 0 | 9.138e-09 | [16 empty] | 7.3.1.3 Ignition probability mapping showing the probability of ignition along the electric lines and equipmentWLDFRAggregatedAggregated | WLDFR | HFTD - Distribution - Tier 2 - 3QU CoRE ¦ 4QU LoRE | Non-Red Flag Warning - Large Fires | Aggregated | Aggregated | 2032 | 2.4046e-05 | 0 | 758.7044 | 0.018243 | 2032 | Mitigation | 0.08575 | 30 | 0 | esc | 0.0012005 | 2.8867e-08 | 0.00060025 | 1.4433e-08 | 0.0015435 | 3.7114e-08
[79 empty] | WLDFR | HFTD - Distribution - Tier 2 - 3QU CoRE ¦ 3QU LoRE | Seismic - Non-Red Flag Warning - Catastrophic Fires | 2028 | 3.2549e-13 | 1.6274e-13 | 4.1849e-13 | 22783.187 | 453.261 | 14531.3357 | 7798.5904 | 0 | 0 | 0 | 2.7113e-10 |  | 7.4157e-09 | 0 | 7.4157e-09 | 3.7078e-09 | 0 | 3.7078e-09 | 9.5344e-09 | 0 | 9.5344e-09 | [16 empty] | 7.3.1.3 Ignition probability mapping showing the probability of ignition along the electric lines and equipmentWLDFRAggregatedAggregated | WLDFR | HFTD - Distribution - Tier 2 - 3QU CoRE ¦ 4QU LoRE | Non-Red Flag Warning - Large Fires | Aggregated | Aggregated | 2033 | 2.4046e-05 | 0 | 758.7044 | 0.018243 | 2033 | Mitigation | 0.08575 | 30 | 0 | esc | 0.0012005 | 2.8867e-08 | 0.00060025 | 1.4433e-08 | 0.0015435 | 3.7114e-08
[79 empty] | WLDFR | HFTD - Distribution - Tier 2 - 3QU CoRE ¦ 3QU LoRE | Seismic - Non-Red Flag Warning - Catastrophic Fires | 2029 | 3.2549e-13 | 1.6274e-13 | 4.1849e-13 | 22783.187 | 453.261 | 14531.3357 | 7798.5904 | 0 | 0 | 0 | 2.7113e-10 |  | 7.4157e-09 | 0 | 7.4157e-09 | 3.7078e-09 | 0 | 3.7078e-09 | 9.5344e-09 | 0 | 9.5344e-09 | [16 empty] | 7.3.1.3 Ignition probability mapping showing the probability of ignition along the electric lines and equipmentWLDFRAggregatedAggregated | WLDFR | HFTD - Distribution - Tier 2 - 3QU CoRE ¦ 4QU LoRE | Non-Red Flag Warning - Large Fires | Aggregated | Aggregated | 2034 | 2.4046e-05 | 0 | 758.7044 | 0.018243 | 2034 | Mitigation | 0.08575 | 30 | 0 | esc | 0.0012005 | 2.8867e-08 | 0.00060025 | 1.4433e-08 | 0.0015435 | 3.7114e-08
[79 empty] | WLDFR | HFTD - Distribution - Tier 2 - 3QU CoRE ¦ 3QU LoRE | Seismic - Non-Red Flag Warning - Catastrophic Fires | 2030 | 3.2549e-13 | 1.6274e-13 | 4.1849e-13 | 22783.187 | 453.261 | 14531.3357 | 7798.5904 | 0 | 0 | 0 | 2.7113e-10 |  | 7.4157e-09 | 0 | 7.4157e-09 | 3.7078e-09 | 0 | 3.7078e-09 | 9.5344e-09 | 0 | 9.5344e-09 | [16 empty] | 7.3.1.3 Ignition probability mapping showing the probability of ignition along the electric lines and equipmentWLDFRAggregatedAggregated | WLDFR | HFTD - Distribution - Tier 2 - 3QU CoRE ¦ 4QU LoRE | Non-Red Flag Warning - Large Fires | Aggregated | Aggregated | 2035 | 2.4046e-05 | 0 | 758.7044 | 0.018243 | 2035 | Mitigation | 0.08575 | 30 | 0 | esc | 0.0012005 | 2.8867e-08 | 0.00060025 | 1.4433e-08 | 0.0015435 | 3.7114e-08
[79 empty] | WLDFR | HFTD - Distribution - Tier 2 - 3QU CoRE ¦ 3QU LoRE | Seismic - Non-Red Flag Warning - Catastrophic Fires | 2031 | 3.2549e-13 | 1.6274e-13 | 4.1849e-13 | 22783.187 | 453.261 | 14531.3357 | 7798.5904 | 0 | 0 | 0 | 2.7113e-10 |  | 7.4157e-09 | 0 | 7.4157e-09 | 3.7078e-09 | 0 | 3.7078e-09 | 9.5344e-09 | 0 | 9.5344e-09 | [16 empty] | 7.3.1.3 Ignition probability mapping showing the probability of ignition along the electric lines and equipmentWLDFRAggregatedAggregated | WLDFR | HFTD - Distribution - Tier 2 - 3QU CoRE ¦ 4QU LoRE | Non-Red Flag Warning - Large Fires | Aggregated | Aggregated | 2036 | 2.4046e-05 | 0 | 758.7044 | 0.018243 | 2036 | Mitigation | 0.08575 | 30 | 0 | esc | 0.0012005 | 2.8867e-08 | 0.00060025 | 1.4433e-08 | 0.0015435 | 3.7114e-08
[79 empty] | WLDFR | HFTD - Distribution - Tier 2 - 3QU CoRE ¦ 3QU LoRE | Seismic - Non-Red Flag Warning - Catastrophic Fires | 2032 | 3.2549e-13 | 1.6274e-13 | 4.1849e-13 | 22783.187 | 453.261 | 14531.3357 | 7798.5904 | 0 | 0 | 0 | 2.7113e-10 |  | 7.4157e-09 | 0 | 7.4157e-09 | 3.7078e-09 | 0 | 3.7078e-09 | 9.5344e-09 | 0 | 9.5344e-09 | [16 empty] | 7.3.1.3 Ignition probability mapping showing the probability of ignition along the electric lines and equipmentWLDFRAggregatedAggregated | WLDFR | HFTD - Distribution - Tier 2 - 3QU CoRE ¦ 4QU LoRE | Non-Red Flag Warning - Large Fires | Aggregated | Aggregated | 2037 | 2.4046e-05 | 0 | 758.7044 | 0.018243 | 2037 | Mitigation | 0.08575 | 30 | 0 | esc | 0.0012005 | 2.8867e-08 | 0.00060025 | 1.4433e-08 | 0.0015435 | 3.7114e-08
[79 empty] | WLDFR | HFTD - Distribution - Tier 2 - 3QU CoRE ¦ 3QU LoRE | Seismic - Non-Red Flag Warning - Catastrophic Fires | 2033 | 3.2549e-13 | 1.6274e-13 | 4.1849e-13 | 23835.2641 | 480.9649 | 15187.7294 | 8166.5698 | 0 | 0 | 0 | 2.7113e-10 |  | 7.7581e-09 | 0 | 7.7581e-09 | 3.8791e-09 | 0 | 3.8791e-09 | 9.9747e-09 | 0 | 9.9747e-09 | [16 empty] | 7.3.1.3 Ignition probability mapping showing the probability of ignition along the electric lines and equipmentWLDFRAggregatedAggregated | WLDFR | HFTD - Distribution - Tier 2 - 3QU CoRE ¦ 4QU LoRE | Non-Red Flag Warning - Large Fires | Aggregated | Aggregated | 2038 | 2.4046e-05 | 0 | 758.7044 | 0.018243 | 2038 | Mitigation | 0.08575 | 30 | 0 | esc | 0.0012005 | 2.8867e-08 | 0.00060025 | 1.4433e-08 | 0.0015435 | 3.7114e-08
[79 empty] | WLDFR | HFTD - Distribution - Tier 2 - 3QU CoRE ¦ 3QU LoRE | Seismic - Non-Red Flag Warning - Catastrophic Fires | 2034 | 3.2549e-13 | 1.6274e-13 | 4.1849e-13 | 23835.2641 | 480.9649 | 15187.7294 | 8166.5698 | 0 | 0 | 0 | 2.7113e-10 |  | 7.7581e-09 | 0 | 7.7581e-09 | 3.8791e-09 | 0 | 3.8791e-09 | 9.9747e-09 | 0 | 9.9747e-09 | [16 empty] | 7.3.1.3 Ignition probability mapping showing the probability of ignition along the electric lines and equipmentWLDFRAggregatedAggregated | WLDFR | HFTD - Distribution - Tier 2 - 3QU CoRE ¦ 4QU LoRE | Non-Red Flag Warning - Large Fires | Aggregated | Aggregated | 2039 | 2.4046e-05 | 0 | 758.7044 | 0.018243 | 2039 | Mitigation | 0.08575 | 30 | 0 | esc | 0.0012005 | 2.8867e-08 | 0.00060025 | 1.4433e-08 | 0.0015435 | 3.7114e-08
[79 empty] | WLDFR | HFTD - Distribution - Tier 2 - 3QU CoRE ¦ 3QU LoRE | Seismic - Non-Red Flag Warning - Catastrophic Fires | 2035 | 3.2549e-13 | 1.6274e-13 | 4.1849e-13 | 23835.2641 | 480.9649 | 15187.7294 | 8166.5698 | 0 | 0 | 0 | 2.7113e-10 |  | 7.7581e-09 | 0 | 7.7581e-09 | 3.8791e-09 | 0 | 3.8791e-09 | 9.9747e-09 | 0 | 9.9747e-09 | [16 empty] | 7.3.1.3 Ignition probability mapping showing the probability of ignition along the electric lines and equipmentWLDFRAggregatedAggregated | WLDFR | HFTD - Distribution - Tier 2 - 3QU CoRE ¦ 4QU LoRE | Non-Red Flag Warning - Large Fires | Aggregated | Aggregated | 2040 | 2.4046e-05 | 0 | 758.7044 | 0.018243 | 2040 | Mitigation | 0.08575 | 30 | 0 | esc | 0.0012005 | 2.8867e-08 | 0.00060025 | 1.4433e-08 | 0.0015435 | 3.7114e-08
[79 empty] | WLDFR | HFTD - Distribution - Tier 2 - 3QU CoRE ¦ 3QU LoRE | Seismic - Non-Red Flag Warning - Catastrophic Fires | 2036 | 3.2549e-13 | 1.6274e-13 | 4.1849e-13 | 23835.2641 | 480.9649 | 15187.7294 | 8166.5698 | 0 | 0 | 0 | 2.7113e-10 |  | 7.7581e-09 | 0 | 7.7581e-09 | 3.8791e-09 | 0 | 3.8791e-09 | 9.9747e-09 | 0 | 9.9747e-09 | [16 empty] | 7.3.1.3 Ignition probability mapping showing the probability of ignition along the electric lines and equipmentWLDFRAggregatedAggregated | WLDFR | HFTD - Distribution - Tier 2 - 3QU CoRE ¦ 4QU LoRE | Non-Red Flag Warning - Large Fires | Aggregated | Aggregated | 2041 | 2.4046e-05 | 0 | 758.7044 | 0.018243 | 2041 | Mitigation | 0.08575 | 30 | 0 | esc | 0.0012005 | 2.8867e-08 | 0.00060025 | 1.4433e-08 | 0.0015435 | 3.7114e-08
[79 empty] | WLDFR | HFTD - Distribution - Tier 2 - 3QU CoRE ¦ 3QU LoRE | Seismic - Non-Red Flag Warning - Catastrophic Fires | 2037 | 3.2549e-13 | 1.6274e-13 | 4.1849e-13 | 23835.2641 | 480.9649 | 15187.7294 | 8166.5698 | 0 | 0 | 0 | 2.7113e-10 |  | 7.7581e-09 | 0 | 7.7581e-09 | 3.8791e-09 | 0 | 3.8791e-09 | 9.9747e-09 | 0 | 9.9747e-09 | [16 empty] | 7.3.1.3 Ignition probability mapping showing the probability of ignition along the electric lines and equipmentWLDFRAggregatedAggregated | WLDFR | HFTD - Distribution - Tier 2 - 3QU CoRE ¦ 4QU LoRE | Non-Red Flag Warning - Large Fires | Aggregated | Aggregated | 2042 | 2.4046e-05 | 0 | 758.7044 | 0.018243 | 2042 | Mitigation | 0.08575 | 30 | 0 | esc | 0.0012005 | 2.8867e-08 | 0.00060025 | 1.4433e-08 | 0.0015435 | 3.7114e-08
[79 empty] | WLDFR | HFTD - Distribution - Tier 2 - 3QU CoRE ¦ 3QU LoRE | Seismic - Non-Red Flag Warning - Catastrophic Fires | 2038 | 3.2549e-13 | 1.6274e-13 | 4.1849e-13 | 24976.6418 | 511.3745 | 15898.8237 | 8566.4437 | 0 | 0 | 0 | 2.7113e-10 |  | 8.1296e-09 | 0 | 8.1296e-09 | 4.0648e-09 | 0 | 4.0648e-09 | 1.0452e-08 | 0 | 1.0452e-08 | [16 empty] | 7.3.1.3 Ignition probability mapping showing the probability of ignition along the electric lines and equipmentWLDFRAggregatedAggregated | WLDFR | HFTD - Distribution - Tier 2 - 3QU CoRE ¦ 4QU LoRE | Non-Red Flag Warning - Large Fires | Aggregated | Aggregated | 2043 | 2.4046e-05 | 0 | 758.7044 | 0.018243 | 2043 | Mitigation | 0.08575 | 30 | 0 | esc | 0.0012005 | 2.8867e-08 | 0.00060025 | 1.4433e-08 | 0.0015435 | 3.7114e-08
[79 empty] | WLDFR | HFTD - Distribution - Tier 2 - 3QU CoRE ¦ 3QU LoRE | Seismic - Non-Red Flag Warning - Catastrophic Fires | 2039 | 3.2549e-13 | 1.6274e-13 | 4.1849e-13 | 24976.6418 | 511.3745 | 15898.8237 | 8566.4437 | 0 | 0 | 0 | 2.7113e-10 |  | 8.1296e-09 | 0 | 8.1296e-09 | 4.0648e-09 | 0 | 4.0648e-09 | 1.0452e-08 | 0 | 1.0452e-08 | [16 empty] | 7.3.1.3 Ignition probability mapping showing the probability of ignition along the electric lines and equipmentWLDFRAggregatedAggregated | WLDFR | HFTD - Distribution - Tier 2 - 3QU CoRE ¦ 4QU LoRE | Non-Red Flag Warning - Large Fires | Aggregated | Aggregated | 2044 | 2.4046e-05 | 0 | 758.7044 | 0.018243 | 2044 | Mitigation | 0.08575 | 30 | 0 | esc | 0.0012005 | 2.8867e-08 | 0.00060025 | 1.4433e-08 | 0.0015435 | 3.7114e-08
[79 empty] | WLDFR | HFTD - Distribution - Tier 2 - 3QU CoRE ¦ 3QU LoRE | Seismic - Non-Red Flag Warning - Catastrophic Fires | 2040 | 3.2549e-13 | 1.6274e-13 | 4.1849e-13 | 24976.6418 | 511.3745 | 15898.8237 | 8566.4437 | 0 | 0 | 0 | 2.7113e-10 |  | 8.1296e-09 | 0 | 8.1296e-09 | 4.0648e-09 | 0 | 4.0648e-09 | 1.0452e-08 | 0 | 1.0452e-08 | [16 empty] | 7.3.1.3 Ignition probability mapping showing the probability of ignition along the electric lines and equipmentWLDFRAggregatedAggregated | WLDFR | HFTD - Distribution - Tier 2 - 3QU CoRE ¦ 4QU LoRE | Non-Red Flag Warning - Large Fires | Aggregated | Aggregated | 2045 | 2.4046e-05 | 0 | 758.7044 | 0.018243 | 2045 | Mitigation | 0.08575 | 30 | 0 | esc | 0.0012005 | 2.8867e-08 | 0.00060025 | 1.4433e-08 | 0.0015435 | 3.7114e-08
[79 empty] | WLDFR | HFTD - Distribution - Tier 2 - 3QU CoRE ¦ 3QU LoRE | Seismic - Non-Red Flag Warning - Catastrophic Fires | 2041 | 3.2549e-13 | 1.6274e-13 | 4.1849e-13 | 24976.6418 | 511.3745 | 15898.8237 | 8566.4437 | 0 | 0 | 0 | 2.7113e-10 |  | 8.1296e-09 | 0 | 8.1296e-09 | 4.0648e-09 | 0 | 4.0648e-09 | 1.0452e-08 | 0 | 1.0452e-08 | [16 empty] | 7.3.1.3 Ignition probability mapping showing the probability of ignition along the electric lines and equipmentWLDFRAggregatedAggregated | WLDFR | HFTD - Distribution - Tier 2 - 3QU CoRE ¦ 4QU LoRE | Non-Red Flag Warning - Large Fires | Aggregated | Aggregated | 2046 | 2.4046e-05 | 0 | 758.7044 | 0.018243 | 2046 | Mitigation | 0.08575 | 30 | 0 | esc | 0.0012005 | 2.8867e-08 | 0.00060025 | 1.4433e-08 | 0.0015435 | 3.7114e-08
[79 empty] | WLDFR | HFTD - Distribution - Tier 2 - 3QU CoRE ¦ 3QU LoRE | Seismic - Non-Red Flag Warning - Catastrophic Fires | 2042 | 3.2549e-13 | 1.6274e-13 | 4.1849e-13 | 24976.6418 | 511.3745 | 15898.8237 | 8566.4437 | 0 | 0 | 0 | 2.7113e-10 |  | 8.1296e-09 | 0 | 8.1296e-09 | 4.0648e-09 | 0 | 4.0648e-09 | 1.0452e-08 | 0 | 1.0452e-08 | [16 empty] | 7.3.1.3 Ignition probability mapping showing the probability of ignition along the electric lines and equipmentWLDFRAggregatedAggregated | WLDFR | HFTD - Distribution - Tier 2 - 3QU CoRE ¦ 4QU LoRE | Non-Red Flag Warning - Large Fires | Aggregated | Aggregated | 2047 | 2.4046e-05 | 0 | 758.7044 | 0.018243 | 2047 | Mitigation | 0.08575 | 30 | 0 | esc | 0.0012005 | 2.8867e-08 | 0.00060025 | 1.4433e-08 | 0.0015435 | 3.7114e-08
[79 empty] | WLDFR | HFTD - Distribution - Tier 2 - 3QU CoRE ¦ 3QU LoRE | Seismic - Non-Red Flag Warning - Catastrophic Fires | 2043 | 3.2549e-13 | 1.6274e-13 | 4.1849e-13 | 26191.7278 | 544.1291 | 16654.7414 | 8992.8573 | 0 | 0 | 0 | 2.7113e-10 |  | 8.5251e-09 | 0 | 8.5251e-09 | 4.2626e-09 | 0 | 4.2626e-09 | 1.0961e-08 | 0 | 1.0961e-08 | [16 empty] | 7.3.1.3 Ignition probability mapping showing the probability of ignition along the electric lines and equipmentWLDFRAggregatedAggregated | WLDFR | HFTD - Distribution - Tier 2 - 3QU CoRE ¦ 4QU LoRE | Non-Red Flag Warning - Large Fires | Aggregated | Aggregated | 2048 | 2.4046e-05 | 0 | 758.7044 | 0.018243 | 2048 | Mitigation | 0.08575 | 30 | 0 | esc | 0.0012005 | 2.8867e-08 | 0.00060025 | 1.4433e-08 | 0.0015435 | 3.7114e-08
[79 empty] | WLDFR | HFTD - Distribution - Tier 2 - 3QU CoRE ¦ 3QU LoRE | Seismic - Non-Red Flag Warning - Catastrophic Fires | 2044 | 3.2549e-13 | 1.6274e-13 | 4.1849e-13 | 26191.7278 | 544.1291 | 16654.7414 | 8992.8573 | 0 | 0 | 0 | 2.7113e-10 |  | 8.5251e-09 | 0 | 8.5251e-09 | 4.2626e-09 | 0 | 4.2626e-09 | 1.0961e-08 | 0 | 1.0961e-08 | [16 empty] | 7.3.1.3 Ignition probability mapping showing the probability of ignition along the electric lines and equipmentWLDFRAggregatedAggregated | WLDFR | HFTD - Distribution - Tier 2 - 3QU CoRE ¦ 4QU LoRE | Non-Red Flag Warning - Large Fires | Aggregated | Aggregated | 2049 | 2.4046e-05 | 0 | 758.7044 | 0.018243 | 2049 | Mitigation | 0.08575 | 30 | 0 | esc | 0.0012005 | 2.8867e-08 | 0.00060025 | 1.4433e-08 | 0.0015435 | 3.7114e-08
[79 empty] | WLDFR | HFTD - Distribution - Tier 2 - 3QU CoRE ¦ 3QU LoRE | Seismic - Non-Red Flag Warning - Catastrophic Fires | 2045 | 3.2549e-13 | 1.6274e-13 | 4.1849e-13 | 26191.7278 | 544.1291 | 16654.7414 | 8992.8573 | 0 | 0 | 0 | 2.7113e-10 |  | 8.5251e-09 | 0 | 8.5251e-09 | 4.2626e-09 | 0 | 4.2626e-09 | 1.0961e-08 | 0 | 1.0961e-08 | [16 empty] | 7.3.1.3 Ignition probability mapping showing the probability of ignition along the electric lines and equipmentWLDFRAggregatedAggregated | WLDFR | HFTD - Distribution - Tier 2 - 3QU CoRE ¦ 4QU LoRE | Non-Red Flag Warning - Large Fires | Aggregated | Aggregated | 2050 | 2.4046e-05 | 0 | 758.7044 | 0.018243 | 2050 | Mitigation | 0.08575 | 30 | 0 | esc | 0 | 0 | 0.00060025 | 1.4433e-08 | 0.0015435 | 3.7114e-08
[79 empty] | WLDFR | HFTD - Distribution - Tier 2 - 3QU CoRE ¦ 3QU LoRE | Seismic - Non-Red Flag Warning - Catastrophic Fires | 2046 | 3.2549e-13 | 1.6274e-13 | 4.1849e-13 | 26191.7278 | 544.1291 | 16654.7414 | 8992.8573 | 0 | 0 | 0 | 2.7113e-10 |  | 8.5251e-09 | 0 | 8.5251e-09 | 4.2626e-09 | 0 | 4.2626e-09 | 1.0961e-08 | 0 | 1.0961e-08 | [16 empty] | 7.3.1.3 Ignition probability mapping showing the probability of ignition along the electric lines and equipmentWLDFRAggregatedAggregated | WLDFR | HFTD - Distribution - Tier 2 - 3QU CoRE ¦ 4QU LoRE | Non-Red Flag Warning - Large Fires | Aggregated | Aggregated | 2051 | 2.4046e-05 | 0 | 758.7044 | 0.018243 | 2051 | Mitigation | 0.08575 | 30 | 0 | esc | 0 | 0 | 0 | 0 | 0.0015435 | 3.7114e-08
[79 empty] | WLDFR | HFTD - Distribution - Tier 2 - 3QU CoRE ¦ 3QU LoRE | Seismic - Non-Red Flag Warning - Catastrophic Fires | 2047 | 3.2549e-13 | 1.6274e-13 | 4.1849e-13 | 26191.7278 | 544.1291 | 16654.7414 | 8992.8573 | 0 | 0 | 0 | 2.7113e-10 |  | 8.5251e-09 | 0 | 8.5251e-09 | 4.2626e-09 | 0 | 4.2626e-09 | 1.0961e-08 | 0 | 1.0961e-08 | [16 empty] | 7.3.1.3 Ignition probability mapping showing the probability of ignition along the electric lines and equipmentWLDFRAggregatedAggregated | WLDFR | HFTD - Distribution - Tier 2 - 3QU CoRE ¦ 4QU LoRE | Non-Red Flag Warning - Small Fires | Aggregated | Aggregated | 2021 | 0.003401 | 0 | 758.7044 | 2.5804 | 2021 | Mitigation | 0.08575 | 30 | 0 | esc | 0.0012005 | 4.0829e-06 | 0.00060025 | 2.0415e-06 | 0 | 0
[79 empty] | WLDFR | HFTD - Distribution - Tier 2 - 3QU CoRE ¦ 3QU LoRE | Seismic - Non-Red Flag Warning - Catastrophic Fires | 2048 | 3.2549e-13 | 1.6274e-13 | 4.1849e-13 | 27464.7227 | 578.8407 | 17445.538 | 9440.3441 | 0 | 0 | 0 | 2.7113e-10 |  | 8.9395e-09 | 0 | 8.9395e-09 | 4.4697e-09 | 0 | 4.4697e-09 | 1.1494e-08 | 0 | 1.1494e-08 | [16 empty] | 7.3.1.3 Ignition probability mapping showing the probability of ignition along the electric lines and equipmentWLDFRAggregatedAggregated | WLDFR | HFTD - Distribution - Tier 2 - 3QU CoRE ¦ 4QU LoRE | Non-Red Flag Warning - Small Fires | Aggregated | Aggregated | 2022 | 0.003401 | 0 | 758.7044 | 2.5804 | 2022 | Mitigation | 0.08575 | 30 | 0 | esc | 0.0012005 | 4.0829e-06 | 0.00060025 | 2.0415e-06 | 0.0015435 | 5.2495e-06
[79 empty] | WLDFR | HFTD - Distribution - Tier 2 - 3QU CoRE ¦ 3QU LoRE | Seismic - Non-Red Flag Warning - Catastrophic Fires | 2049 | 3.2549e-13 | 1.6274e-13 | 4.1849e-13 | 27464.7227 | 578.8407 | 17445.538 | 9440.3441 | 0 | 0 | 0 | 2.7113e-10 |  | 8.9395e-09 | 0 | 8.9395e-09 | 4.4697e-09 | 0 | 4.4697e-09 | 1.1494e-08 | 0 | 1.1494e-08 | [16 empty] | 7.3.1.3 Ignition probability mapping showing the probability of ignition along the electric lines and equipmentWLDFRAggregatedAggregated | WLDFR | HFTD - Distribution - Tier 2 - 3QU CoRE ¦ 4QU LoRE | Non-Red Flag Warning - Small Fires | Aggregated | Aggregated | 2023 | 0.003401 | 0 | 758.7044 | 2.5804 | 2023 | Mitigation | 0.08575 | 30 | 0 | esc | 0.0012005 | 4.0829e-06 | 0.00060025 | 2.0415e-06 | 0.0015435 | 5.2495e-06
[79 empty] | WLDFR | HFTD - Distribution - Tier 2 - 3QU CoRE ¦ 3QU LoRE | Seismic - Non-Red Flag Warning - Catastrophic Fires | 2050 | 0 | 1.6274e-13 | 4.1849e-13 | 27464.7227 | 578.8407 | 17445.538 | 9440.3441 | 0 | 0 | 0 | 2.7113e-10 |  | 0 | 0 | 0 | 4.4697e-09 | 0 | 4.4697e-09 | 1.1494e-08 | 0 | 1.1494e-08 | [16 empty] | 7.3.1.3 Ignition probability mapping showing the probability of ignition along the electric lines and equipmentWLDFRAggregatedAggregated | WLDFR | HFTD - Distribution - Tier 2 - 3QU CoRE ¦ 4QU LoRE | Non-Red Flag Warning - Small Fires | Aggregated | Aggregated | 2024 | 0.003401 | 0 | 758.7044 | 2.5804 | 2024 | Mitigation | 0.08575 | 30 | 0 | esc | 0.0012005 | 4.0829e-06 | 0.00060025 | 2.0415e-06 | 0.0015435 | 5.2495e-06
[79 empty] | WLDFR | HFTD - Distribution - Tier 2 - 3QU CoRE ¦ 3QU LoRE | Seismic - Non-Red Flag Warning - Catastrophic Fires | 2051 | 0 | 0 | 4.1849e-13 | 27464.7227 | 578.8407 | 17445.538 | 9440.3441 | 0 | 0 | 0 | 2.7113e-10 |  | 0 | 0 | 0 | 0 | 0 | 0 | 1.1494e-08 | 0 | 1.1494e-08 | [16 empty] | 7.3.1.3 Ignition probability mapping showing the probability of ignition along the electric lines and equipmentWLDFRAggregatedAggregated | WLDFR | HFTD - Distribution - Tier 2 - 3QU CoRE ¦ 4QU LoRE | Non-Red Flag Warning - Small Fires | Aggregated | Aggregated | 2025 | 0.003401 | 0 | 758.7044 | 2.5804 | 2025 | Mitigation | 0.08575 | 30 | 0 | esc | 0.0012005 | 4.0829e-06 | 0.00060025 | 2.0415e-06 | 0.0015435 | 5.2495e-06
[79 empty] | WLDFR | HFTD - Distribution - Tier 2 - 3QU CoRE ¦ 3QU LoRE | Seismic - Red Flag Warning - Catastrophic Fires | 2020 | 1.4038e-11 | 0 | 0 | 21083.8428 | 409.2237 | 13469.0878 | 7205.5313 | 0 | 0 | 0 | 1.1693e-08 |  | 2.9597e-07 | 0 | 2.9597e-07 | 0 | 0 | 0 | 0 | 0 | 0 | [16 empty] | 7.3.1.3 Ignition probability mapping showing the probability of ignition along the electric lines and equipmentWLDFRAggregatedAggregated | WLDFR | HFTD - Distribution - Tier 2 - 3QU CoRE ¦ 4QU LoRE | Non-Red Flag Warning - Small Fires | Aggregated | Aggregated | 2026 | 0.003401 | 0 | 758.7044 | 2.5804 | 2026 | Mitigation | 0.08575 | 30 | 0 | esc | 0.0012005 | 4.0829e-06 | 0.00060025 | 2.0415e-06 | 0.0015435 | 5.2495e-06
[79 empty] | WLDFR | HFTD - Distribution - Tier 2 - 3QU CoRE ¦ 3QU LoRE | Seismic - Red Flag Warning - Catastrophic Fires | 2021 | 1.4038e-11 | 7.019e-12 | 0 | 21083.8428 | 409.2237 | 13469.0878 | 7205.5313 | 0 | 0 | 0 | 1.1693e-08 |  | 2.9597e-07 | 0 | 2.9597e-07 | 1.4799e-07 | 0 | 1.4799e-07 | 0 | 0 | 0 | [16 empty] | 7.3.1.3 Ignition probability mapping showing the probability of ignition along the electric lines and equipmentWLDFRAggregatedAggregated | WLDFR | HFTD - Distribution - Tier 2 - 3QU CoRE ¦ 4QU LoRE | Non-Red Flag Warning - Small Fires | Aggregated | Aggregated | 2027 | 0.003401 | 0 | 758.7044 | 2.5804 | 2027 | Mitigation | 0.08575 | 30 | 0 | esc | 0.0012005 | 4.0829e-06 | 0.00060025 | 2.0415e-06 | 0.0015435 | 5.2495e-06
[79 empty] | WLDFR | HFTD - Distribution - Tier 2 - 3QU CoRE ¦ 3QU LoRE | Seismic - Red Flag Warning - Catastrophic Fires | 2022 | 1.4038e-11 | 7.019e-12 | 1.8049e-11 | 21083.8428 | 409.2237 | 13469.0878 | 7205.5313 | 0 | 0 | 0 | 1.1693e-08 |  | 2.9597e-07 | 0 | 2.9597e-07 | 1.4799e-07 | 0 | 1.4799e-07 | 3.8054e-07 | 0 | 3.8054e-07 | [16 empty] | 7.3.1.3 Ignition probability mapping showing the probability of ignition along the electric lines and equipmentWLDFRAggregatedAggregated | WLDFR | HFTD - Distribution - Tier 2 - 3QU CoRE ¦ 4QU LoRE | Non-Red Flag Warning - Small Fires | Aggregated | Aggregated | 2028 | 0.003401 | 0 | 758.7044 | 2.5804 | 2028 | Mitigation | 0.08575 | 30 | 0 | esc | 0.0012005 | 4.0829e-06 | 0.00060025 | 2.0415e-06 | 0.0015435 | 5.2495e-06
[79 empty] | WLDFR | HFTD - Distribution - Tier 2 - 3QU CoRE ¦ 3QU LoRE | Seismic - Red Flag Warning - Catastrophic Fires | 2023 | 1.4038e-11 | 7.019e-12 | 1.8049e-11 | 21835.9781 | 428.6023 | 13939.561 | 7467.8148 | 0 | 0 | 0 | 1.1693e-08 |  | 3.0653e-07 | 0 | 3.0653e-07 | 1.5327e-07 | 0 | 1.5327e-07 | 3.9411e-07 | 0 | 3.9411e-07 | [16 empty] | 7.3.1.3 Ignition probability mapping showing the probability of ignition along the electric lines and equipmentWLDFRAggregatedAggregated | WLDFR | HFTD - Distribution - Tier 2 - 3QU CoRE ¦ 4QU LoRE | Non-Red Flag Warning - Small Fires | Aggregated | Aggregated | 2029 | 0.003401 | 0 | 758.7044 | 2.5804 | 2029 | Mitigation | 0.08575 | 30 | 0 | esc | 0.0012005 | 4.0829e-06 | 0.00060025 | 2.0415e-06 | 0.0015435 | 5.2495e-06
[79 empty] | WLDFR | HFTD - Distribution - Tier 2 - 3QU CoRE ¦ 3QU LoRE | Seismic - Red Flag Warning - Catastrophic Fires | 2024 | 1.4038e-11 | 7.019e-12 | 1.8049e-11 | 21835.9781 | 428.6023 | 13939.561 | 7467.8148 | 0 | 0 | 0 | 1.1693e-08 |  | 3.0653e-07 | 0 | 3.0653e-07 | 1.5327e-07 | 0 | 1.5327e-07 | 3.9411e-07 | 0 | 3.9411e-07 | [16 empty] | 7.3.1.3 Ignition probability mapping showing the probability of ignition along the electric lines and equipmentWLDFRAggregatedAggregated | WLDFR | HFTD - Distribution - Tier 2 - 3QU CoRE ¦ 4QU LoRE | Non-Red Flag Warning - Small Fires | Aggregated | Aggregated | 2030 | 0.003401 | 0 | 758.7044 | 2.5804 | 2030 | Mitigation | 0.08575 | 30 | 0 | esc | 0.0012005 | 4.0829e-06 | 0.00060025 | 2.0415e-06 | 0.0015435 | 5.2495e-06
[79 empty] | WLDFR | HFTD - Distribution - Tier 2 - 3QU CoRE ¦ 3QU LoRE | Seismic - Red Flag Warning - Catastrophic Fires | 2025 | 1.4038e-11 | 7.019e-12 | 1.8049e-11 | 21835.9781 | 428.6023 | 13939.561 | 7467.8148 | 0 | 0 | 0 | 1.1693e-08 |  | 3.0653e-07 | 0 | 3.0653e-07 | 1.5327e-07 | 0 | 1.5327e-07 | 3.9411e-07 | 0 | 3.9411e-07 | [16 empty] | 7.3.1.3 Ignition probability mapping showing the probability of ignition along the electric lines and equipmentWLDFRAggregatedAggregated | WLDFR | HFTD - Distribution - Tier 2 - 3QU CoRE ¦ 4QU LoRE | Non-Red Flag Warning - Small Fires | Aggregated | Aggregated | 2031 | 0.003401 | 0 | 758.7044 | 2.5804 | 2031 | Mitigation | 0.08575 | 30 | 0 | esc | 0.0012005 | 4.0829e-06 | 0.00060025 | 2.0415e-06 | 0.0015435 | 5.2495e-06
[79 empty] | WLDFR | HFTD - Distribution - Tier 2 - 3QU CoRE ¦ 3QU LoRE | Seismic - Red Flag Warning - Catastrophic Fires | 2026 | 1.4038e-11 | 7.019e-12 | 1.8049e-11 | 21835.9781 | 428.6023 | 13939.561 | 7467.8148 | 0 | 0 | 0 | 1.1693e-08 |  | 3.0653e-07 | 0 | 3.0653e-07 | 1.5327e-07 | 0 | 1.5327e-07 | 3.9411e-07 | 0 | 3.9411e-07 | [16 empty] | 7.3.1.3 Ignition probability mapping showing the probability of ignition along the electric lines and equipmentWLDFRAggregatedAggregated | WLDFR | HFTD - Distribution - Tier 2 - 3QU CoRE ¦ 4QU LoRE | Non-Red Flag Warning - Small Fires | Aggregated | Aggregated | 2032 | 0.003401 | 0 | 758.7044 | 2.5804 | 2032 | Mitigation | 0.08575 | 30 | 0 | esc | 0.0012005 | 4.0829e-06 | 0.00060025 | 2.0415e-06 | 0.0015435 | 5.2495e-06
[79 empty] | WLDFR | HFTD - Distribution - Tier 2 - 3QU CoRE ¦ 3QU LoRE | Seismic - Red Flag Warning - Catastrophic Fires | 2027 | 1.4038e-11 | 7.019e-12 | 1.8049e-11 | 21835.9781 | 428.6023 | 13939.561 | 7467.8148 | 0 | 0 | 0 | 1.1693e-08 |  | 3.0653e-07 | 0 | 3.0653e-07 | 1.5327e-07 | 0 | 1.5327e-07 | 3.9411e-07 | 0 | 3.9411e-07 | [16 empty] | 7.3.1.3 Ignition probability mapping showing the probability of ignition along the electric lines and equipmentWLDFRAggregatedAggregated | WLDFR | HFTD - Distribution - Tier 2 - 3QU CoRE ¦ 4QU LoRE | Non-Red Flag Warning - Small Fires | Aggregated | Aggregated | 2033 | 0.003401 | 0 | 758.7044 | 2.5804 | 2033 | Mitigation | 0.08575 | 30 | 0 | esc | 0.0012005 | 4.0829e-06 | 0.00060025 | 2.0415e-06 | 0.0015435 | 5.2495e-06
[79 empty] | WLDFR | HFTD - Distribution - Tier 2 - 3QU CoRE ¦ 3QU LoRE | Seismic - Red Flag Warning - Catastrophic Fires | 2028 | 1.4038e-11 | 7.019e-12 | 1.8049e-11 | 22783.187 | 453.261 | 14531.3357 | 7798.5904 | 0 | 0 | 0 | 1.1693e-08 |  | 3.1983e-07 | 0 | 3.1983e-07 | 1.5991e-07 | 0 | 1.5991e-07 | 4.1121e-07 | 0 | 4.1121e-07 | [16 empty] | 7.3.1.3 Ignition probability mapping showing the probability of ignition along the electric lines and equipmentWLDFRAggregatedAggregated | WLDFR | HFTD - Distribution - Tier 2 - 3QU CoRE ¦ 4QU LoRE | Non-Red Flag Warning - Small Fires | Aggregated | Aggregated | 2034 | 0.003401 | 0 | 758.7044 | 2.5804 | 2034 | Mitigation | 0.08575 | 30 | 0 | esc | 0.0012005 | 4.0829e-06 | 0.00060025 | 2.0415e-06 | 0.0015435 | 5.2495e-06
[79 empty] | WLDFR | HFTD - Distribution - Tier 2 - 3QU CoRE ¦ 3QU LoRE | Seismic - Red Flag Warning - Catastrophic Fires | 2029 | 1.4038e-11 | 7.019e-12 | 1.8049e-11 | 22783.187 | 453.261 | 14531.3357 | 7798.5904 | 0 | 0 | 0 | 1.1693e-08 |  | 3.1983e-07 | 0 | 3.1983e-07 | 1.5991e-07 | 0 | 1.5991e-07 | 4.1121e-07 | 0 | 4.1121e-07 | [16 empty] | 7.3.1.3 Ignition probability mapping showing the probability of ignition along the electric lines and equipmentWLDFRAggregatedAggregated | WLDFR | HFTD - Distribution - Tier 2 - 3QU CoRE ¦ 4QU LoRE | Non-Red Flag Warning - Small Fires | Aggregated | Aggregated | 2035 | 0.003401 | 0 | 758.7044 | 2.5804 | 2035 | Mitigation | 0.08575 | 30 | 0 | esc | 0.0012005 | 4.0829e-06 | 0.00060025 | 2.0415e-06 | 0.0015435 | 5.2495e-06
[79 empty] | WLDFR | HFTD - Distribution - Tier 2 - 3QU CoRE ¦ 3QU LoRE | Seismic - Red Flag Warning - Catastrophic Fires | 2030 | 1.4038e-11 | 7.019e-12 | 1.8049e-11 | 22783.187 | 453.261 | 14531.3357 | 7798.5904 | 0 | 0 | 0 | 1.1693e-08 |  | 3.1983e-07 | 0 | 3.1983e-07 | 1.5991e-07 | 0 | 1.5991e-07 | 4.1121e-07 | 0 | 4.1121e-07 | [16 empty] | 7.3.1.3 Ignition probability mapping showing the probability of ignition along the electric lines and equipmentWLDFRAggregatedAggregated | WLDFR | HFTD - Distribution - Tier 2 - 3QU CoRE ¦ 4QU LoRE | Non-Red Flag Warning - Small Fires | Aggregated | Aggregated | 2036 | 0.003401 | 0 | 758.7044 | 2.5804 | 2036 | Mitigation | 0.08575 | 30 | 0 | esc | 0.0012005 | 4.0829e-06 | 0.00060025 | 2.0415e-06 | 0.0015435 | 5.2495e-06
[79 empty] | WLDFR | HFTD - Distribution - Tier 2 - 3QU CoRE ¦ 3QU LoRE | Seismic - Red Flag Warning - Catastrophic Fires | 2031 | 1.4038e-11 | 7.019e-12 | 1.8049e-11 | 22783.187 | 453.261 | 14531.3357 | 7798.5904 | 0 | 0 | 0 | 1.1693e-08 |  | 3.1983e-07 | 0 | 3.1983e-07 | 1.5991e-07 | 0 | 1.5991e-07 | 4.1121e-07 | 0 | 4.1121e-07 | [16 empty] | 7.3.1.3 Ignition probability mapping showing the probability of ignition along the electric lines and equipmentWLDFRAggregatedAggregated | WLDFR | HFTD - Distribution - Tier 2 - 3QU CoRE ¦ 4QU LoRE | Non-Red Flag Warning - Small Fires | Aggregated | Aggregated | 2037 | 0.003401 | 0 | 758.7044 | 2.5804 | 2037 | Mitigation | 0.08575 | 30 | 0 | esc | 0.0012005 | 4.0829e-06 | 0.00060025 | 2.0415e-06 | 0.0015435 | 5.2495e-06
[79 empty] | WLDFR | HFTD - Distribution - Tier 2 - 3QU CoRE ¦ 3QU LoRE | Seismic - Red Flag Warning - Catastrophic Fires | 2032 | 1.4038e-11 | 7.019e-12 | 1.8049e-11 | 22783.187 | 453.261 | 14531.3357 | 7798.5904 | 0 | 0 | 0 | 1.1693e-08 |  | 3.1983e-07 | 0 | 3.1983e-07 | 1.5991e-07 | 0 | 1.5991e-07 | 4.1121e-07 | 0 | 4.1121e-07 | [16 empty] | 7.3.1.3 Ignition probability mapping showing the probability of ignition along the electric lines and equipmentWLDFRAggregatedAggregated | WLDFR | HFTD - Distribution - Tier 2 - 3QU CoRE ¦ 4QU LoRE | Non-Red Flag Warning - Small Fires | Aggregated | Aggregated | 2038 | 0.003401 | 0 | 758.7044 | 2.5804 | 2038 | Mitigation | 0.08575 | 30 | 0 | esc | 0.0012005 | 4.0829e-06 | 0.00060025 | 2.0415e-06 | 0.0015435 | 5.2495e-06
[79 empty] | WLDFR | HFTD - Distribution - Tier 2 - 3QU CoRE ¦ 3QU LoRE | Seismic - Red Flag Warning - Catastrophic Fires | 2033 | 1.4038e-11 | 7.019e-12 | 1.8049e-11 | 23835.2641 | 480.9649 | 15187.7294 | 8166.5698 | 0 | 0 | 0 | 1.1693e-08 |  | 3.346e-07 | 0 | 3.346e-07 | 1.673e-07 | 0 | 1.673e-07 | 4.302e-07 | 0 | 4.302e-07 | [16 empty] | 7.3.1.3 Ignition probability mapping showing the probability of ignition along the electric lines and equipmentWLDFRAggregatedAggregated | WLDFR | HFTD - Distribution - Tier 2 - 3QU CoRE ¦ 4QU LoRE | Non-Red Flag Warning - Small Fires | Aggregated | Aggregated | 2039 | 0.003401 | 0 | 758.7044 | 2.5804 | 2039 | Mitigation | 0.08575 | 30 | 0 | esc | 0.0012005 | 4.0829e-06 | 0.00060025 | 2.0415e-06 | 0.0015435 | 5.2495e-06
[79 empty] | WLDFR | HFTD - Distribution - Tier 2 - 3QU CoRE ¦ 3QU LoRE | Seismic - Red Flag Warning - Catastrophic Fires | 2034 | 1.4038e-11 | 7.019e-12 | 1.8049e-11 | 23835.2641 | 480.9649 | 15187.7294 | 8166.5698 | 0 | 0 | 0 | 1.1693e-08 |  | 3.346e-07 | 0 | 3.346e-07 | 1.673e-07 | 0 | 1.673e-07 | 4.302e-07 | 0 | 4.302e-07 | [16 empty] | 7.3.1.3 Ignition probability mapping showing the probability of ignition along the electric lines and equipmentWLDFRAggregatedAggregated | WLDFR | HFTD - Distribution - Tier 2 - 3QU CoRE ¦ 4QU LoRE | Non-Red Flag Warning - Small Fires | Aggregated | Aggregated | 2040 | 0.003401 | 0 | 758.7044 | 2.5804 | 2040 | Mitigation | 0.08575 | 30 | 0 | esc | 0.0012005 | 4.0829e-06 | 0.00060025 | 2.0415e-06 | 0.0015435 | 5.2495e-06
[79 empty] | WLDFR | HFTD - Distribution - Tier 2 - 3QU CoRE ¦ 3QU LoRE | Seismic - Red Flag Warning - Catastrophic Fires | 2035 | 1.4038e-11 | 7.019e-12 | 1.8049e-11 | 23835.2641 | 480.9649 | 15187.7294 | 8166.5698 | 0 | 0 | 0 | 1.1693e-08 |  | 3.346e-07 | 0 | 3.346e-07 | 1.673e-07 | 0 | 1.673e-07 | 4.302e-07 | 0 | 4.302e-07 | [16 empty] | 7.3.1.3 Ignition probability mapping showing the probability of ignition along the electric lines and equipmentWLDFRAggregatedAggregated | WLDFR | HFTD - Distribution - Tier 2 - 3QU CoRE ¦ 4QU LoRE | Non-Red Flag Warning - Small Fires | Aggregated | Aggregated | 2041 | 0.003401 | 0 | 758.7044 | 2.5804 | 2041 | Mitigation | 0.08575 | 30 | 0 | esc | 0.0012005 | 4.0829e-06 | 0.00060025 | 2.0415e-06 | 0.0015435 | 5.2495e-06
[79 empty] | WLDFR | HFTD - Distribution - Tier 2 - 3QU CoRE ¦ 3QU LoRE | Seismic - Red Flag Warning - Catastrophic Fires | 2036 | 1.4038e-11 | 7.019e-12 | 1.8049e-11 | 23835.2641 | 480.9649 | 15187.7294 | 8166.5698 | 0 | 0 | 0 | 1.1693e-08 |  | 3.346e-07 | 0 | 3.346e-07 | 1.673e-07 | 0 | 1.673e-07 | 4.302e-07 | 0 | 4.302e-07 | [16 empty] | 7.3.1.3 Ignition probability mapping showing the probability of ignition along the electric lines and equipmentWLDFRAggregatedAggregated | WLDFR | HFTD - Distribution - Tier 2 - 3QU CoRE ¦ 4QU LoRE | Non-Red Flag Warning - Small Fires | Aggregated | Aggregated | 2042 | 0.003401 | 0 | 758.7044 | 2.5804 | 2042 | Mitigation | 0.08575 | 30 | 0 | esc | 0.0012005 | 4.0829e-06 | 0.00060025 | 2.0415e-06 | 0.0015435 | 5.2495e-06
[79 empty] | WLDFR | HFTD - Distribution - Tier 2 - 3QU CoRE ¦ 3QU LoRE | Seismic - Red Flag Warning - Catastrophic Fires | 2037 | 1.4038e-11 | 7.019e-12 | 1.8049e-11 | 23835.2641 | 480.9649 | 15187.7294 | 8166.5698 | 0 | 0 | 0 | 1.1693e-08 |  | 3.346e-07 | 0 | 3.346e-07 | 1.673e-07 | 0 | 1.673e-07 | 4.302e-07 | 0 | 4.302e-07 | [16 empty] | 7.3.1.3 Ignition probability mapping showing the probability of ignition along the electric lines and equipmentWLDFRAggregatedAggregated | WLDFR | HFTD - Distribution - Tier 2 - 3QU CoRE ¦ 4QU LoRE | Non-Red Flag Warning - Small Fires | Aggregated | Aggregated | 2043 | 0.003401 | 0 | 758.7044 | 2.5804 | 2043 | Mitigation | 0.08575 | 30 | 0 | esc | 0.0012005 | 4.0829e-06 | 0.00060025 | 2.0415e-06 | 0.0015435 | 5.2495e-06
[79 empty] | WLDFR | HFTD - Distribution - Tier 2 - 3QU CoRE ¦ 3QU LoRE | Seismic - Red Flag Warning - Catastrophic Fires | 2038 | 1.4038e-11 | 7.019e-12 | 1.8049e-11 | 24976.6418 | 511.3745 | 15898.8237 | 8566.4437 | 0 | 0 | 0 | 1.1693e-08 |  | 3.5062e-07 | 0 | 3.5062e-07 | 1.7531e-07 | 0 | 1.7531e-07 | 4.508e-07 | 0 | 4.508e-07 | [16 empty] | 7.3.1.3 Ignition probability mapping showing the probability of ignition along the electric lines and equipmentWLDFRAggregatedAggregated | WLDFR | HFTD - Distribution - Tier 2 - 3QU CoRE ¦ 4QU LoRE | Non-Red Flag Warning - Small Fires | Aggregated | Aggregated | 2044 | 0.003401 | 0 | 758.7044 | 2.5804 | 2044 | Mitigation | 0.08575 | 30 | 0 | esc | 0.0012005 | 4.0829e-06 | 0.00060025 | 2.0415e-06 | 0.0015435 | 5.2495e-06
[79 empty] | WLDFR | HFTD - Distribution - Tier 2 - 3QU CoRE ¦ 3QU LoRE | Seismic - Red Flag Warning - Catastrophic Fires | 2039 | 1.4038e-11 | 7.019e-12 | 1.8049e-11 | 24976.6418 | 511.3745 | 15898.8237 | 8566.4437 | 0 | 0 | 0 | 1.1693e-08 |  | 3.5062e-07 | 0 | 3.5062e-07 | 1.7531e-07 | 0 | 1.7531e-07 | 4.508e-07 | 0 | 4.508e-07 | [16 empty] | 7.3.1.3 Ignition probability mapping showing the probability of ignition along the electric lines and equipmentWLDFRAggregatedAggregated | WLDFR | HFTD - Distribution - Tier 2 - 3QU CoRE ¦ 4QU LoRE | Non-Red Flag Warning - Small Fires | Aggregated | Aggregated | 2045 | 0.003401 | 0 | 758.7044 | 2.5804 | 2045 | Mitigation | 0.08575 | 30 | 0 | esc | 0.0012005 | 4.0829e-06 | 0.00060025 | 2.0415e-06 | 0.0015435 | 5.2495e-06
[79 empty] | WLDFR | HFTD - Distribution - Tier 2 - 3QU CoRE ¦ 3QU LoRE | Seismic - Red Flag Warning - Catastrophic Fires | 2040 | 1.4038e-11 | 7.019e-12 | 1.8049e-11 | 24976.6418 | 511.3745 | 15898.8237 | 8566.4437 | 0 | 0 | 0 | 1.1693e-08 |  | 3.5062e-07 | 0 | 3.5062e-07 | 1.7531e-07 | 0 | 1.7531e-07 | 4.508e-07 | 0 | 4.508e-07 | [16 empty] | 7.3.1.3 Ignition probability mapping showing the probability of ignition along the electric lines and equipmentWLDFRAggregatedAggregated | WLDFR | HFTD - Distribution - Tier 2 - 3QU CoRE ¦ 4QU LoRE | Non-Red Flag Warning - Small Fires | Aggregated | Aggregated | 2046 | 0.003401 | 0 | 758.7044 | 2.5804 | 2046 | Mitigation | 0.08575 | 30 | 0 | esc | 0.0012005 | 4.0829e-06 | 0.00060025 | 2.0415e-06 | 0.0015435 | 5.2495e-06
[79 empty] | WLDFR | HFTD - Distribution - Tier 2 - 3QU CoRE ¦ 3QU LoRE | Seismic - Red Flag Warning - Catastrophic Fires | 2041 | 1.4038e-11 | 7.019e-12 | 1.8049e-11 | 24976.6418 | 511.3745 | 15898.8237 | 8566.4437 | 0 | 0 | 0 | 1.1693e-08 |  | 3.5062e-07 | 0 | 3.5062e-07 | 1.7531e-07 | 0 | 1.7531e-07 | 4.508e-07 | 0 | 4.508e-07 | [16 empty] | 7.3.1.3 Ignition probability mapping showing the probability of ignition along the electric lines and equipmentWLDFRAggregatedAggregated | WLDFR | HFTD - Distribution - Tier 2 - 3QU CoRE ¦ 4QU LoRE | Non-Red Flag Warning - Small Fires | Aggregated | Aggregated | 2047 | 0.003401 | 0 | 758.7044 | 2.5804 | 2047 | Mitigation | 0.08575 | 30 | 0 | esc | 0.0012005 | 4.0829e-06 | 0.00060025 | 2.0415e-06 | 0.0015435 | 5.2495e-06
[79 empty] | WLDFR | HFTD - Distribution - Tier 2 - 3QU CoRE ¦ 3QU LoRE | Seismic - Red Flag Warning - Catastrophic Fires | 2042 | 1.4038e-11 | 7.019e-12 | 1.8049e-11 | 24976.6418 | 511.3745 | 15898.8237 | 8566.4437 | 0 | 0 | 0 | 1.1693e-08 |  | 3.5062e-07 | 0 | 3.5062e-07 | 1.7531e-07 | 0 | 1.7531e-07 | 4.508e-07 | 0 | 4.508e-07 | [16 empty] | 7.3.1.3 Ignition probability mapping showing the probability of ignition along the electric lines and equipmentWLDFRAggregatedAggregated | WLDFR | HFTD - Distribution - Tier 2 - 3QU CoRE ¦ 4QU LoRE | Non-Red Flag Warning - Small Fires | Aggregated | Aggregated | 2048 | 0.003401 | 0 | 758.7044 | 2.5804 | 2048 | Mitigation | 0.08575 | 30 | 0 | esc | 0.0012005 | 4.0829e-06 | 0.00060025 | 2.0415e-06 | 0.0015435 | 5.2495e-06
[79 empty] | WLDFR | HFTD - Distribution - Tier 2 - 3QU CoRE ¦ 3QU LoRE | Seismic - Red Flag Warning - Catastrophic Fires | 2043 | 1.4038e-11 | 7.019e-12 | 1.8049e-11 | 26191.7278 | 544.1291 | 16654.7414 | 8992.8573 | 0 | 0 | 0 | 1.1693e-08 |  | 3.6768e-07 | 0 | 3.6768e-07 | 1.8384e-07 | 0 | 1.8384e-07 | 4.7273e-07 | 0 | 4.7273e-07 | [16 empty] | 7.3.1.3 Ignition probability mapping showing the probability of ignition along the electric lines and equipmentWLDFRAggregatedAggregated | WLDFR | HFTD - Distribution - Tier 2 - 3QU CoRE ¦ 4QU LoRE | Non-Red Flag Warning - Small Fires | Aggregated | Aggregated | 2049 | 0.003401 | 0 | 758.7044 | 2.5804 | 2049 | Mitigation | 0.08575 | 30 | 0 | esc | 0.0012005 | 4.0829e-06 | 0.00060025 | 2.0415e-06 | 0.0015435 | 5.2495e-06
[79 empty] | WLDFR | HFTD - Distribution - Tier 2 - 3QU CoRE ¦ 3QU LoRE | Seismic - Red Flag Warning - Catastrophic Fires | 2044 | 1.4038e-11 | 7.019e-12 | 1.8049e-11 | 26191.7278 | 544.1291 | 16654.7414 | 8992.8573 | 0 | 0 | 0 | 1.1693e-08 |  | 3.6768e-07 | 0 | 3.6768e-07 | 1.8384e-07 | 0 | 1.8384e-07 | 4.7273e-07 | 0 | 4.7273e-07 | [16 empty] | 7.3.1.3 Ignition probability mapping showing the probability of ignition along the electric lines and equipmentWLDFRAggregatedAggregated | WLDFR | HFTD - Distribution - Tier 2 - 3QU CoRE ¦ 4QU LoRE | Non-Red Flag Warning - Small Fires | Aggregated | Aggregated | 2050 | 0.003401 | 0 | 758.7044 | 2.5804 | 2050 | Mitigation | 0.08575 | 30 | 0 | esc | 0 | 0 | 0.00060025 | 2.0415e-06 | 0.0015435 | 5.2495e-06
[79 empty] | WLDFR | HFTD - Distribution - Tier 2 - 3QU CoRE ¦ 3QU LoRE | Seismic - Red Flag Warning - Catastrophic Fires | 2045 | 1.4038e-11 | 7.019e-12 | 1.8049e-11 | 26191.7278 | 544.1291 | 16654.7414 | 8992.8573 | 0 | 0 | 0 | 1.1693e-08 |  | 3.6768e-07 | 0 | 3.6768e-07 | 1.8384e-07 | 0 | 1.8384e-07 | 4.7273e-07 | 0 | 4.7273e-07 | [16 empty] | 7.3.1.3 Ignition probability mapping showing the probability of ignition along the electric lines and equipmentWLDFRAggregatedAggregated | WLDFR | HFTD - Distribution - Tier 2 - 3QU CoRE ¦ 4QU LoRE | Non-Red Flag Warning - Small Fires | Aggregated | Aggregated | 2051 | 0.003401 | 0 | 758.7044 | 2.5804 | 2051 | Mitigation | 0.08575 | 30 | 0 | esc | 0 | 0 | 0 | 0 | 0.0015435 | 5.2495e-06
[79 empty] | WLDFR | HFTD - Distribution - Tier 2 - 3QU CoRE ¦ 3QU LoRE | Seismic - Red Flag Warning - Catastrophic Fires | 2046 | 1.4038e-11 | 7.019e-12 | 1.8049e-11 | 26191.7278 | 544.1291 | 16654.7414 | 8992.8573 | 0 | 0 | 0 | 1.1693e-08 |  | 3.6768e-07 | 0 | 3.6768e-07 | 1.8384e-07 | 0 | 1.8384e-07 | 4.7273e-07 | 0 | 4.7273e-07 | [16 empty] | 7.3.1.3 Ignition probability mapping showing the probability of ignition along the electric lines and equipmentWLDFRAggregatedAggregated | WLDFR | HFTD - Distribution - Tier 2 - 3QU CoRE ¦ 4QU LoRE | Red Flag Warning - Catastrophic Fires | Aggregated | Aggregated | 2021 | 2.3139e-05 | 0 | 758.7044 | 0.017556 | 2021 | Mitigation | 0.08575 | 30 | 0 | esc | 0.0012005 | 2.7779e-08 | 0.00060025 | 1.3889e-08 | 0 | 0
[79 empty] | WLDFR | HFTD - Distribution - Tier 2 - 3QU CoRE ¦ 3QU LoRE | Seismic - Red Flag Warning - Catastrophic Fires | 2047 | 1.4038e-11 | 7.019e-12 | 1.8049e-11 | 26191.7278 | 544.1291 | 16654.7414 | 8992.8573 | 0 | 0 | 0 | 1.1693e-08 |  | 3.6768e-07 | 0 | 3.6768e-07 | 1.8384e-07 | 0 | 1.8384e-07 | 4.7273e-07 | 0 | 4.7273e-07 | [16 empty] | 7.3.1.3 Ignition probability mapping showing the probability of ignition along the electric lines and equipmentWLDFRAggregatedAggregated | WLDFR | HFTD - Distribution - Tier 2 - 3QU CoRE ¦ 4QU LoRE | Red Flag Warning - Catastrophic Fires | Aggregated | Aggregated | 2022 | 2.3139e-05 | 0 | 758.7044 | 0.017556 | 2022 | Mitigation | 0.08575 | 30 | 0 | esc | 0.0012005 | 2.7779e-08 | 0.00060025 | 1.3889e-08 | 0.0015435 | 3.5715e-08
[79 empty] | WLDFR | HFTD - Distribution - Tier 2 - 3QU CoRE ¦ 3QU LoRE | Seismic - Red Flag Warning - Catastrophic Fires | 2048 | 1.4038e-11 | 7.019e-12 | 1.8049e-11 | 27464.7227 | 578.8407 | 17445.538 | 9440.3441 | 0 | 0 | 0 | 1.1693e-08 |  | 3.8555e-07 | 0 | 3.8555e-07 | 1.9277e-07 | 0 | 1.9277e-07 | 4.957e-07 | 0 | 4.957e-07 | [16 empty] | 7.3.1.3 Ignition probability mapping showing the probability of ignition along the electric lines and equipmentWLDFRAggregatedAggregated | WLDFR | HFTD - Distribution - Tier 2 - 3QU CoRE ¦ 4QU LoRE | Red Flag Warning - Catastrophic Fires | Aggregated | Aggregated | 2023 | 2.3139e-05 | 0 | 758.7044 | 0.017556 | 2023 | Mitigation | 0.08575 | 30 | 0 | esc | 0.0012005 | 2.7779e-08 | 0.00060025 | 1.3889e-08 | 0.0015435 | 3.5715e-08
[79 empty] | WLDFR | HFTD - Distribution - Tier 2 - 3QU CoRE ¦ 3QU LoRE | Seismic - Red Flag Warning - Catastrophic Fires | 2049 | 1.4038e-11 | 7.019e-12 | 1.8049e-11 | 27464.7227 | 578.8407 | 17445.538 | 9440.3441 | 0 | 0 | 0 | 1.1693e-08 |  | 3.8555e-07 | 0 | 3.8555e-07 | 1.9277e-07 | 0 | 1.9277e-07 | 4.957e-07 | 0 | 4.957e-07 | [16 empty] | 7.3.1.3 Ignition probability mapping showing the probability of ignition along the electric lines and equipmentWLDFRAggregatedAggregated | WLDFR | HFTD - Distribution - Tier 2 - 3QU CoRE ¦ 4QU LoRE | Red Flag Warning - Catastrophic Fires | Aggregated | Aggregated | 2024 | 2.3139e-05 | 0 | 758.7044 | 0.017556 | 2024 | Mitigation | 0.08575 | 30 | 0 | esc | 0.0012005 | 2.7779e-08 | 0.00060025 | 1.3889e-08 | 0.0015435 | 3.5715e-08
[79 empty] | WLDFR | HFTD - Distribution - Tier 2 - 3QU CoRE ¦ 3QU LoRE | Seismic - Red Flag Warning - Catastrophic Fires | 2050 | 0 | 7.019e-12 | 1.8049e-11 | 27464.7227 | 578.8407 | 17445.538 | 9440.3441 | 0 | 0 | 0 | 1.1693e-08 |  | 0 | 0 | 0 | 1.9277e-07 | 0 | 1.9277e-07 | 4.957e-07 | 0 | 4.957e-07 | [16 empty] | 7.3.1.3 Ignition probability mapping showing the probability of ignition along the electric lines and equipmentWLDFRAggregatedAggregated | WLDFR | HFTD - Distribution - Tier 2 - 3QU CoRE ¦ 4QU LoRE | Red Flag Warning - Catastrophic Fires | Aggregated | Aggregated | 2025 | 2.3139e-05 | 0 | 758.7044 | 0.017556 | 2025 | Mitigation | 0.08575 | 30 | 0 | esc | 0.0012005 | 2.7779e-08 | 0.00060025 | 1.3889e-08 | 0.0015435 | 3.5715e-08
[79 empty] | WLDFR | HFTD - Distribution - Tier 2 - 3QU CoRE ¦ 3QU LoRE | Seismic - Red Flag Warning - Catastrophic Fires | 2051 | 0 | 0 | 1.8049e-11 | 27464.7227 | 578.8407 | 17445.538 | 9440.3441 | 0 | 0 | 0 | 1.1693e-08 |  | 0 | 0 | 0 | 0 | 0 | 0 | 4.957e-07 | 0 | 4.957e-07 | [16 empty] | 7.3.1.3 Ignition probability mapping showing the probability of ignition along the electric lines and equipmentWLDFRAggregatedAggregated | WLDFR | HFTD - Distribution - Tier 2 - 3QU CoRE ¦ 4QU LoRE | Red Flag Warning - Catastrophic Fires | Aggregated | Aggregated | 2026 | 2.3139e-05 | 0 | 758.7044 | 0.017556 | 2026 | Mitigation | 0.08575 | 30 | 0 | esc | 0.0012005 | 2.7779e-08 | 0.00060025 | 1.3889e-08 | 0.0015435 | 3.5715e-08
[79 empty] | WLDFR | HFTD - Distribution - Tier 2 - 3QU CoRE ¦ 4QU LoRE | Non-Red Flag Warning - Catastrophic Fires | 2020 | 1.7725e-09 | 0 | 0 | 14146.1306 | 222.2294 | 8585.7228 | 5338.1784 | 0 | 0 | 0 | 1.4764e-06 |  | 2.5074e-05 | 0 | 2.5074e-05 | 0 | 0 | 0 | 0 | 0 | 0 | [16 empty] | 7.3.1.3 Ignition probability mapping showing the probability of ignition along the electric lines and equipmentWLDFRAggregatedAggregated | WLDFR | HFTD - Distribution - Tier 2 - 3QU CoRE ¦ 4QU LoRE | Red Flag Warning - Catastrophic Fires | Aggregated | Aggregated | 2027 | 2.3139e-05 | 0 | 758.7044 | 0.017556 | 2027 | Mitigation | 0.08575 | 30 | 0 | esc | 0.0012005 | 2.7779e-08 | 0.00060025 | 1.3889e-08 | 0.0015435 | 3.5715e-08
[79 empty] | WLDFR | HFTD - Distribution - Tier 2 - 3QU CoRE ¦ 4QU LoRE | Non-Red Flag Warning - Catastrophic Fires | 2021 | 1.7725e-09 | 8.8623e-10 | 0 | 14146.1306 | 222.2294 | 8585.7228 | 5338.1784 | 0 | 0 | 0 | 1.4764e-06 |  | 2.5074e-05 | 0 | 2.5074e-05 | 1.2537e-05 | 0 | 1.2537e-05 | 0 | 0 | 0 | [16 empty] | 7.3.1.3 Ignition probability mapping showing the probability of ignition along the electric lines and equipmentWLDFRAggregatedAggregated | WLDFR | HFTD - Distribution - Tier 2 - 3QU CoRE ¦ 4QU LoRE | Red Flag Warning - Catastrophic Fires | Aggregated | Aggregated | 2028 | 2.3139e-05 | 0 | 758.7044 | 0.017556 | 2028 | Mitigation | 0.08575 | 30 | 0 | esc | 0.0012005 | 2.7779e-08 | 0.00060025 | 1.3889e-08 | 0.0015435 | 3.5715e-08
[79 empty] | WLDFR | HFTD - Distribution - Tier 2 - 3QU CoRE ¦ 4QU LoRE | Non-Red Flag Warning - Catastrophic Fires | 2022 | 1.7725e-09 | 8.8623e-10 | 2.2789e-09 | 14146.1306 | 222.2294 | 8585.7228 | 5338.1784 | 0 | 0 | 0 | 1.4764e-06 |  | 2.5074e-05 | 0 | 2.5074e-05 | 1.2537e-05 | 0 | 1.2537e-05 | 3.2237e-05 | 0 | 3.2237e-05 | [16 empty] | 7.3.1.3 Ignition probability mapping showing the probability of ignition along the electric lines and equipmentWLDFRAggregatedAggregated | WLDFR | HFTD - Distribution - Tier 2 - 3QU CoRE ¦ 4QU LoRE | Red Flag Warning - Catastrophic Fires | Aggregated | Aggregated | 2029 | 2.3139e-05 | 0 | 758.7044 | 0.017556 | 2029 | Mitigation | 0.08575 | 30 | 0 | esc | 0.0012005 | 2.7779e-08 | 0.00060025 | 1.3889e-08 | 0.0015435 | 3.5715e-08
[79 empty] | WLDFR | HFTD - Distribution - Tier 2 - 3QU CoRE ¦ 4QU LoRE | Non-Red Flag Warning - Catastrophic Fires | 2023 | 1.7725e-09 | 8.8623e-10 | 2.2789e-09 | 14664.6376 | 233.2301 | 8896.516 | 5534.8915 | 0 | 0 | 0 | 1.4764e-06 |  | 2.5993e-05 | 0 | 2.5993e-05 | 1.2996e-05 | 0 | 1.2996e-05 | 3.3419e-05 | 0 | 3.3419e-05 | [16 empty] | 7.3.1.3 Ignition probability mapping showing the probability of ignition along the electric lines and equipmentWLDFRAggregatedAggregated | WLDFR | HFTD - Distribution - Tier 2 - 3QU CoRE ¦ 4QU LoRE | Red Flag Warning - Catastrophic Fires | Aggregated | Aggregated | 2030 | 2.3139e-05 | 0 | 758.7044 | 0.017556 | 2030 | Mitigation | 0.08575 | 30 | 0 | esc | 0.0012005 | 2.7779e-08 | 0.00060025 | 1.3889e-08 | 0.0015435 | 3.5715e-08
[79 empty] | WLDFR | HFTD - Distribution - Tier 2 - 3QU CoRE ¦ 4QU LoRE | Non-Red Flag Warning - Catastrophic Fires | 2024 | 1.7725e-09 | 8.8623e-10 | 2.2789e-09 | 14664.6376 | 233.2301 | 8896.516 | 5534.8915 | 0 | 0 | 0 | 1.4764e-06 |  | 2.5993e-05 | 0 | 2.5993e-05 | 1.2996e-05 | 0 | 1.2996e-05 | 3.3419e-05 | 0 | 3.3419e-05 | [16 empty] | 7.3.1.3 Ignition probability mapping showing the probability of ignition along the electric lines and equipmentWLDFRAggregatedAggregated | WLDFR | HFTD - Distribution - Tier 2 - 3QU CoRE ¦ 4QU LoRE | Red Flag Warning - Catastrophic Fires | Aggregated | Aggregated | 2031 | 2.3139e-05 | 0 | 758.7044 | 0.017556 | 2031 | Mitigation | 0.08575 | 30 | 0 | esc | 0.0012005 | 2.7779e-08 | 0.00060025 | 1.3889e-08 | 0.0015435 | 3.5715e-08
[79 empty] | WLDFR | HFTD - Distribution - Tier 2 - 3QU CoRE ¦ 4QU LoRE | Non-Red Flag Warning - Catastrophic Fires | 2025 | 1.7725e-09 | 8.8623e-10 | 2.2789e-09 | 14664.6376 | 233.2301 | 8896.516 | 5534.8915 | 0 | 0 | 0 | 1.4764e-06 |  | 2.5993e-05 | 0 | 2.5993e-05 | 1.2996e-05 | 0 | 1.2996e-05 | 3.3419e-05 | 0 | 3.3419e-05 | [16 empty] | 7.3.1.3 Ignition probability mapping showing the probability of ignition along the electric lines and equipmentWLDFRAggregatedAggregated | WLDFR | HFTD - Distribution - Tier 2 - 3QU CoRE ¦ 4QU LoRE | Red Flag Warning - Catastrophic Fires | Aggregated | Aggregated | 2032 | 2.3139e-05 | 0 | 758.7044 | 0.017556 | 2032 | Mitigation | 0.08575 | 30 | 0 | esc | 0.0012005 | 2.7779e-08 | 0.00060025 | 1.3889e-08 | 0.0015435 | 3.5715e-08
[79 empty] | WLDFR | HFTD - Distribution - Tier 2 - 3QU CoRE ¦ 4QU LoRE | Non-Red Flag Warning - Catastrophic Fires | 2026 | 1.7725e-09 | 8.8623e-10 | 2.2789e-09 | 14664.6376 | 233.2301 | 8896.516 | 5534.8915 | 0 | 0 | 0 | 1.4764e-06 |  | 2.5993e-05 | 0 | 2.5993e-05 | 1.2996e-05 | 0 | 1.2996e-05 | 3.3419e-05 | 0 | 3.3419e-05 | [16 empty] | 7.3.1.3 Ignition probability mapping showing the probability of ignition along the electric lines and equipmentWLDFRAggregatedAggregated | WLDFR | HFTD - Distribution - Tier 2 - 3QU CoRE ¦ 4QU LoRE | Red Flag Warning - Catastrophic Fires | Aggregated | Aggregated | 2033 | 2.3139e-05 | 0 | 758.7044 | 0.017556 | 2033 | Mitigation | 0.08575 | 30 | 0 | esc | 0.0012005 | 2.7779e-08 | 0.00060025 | 1.3889e-08 | 0.0015435 | 3.5715e-08
[79 empty] | WLDFR | HFTD - Distribution - Tier 2 - 3QU CoRE ¦ 4QU LoRE | Non-Red Flag Warning - Catastrophic Fires | 2027 | 1.7725e-09 | 8.8623e-10 | 2.2789e-09 | 14664.6376 | 233.2301 | 8896.516 | 5534.8915 | 0 | 0 | 0 | 1.4764e-06 |  | 2.5993e-05 | 0 | 2.5993e-05 | 1.2996e-05 | 0 | 1.2996e-05 | 3.3419e-05 | 0 | 3.3419e-05 | [16 empty] | 7.3.1.3 Ignition probability mapping showing the probability of ignition along the electric lines and equipmentWLDFRAggregatedAggregated | WLDFR | HFTD - Distribution - Tier 2 - 3QU CoRE ¦ 4QU LoRE | Red Flag Warning - Catastrophic Fires | Aggregated | Aggregated | 2034 | 2.3139e-05 | 0 | 758.7044 | 0.017556 | 2034 | Mitigation | 0.08575 | 30 | 0 | esc | 0.0012005 | 2.7779e-08 | 0.00060025 | 1.3889e-08 | 0.0015435 | 3.5715e-08
[79 empty] | WLDFR | HFTD - Distribution - Tier 2 - 3QU CoRE ¦ 4QU LoRE | Non-Red Flag Warning - Catastrophic Fires | 2028 | 1.7725e-09 | 8.8623e-10 | 2.2789e-09 | 15317.9909 | 247.273 | 9287.6491 | 5783.0689 | 0 | 0 | 0 | 1.4764e-06 |  | 2.7151e-05 | 0 | 2.7151e-05 | 1.3575e-05 | 0 | 1.3575e-05 | 3.4908e-05 | 0 | 3.4908e-05 | [16 empty] | 7.3.1.3 Ignition probability mapping showing the probability of ignition along the electric lines and equipmentWLDFRAggregatedAggregated | WLDFR | HFTD - Distribution - Tier 2 - 3QU CoRE ¦ 4QU LoRE | Red Flag Warning - Catastrophic Fires | Aggregated | Aggregated | 2035 | 2.3139e-05 | 0 | 758.7044 | 0.017556 | 2035 | Mitigation | 0.08575 | 30 | 0 | esc | 0.0012005 | 2.7779e-08 | 0.00060025 | 1.3889e-08 | 0.0015435 | 3.5715e-08
[79 empty] | WLDFR | HFTD - Distribution - Tier 2 - 3QU CoRE ¦ 4QU LoRE | Non-Red Flag Warning - Catastrophic Fires | 2029 | 1.7725e-09 | 8.8623e-10 | 2.2789e-09 | 15317.9909 | 247.273 | 9287.6491 | 5783.0689 | 0 | 0 | 0 | 1.4764e-06 |  | 2.7151e-05 | 0 | 2.7151e-05 | 1.3575e-05 | 0 | 1.3575e-05 | 3.4908e-05 | 0 | 3.4908e-05 | [16 empty] | 7.3.1.3 Ignition probability mapping showing the probability of ignition along the electric lines and equipmentWLDFRAggregatedAggregated | WLDFR | HFTD - Distribution - Tier 2 - 3QU CoRE ¦ 4QU LoRE | Red Flag Warning - Catastrophic Fires | Aggregated | Aggregated | 2036 | 2.3139e-05 | 0 | 758.7044 | 0.017556 | 2036 | Mitigation | 0.08575 | 30 | 0 | esc | 0.0012005 | 2.7779e-08 | 0.00060025 | 1.3889e-08 | 0.0015435 | 3.5715e-08
[79 empty] | WLDFR | HFTD - Distribution - Tier 2 - 3QU CoRE ¦ 4QU LoRE | Non-Red Flag Warning - Catastrophic Fires | 2030 | 1.7725e-09 | 8.8623e-10 | 2.2789e-09 | 15317.9909 | 247.273 | 9287.6491 | 5783.0689 | 0 | 0 | 0 | 1.4764e-06 |  | 2.7151e-05 | 0 | 2.7151e-05 | 1.3575e-05 | 0 | 1.3575e-05 | 3.4908e-05 | 0 | 3.4908e-05 | [16 empty] | 7.3.1.3 Ignition probability mapping showing the probability of ignition along the electric lines and equipmentWLDFRAggregatedAggregated | WLDFR | HFTD - Distribution - Tier 2 - 3QU CoRE ¦ 4QU LoRE | Red Flag Warning - Catastrophic Fires | Aggregated | Aggregated | 2037 | 2.3139e-05 | 0 | 758.7044 | 0.017556 | 2037 | Mitigation | 0.08575 | 30 | 0 | esc | 0.0012005 | 2.7779e-08 | 0.00060025 | 1.3889e-08 | 0.0015435 | 3.5715e-08
[79 empty] | WLDFR | HFTD - Distribution - Tier 2 - 3QU CoRE ¦ 4QU LoRE | Non-Red Flag Warning - Catastrophic Fires | 2031 | 1.7725e-09 | 8.8623e-10 | 2.2789e-09 | 15317.9909 | 247.273 | 9287.6491 | 5783.0689 | 0 | 0 | 0 | 1.4764e-06 |  | 2.7151e-05 | 0 | 2.7151e-05 | 1.3575e-05 | 0 | 1.3575e-05 | 3.4908e-05 | 0 | 3.4908e-05 | [16 empty] | 7.3.1.3 Ignition probability mapping showing the probability of ignition along the electric lines and equipmentWLDFRAggregatedAggregated | WLDFR | HFTD - Distribution - Tier 2 - 3QU CoRE ¦ 4QU LoRE | Red Flag Warning - Catastrophic Fires | Aggregated | Aggregated | 2038 | 2.3139e-05 | 0 | 758.7044 | 0.017556 | 2038 | Mitigation | 0.08575 | 30 | 0 | esc | 0.0012005 | 2.7779e-08 | 0.00060025 | 1.3889e-08 | 0.0015435 | 3.5715e-08
[79 empty] | WLDFR | HFTD - Distribution - Tier 2 - 3QU CoRE ¦ 4QU LoRE | Non-Red Flag Warning - Catastrophic Fires | 2032 | 1.7725e-09 | 8.8623e-10 | 2.2789e-09 | 15317.9909 | 247.273 | 9287.6491 | 5783.0689 | 0 | 0 | 0 | 1.4764e-06 |  | 2.7151e-05 | 0 | 2.7151e-05 | 1.3575e-05 | 0 | 1.3575e-05 | 3.4908e-05 | 0 | 3.4908e-05 | [16 empty] | 7.3.1.3 Ignition probability mapping showing the probability of ignition along the electric lines and equipmentWLDFRAggregatedAggregated | WLDFR | HFTD - Distribution - Tier 2 - 3QU CoRE ¦ 4QU LoRE | Red Flag Warning - Catastrophic Fires | Aggregated | Aggregated | 2039 | 2.3139e-05 | 0 | 758.7044 | 0.017556 | 2039 | Mitigation | 0.08575 | 30 | 0 | esc | 0.0012005 | 2.7779e-08 | 0.00060025 | 1.3889e-08 | 0.0015435 | 3.5715e-08
[79 empty] | WLDFR | HFTD - Distribution - Tier 2 - 3QU CoRE ¦ 4QU LoRE | Non-Red Flag Warning - Catastrophic Fires | 2033 | 1.7725e-09 | 8.8623e-10 | 2.2789e-09 | 16044.1264 | 263.1074 | 9721.74 | 6059.2791 | 0 | 0 | 0 | 1.4764e-06 |  | 2.8438e-05 | 0 | 2.8438e-05 | 1.4219e-05 | 0 | 1.4219e-05 | 3.6563e-05 | 0 | 3.6563e-05 | [16 empty] | 7.3.1.3 Ignition probability mapping showing the probability of ignition along the electric lines and equipmentWLDFRAggregatedAggregated | WLDFR | HFTD - Distribution - Tier 2 - 3QU CoRE ¦ 4QU LoRE | Red Flag Warning - Catastrophic Fires | Aggregated | Aggregated | 2040 | 2.3139e-05 | 0 | 758.7044 | 0.017556 | 2040 | Mitigation | 0.08575 | 30 | 0 | esc | 0.0012005 | 2.7779e-08 | 0.00060025 | 1.3889e-08 | 0.0015435 | 3.5715e-08
[79 empty] | WLDFR | HFTD - Distribution - Tier 2 - 3QU CoRE ¦ 4QU LoRE | Non-Red Flag Warning - Catastrophic Fires | 2034 | 1.7725e-09 | 8.8623e-10 | 2.2789e-09 | 16044.1264 | 263.1074 | 9721.74 | 6059.2791 | 0 | 0 | 0 | 1.4764e-06 |  | 2.8438e-05 | 0 | 2.8438e-05 | 1.4219e-05 | 0 | 1.4219e-05 | 3.6563e-05 | 0 | 3.6563e-05 | [16 empty] | 7.3.1.3 Ignition probability mapping showing the probability of ignition along the electric lines and equipmentWLDFRAggregatedAggregated | WLDFR | HFTD - Distribution - Tier 2 - 3QU CoRE ¦ 4QU LoRE | Red Flag Warning - Catastrophic Fires | Aggregated | Aggregated | 2041 | 2.3139e-05 | 0 | 758.7044 | 0.017556 | 2041 | Mitigation | 0.08575 | 30 | 0 | esc | 0.0012005 | 2.7779e-08 | 0.00060025 | 1.3889e-08 | 0.0015435 | 3.5715e-08
[79 empty] | WLDFR | HFTD - Distribution - Tier 2 - 3QU CoRE ¦ 4QU LoRE | Non-Red Flag Warning - Catastrophic Fires | 2035 | 1.7725e-09 | 8.8623e-10 | 2.2789e-09 | 16044.1264 | 263.1074 | 9721.74 | 6059.2791 | 0 | 0 | 0 | 1.4764e-06 |  | 2.8438e-05 | 0 | 2.8438e-05 | 1.4219e-05 | 0 | 1.4219e-05 | 3.6563e-05 | 0 | 3.6563e-05 | [16 empty] | 7.3.1.3 Ignition probability mapping showing the probability of ignition along the electric lines and equipmentWLDFRAggregatedAggregated | WLDFR | HFTD - Distribution - Tier 2 - 3QU CoRE ¦ 4QU LoRE | Red Flag Warning - Catastrophic Fires | Aggregated | Aggregated | 2042 | 2.3139e-05 | 0 | 758.7044 | 0.017556 | 2042 | Mitigation | 0.08575 | 30 | 0 | esc | 0.0012005 | 2.7779e-08 | 0.00060025 | 1.3889e-08 | 0.0015435 | 3.5715e-08
[79 empty] | WLDFR | HFTD - Distribution - Tier 2 - 3QU CoRE ¦ 4QU LoRE | Non-Red Flag Warning - Catastrophic Fires | 2036 | 1.7725e-09 | 8.8623e-10 | 2.2789e-09 | 16044.1264 | 263.1074 | 9721.74 | 6059.2791 | 0 | 0 | 0 | 1.4764e-06 |  | 2.8438e-05 | 0 | 2.8438e-05 | 1.4219e-05 | 0 | 1.4219e-05 | 3.6563e-05 | 0 | 3.6563e-05 | [16 empty] | 7.3.1.3 Ignition probability mapping showing the probability of ignition along the electric lines and equipmentWLDFRAggregatedAggregated | WLDFR | HFTD - Distribution - Tier 2 - 3QU CoRE ¦ 4QU LoRE | Red Flag Warning - Catastrophic Fires | Aggregated | Aggregated | 2043 | 2.3139e-05 | 0 | 758.7044 | 0.017556 | 2043 | Mitigation | 0.08575 | 30 | 0 | esc | 0.0012005 | 2.7779e-08 | 0.00060025 | 1.3889e-08 | 0.0015435 | 3.5715e-08
[79 empty] | WLDFR | HFTD - Distribution - Tier 2 - 3QU CoRE ¦ 4QU LoRE | Non-Red Flag Warning - Catastrophic Fires | 2037 | 1.7725e-09 | 8.8623e-10 | 2.2789e-09 | 16044.1264 | 263.1074 | 9721.74 | 6059.2791 | 0 | 0 | 0 | 1.4764e-06 |  | 2.8438e-05 | 0 | 2.8438e-05 | 1.4219e-05 | 0 | 1.4219e-05 | 3.6563e-05 | 0 | 3.6563e-05 | [16 empty] | 7.3.1.3 Ignition probability mapping showing the probability of ignition along the electric lines and equipmentWLDFRAggregatedAggregated | WLDFR | HFTD - Distribution - Tier 2 - 3QU CoRE ¦ 4QU LoRE | Red Flag Warning - Catastrophic Fires | Aggregated | Aggregated | 2044 | 2.3139e-05 | 0 | 758.7044 | 0.017556 | 2044 | Mitigation | 0.08575 | 30 | 0 | esc | 0.0012005 | 2.7779e-08 | 0.00060025 | 1.3889e-08 | 0.0015435 | 3.5715e-08
[79 empty] | WLDFR | HFTD - Distribution - Tier 2 - 3QU CoRE ¦ 4QU LoRE | Non-Red Flag Warning - Catastrophic Fires | 2038 | 1.7725e-09 | 8.8623e-10 | 2.2789e-09 | 16832.3912 | 280.5544 | 10192.2718 | 6359.5651 | 0 | 0 | 0 | 1.4764e-06 |  | 2.9835e-05 | 0 | 2.9835e-05 | 1.4917e-05 | 0 | 1.4917e-05 | 3.8359e-05 | 0 | 3.8359e-05 | [16 empty] | 7.3.1.3 Ignition probability mapping showing the probability of ignition along the electric lines and equipmentWLDFRAggregatedAggregated | WLDFR | HFTD - Distribution - Tier 2 - 3QU CoRE ¦ 4QU LoRE | Red Flag Warning - Catastrophic Fires | Aggregated | Aggregated | 2045 | 2.3139e-05 | 0 | 758.7044 | 0.017556 | 2045 | Mitigation | 0.08575 | 30 | 0 | esc | 0.0012005 | 2.7779e-08 | 0.00060025 | 1.3889e-08 | 0.0015435 | 3.5715e-08
[79 empty] | WLDFR | HFTD - Distribution - Tier 2 - 3QU CoRE ¦ 4QU LoRE | Non-Red Flag Warning - Catastrophic Fires | 2039 | 1.7725e-09 | 8.8623e-10 | 2.2789e-09 | 16832.3912 | 280.5544 | 10192.2718 | 6359.5651 | 0 | 0 | 0 | 1.4764e-06 |  | 2.9835e-05 | 0 | 2.9835e-05 | 1.4917e-05 | 0 | 1.4917e-05 | 3.8359e-05 | 0 | 3.8359e-05 | [16 empty] | 7.3.1.3 Ignition probability mapping showing the probability of ignition along the electric lines and equipmentWLDFRAggregatedAggregated | WLDFR | HFTD - Distribution - Tier 2 - 3QU CoRE ¦ 4QU LoRE | Red Flag Warning - Catastrophic Fires | Aggregated | Aggregated | 2046 | 2.3139e-05 | 0 | 758.7044 | 0.017556 | 2046 | Mitigation | 0.08575 | 30 | 0 | esc | 0.0012005 | 2.7779e-08 | 0.00060025 | 1.3889e-08 | 0.0015435 | 3.5715e-08
[79 empty] | WLDFR | HFTD - Distribution - Tier 2 - 3QU CoRE ¦ 4QU LoRE | Non-Red Flag Warning - Catastrophic Fires | 2040 | 1.7725e-09 | 8.8623e-10 | 2.2789e-09 | 16832.3912 | 280.5544 | 10192.2718 | 6359.5651 | 0 | 0 | 0 | 1.4764e-06 |  | 2.9835e-05 | 0 | 2.9835e-05 | 1.4917e-05 | 0 | 1.4917e-05 | 3.8359e-05 | 0 | 3.8359e-05 | [16 empty] | 7.3.1.3 Ignition probability mapping showing the probability of ignition along the electric lines and equipmentWLDFRAggregatedAggregated | WLDFR | HFTD - Distribution - Tier 2 - 3QU CoRE ¦ 4QU LoRE | Red Flag Warning - Catastrophic Fires | Aggregated | Aggregated | 2047 | 2.3139e-05 | 0 | 758.7044 | 0.017556 | 2047 | Mitigation | 0.08575 | 30 | 0 | esc | 0.0012005 | 2.7779e-08 | 0.00060025 | 1.3889e-08 | 0.0015435 | 3.5715e-08
[79 empty] | WLDFR | HFTD - Distribution - Tier 2 - 3QU CoRE ¦ 4QU LoRE | Non-Red Flag Warning - Catastrophic Fires | 2041 | 1.7725e-09 | 8.8623e-10 | 2.2789e-09 | 16832.3912 | 280.5544 | 10192.2718 | 6359.5651 | 0 | 0 | 0 | 1.4764e-06 |  | 2.9835e-05 | 0 | 2.9835e-05 | 1.4917e-05 | 0 | 1.4917e-05 | 3.8359e-05 | 0 | 3.8359e-05 | [16 empty] | 7.3.1.3 Ignition probability mapping showing the probability of ignition along the electric lines and equipmentWLDFRAggregatedAggregated | WLDFR | HFTD - Distribution - Tier 2 - 3QU CoRE ¦ 4QU LoRE | Red Flag Warning - Catastrophic Fires | Aggregated | Aggregated | 2048 | 2.3139e-05 | 0 | 758.7044 | 0.017556 | 2048 | Mitigation | 0.08575 | 30 | 0 | esc | 0.0012005 | 2.7779e-08 | 0.00060025 | 1.3889e-08 | 0.0015435 | 3.5715e-08
[79 empty] | WLDFR | HFTD - Distribution - Tier 2 - 3QU CoRE ¦ 4QU LoRE | Non-Red Flag Warning - Catastrophic Fires | 2042 | 1.7725e-09 | 8.8623e-10 | 2.2789e-09 | 16832.3912 | 280.5544 | 10192.2718 | 6359.5651 | 0 | 0 | 0 | 1.4764e-06 |  | 2.9835e-05 | 0 | 2.9835e-05 | 1.4917e-05 | 0 | 1.4917e-05 | 3.8359e-05 | 0 | 3.8359e-05 | [16 empty] | 7.3.1.3 Ignition probability mapping showing the probability of ignition along the electric lines and equipmentWLDFRAggregatedAggregated | WLDFR | HFTD - Distribution - Tier 2 - 3QU CoRE ¦ 4QU LoRE | Red Flag Warning - Catastrophic Fires | Aggregated | Aggregated | 2049 | 2.3139e-05 | 0 | 758.7044 | 0.017556 | 2049 | Mitigation | 0.08575 | 30 | 0 | esc | 0.0012005 | 2.7779e-08 | 0.00060025 | 1.3889e-08 | 0.0015435 | 3.5715e-08
[79 empty] | WLDFR | HFTD - Distribution - Tier 2 - 3QU CoRE ¦ 4QU LoRE | Non-Red Flag Warning - Catastrophic Fires | 2043 | 1.7725e-09 | 8.8623e-10 | 2.2789e-09 | 17672.0852 | 299.42 | 10692.7362 | 6679.929 | 0 | 0 | 0 | 1.4764e-06 |  | 3.1323e-05 | 0 | 3.1323e-05 | 1.5662e-05 | 0 | 1.5662e-05 | 4.0273e-05 | 0 | 4.0273e-05 | [16 empty] | 7.3.1.3 Ignition probability mapping showing the probability of ignition along the electric lines and equipmentWLDFRAggregatedAggregated | WLDFR | HFTD - Distribution - Tier 2 - 3QU CoRE ¦ 4QU LoRE | Red Flag Warning - Catastrophic Fires | Aggregated | Aggregated | 2050 | 2.3139e-05 | 0 | 758.7044 | 0.017556 | 2050 | Mitigation | 0.08575 | 30 | 0 | esc | 0 | 0 | 0.00060025 | 1.3889e-08 | 0.0015435 | 3.5715e-08
[79 empty] | WLDFR | HFTD - Distribution - Tier 2 - 3QU CoRE ¦ 4QU LoRE | Non-Red Flag Warning - Catastrophic Fires | 2044 | 1.7725e-09 | 8.8623e-10 | 2.2789e-09 | 17672.0852 | 299.42 | 10692.7362 | 6679.929 | 0 | 0 | 0 | 1.4764e-06 |  | 3.1323e-05 | 0 | 3.1323e-05 | 1.5662e-05 | 0 | 1.5662e-05 | 4.0273e-05 | 0 | 4.0273e-05 | [16 empty] | 7.3.1.3 Ignition probability mapping showing the probability of ignition along the electric lines and equipmentWLDFRAggregatedAggregated | WLDFR | HFTD - Distribution - Tier 2 - 3QU CoRE ¦ 4QU LoRE | Red Flag Warning - Catastrophic Fires | Aggregated | Aggregated | 2051 | 2.3139e-05 | 0 | 758.7044 | 0.017556 | 2051 | Mitigation | 0.08575 | 30 | 0 | esc | 0 | 0 | 0 | 0 | 0.0015435 | 3.5715e-08
[79 empty] | WLDFR | HFTD - Distribution - Tier 2 - 3QU CoRE ¦ 4QU LoRE | Non-Red Flag Warning - Catastrophic Fires | 2045 | 1.7725e-09 | 8.8623e-10 | 2.2789e-09 | 17672.0852 | 299.42 | 10692.7362 | 6679.929 | 0 | 0 | 0 | 1.4764e-06 |  | 3.1323e-05 | 0 | 3.1323e-05 | 1.5662e-05 | 0 | 1.5662e-05 | 4.0273e-05 | 0 | 4.0273e-05 | [16 empty] | 7.3.1.3 Ignition probability mapping showing the probability of ignition along the electric lines and equipmentWLDFRAggregatedAggregated | WLDFR | HFTD - Distribution - Tier 2 - 3QU CoRE ¦ 4QU LoRE | Red Flag Warning - Destructive Fires | Aggregated | Aggregated | 2021 | 3.5242e-06 | 0 | 758.7044 | 0.0026738 | 2021 | Mitigation | 0.08575 | 30 | 0 | esc | 0.0012005 | 4.2308e-09 | 0.00060025 | 2.1154e-09 | 0 | 0
[79 empty] | WLDFR | HFTD - Distribution - Tier 2 - 3QU CoRE ¦ 4QU LoRE | Non-Red Flag Warning - Catastrophic Fires | 2046 | 1.7725e-09 | 8.8623e-10 | 2.2789e-09 | 17672.0852 | 299.42 | 10692.7362 | 6679.929 | 0 | 0 | 0 | 1.4764e-06 |  | 3.1323e-05 | 0 | 3.1323e-05 | 1.5662e-05 | 0 | 1.5662e-05 | 4.0273e-05 | 0 | 4.0273e-05 | [16 empty] | 7.3.1.3 Ignition probability mapping showing the probability of ignition along the electric lines and equipmentWLDFRAggregatedAggregated | WLDFR | HFTD - Distribution - Tier 2 - 3QU CoRE ¦ 4QU LoRE | Red Flag Warning - Destructive Fires | Aggregated | Aggregated | 2022 | 3.5242e-06 | 0 | 758.7044 | 0.0026738 | 2022 | Mitigation | 0.08575 | 30 | 0 | esc | 0.0012005 | 4.2308e-09 | 0.00060025 | 2.1154e-09 | 0.0015435 | 5.4396e-09
[79 empty] | WLDFR | HFTD - Distribution - Tier 2 - 3QU CoRE ¦ 4QU LoRE | Non-Red Flag Warning - Catastrophic Fires | 2047 | 1.7725e-09 | 8.8623e-10 | 2.2789e-09 | 17672.0852 | 299.42 | 10692.7362 | 6679.929 | 0 | 0 | 0 | 1.4764e-06 |  | 3.1323e-05 | 0 | 3.1323e-05 | 1.5662e-05 | 0 | 1.5662e-05 | 4.0273e-05 | 0 | 4.0273e-05 | [16 empty] | 7.3.1.3 Ignition probability mapping showing the probability of ignition along the electric lines and equipmentWLDFRAggregatedAggregated | WLDFR | HFTD - Distribution - Tier 2 - 3QU CoRE ¦ 4QU LoRE | Red Flag Warning - Destructive Fires | Aggregated | Aggregated | 2023 | 3.5242e-06 | 0 | 758.7044 | 0.0026738 | 2023 | Mitigation | 0.08575 | 30 | 0 | esc | 0.0012005 | 4.2308e-09 | 0.00060025 | 2.1154e-09 | 0.0015435 | 5.4396e-09
[79 empty] | WLDFR | HFTD - Distribution - Tier 2 - 3QU CoRE ¦ 4QU LoRE | Non-Red Flag Warning - Catastrophic Fires | 2048 | 1.7725e-09 | 8.8623e-10 | 2.2789e-09 | 18552.3348 | 319.4911 | 11216.5626 | 7016.281 | 0 | 0 | 0 | 1.4764e-06 |  | 3.2883e-05 | 0 | 3.2883e-05 | 1.6442e-05 | 0 | 1.6442e-05 | 4.2279e-05 | 0 | 4.2279e-05 | [16 empty] | 7.3.1.3 Ignition probability mapping showing the probability of ignition along the electric lines and equipmentWLDFRAggregatedAggregated | WLDFR | HFTD - Distribution - Tier 2 - 3QU CoRE ¦ 4QU LoRE | Red Flag Warning - Destructive Fires | Aggregated | Aggregated | 2024 | 3.5242e-06 | 0 | 758.7044 | 0.0026738 | 2024 | Mitigation | 0.08575 | 30 | 0 | esc | 0.0012005 | 4.2308e-09 | 0.00060025 | 2.1154e-09 | 0.0015435 | 5.4396e-09
[79 empty] | WLDFR | HFTD - Distribution - Tier 2 - 3QU CoRE ¦ 4QU LoRE | Non-Red Flag Warning - Catastrophic Fires | 2049 | 1.7725e-09 | 8.8623e-10 | 2.2789e-09 | 18552.3348 | 319.4911 | 11216.5626 | 7016.281 | 0 | 0 | 0 | 1.4764e-06 |  | 3.2883e-05 | 0 | 3.2883e-05 | 1.6442e-05 | 0 | 1.6442e-05 | 4.2279e-05 | 0 | 4.2279e-05 | [16 empty] | 7.3.1.3 Ignition probability mapping showing the probability of ignition along the electric lines and equipmentWLDFRAggregatedAggregated | WLDFR | HFTD - Distribution - Tier 2 - 3QU CoRE ¦ 4QU LoRE | Red Flag Warning - Destructive Fires | Aggregated | Aggregated | 2025 | 3.5242e-06 | 0 | 758.7044 | 0.0026738 | 2025 | Mitigation | 0.08575 | 30 | 0 | esc | 0.0012005 | 4.2308e-09 | 0.00060025 | 2.1154e-09 | 0.0015435 | 5.4396e-09
[79 empty] | WLDFR | HFTD - Distribution - Tier 2 - 3QU CoRE ¦ 4QU LoRE | Non-Red Flag Warning - Catastrophic Fires | 2050 | 0 | 8.8623e-10 | 2.2789e-09 | 18552.3348 | 319.4911 | 11216.5626 | 7016.281 | 0 | 0 | 0 | 1.4764e-06 |  | 0 | 0 | 0 | 1.6442e-05 | 0 | 1.6442e-05 | 4.2279e-05 | 0 | 4.2279e-05 | [16 empty] | 7.3.1.3 Ignition probability mapping showing the probability of ignition along the electric lines and equipmentWLDFRAggregatedAggregated | WLDFR | HFTD - Distribution - Tier 2 - 3QU CoRE ¦ 4QU LoRE | Red Flag Warning - Destructive Fires | Aggregated | Aggregated | 2026 | 3.5242e-06 | 0 | 758.7044 | 0.0026738 | 2026 | Mitigation | 0.08575 | 30 | 0 | esc | 0.0012005 | 4.2308e-09 | 0.00060025 | 2.1154e-09 | 0.0015435 | 5.4396e-09
[79 empty] | WLDFR | HFTD - Distribution - Tier 2 - 3QU CoRE ¦ 4QU LoRE | Non-Red Flag Warning - Catastrophic Fires | 2051 | 0 | 0 | 2.2789e-09 | 18552.3348 | 319.4911 | 11216.5626 | 7016.281 | 0 | 0 | 0 | 1.4764e-06 |  | 0 | 0 | 0 | 0 | 0 | 0 | 4.2279e-05 | 0 | 4.2279e-05 | [16 empty] | 7.3.1.3 Ignition probability mapping showing the probability of ignition along the electric lines and equipmentWLDFRAggregatedAggregated | WLDFR | HFTD - Distribution - Tier 2 - 3QU CoRE ¦ 4QU LoRE | Red Flag Warning - Destructive Fires | Aggregated | Aggregated | 2027 | 3.5242e-06 | 0 | 758.7044 | 0.0026738 | 2027 | Mitigation | 0.08575 | 30 | 0 | esc | 0.0012005 | 4.2308e-09 | 0.00060025 | 2.1154e-09 | 0.0015435 | 5.4396e-09
[79 empty] | WLDFR | HFTD - Distribution - Tier 2 - 3QU CoRE ¦ 4QU LoRE | Non-Red Flag Warning - Destructive Fires | 2020 | 1.739e-09 | 0 | 0 | 8807.9522 | 222.2294 | 8585.7228 | 0 | 0 | 0 | 0 | 1.4486e-06 |  | 1.5317e-05 | 0 | 1.5317e-05 | 0 | 0 | 0 | 0 | 0 | 0 | [16 empty] | 7.3.1.3 Ignition probability mapping showing the probability of ignition along the electric lines and equipmentWLDFRAggregatedAggregated | WLDFR | HFTD - Distribution - Tier 2 - 3QU CoRE ¦ 4QU LoRE | Red Flag Warning - Destructive Fires | Aggregated | Aggregated | 2028 | 3.5242e-06 | 0 | 758.7044 | 0.0026738 | 2028 | Mitigation | 0.08575 | 30 | 0 | esc | 0.0012005 | 4.2308e-09 | 0.00060025 | 2.1154e-09 | 0.0015435 | 5.4396e-09
[79 empty] | WLDFR | HFTD - Distribution - Tier 2 - 3QU CoRE ¦ 4QU LoRE | Non-Red Flag Warning - Destructive Fires | 2021 | 1.739e-09 | 8.695e-10 | 0 | 8807.9522 | 222.2294 | 8585.7228 | 0 | 0 | 0 | 0 | 1.4486e-06 |  | 1.5317e-05 | 0 | 1.5317e-05 | 7.6585e-06 | 0 | 7.6585e-06 | 0 | 0 | 0 | [16 empty] | 7.3.1.3 Ignition probability mapping showing the probability of ignition along the electric lines and equipmentWLDFRAggregatedAggregated | WLDFR | HFTD - Distribution - Tier 2 - 3QU CoRE ¦ 4QU LoRE | Red Flag Warning - Destructive Fires | Aggregated | Aggregated | 2029 | 3.5242e-06 | 0 | 758.7044 | 0.0026738 | 2029 | Mitigation | 0.08575 | 30 | 0 | esc | 0.0012005 | 4.2308e-09 | 0.00060025 | 2.1154e-09 | 0.0015435 | 5.4396e-09
[79 empty] | WLDFR | HFTD - Distribution - Tier 2 - 3QU CoRE ¦ 4QU LoRE | Non-Red Flag Warning - Destructive Fires | 2022 | 1.739e-09 | 8.695e-10 | 2.2359e-09 | 8807.9522 | 222.2294 | 8585.7228 | 0 | 0 | 0 | 0 | 1.4486e-06 |  | 1.5317e-05 | 0 | 1.5317e-05 | 7.6585e-06 | 0 | 7.6585e-06 | 1.9693e-05 | 0 | 1.9693e-05 | [16 empty] | 7.3.1.3 Ignition probability mapping showing the probability of ignition along the electric lines and equipmentWLDFRAggregatedAggregated | WLDFR | HFTD - Distribution - Tier 2 - 3QU CoRE ¦ 4QU LoRE | Red Flag Warning - Destructive Fires | Aggregated | Aggregated | 2030 | 3.5242e-06 | 0 | 758.7044 | 0.0026738 | 2030 | Mitigation | 0.08575 | 30 | 0 | esc | 0.0012005 | 4.2308e-09 | 0.00060025 | 2.1154e-09 | 0.0015435 | 5.4396e-09
[79 empty] | WLDFR | HFTD - Distribution - Tier 2 - 3QU CoRE ¦ 4QU LoRE | Non-Red Flag Warning - Destructive Fires | 2023 | 1.739e-09 | 8.695e-10 | 2.2359e-09 | 9129.7461 | 233.2301 | 8896.516 | 0 | 0 | 0 | 0 | 1.4486e-06 |  | 1.5877e-05 | 0 | 1.5877e-05 | 7.9383e-06 | 0 | 7.9383e-06 | 2.0413e-05 | 0 | 2.0413e-05 | [16 empty] | 7.3.1.3 Ignition probability mapping showing the probability of ignition along the electric lines and equipmentWLDFRAggregatedAggregated | WLDFR | HFTD - Distribution - Tier 2 - 3QU CoRE ¦ 4QU LoRE | Red Flag Warning - Destructive Fires | Aggregated | Aggregated | 2031 | 3.5242e-06 | 0 | 758.7044 | 0.0026738 | 2031 | Mitigation | 0.08575 | 30 | 0 | esc | 0.0012005 | 4.2308e-09 | 0.00060025 | 2.1154e-09 | 0.0015435 | 5.4396e-09
[79 empty] | WLDFR | HFTD - Distribution - Tier 2 - 3QU CoRE ¦ 4QU LoRE | Non-Red Flag Warning - Destructive Fires | 2024 | 1.739e-09 | 8.695e-10 | 2.2359e-09 | 9129.7461 | 233.2301 | 8896.516 | 0 | 0 | 0 | 0 | 1.4486e-06 |  | 1.5877e-05 | 0 | 1.5877e-05 | 7.9383e-06 | 0 | 7.9383e-06 | 2.0413e-05 | 0 | 2.0413e-05 | [16 empty] | 7.3.1.3 Ignition probability mapping showing the probability of ignition along the electric lines and equipmentWLDFRAggregatedAggregated | WLDFR | HFTD - Distribution - Tier 2 - 3QU CoRE ¦ 4QU LoRE | Red Flag Warning - Destructive Fires | Aggregated | Aggregated | 2032 | 3.5242e-06 | 0 | 758.7044 | 0.0026738 | 2032 | Mitigation | 0.08575 | 30 | 0 | esc | 0.0012005 | 4.2308e-09 | 0.00060025 | 2.1154e-09 | 0.0015435 | 5.4396e-09
[79 empty] | WLDFR | HFTD - Distribution - Tier 2 - 3QU CoRE ¦ 4QU LoRE | Non-Red Flag Warning - Destructive Fires | 2025 | 1.739e-09 | 8.695e-10 | 2.2359e-09 | 9129.7461 | 233.2301 | 8896.516 | 0 | 0 | 0 | 0 | 1.4486e-06 |  | 1.5877e-05 | 0 | 1.5877e-05 | 7.9383e-06 | 0 | 7.9383e-06 | 2.0413e-05 | 0 | 2.0413e-05 | [16 empty] | 7.3.1.3 Ignition probability mapping showing the probability of ignition along the electric lines and equipmentWLDFRAggregatedAggregated | WLDFR | HFTD - Distribution - Tier 2 - 3QU CoRE ¦ 4QU LoRE | Red Flag Warning - Destructive Fires | Aggregated | Aggregated | 2033 | 3.5242e-06 | 0 | 758.7044 | 0.0026738 | 2033 | Mitigation | 0.08575 | 30 | 0 | esc | 0.0012005 | 4.2308e-09 | 0.00060025 | 2.1154e-09 | 0.0015435 | 5.4396e-09
[79 empty] | WLDFR | HFTD - Distribution - Tier 2 - 3QU CoRE ¦ 4QU LoRE | Non-Red Flag Warning - Destructive Fires | 2026 | 1.739e-09 | 8.695e-10 | 2.2359e-09 | 9129.7461 | 233.2301 | 8896.516 | 0 | 0 | 0 | 0 | 1.4486e-06 |  | 1.5877e-05 | 0 | 1.5877e-05 | 7.9383e-06 | 0 | 7.9383e-06 | 2.0413e-05 | 0 | 2.0413e-05 | [16 empty] | 7.3.1.3 Ignition probability mapping showing the probability of ignition along the electric lines and equipmentWLDFRAggregatedAggregated | WLDFR | HFTD - Distribution - Tier 2 - 3QU CoRE ¦ 4QU LoRE | Red Flag Warning - Destructive Fires | Aggregated | Aggregated | 2034 | 3.5242e-06 | 0 | 758.7044 | 0.0026738 | 2034 | Mitigation | 0.08575 | 30 | 0 | esc | 0.0012005 | 4.2308e-09 | 0.00060025 | 2.1154e-09 | 0.0015435 | 5.4396e-09
[79 empty] | WLDFR | HFTD - Distribution - Tier 2 - 3QU CoRE ¦ 4QU LoRE | Non-Red Flag Warning - Destructive Fires | 2027 | 1.739e-09 | 8.695e-10 | 2.2359e-09 | 9129.7461 | 233.2301 | 8896.516 | 0 | 0 | 0 | 0 | 1.4486e-06 |  | 1.5877e-05 | 0 | 1.5877e-05 | 7.9383e-06 | 0 | 7.9383e-06 | 2.0413e-05 | 0 | 2.0413e-05 | [16 empty] | 7.3.1.3 Ignition probability mapping showing the probability of ignition along the electric lines and equipmentWLDFRAggregatedAggregated | WLDFR | HFTD - Distribution - Tier 2 - 3QU CoRE ¦ 4QU LoRE | Red Flag Warning - Destructive Fires | Aggregated | Aggregated | 2035 | 3.5242e-06 | 0 | 758.7044 | 0.0026738 | 2035 | Mitigation | 0.08575 | 30 | 0 | esc | 0.0012005 | 4.2308e-09 | 0.00060025 | 2.1154e-09 | 0.0015435 | 5.4396e-09
[79 empty] | WLDFR | HFTD - Distribution - Tier 2 - 3QU CoRE ¦ 4QU LoRE | Non-Red Flag Warning - Destructive Fires | 2028 | 1.739e-09 | 8.695e-10 | 2.2359e-09 | 9534.9221 | 247.273 | 9287.6491 | 0 | 0 | 0 | 0 | 1.4486e-06 |  | 1.6581e-05 | 0 | 1.6581e-05 | 8.2906e-06 | 0 | 8.2906e-06 | 2.1319e-05 | 0 | 2.1319e-05 | [16 empty] | 7.3.1.3 Ignition probability mapping showing the probability of ignition along the electric lines and equipmentWLDFRAggregatedAggregated | WLDFR | HFTD - Distribution - Tier 2 - 3QU CoRE ¦ 4QU LoRE | Red Flag Warning - Destructive Fires | Aggregated | Aggregated | 2036 | 3.5242e-06 | 0 | 758.7044 | 0.0026738 | 2036 | Mitigation | 0.08575 | 30 | 0 | esc | 0.0012005 | 4.2308e-09 | 0.00060025 | 2.1154e-09 | 0.0015435 | 5.4396e-09
[79 empty] | WLDFR | HFTD - Distribution - Tier 2 - 3QU CoRE ¦ 4QU LoRE | Non-Red Flag Warning - Destructive Fires | 2029 | 1.739e-09 | 8.695e-10 | 2.2359e-09 | 9534.9221 | 247.273 | 9287.6491 | 0 | 0 | 0 | 0 | 1.4486e-06 |  | 1.6581e-05 | 0 | 1.6581e-05 | 8.2906e-06 | 0 | 8.2906e-06 | 2.1319e-05 | 0 | 2.1319e-05 | [16 empty] | 7.3.1.3 Ignition probability mapping showing the probability of ignition along the electric lines and equipmentWLDFRAggregatedAggregated | WLDFR | HFTD - Distribution - Tier 2 - 3QU CoRE ¦ 4QU LoRE | Red Flag Warning - Destructive Fires | Aggregated | Aggregated | 2037 | 3.5242e-06 | 0 | 758.7044 | 0.0026738 | 2037 | Mitigation | 0.08575 | 30 | 0 | esc | 0.0012005 | 4.2308e-09 | 0.00060025 | 2.1154e-09 | 0.0015435 | 5.4396e-09
[79 empty] | WLDFR | HFTD - Distribution - Tier 2 - 3QU CoRE ¦ 4QU LoRE | Non-Red Flag Warning - Destructive Fires | 2030 | 1.739e-09 | 8.695e-10 | 2.2359e-09 | 9534.9221 | 247.273 | 9287.6491 | 0 | 0 | 0 | 0 | 1.4486e-06 |  | 1.6581e-05 | 0 | 1.6581e-05 | 8.2906e-06 | 0 | 8.2906e-06 | 2.1319e-05 | 0 | 2.1319e-05 | [16 empty] | 7.3.1.3 Ignition probability mapping showing the probability of ignition along the electric lines and equipmentWLDFRAggregatedAggregated | WLDFR | HFTD - Distribution - Tier 2 - 3QU CoRE ¦ 4QU LoRE | Red Flag Warning - Destructive Fires | Aggregated | Aggregated | 2038 | 3.5242e-06 | 0 | 758.7044 | 0.0026738 | 2038 | Mitigation | 0.08575 | 30 | 0 | esc | 0.0012005 | 4.2308e-09 | 0.00060025 | 2.1154e-09 | 0.0015435 | 5.4396e-09
[79 empty] | WLDFR | HFTD - Distribution - Tier 2 - 3QU CoRE ¦ 4QU LoRE | Non-Red Flag Warning - Destructive Fires | 2031 | 1.739e-09 | 8.695e-10 | 2.2359e-09 | 9534.9221 | 247.273 | 9287.6491 | 0 | 0 | 0 | 0 | 1.4486e-06 |  | 1.6581e-05 | 0 | 1.6581e-05 | 8.2906e-06 | 0 | 8.2906e-06 | 2.1319e-05 | 0 | 2.1319e-05 | [16 empty] | 7.3.1.3 Ignition probability mapping showing the probability of ignition along the electric lines and equipmentWLDFRAggregatedAggregated | WLDFR | HFTD - Distribution - Tier 2 - 3QU CoRE ¦ 4QU LoRE | Red Flag Warning - Destructive Fires | Aggregated | Aggregated | 2039 | 3.5242e-06 | 0 | 758.7044 | 0.0026738 | 2039 | Mitigation | 0.08575 | 30 | 0 | esc | 0.0012005 | 4.2308e-09 | 0.00060025 | 2.1154e-09 | 0.0015435 | 5.4396e-09
[79 empty] | WLDFR | HFTD - Distribution - Tier 2 - 3QU CoRE ¦ 4QU LoRE | Non-Red Flag Warning - Destructive Fires | 2032 | 1.739e-09 | 8.695e-10 | 2.2359e-09 | 9534.9221 | 247.273 | 9287.6491 | 0 | 0 | 0 | 0 | 1.4486e-06 |  | 1.6581e-05 | 0 | 1.6581e-05 | 8.2906e-06 | 0 | 8.2906e-06 | 2.1319e-05 | 0 | 2.1319e-05 | [16 empty] | 7.3.1.3 Ignition probability mapping showing the probability of ignition along the electric lines and equipmentWLDFRAggregatedAggregated | WLDFR | HFTD - Distribution - Tier 2 - 3QU CoRE ¦ 4QU LoRE | Red Flag Warning - Destructive Fires | Aggregated | Aggregated | 2040 | 3.5242e-06 | 0 | 758.7044 | 0.0026738 | 2040 | Mitigation | 0.08575 | 30 | 0 | esc | 0.0012005 | 4.2308e-09 | 0.00060025 | 2.1154e-09 | 0.0015435 | 5.4396e-09
[79 empty] | WLDFR | HFTD - Distribution - Tier 2 - 3QU CoRE ¦ 4QU LoRE | Non-Red Flag Warning - Destructive Fires | 2033 | 1.739e-09 | 8.695e-10 | 2.2359e-09 | 9984.8474 | 263.1074 | 9721.74 | 0 | 0 | 0 | 0 | 1.4486e-06 |  | 1.7364e-05 | 0 | 1.7364e-05 | 8.6819e-06 | 0 | 8.6819e-06 | 2.2325e-05 | 0 | 2.2325e-05 | [16 empty] | 7.3.1.3 Ignition probability mapping showing the probability of ignition along the electric lines and equipmentWLDFRAggregatedAggregated | WLDFR | HFTD - Distribution - Tier 2 - 3QU CoRE ¦ 4QU LoRE | Red Flag Warning - Destructive Fires | Aggregated | Aggregated | 2041 | 3.5242e-06 | 0 | 758.7044 | 0.0026738 | 2041 | Mitigation | 0.08575 | 30 | 0 | esc | 0.0012005 | 4.2308e-09 | 0.00060025 | 2.1154e-09 | 0.0015435 | 5.4396e-09
[79 empty] | WLDFR | HFTD - Distribution - Tier 2 - 3QU CoRE ¦ 4QU LoRE | Non-Red Flag Warning - Destructive Fires | 2034 | 1.739e-09 | 8.695e-10 | 2.2359e-09 | 9984.8474 | 263.1074 | 9721.74 | 0 | 0 | 0 | 0 | 1.4486e-06 |  | 1.7364e-05 | 0 | 1.7364e-05 | 8.6819e-06 | 0 | 8.6819e-06 | 2.2325e-05 | 0 | 2.2325e-05 | [16 empty] | 7.3.1.3 Ignition probability mapping showing the probability of ignition along the electric lines and equipmentWLDFRAggregatedAggregated | WLDFR | HFTD - Distribution - Tier 2 - 3QU CoRE ¦ 4QU LoRE | Red Flag Warning - Destructive Fires | Aggregated | Aggregated | 2042 | 3.5242e-06 | 0 | 758.7044 | 0.0026738 | 2042 | Mitigation | 0.08575 | 30 | 0 | esc | 0.0012005 | 4.2308e-09 | 0.00060025 | 2.1154e-09 | 0.0015435 | 5.4396e-09
[79 empty] | WLDFR | HFTD - Distribution - Tier 2 - 3QU CoRE ¦ 4QU LoRE | Non-Red Flag Warning - Destructive Fires | 2035 | 1.739e-09 | 8.695e-10 | 2.2359e-09 | 9984.8474 | 263.1074 | 9721.74 | 0 | 0 | 0 | 0 | 1.4486e-06 |  | 1.7364e-05 | 0 | 1.7364e-05 | 8.6819e-06 | 0 | 8.6819e-06 | 2.2325e-05 | 0 | 2.2325e-05 | [16 empty] | 7.3.1.3 Ignition probability mapping showing the probability of ignition along the electric lines and equipmentWLDFRAggregatedAggregated | WLDFR | HFTD - Distribution - Tier 2 - 3QU CoRE ¦ 4QU LoRE | Red Flag Warning - Destructive Fires | Aggregated | Aggregated | 2043 | 3.5242e-06 | 0 | 758.7044 | 0.0026738 | 2043 | Mitigation | 0.08575 | 30 | 0 | esc | 0.0012005 | 4.2308e-09 | 0.00060025 | 2.1154e-09 | 0.0015435 | 5.4396e-09
[79 empty] | WLDFR | HFTD - Distribution - Tier 2 - 3QU CoRE ¦ 4QU LoRE | Non-Red Flag Warning - Destructive Fires | 2036 | 1.739e-09 | 8.695e-10 | 2.2359e-09 | 9984.8474 | 263.1074 | 9721.74 | 0 | 0 | 0 | 0 | 1.4486e-06 |  | 1.7364e-05 | 0 | 1.7364e-05 | 8.6819e-06 | 0 | 8.6819e-06 | 2.2325e-05 | 0 | 2.2325e-05 | [16 empty] | 7.3.1.3 Ignition probability mapping showing the probability of ignition along the electric lines and equipmentWLDFRAggregatedAggregated | WLDFR | HFTD - Distribution - Tier 2 - 3QU CoRE ¦ 4QU LoRE | Red Flag Warning - Destructive Fires | Aggregated | Aggregated | 2044 | 3.5242e-06 | 0 | 758.7044 | 0.0026738 | 2044 | Mitigation | 0.08575 | 30 | 0 | esc | 0.0012005 | 4.2308e-09 | 0.00060025 | 2.1154e-09 | 0.0015435 | 5.4396e-09
[79 empty] | WLDFR | HFTD - Distribution - Tier 2 - 3QU CoRE ¦ 4QU LoRE | Non-Red Flag Warning - Destructive Fires | 2037 | 1.739e-09 | 8.695e-10 | 2.2359e-09 | 9984.8474 | 263.1074 | 9721.74 | 0 | 0 | 0 | 0 | 1.4486e-06 |  | 1.7364e-05 | 0 | 1.7364e-05 | 8.6819e-06 | 0 | 8.6819e-06 | 2.2325e-05 | 0 | 2.2325e-05 | [16 empty] | 7.3.1.3 Ignition probability mapping showing the probability of ignition along the electric lines and equipmentWLDFRAggregatedAggregated | WLDFR | HFTD - Distribution - Tier 2 - 3QU CoRE ¦ 4QU LoRE | Red Flag Warning - Destructive Fires | Aggregated | Aggregated | 2045 | 3.5242e-06 | 0 | 758.7044 | 0.0026738 | 2045 | Mitigation | 0.08575 | 30 | 0 | esc | 0.0012005 | 4.2308e-09 | 0.00060025 | 2.1154e-09 | 0.0015435 | 5.4396e-09
[79 empty] | WLDFR | HFTD - Distribution - Tier 2 - 3QU CoRE ¦ 4QU LoRE | Non-Red Flag Warning - Destructive Fires | 2038 | 1.739e-09 | 8.695e-10 | 2.2359e-09 | 10472.8261 | 280.5544 | 10192.2718 | 0 | 0 | 0 | 0 | 1.4486e-06 |  | 1.8212e-05 | 0 | 1.8212e-05 | 9.1062e-06 | 0 | 9.1062e-06 | 2.3416e-05 | 0 | 2.3416e-05 | [16 empty] | 7.3.1.3 Ignition probability mapping showing the probability of ignition along the electric lines and equipmentWLDFRAggregatedAggregated | WLDFR | HFTD - Distribution - Tier 2 - 3QU CoRE ¦ 4QU LoRE | Red Flag Warning - Destructive Fires | Aggregated | Aggregated | 2046 | 3.5242e-06 | 0 | 758.7044 | 0.0026738 | 2046 | Mitigation | 0.08575 | 30 | 0 | esc | 0.0012005 | 4.2308e-09 | 0.00060025 | 2.1154e-09 | 0.0015435 | 5.4396e-09
[79 empty] | WLDFR | HFTD - Distribution - Tier 2 - 3QU CoRE ¦ 4QU LoRE | Non-Red Flag Warning - Destructive Fires | 2039 | 1.739e-09 | 8.695e-10 | 2.2359e-09 | 10472.8261 | 280.5544 | 10192.2718 | 0 | 0 | 0 | 0 | 1.4486e-06 |  | 1.8212e-05 | 0 | 1.8212e-05 | 9.1062e-06 | 0 | 9.1062e-06 | 2.3416e-05 | 0 | 2.3416e-05 | [16 empty] | 7.3.1.3 Ignition probability mapping showing the probability of ignition along the electric lines and equipmentWLDFRAggregatedAggregated | WLDFR | HFTD - Distribution - Tier 2 - 3QU CoRE ¦ 4QU LoRE | Red Flag Warning - Destructive Fires | Aggregated | Aggregated | 2047 | 3.5242e-06 | 0 | 758.7044 | 0.0026738 | 2047 | Mitigation | 0.08575 | 30 | 0 | esc | 0.0012005 | 4.2308e-09 | 0.00060025 | 2.1154e-09 | 0.0015435 | 5.4396e-09
[79 empty] | WLDFR | HFTD - Distribution - Tier 2 - 3QU CoRE ¦ 4QU LoRE | Non-Red Flag Warning - Destructive Fires | 2040 | 1.739e-09 | 8.695e-10 | 2.2359e-09 | 10472.8261 | 280.5544 | 10192.2718 | 0 | 0 | 0 | 0 | 1.4486e-06 |  | 1.8212e-05 | 0 | 1.8212e-05 | 9.1062e-06 | 0 | 9.1062e-06 | 2.3416e-05 | 0 | 2.3416e-05 | [16 empty] | 7.3.1.3 Ignition probability mapping showing the probability of ignition along the electric lines and equipmentWLDFRAggregatedAggregated | WLDFR | HFTD - Distribution - Tier 2 - 3QU CoRE ¦ 4QU LoRE | Red Flag Warning - Destructive Fires | Aggregated | Aggregated | 2048 | 3.5242e-06 | 0 | 758.7044 | 0.0026738 | 2048 | Mitigation | 0.08575 | 30 | 0 | esc | 0.0012005 | 4.2308e-09 | 0.00060025 | 2.1154e-09 | 0.0015435 | 5.4396e-09
[79 empty] | WLDFR | HFTD - Distribution - Tier 2 - 3QU CoRE ¦ 4QU LoRE | Non-Red Flag Warning - Destructive Fires | 2041 | 1.739e-09 | 8.695e-10 | 2.2359e-09 | 10472.8261 | 280.5544 | 10192.2718 | 0 | 0 | 0 | 0 | 1.4486e-06 |  | 1.8212e-05 | 0 | 1.8212e-05 | 9.1062e-06 | 0 | 9.1062e-06 | 2.3416e-05 | 0 | 2.3416e-05 | [16 empty] | 7.3.1.3 Ignition probability mapping showing the probability of ignition along the electric lines and equipmentWLDFRAggregatedAggregated | WLDFR | HFTD - Distribution - Tier 2 - 3QU CoRE ¦ 4QU LoRE | Red Flag Warning - Destructive Fires | Aggregated | Aggregated | 2049 | 3.5242e-06 | 0 | 758.7044 | 0.0026738 | 2049 | Mitigation | 0.08575 | 30 | 0 | esc | 0.0012005 | 4.2308e-09 | 0.00060025 | 2.1154e-09 | 0.0015435 | 5.4396e-09
[79 empty] | WLDFR | HFTD - Distribution - Tier 2 - 3QU CoRE ¦ 4QU LoRE | Non-Red Flag Warning - Destructive Fires | 2042 | 1.739e-09 | 8.695e-10 | 2.2359e-09 | 10472.8261 | 280.5544 | 10192.2718 | 0 | 0 | 0 | 0 | 1.4486e-06 |  | 1.8212e-05 | 0 | 1.8212e-05 | 9.1062e-06 | 0 | 9.1062e-06 | 2.3416e-05 | 0 | 2.3416e-05 | [16 empty] | 7.3.1.3 Ignition probability mapping showing the probability of ignition along the electric lines and equipmentWLDFRAggregatedAggregated | WLDFR | HFTD - Distribution - Tier 2 - 3QU CoRE ¦ 4QU LoRE | Red Flag Warning - Destructive Fires | Aggregated | Aggregated | 2050 | 3.5242e-06 | 0 | 758.7044 | 0.0026738 | 2050 | Mitigation | 0.08575 | 30 | 0 | esc | 0 | 0 | 0.00060025 | 2.1154e-09 | 0.0015435 | 5.4396e-09
[79 empty] | WLDFR | HFTD - Distribution - Tier 2 - 3QU CoRE ¦ 4QU LoRE | Non-Red Flag Warning - Destructive Fires | 2043 | 1.739e-09 | 8.695e-10 | 2.2359e-09 | 10992.1562 | 299.42 | 10692.7362 | 0 | 0 | 0 | 0 | 1.4486e-06 |  | 1.9115e-05 | 0 | 1.9115e-05 | 9.5577e-06 | 0 | 9.5577e-06 | 2.4577e-05 | 0 | 2.4577e-05 | [16 empty] | 7.3.1.3 Ignition probability mapping showing the probability of ignition along the electric lines and equipmentWLDFRAggregatedAggregated | WLDFR | HFTD - Distribution - Tier 2 - 3QU CoRE ¦ 4QU LoRE | Red Flag Warning - Destructive Fires | Aggregated | Aggregated | 2051 | 3.5242e-06 | 0 | 758.7044 | 0.0026738 | 2051 | Mitigation | 0.08575 | 30 | 0 | esc | 0 | 0 | 0 | 0 | 0.0015435 | 5.4396e-09
[79 empty] | WLDFR | HFTD - Distribution - Tier 2 - 3QU CoRE ¦ 4QU LoRE | Non-Red Flag Warning - Destructive Fires | 2044 | 1.739e-09 | 8.695e-10 | 2.2359e-09 | 10992.1562 | 299.42 | 10692.7362 | 0 | 0 | 0 | 0 | 1.4486e-06 |  | 1.9115e-05 | 0 | 1.9115e-05 | 9.5577e-06 | 0 | 9.5577e-06 | 2.4577e-05 | 0 | 2.4577e-05 | [16 empty] | 7.3.1.3 Ignition probability mapping showing the probability of ignition along the electric lines and equipmentWLDFRAggregatedAggregated | WLDFR | HFTD - Distribution - Tier 2 - 3QU CoRE ¦ 4QU LoRE | Red Flag Warning - Large Fires | Aggregated | Aggregated | 2021 | 3.6566e-05 | 0 | 758.7044 | 0.027743 | 2021 | Mitigation | 0.08575 | 30 | 0 | esc | 0.0012005 | 4.3898e-08 | 0.00060025 | 2.1949e-08 | 0 | 0
[79 empty] | WLDFR | HFTD - Distribution - Tier 2 - 3QU CoRE ¦ 4QU LoRE | Non-Red Flag Warning - Destructive Fires | 2045 | 1.739e-09 | 8.695e-10 | 2.2359e-09 | 10992.1562 | 299.42 | 10692.7362 | 0 | 0 | 0 | 0 | 1.4486e-06 |  | 1.9115e-05 | 0 | 1.9115e-05 | 9.5577e-06 | 0 | 9.5577e-06 | 2.4577e-05 | 0 | 2.4577e-05 | [16 empty] | 7.3.1.3 Ignition probability mapping showing the probability of ignition along the electric lines and equipmentWLDFRAggregatedAggregated | WLDFR | HFTD - Distribution - Tier 2 - 3QU CoRE ¦ 4QU LoRE | Red Flag Warning - Large Fires | Aggregated | Aggregated | 2022 | 3.6566e-05 | 0 | 758.7044 | 0.027743 | 2022 | Mitigation | 0.08575 | 30 | 0 | esc | 0.0012005 | 4.3898e-08 | 0.00060025 | 2.1949e-08 | 0.0015435 | 5.644e-08
[79 empty] | WLDFR | HFTD - Distribution - Tier 2 - 3QU CoRE ¦ 4QU LoRE | Non-Red Flag Warning - Destructive Fires | 2046 | 1.739e-09 | 8.695e-10 | 2.2359e-09 | 10992.1562 | 299.42 | 10692.7362 | 0 | 0 | 0 | 0 | 1.4486e-06 |  | 1.9115e-05 | 0 | 1.9115e-05 | 9.5577e-06 | 0 | 9.5577e-06 | 2.4577e-05 | 0 | 2.4577e-05 | [16 empty] | 7.3.1.3 Ignition probability mapping showing the probability of ignition along the electric lines and equipmentWLDFRAggregatedAggregated | WLDFR | HFTD - Distribution - Tier 2 - 3QU CoRE ¦ 4QU LoRE | Red Flag Warning - Large Fires | Aggregated | Aggregated | 2023 | 3.6566e-05 | 0 | 758.7044 | 0.027743 | 2023 | Mitigation | 0.08575 | 30 | 0 | esc | 0.0012005 | 4.3898e-08 | 0.00060025 | 2.1949e-08 | 0.0015435 | 5.644e-08
[79 empty] | WLDFR | HFTD - Distribution - Tier 2 - 3QU CoRE ¦ 4QU LoRE | Non-Red Flag Warning - Destructive Fires | 2047 | 1.739e-09 | 8.695e-10 | 2.2359e-09 | 10992.1562 | 299.42 | 10692.7362 | 0 | 0 | 0 | 0 | 1.4486e-06 |  | 1.9115e-05 | 0 | 1.9115e-05 | 9.5577e-06 | 0 | 9.5577e-06 | 2.4577e-05 | 0 | 2.4577e-05 | [16 empty] | 7.3.1.3 Ignition probability mapping showing the probability of ignition along the electric lines and equipmentWLDFRAggregatedAggregated | WLDFR | HFTD - Distribution - Tier 2 - 3QU CoRE ¦ 4QU LoRE | Red Flag Warning - Large Fires | Aggregated | Aggregated | 2024 | 3.6566e-05 | 0 | 758.7044 | 0.027743 | 2024 | Mitigation | 0.08575 | 30 | 0 | esc | 0.0012005 | 4.3898e-08 | 0.00060025 | 2.1949e-08 | 0.0015435 | 5.644e-08
[79 empty] | WLDFR | HFTD - Distribution - Tier 2 - 3QU CoRE ¦ 4QU LoRE | Non-Red Flag Warning - Destructive Fires | 2048 | 1.739e-09 | 8.695e-10 | 2.2359e-09 | 11536.0538 | 319.4911 | 11216.5626 | 0 | 0 | 0 | 0 | 1.4486e-06 |  | 2.0061e-05 | 0 | 2.0061e-05 | 1.0031e-05 | 0 | 1.0031e-05 | 2.5793e-05 | 0 | 2.5793e-05 | [16 empty] | 7.3.1.3 Ignition probability mapping showing the probability of ignition along the electric lines and equipmentWLDFRAggregatedAggregated | WLDFR | HFTD - Distribution - Tier 2 - 3QU CoRE ¦ 4QU LoRE | Red Flag Warning - Large Fires | Aggregated | Aggregated | 2025 | 3.6566e-05 | 0 | 758.7044 | 0.027743 | 2025 | Mitigation | 0.08575 | 30 | 0 | esc | 0.0012005 | 4.3898e-08 | 0.00060025 | 2.1949e-08 | 0.0015435 | 5.644e-08
[79 empty] | WLDFR | HFTD - Distribution - Tier 2 - 3QU CoRE ¦ 4QU LoRE | Non-Red Flag Warning - Destructive Fires | 2049 | 1.739e-09 | 8.695e-10 | 2.2359e-09 | 11536.0538 | 319.4911 | 11216.5626 | 0 | 0 | 0 | 0 | 1.4486e-06 |  | 2.0061e-05 | 0 | 2.0061e-05 | 1.0031e-05 | 0 | 1.0031e-05 | 2.5793e-05 | 0 | 2.5793e-05 | [16 empty] | 7.3.1.3 Ignition probability mapping showing the probability of ignition along the electric lines and equipmentWLDFRAggregatedAggregated | WLDFR | HFTD - Distribution - Tier 2 - 3QU CoRE ¦ 4QU LoRE | Red Flag Warning - Large Fires | Aggregated | Aggregated | 2026 | 3.6566e-05 | 0 | 758.7044 | 0.027743 | 2026 | Mitigation | 0.08575 | 30 | 0 | esc | 0.0012005 | 4.3898e-08 | 0.00060025 | 2.1949e-08 | 0.0015435 | 5.644e-08
[79 empty] | WLDFR | HFTD - Distribution - Tier 2 - 3QU CoRE ¦ 4QU LoRE | Non-Red Flag Warning - Destructive Fires | 2050 | 0 | 8.695e-10 | 2.2359e-09 | 11536.0538 | 319.4911 | 11216.5626 | 0 | 0 | 0 | 0 | 1.4486e-06 |  | 0 | 0 | 0 | 1.0031e-05 | 0 | 1.0031e-05 | 2.5793e-05 | 0 | 2.5793e-05 | [16 empty] | 7.3.1.3 Ignition probability mapping showing the probability of ignition along the electric lines and equipmentWLDFRAggregatedAggregated | WLDFR | HFTD - Distribution - Tier 2 - 3QU CoRE ¦ 4QU LoRE | Red Flag Warning - Large Fires | Aggregated | Aggregated | 2027 | 3.6566e-05 | 0 | 758.7044 | 0.027743 | 2027 | Mitigation | 0.08575 | 30 | 0 | esc | 0.0012005 | 4.3898e-08 | 0.00060025 | 2.1949e-08 | 0.0015435 | 5.644e-08
[79 empty] | WLDFR | HFTD - Distribution - Tier 2 - 3QU CoRE ¦ 4QU LoRE | Non-Red Flag Warning - Destructive Fires | 2051 | 0 | 0 | 2.2359e-09 | 11536.0538 | 319.4911 | 11216.5626 | 0 | 0 | 0 | 0 | 1.4486e-06 |  | 0 | 0 | 0 | 0 | 0 | 0 | 2.5793e-05 | 0 | 2.5793e-05 | [16 empty] | 7.3.1.3 Ignition probability mapping showing the probability of ignition along the electric lines and equipmentWLDFRAggregatedAggregated | WLDFR | HFTD - Distribution - Tier 2 - 3QU CoRE ¦ 4QU LoRE | Red Flag Warning - Large Fires | Aggregated | Aggregated | 2028 | 3.6566e-05 | 0 | 758.7044 | 0.027743 | 2028 | Mitigation | 0.08575 | 30 | 0 | esc | 0.0012005 | 4.3898e-08 | 0.00060025 | 2.1949e-08 | 0.0015435 | 5.644e-08
[79 empty] | WLDFR | HFTD - Distribution - Tier 2 - 3QU CoRE ¦ 4QU LoRE | Non-Red Flag Warning - Large Fires | 2020 | 2.8867e-08 | 0 | 0 | 5.2406 | 0.69642 | 2.942 | 1.6022 | 0 | 0 | 0 | 2.4046e-05 |  | 1.5128e-07 | 0 | 1.5128e-07 | 0 | 0 | 0 | 0 | 0 | 0 | [16 empty] | 7.3.1.3 Ignition probability mapping showing the probability of ignition along the electric lines and equipmentWLDFRAggregatedAggregated | WLDFR | HFTD - Distribution - Tier 2 - 3QU CoRE ¦ 4QU LoRE | Red Flag Warning - Large Fires | Aggregated | Aggregated | 2029 | 3.6566e-05 | 0 | 758.7044 | 0.027743 | 2029 | Mitigation | 0.08575 | 30 | 0 | esc | 0.0012005 | 4.3898e-08 | 0.00060025 | 2.1949e-08 | 0.0015435 | 5.644e-08
[79 empty] | WLDFR | HFTD - Distribution - Tier 2 - 3QU CoRE ¦ 4QU LoRE | Non-Red Flag Warning - Large Fires | 2021 | 2.8867e-08 | 1.4433e-08 | 0 | 5.2406 | 0.69642 | 2.942 | 1.6022 | 0 | 0 | 0 | 2.4046e-05 |  | 1.5128e-07 | 0 | 1.5128e-07 | 7.5639e-08 | 0 | 7.5639e-08 | 0 | 0 | 0 | [16 empty] | 7.3.1.3 Ignition probability mapping showing the probability of ignition along the electric lines and equipmentWLDFRAggregatedAggregated | WLDFR | HFTD - Distribution - Tier 2 - 3QU CoRE ¦ 4QU LoRE | Red Flag Warning - Large Fires | Aggregated | Aggregated | 2030 | 3.6566e-05 | 0 | 758.7044 | 0.027743 | 2030 | Mitigation | 0.08575 | 30 | 0 | esc | 0.0012005 | 4.3898e-08 | 0.00060025 | 2.1949e-08 | 0.0015435 | 5.644e-08
[79 empty] | WLDFR | HFTD - Distribution - Tier 2 - 3QU CoRE ¦ 4QU LoRE | Non-Red Flag Warning - Large Fires | 2022 | 2.8867e-08 | 1.4433e-08 | 3.7114e-08 | 5.2406 | 0.69642 | 2.942 | 1.6022 | 0 | 0 | 0 | 2.4046e-05 |  | 1.5128e-07 | 0 | 1.5128e-07 | 7.5639e-08 | 0 | 7.5639e-08 | 1.945e-07 | 0 | 1.945e-07 | [16 empty] | 7.3.1.3 Ignition probability mapping showing the probability of ignition along the electric lines and equipmentWLDFRAggregatedAggregated | WLDFR | HFTD - Distribution - Tier 2 - 3QU CoRE ¦ 4QU LoRE | Red Flag Warning - Large Fires | Aggregated | Aggregated | 2031 | 3.6566e-05 | 0 | 758.7044 | 0.027743 | 2031 | Mitigation | 0.08575 | 30 | 0 | esc | 0.0012005 | 4.3898e-08 | 0.00060025 | 2.1949e-08 | 0.0015435 | 5.644e-08
[79 empty] | WLDFR | HFTD - Distribution - Tier 2 - 3QU CoRE ¦ 4QU LoRE | Non-Red Flag Warning - Large Fires | 2023 | 2.8867e-08 | 1.4433e-08 | 3.7114e-08 | 5.475 | 0.71896 | 3.0715 | 1.6846 | 0 | 0 | 0 | 2.4046e-05 |  | 1.5805e-07 | 0 | 1.5805e-07 | 7.9023e-08 | 0 | 7.9023e-08 | 2.032e-07 | 0 | 2.032e-07 | [16 empty] | 7.3.1.3 Ignition probability mapping showing the probability of ignition along the electric lines and equipmentWLDFRAggregatedAggregated | WLDFR | HFTD - Distribution - Tier 2 - 3QU CoRE ¦ 4QU LoRE | Red Flag Warning - Large Fires | Aggregated | Aggregated | 2032 | 3.6566e-05 | 0 | 758.7044 | 0.027743 | 2032 | Mitigation | 0.08575 | 30 | 0 | esc | 0.0012005 | 4.3898e-08 | 0.00060025 | 2.1949e-08 | 0.0015435 | 5.644e-08
[79 empty] | WLDFR | HFTD - Distribution - Tier 2 - 3QU CoRE ¦ 4QU LoRE | Non-Red Flag Warning - Large Fires | 2024 | 2.8867e-08 | 1.4433e-08 | 3.7114e-08 | 5.475 | 0.71896 | 3.0715 | 1.6846 | 0 | 0 | 0 | 2.4046e-05 |  | 1.5805e-07 | 0 | 1.5805e-07 | 7.9023e-08 | 0 | 7.9023e-08 | 2.032e-07 | 0 | 2.032e-07 | [16 empty] | 7.3.1.3 Ignition probability mapping showing the probability of ignition along the electric lines and equipmentWLDFRAggregatedAggregated | WLDFR | HFTD - Distribution - Tier 2 - 3QU CoRE ¦ 4QU LoRE | Red Flag Warning - Large Fires | Aggregated | Aggregated | 2033 | 3.6566e-05 | 0 | 758.7044 | 0.027743 | 2033 | Mitigation | 0.08575 | 30 | 0 | esc | 0.0012005 | 4.3898e-08 | 0.00060025 | 2.1949e-08 | 0.0015435 | 5.644e-08
[79 empty] | WLDFR | HFTD - Distribution - Tier 2 - 3QU CoRE ¦ 4QU LoRE | Non-Red Flag Warning - Large Fires | 2025 | 2.8867e-08 | 1.4433e-08 | 3.7114e-08 | 5.475 | 0.71896 | 3.0715 | 1.6846 | 0 | 0 | 0 | 2.4046e-05 |  | 1.5805e-07 | 0 | 1.5805e-07 | 7.9023e-08 | 0 | 7.9023e-08 | 2.032e-07 | 0 | 2.032e-07 | [16 empty] | 7.3.1.3 Ignition probability mapping showing the probability of ignition along the electric lines and equipmentWLDFRAggregatedAggregated | WLDFR | HFTD - Distribution - Tier 2 - 3QU CoRE ¦ 4QU LoRE | Red Flag Warning - Large Fires | Aggregated | Aggregated | 2034 | 3.6566e-05 | 0 | 758.7044 | 0.027743 | 2034 | Mitigation | 0.08575 | 30 | 0 | esc | 0.0012005 | 4.3898e-08 | 0.00060025 | 2.1949e-08 | 0.0015435 | 5.644e-08
[79 empty] | WLDFR | HFTD - Distribution - Tier 2 - 3QU CoRE ¦ 4QU LoRE | Non-Red Flag Warning - Large Fires | 2026 | 2.8867e-08 | 1.4433e-08 | 3.7114e-08 | 5.475 | 0.71896 | 3.0715 | 1.6846 | 0 | 0 | 0 | 2.4046e-05 |  | 1.5805e-07 | 0 | 1.5805e-07 | 7.9023e-08 | 0 | 7.9023e-08 | 2.032e-07 | 0 | 2.032e-07 | [16 empty] | 7.3.1.3 Ignition probability mapping showing the probability of ignition along the electric lines and equipmentWLDFRAggregatedAggregated | WLDFR | HFTD - Distribution - Tier 2 - 3QU CoRE ¦ 4QU LoRE | Red Flag Warning - Large Fires | Aggregated | Aggregated | 2035 | 3.6566e-05 | 0 | 758.7044 | 0.027743 | 2035 | Mitigation | 0.08575 | 30 | 0 | esc | 0.0012005 | 4.3898e-08 | 0.00060025 | 2.1949e-08 | 0.0015435 | 5.644e-08
[79 empty] | WLDFR | HFTD - Distribution - Tier 2 - 3QU CoRE ¦ 4QU LoRE | Non-Red Flag Warning - Large Fires | 2027 | 2.8867e-08 | 1.4433e-08 | 3.7114e-08 | 5.475 | 0.71896 | 3.0715 | 1.6846 | 0 | 0 | 0 | 2.4046e-05 |  | 1.5805e-07 | 0 | 1.5805e-07 | 7.9023e-08 | 0 | 7.9023e-08 | 2.032e-07 | 0 | 2.032e-07 | [16 empty] | 7.3.1.3 Ignition probability mapping showing the probability of ignition along the electric lines and equipmentWLDFRAggregatedAggregated | WLDFR | HFTD - Distribution - Tier 2 - 3QU CoRE ¦ 4QU LoRE | Red Flag Warning - Large Fires | Aggregated | Aggregated | 2036 | 3.6566e-05 | 0 | 758.7044 | 0.027743 | 2036 | Mitigation | 0.08575 | 30 | 0 | esc | 0.0012005 | 4.3898e-08 | 0.00060025 | 2.1949e-08 | 0.0015435 | 5.644e-08
[79 empty] | WLDFR | HFTD - Distribution - Tier 2 - 3QU CoRE ¦ 4QU LoRE | Non-Red Flag Warning - Large Fires | 2028 | 2.8867e-08 | 1.4433e-08 | 3.7114e-08 | 5.777 | 0.74734 | 3.238 | 1.7917 | 0 | 0 | 0 | 2.4046e-05 |  | 1.6676e-07 | 0 | 1.6676e-07 | 8.3381e-08 | 0 | 8.3381e-08 | 2.1441e-07 | 0 | 2.1441e-07 | [16 empty] | 7.3.1.3 Ignition probability mapping showing the probability of ignition along the electric lines and equipmentWLDFRAggregatedAggregated | WLDFR | HFTD - Distribution - Tier 2 - 3QU CoRE ¦ 4QU LoRE | Red Flag Warning - Large Fires | Aggregated | Aggregated | 2037 | 3.6566e-05 | 0 | 758.7044 | 0.027743 | 2037 | Mitigation | 0.08575 | 30 | 0 | esc | 0.0012005 | 4.3898e-08 | 0.00060025 | 2.1949e-08 | 0.0015435 | 5.644e-08
[79 empty] | WLDFR | HFTD - Distribution - Tier 2 - 3QU CoRE ¦ 4QU LoRE | Non-Red Flag Warning - Large Fires | 2029 | 2.8867e-08 | 1.4433e-08 | 3.7114e-08 | 5.777 | 0.74734 | 3.238 | 1.7917 | 0 | 0 | 0 | 2.4046e-05 |  | 1.6676e-07 | 0 | 1.6676e-07 | 8.3381e-08 | 0 | 8.3381e-08 | 2.1441e-07 | 0 | 2.1441e-07 | [16 empty] | 7.3.1.3 Ignition probability mapping showing the probability of ignition along the electric lines and equipmentWLDFRAggregatedAggregated | WLDFR | HFTD - Distribution - Tier 2 - 3QU CoRE ¦ 4QU LoRE | Red Flag Warning - Large Fires | Aggregated | Aggregated | 2038 | 3.6566e-05 | 0 | 758.7044 | 0.027743 | 2038 | Mitigation | 0.08575 | 30 | 0 | esc | 0.0012005 | 4.3898e-08 | 0.00060025 | 2.1949e-08 | 0.0015435 | 5.644e-08
[79 empty] | WLDFR | HFTD - Distribution - Tier 2 - 3QU CoRE ¦ 4QU LoRE | Non-Red Flag Warning - Large Fires | 2030 | 2.8867e-08 | 1.4433e-08 | 3.7114e-08 | 5.777 | 0.74734 | 3.238 | 1.7917 | 0 | 0 | 0 | 2.4046e-05 |  | 1.6676e-07 | 0 | 1.6676e-07 | 8.3381e-08 | 0 | 8.3381e-08 | 2.1441e-07 | 0 | 2.1441e-07 | [16 empty] | 7.3.1.3 Ignition probability mapping showing the probability of ignition along the electric lines and equipmentWLDFRAggregatedAggregated | WLDFR | HFTD - Distribution - Tier 2 - 3QU CoRE ¦ 4QU LoRE | Red Flag Warning - Large Fires | Aggregated | Aggregated | 2039 | 3.6566e-05 | 0 | 758.7044 | 0.027743 | 2039 | Mitigation | 0.08575 | 30 | 0 | esc | 0.0012005 | 4.3898e-08 | 0.00060025 | 2.1949e-08 | 0.0015435 | 5.644e-08
[79 empty] | WLDFR | HFTD - Distribution - Tier 2 - 3QU CoRE ¦ 4QU LoRE | Non-Red Flag Warning - Large Fires | 2031 | 2.8867e-08 | 1.4433e-08 | 3.7114e-08 | 5.777 | 0.74734 | 3.238 | 1.7917 | 0 | 0 | 0 | 2.4046e-05 |  | 1.6676e-07 | 0 | 1.6676e-07 | 8.3381e-08 | 0 | 8.3381e-08 | 2.1441e-07 | 0 | 2.1441e-07 | [16 empty] | 7.3.1.3 Ignition probability mapping showing the probability of ignition along the electric lines and equipmentWLDFRAggregatedAggregated | WLDFR | HFTD - Distribution - Tier 2 - 3QU CoRE ¦ 4QU LoRE | Red Flag Warning - Large Fires | Aggregated | Aggregated | 2040 | 3.6566e-05 | 0 | 758.7044 | 0.027743 | 2040 | Mitigation | 0.08575 | 30 | 0 | esc | 0.0012005 | 4.3898e-08 | 0.00060025 | 2.1949e-08 | 0.0015435 | 5.644e-08
[79 empty] | WLDFR | HFTD - Distribution - Tier 2 - 3QU CoRE ¦ 4QU LoRE | Non-Red Flag Warning - Large Fires | 2032 | 2.8867e-08 | 1.4433e-08 | 3.7114e-08 | 5.777 | 0.74734 | 3.238 | 1.7917 | 0 | 0 | 0 | 2.4046e-05 |  | 1.6676e-07 | 0 | 1.6676e-07 | 8.3381e-08 | 0 | 8.3381e-08 | 2.1441e-07 | 0 | 2.1441e-07 | [16 empty] | 7.3.1.3 Ignition probability mapping showing the probability of ignition along the electric lines and equipmentWLDFRAggregatedAggregated | WLDFR | HFTD - Distribution - Tier 2 - 3QU CoRE ¦ 4QU LoRE | Red Flag Warning - Large Fires | Aggregated | Aggregated | 2041 | 3.6566e-05 | 0 | 758.7044 | 0.027743 | 2041 | Mitigation | 0.08575 | 30 | 0 | esc | 0.0012005 | 4.3898e-08 | 0.00060025 | 2.1949e-08 | 0.0015435 | 5.644e-08
[79 empty] | WLDFR | HFTD - Distribution - Tier 2 - 3QU CoRE ¦ 4QU LoRE | Non-Red Flag Warning - Large Fires | 2033 | 2.8867e-08 | 1.4433e-08 | 3.7114e-08 | 6.1205 | 0.77885 | 3.4265 | 1.9151 | 0 | 0 | 0 | 2.4046e-05 |  | 1.7668e-07 | 0 | 1.7668e-07 | 8.8339e-08 | 0 | 8.8339e-08 | 2.2716e-07 | 0 | 2.2716e-07 | [16 empty] | 7.3.1.3 Ignition probability mapping showing the probability of ignition along the electric lines and equipmentWLDFRAggregatedAggregated | WLDFR | HFTD - Distribution - Tier 2 - 3QU CoRE ¦ 4QU LoRE | Red Flag Warning - Large Fires | Aggregated | Aggregated | 2042 | 3.6566e-05 | 0 | 758.7044 | 0.027743 | 2042 | Mitigation | 0.08575 | 30 | 0 | esc | 0.0012005 | 4.3898e-08 | 0.00060025 | 2.1949e-08 | 0.0015435 | 5.644e-08
[79 empty] | WLDFR | HFTD - Distribution - Tier 2 - 3QU CoRE ¦ 4QU LoRE | Non-Red Flag Warning - Large Fires | 2034 | 2.8867e-08 | 1.4433e-08 | 3.7114e-08 | 6.1205 | 0.77885 | 3.4265 | 1.9151 | 0 | 0 | 0 | 2.4046e-05 |  | 1.7668e-07 | 0 | 1.7668e-07 | 8.8339e-08 | 0 | 8.8339e-08 | 2.2716e-07 | 0 | 2.2716e-07 | [16 empty] | 7.3.1.3 Ignition probability mapping showing the probability of ignition along the electric lines and equipmentWLDFRAggregatedAggregated | WLDFR | HFTD - Distribution - Tier 2 - 3QU CoRE ¦ 4QU LoRE | Red Flag Warning - Large Fires | Aggregated | Aggregated | 2043 | 3.6566e-05 | 0 | 758.7044 | 0.027743 | 2043 | Mitigation | 0.08575 | 30 | 0 | esc | 0.0012005 | 4.3898e-08 | 0.00060025 | 2.1949e-08 | 0.0015435 | 5.644e-08
[79 empty] | WLDFR | HFTD - Distribution - Tier 2 - 3QU CoRE ¦ 4QU LoRE | Non-Red Flag Warning - Large Fires | 2035 | 2.8867e-08 | 1.4433e-08 | 3.7114e-08 | 6.1205 | 0.77885 | 3.4265 | 1.9151 | 0 | 0 | 0 | 2.4046e-05 |  | 1.7668e-07 | 0 | 1.7668e-07 | 8.8339e-08 | 0 | 8.8339e-08 | 2.2716e-07 | 0 | 2.2716e-07 | [16 empty] | 7.3.1.3 Ignition probability mapping showing the probability of ignition along the electric lines and equipmentWLDFRAggregatedAggregated | WLDFR | HFTD - Distribution - Tier 2 - 3QU CoRE ¦ 4QU LoRE | Red Flag Warning - Large Fires | Aggregated | Aggregated | 2044 | 3.6566e-05 | 0 | 758.7044 | 0.027743 | 2044 | Mitigation | 0.08575 | 30 | 0 | esc | 0.0012005 | 4.3898e-08 | 0.00060025 | 2.1949e-08 | 0.0015435 | 5.644e-08
[79 empty] | WLDFR | HFTD - Distribution - Tier 2 - 3QU CoRE ¦ 4QU LoRE | Non-Red Flag Warning - Large Fires | 2036 | 2.8867e-08 | 1.4433e-08 | 3.7114e-08 | 6.1205 | 0.77885 | 3.4265 | 1.9151 | 0 | 0 | 0 | 2.4046e-05 |  | 1.7668e-07 | 0 | 1.7668e-07 | 8.8339e-08 | 0 | 8.8339e-08 | 2.2716e-07 | 0 | 2.2716e-07 | [16 empty] | 7.3.1.3 Ignition probability mapping showing the probability of ignition along the electric lines and equipmentWLDFRAggregatedAggregated | WLDFR | HFTD - Distribution - Tier 2 - 3QU CoRE ¦ 4QU LoRE | Red Flag Warning - Large Fires | Aggregated | Aggregated | 2045 | 3.6566e-05 | 0 | 758.7044 | 0.027743 | 2045 | Mitigation | 0.08575 | 30 | 0 | esc | 0.0012005 | 4.3898e-08 | 0.00060025 | 2.1949e-08 | 0.0015435 | 5.644e-08
[79 empty] | WLDFR | HFTD - Distribution - Tier 2 - 3QU CoRE ¦ 4QU LoRE | Non-Red Flag Warning - Large Fires | 2037 | 2.8867e-08 | 1.4433e-08 | 3.7114e-08 | 6.1205 | 0.77885 | 3.4265 | 1.9151 | 0 | 0 | 0 | 2.4046e-05 |  | 1.7668e-07 | 0 | 1.7668e-07 | 8.8339e-08 | 0 | 8.8339e-08 | 2.2716e-07 | 0 | 2.2716e-07 | [16 empty] | 7.3.1.3 Ignition probability mapping showing the probability of ignition along the electric lines and equipmentWLDFRAggregatedAggregated | WLDFR | HFTD - Distribution - Tier 2 - 3QU CoRE ¦ 4QU LoRE | Red Flag Warning - Large Fires | Aggregated | Aggregated | 2046 | 3.6566e-05 | 0 | 758.7044 | 0.027743 | 2046 | Mitigation | 0.08575 | 30 | 0 | esc | 0.0012005 | 4.3898e-08 | 0.00060025 | 2.1949e-08 | 0.0015435 | 5.644e-08
[79 empty] | WLDFR | HFTD - Distribution - Tier 2 - 3QU CoRE ¦ 4QU LoRE | Non-Red Flag Warning - Large Fires | 2038 | 2.8867e-08 | 1.4433e-08 | 3.7114e-08 | 6.5028 | 0.81304 | 3.6355 | 2.0543 | 0 | 0 | 0 | 2.4046e-05 |  | 1.8771e-07 | 0 | 1.8771e-07 | 9.3857e-08 | 0 | 9.3857e-08 | 2.4135e-07 | 0 | 2.4135e-07 | [16 empty] | 7.3.1.3 Ignition probability mapping showing the probability of ignition along the electric lines and equipmentWLDFRAggregatedAggregated | WLDFR | HFTD - Distribution - Tier 2 - 3QU CoRE ¦ 4QU LoRE | Red Flag Warning - Large Fires | Aggregated | Aggregated | 2047 | 3.6566e-05 | 0 | 758.7044 | 0.027743 | 2047 | Mitigation | 0.08575 | 30 | 0 | esc | 0.0012005 | 4.3898e-08 | 0.00060025 | 2.1949e-08 | 0.0015435 | 5.644e-08
[79 empty] | WLDFR | HFTD - Distribution - Tier 2 - 3QU CoRE ¦ 4QU LoRE | Non-Red Flag Warning - Large Fires | 2039 | 2.8867e-08 | 1.4433e-08 | 3.7114e-08 | 6.5028 | 0.81304 | 3.6355 | 2.0543 | 0 | 0 | 0 | 2.4046e-05 |  | 1.8771e-07 | 0 | 1.8771e-07 | 9.3857e-08 | 0 | 9.3857e-08 | 2.4135e-07 | 0 | 2.4135e-07 | [16 empty] | 7.3.1.3 Ignition probability mapping showing the probability of ignition along the electric lines and equipmentWLDFRAggregatedAggregated | WLDFR | HFTD - Distribution - Tier 2 - 3QU CoRE ¦ 4QU LoRE | Red Flag Warning - Large Fires | Aggregated | Aggregated | 2048 | 3.6566e-05 | 0 | 758.7044 | 0.027743 | 2048 | Mitigation | 0.08575 | 30 | 0 | esc | 0.0012005 | 4.3898e-08 | 0.00060025 | 2.1949e-08 | 0.0015435 | 5.644e-08
[79 empty] | WLDFR | HFTD - Distribution - Tier 2 - 3QU CoRE ¦ 4QU LoRE | Non-Red Flag Warning - Large Fires | 2040 | 2.8867e-08 | 1.4433e-08 | 3.7114e-08 | 6.5028 | 0.81304 | 3.6355 | 2.0543 | 0 | 0 | 0 | 2.4046e-05 |  | 1.8771e-07 | 0 | 1.8771e-07 | 9.3857e-08 | 0 | 9.3857e-08 | 2.4135e-07 | 0 | 2.4135e-07 | [16 empty] | 7.3.1.3 Ignition probability mapping showing the probability of ignition along the electric lines and equipmentWLDFRAggregatedAggregated | WLDFR | HFTD - Distribution - Tier 2 - 3QU CoRE ¦ 4QU LoRE | Red Flag Warning - Large Fires | Aggregated | Aggregated | 2049 | 3.6566e-05 | 0 | 758.7044 | 0.027743 | 2049 | Mitigation | 0.08575 | 30 | 0 | esc | 0.0012005 | 4.3898e-08 | 0.00060025 | 2.1949e-08 | 0.0015435 | 5.644e-08
[79 empty] | WLDFR | HFTD - Distribution - Tier 2 - 3QU CoRE ¦ 4QU LoRE | Non-Red Flag Warning - Large Fires | 2041 | 2.8867e-08 | 1.4433e-08 | 3.7114e-08 | 6.5028 | 0.81304 | 3.6355 | 2.0543 | 0 | 0 | 0 | 2.4046e-05 |  | 1.8771e-07 | 0 | 1.8771e-07 | 9.3857e-08 | 0 | 9.3857e-08 | 2.4135e-07 | 0 | 2.4135e-07 | [16 empty] | 7.3.1.3 Ignition probability mapping showing the probability of ignition along the electric lines and equipmentWLDFRAggregatedAggregated | WLDFR | HFTD - Distribution - Tier 2 - 3QU CoRE ¦ 4QU LoRE | Red Flag Warning - Large Fires | Aggregated | Aggregated | 2050 | 3.6566e-05 | 0 | 758.7044 | 0.027743 | 2050 | Mitigation | 0.08575 | 30 | 0 | esc | 0 | 0 | 0.00060025 | 2.1949e-08 | 0.0015435 | 5.644e-08
[79 empty] | WLDFR | HFTD - Distribution - Tier 2 - 3QU CoRE ¦ 4QU LoRE | Non-Red Flag Warning - Large Fires | 2042 | 2.8867e-08 | 1.4433e-08 | 3.7114e-08 | 6.5028 | 0.81304 | 3.6355 | 2.0543 | 0 | 0 | 0 | 2.4046e-05 |  | 1.8771e-07 | 0 | 1.8771e-07 | 9.3857e-08 | 0 | 9.3857e-08 | 2.4135e-07 | 0 | 2.4135e-07 | [16 empty] | 7.3.1.3 Ignition probability mapping showing the probability of ignition along the electric lines and equipmentWLDFRAggregatedAggregated | WLDFR | HFTD - Distribution - Tier 2 - 3QU CoRE ¦ 4QU LoRE | Red Flag Warning - Large Fires | Aggregated | Aggregated | 2051 | 3.6566e-05 | 0 | 758.7044 | 0.027743 | 2051 | Mitigation | 0.08575 | 30 | 0 | esc | 0 | 0 | 0 | 0 | 0.0015435 | 5.644e-08
[79 empty] | WLDFR | HFTD - Distribution - Tier 2 - 3QU CoRE ¦ 4QU LoRE | Non-Red Flag Warning - Large Fires | 2043 | 2.8867e-08 | 1.4433e-08 | 3.7114e-08 | 6.9209 | 0.84944 | 3.8632 | 2.2083 | 0 | 0 | 0 | 2.4046e-05 |  | 1.9978e-07 | 0 | 1.9978e-07 | 9.9892e-08 | 0 | 9.9892e-08 | 2.5687e-07 | 0 | 2.5687e-07 | [16 empty] | 7.3.1.3 Ignition probability mapping showing the probability of ignition along the electric lines and equipmentWLDFRAggregatedAggregated | WLDFR | HFTD - Distribution - Tier 2 - 3QU CoRE ¦ 4QU LoRE | Red Flag Warning - Small Fires | Aggregated | Aggregated | 2021 | 0.00040475 | 0 | 758.7044 | 0.30709 | 2021 | Mitigation | 0.08575 | 30 | 0 | esc | 0.0012005 | 4.859e-07 | 0.00060025 | 2.4295e-07 | 0 | 0
[79 empty] | WLDFR | HFTD - Distribution - Tier 2 - 3QU CoRE ¦ 4QU LoRE | Non-Red Flag Warning - Large Fires | 2044 | 2.8867e-08 | 1.4433e-08 | 3.7114e-08 | 6.9209 | 0.84944 | 3.8632 | 2.2083 | 0 | 0 | 0 | 2.4046e-05 |  | 1.9978e-07 | 0 | 1.9978e-07 | 9.9892e-08 | 0 | 9.9892e-08 | 2.5687e-07 | 0 | 2.5687e-07 | [16 empty] | 7.3.1.3 Ignition probability mapping showing the probability of ignition along the electric lines and equipmentWLDFRAggregatedAggregated | WLDFR | HFTD - Distribution - Tier 2 - 3QU CoRE ¦ 4QU LoRE | Red Flag Warning - Small Fires | Aggregated | Aggregated | 2022 | 0.00040475 | 0 | 758.7044 | 0.30709 | 2022 | Mitigation | 0.08575 | 30 | 0 | esc | 0.0012005 | 4.859e-07 | 0.00060025 | 2.4295e-07 | 0.0015435 | 6.2473e-07
[79 empty] | WLDFR | HFTD - Distribution - Tier 2 - 3QU CoRE ¦ 4QU LoRE | Non-Red Flag Warning - Large Fires | 2045 | 2.8867e-08 | 1.4433e-08 | 3.7114e-08 | 6.9209 | 0.84944 | 3.8632 | 2.2083 | 0 | 0 | 0 | 2.4046e-05 |  | 1.9978e-07 | 0 | 1.9978e-07 | 9.9892e-08 | 0 | 9.9892e-08 | 2.5687e-07 | 0 | 2.5687e-07 | [16 empty] | 7.3.1.3 Ignition probability mapping showing the probability of ignition along the electric lines and equipmentWLDFRAggregatedAggregated | WLDFR | HFTD - Distribution - Tier 2 - 3QU CoRE ¦ 4QU LoRE | Red Flag Warning - Small Fires | Aggregated | Aggregated | 2023 | 0.00040475 | 0 | 758.7044 | 0.30709 | 2023 | Mitigation | 0.08575 | 30 | 0 | esc | 0.0012005 | 4.859e-07 | 0.00060025 | 2.4295e-07 | 0.0015435 | 6.2473e-07
[79 empty] | WLDFR | HFTD - Distribution - Tier 2 - 3QU CoRE ¦ 4QU LoRE | Non-Red Flag Warning - Large Fires | 2046 | 2.8867e-08 | 1.4433e-08 | 3.7114e-08 | 6.9209 | 0.84944 | 3.8632 | 2.2083 | 0 | 0 | 0 | 2.4046e-05 |  | 1.9978e-07 | 0 | 1.9978e-07 | 9.9892e-08 | 0 | 9.9892e-08 | 2.5687e-07 | 0 | 2.5687e-07 | [16 empty] | 7.3.1.3 Ignition probability mapping showing the probability of ignition along the electric lines and equipmentWLDFRAggregatedAggregated | WLDFR | HFTD - Distribution - Tier 2 - 3QU CoRE ¦ 4QU LoRE | Red Flag Warning - Small Fires | Aggregated | Aggregated | 2024 | 0.00040475 | 0 | 758.7044 | 0.30709 | 2024 | Mitigation | 0.08575 | 30 | 0 | esc | 0.0012005 | 4.859e-07 | 0.00060025 | 2.4295e-07 | 0.0015435 | 6.2473e-07
[79 empty] | WLDFR | HFTD - Distribution - Tier 2 - 3QU CoRE ¦ 4QU LoRE | Non-Red Flag Warning - Large Fires | 2047 | 2.8867e-08 | 1.4433e-08 | 3.7114e-08 | 6.9209 | 0.84944 | 3.8632 | 2.2083 | 0 | 0 | 0 | 2.4046e-05 |  | 1.9978e-07 | 0 | 1.9978e-07 | 9.9892e-08 | 0 | 9.9892e-08 | 2.5687e-07 | 0 | 2.5687e-07 | [16 empty] | 7.3.1.3 Ignition probability mapping showing the probability of ignition along the electric lines and equipmentWLDFRAggregatedAggregated | WLDFR | HFTD - Distribution - Tier 2 - 3QU CoRE ¦ 4QU LoRE | Red Flag Warning - Small Fires | Aggregated | Aggregated | 2025 | 0.00040475 | 0 | 758.7044 | 0.30709 | 2025 | Mitigation | 0.08575 | 30 | 0 | esc | 0.0012005 | 4.859e-07 | 0.00060025 | 2.4295e-07 | 0.0015435 | 6.2473e-07
[79 empty] | WLDFR | HFTD - Distribution - Tier 2 - 3QU CoRE ¦ 4QU LoRE | Non-Red Flag Warning - Large Fires | 2048 | 2.8867e-08 | 1.4433e-08 | 3.7114e-08 | 7.3713 | 0.88759 | 4.1075 | 2.3763 | 0 | 0 | 0 | 2.4046e-05 |  | 2.1279e-07 | 0 | 2.1279e-07 | 1.0639e-07 | 0 | 1.0639e-07 | 2.7358e-07 | 0 | 2.7358e-07 | [16 empty] | 7.3.1.3 Ignition probability mapping showing the probability of ignition along the electric lines and equipmentWLDFRAggregatedAggregated | WLDFR | HFTD - Distribution - Tier 2 - 3QU CoRE ¦ 4QU LoRE | Red Flag Warning - Small Fires | Aggregated | Aggregated | 2026 | 0.00040475 | 0 | 758.7044 | 0.30709 | 2026 | Mitigation | 0.08575 | 30 | 0 | esc | 0.0012005 | 4.859e-07 | 0.00060025 | 2.4295e-07 | 0.0015435 | 6.2473e-07
[79 empty] | WLDFR | HFTD - Distribution - Tier 2 - 3QU CoRE ¦ 4QU LoRE | Non-Red Flag Warning - Large Fires | 2049 | 2.8867e-08 | 1.4433e-08 | 3.7114e-08 | 7.3713 | 0.88759 | 4.1075 | 2.3763 | 0 | 0 | 0 | 2.4046e-05 |  | 2.1279e-07 | 0 | 2.1279e-07 | 1.0639e-07 | 0 | 1.0639e-07 | 2.7358e-07 | 0 | 2.7358e-07 | [16 empty] | 7.3.1.3 Ignition probability mapping showing the probability of ignition along the electric lines and equipmentWLDFRAggregatedAggregated | WLDFR | HFTD - Distribution - Tier 2 - 3QU CoRE ¦ 4QU LoRE | Red Flag Warning - Small Fires | Aggregated | Aggregated | 2027 | 0.00040475 | 0 | 758.7044 | 0.30709 | 2027 | Mitigation | 0.08575 | 30 | 0 | esc | 0.0012005 | 4.859e-07 | 0.00060025 | 2.4295e-07 | 0.0015435 | 6.2473e-07
[79 empty] | WLDFR | HFTD - Distribution - Tier 2 - 3QU CoRE ¦ 4QU LoRE | Non-Red Flag Warning - Large Fires | 2050 | 0 | 1.4433e-08 | 3.7114e-08 | 7.3713 | 0.88759 | 4.1075 | 2.3763 | 0 | 0 | 0 | 2.4046e-05 |  | 0 | 0 | 0 | 1.0639e-07 | 0 | 1.0639e-07 | 2.7358e-07 | 0 | 2.7358e-07 | [16 empty] | 7.3.1.3 Ignition probability mapping showing the probability of ignition along the electric lines and equipmentWLDFRAggregatedAggregated | WLDFR | HFTD - Distribution - Tier 2 - 3QU CoRE ¦ 4QU LoRE | Red Flag Warning - Small Fires | Aggregated | Aggregated | 2028 | 0.00040475 | 0 | 758.7044 | 0.30709 | 2028 | Mitigation | 0.08575 | 30 | 0 | esc | 0.0012005 | 4.859e-07 | 0.00060025 | 2.4295e-07 | 0.0015435 | 6.2473e-07
[79 empty] | WLDFR | HFTD - Distribution - Tier 2 - 3QU CoRE ¦ 4QU LoRE | Non-Red Flag Warning - Large Fires | 2051 | 0 | 0 | 3.7114e-08 | 7.3713 | 0.88759 | 4.1075 | 2.3763 | 0 | 0 | 0 | 2.4046e-05 |  | 0 | 0 | 0 | 0 | 0 | 0 | 2.7358e-07 | 0 | 2.7358e-07 | [16 empty] | 7.3.1.3 Ignition probability mapping showing the probability of ignition along the electric lines and equipmentWLDFRAggregatedAggregated | WLDFR | HFTD - Distribution - Tier 2 - 3QU CoRE ¦ 4QU LoRE | Red Flag Warning - Small Fires | Aggregated | Aggregated | 2029 | 0.00040475 | 0 | 758.7044 | 0.30709 | 2029 | Mitigation | 0.08575 | 30 | 0 | esc | 0.0012005 | 4.859e-07 | 0.00060025 | 2.4295e-07 | 0.0015435 | 6.2473e-07
[79 empty] | WLDFR | HFTD - Distribution - Tier 2 - 3QU CoRE ¦ 4QU LoRE | Non-Red Flag Warning - Small Fires | 2020 | 4.0829e-06 | 0 | 0 | 0.077901 | 0.036425 | 0.0015809 | 0.039895 | 0 | 0 | 0 | 0.003401 |  | 3.1806e-07 | 0 | 3.1806e-07 | 0 | 0 | 0 | 0 | 0 | 0 | [16 empty] | 7.3.1.3 Ignition probability mapping showing the probability of ignition along the electric lines and equipmentWLDFRAggregatedAggregated | WLDFR | HFTD - Distribution - Tier 2 - 3QU CoRE ¦ 4QU LoRE | Red Flag Warning - Small Fires | Aggregated | Aggregated | 2030 | 0.00040475 | 0 | 758.7044 | 0.30709 | 2030 | Mitigation | 0.08575 | 30 | 0 | esc | 0.0012005 | 4.859e-07 | 0.00060025 | 2.4295e-07 | 0.0015435 | 6.2473e-07
[79 empty] | WLDFR | HFTD - Distribution - Tier 2 - 3QU CoRE ¦ 4QU LoRE | Non-Red Flag Warning - Small Fires | 2021 | 4.0829e-06 | 2.0415e-06 | 0 | 0.077901 | 0.036425 | 0.0015809 | 0.039895 | 0 | 0 | 0 | 0.003401 |  | 3.1806e-07 | 0 | 3.1806e-07 | 1.5903e-07 | 0 | 1.5903e-07 | 0 | 0 | 0 | [16 empty] | 7.3.1.3 Ignition probability mapping showing the probability of ignition along the electric lines and equipmentWLDFRAggregatedAggregated | WLDFR | HFTD - Distribution - Tier 2 - 3QU CoRE ¦ 4QU LoRE | Red Flag Warning - Small Fires | Aggregated | Aggregated | 2031 | 0.00040475 | 0 | 758.7044 | 0.30709 | 2031 | Mitigation | 0.08575 | 30 | 0 | esc | 0.0012005 | 4.859e-07 | 0.00060025 | 2.4295e-07 | 0.0015435 | 6.2473e-07
[79 empty] | WLDFR | HFTD - Distribution - Tier 2 - 3QU CoRE ¦ 4QU LoRE | Non-Red Flag Warning - Small Fires | 2022 | 4.0829e-06 | 2.0415e-06 | 5.2495e-06 | 0.077901 | 0.036425 | 0.0015809 | 0.039895 | 0 | 0 | 0 | 0.003401 |  | 3.1806e-07 | 0 | 3.1806e-07 | 1.5903e-07 | 0 | 1.5903e-07 | 4.0894e-07 | 0 | 4.0894e-07 | [16 empty] | 7.3.1.3 Ignition probability mapping showing the probability of ignition along the electric lines and equipmentWLDFRAggregatedAggregated | WLDFR | HFTD - Distribution - Tier 2 - 3QU CoRE ¦ 4QU LoRE | Red Flag Warning - Small Fires | Aggregated | Aggregated | 2032 | 0.00040475 | 0 | 758.7044 | 0.30709 | 2032 | Mitigation | 0.08575 | 30 | 0 | esc | 0.0012005 | 4.859e-07 | 0.00060025 | 2.4295e-07 | 0.0015435 | 6.2473e-07
[79 empty] | WLDFR | HFTD - Distribution - Tier 2 - 3QU CoRE ¦ 4QU LoRE | Non-Red Flag Warning - Small Fires | 2023 | 4.0829e-06 | 2.0415e-06 | 5.2495e-06 | 0.080408 | 0.03759 | 0.0016314 | 0.041187 | 0 | 0 | 0 | 0.003401 |  | 3.283e-07 | 0 | 3.283e-07 | 1.6415e-07 | 0 | 1.6415e-07 | 4.221e-07 | 0 | 4.221e-07 | [16 empty] | 7.3.1.3 Ignition probability mapping showing the probability of ignition along the electric lines and equipmentWLDFRAggregatedAggregated | WLDFR | HFTD - Distribution - Tier 2 - 3QU CoRE ¦ 4QU LoRE | Red Flag Warning - Small Fires | Aggregated | Aggregated | 2033 | 0.00040475 | 0 | 758.7044 | 0.30709 | 2033 | Mitigation | 0.08575 | 30 | 0 | esc | 0.0012005 | 4.859e-07 | 0.00060025 | 2.4295e-07 | 0.0015435 | 6.2473e-07
[79 empty] | WLDFR | HFTD - Distribution - Tier 2 - 3QU CoRE ¦ 4QU LoRE | Non-Red Flag Warning - Small Fires | 2024 | 4.0829e-06 | 2.0415e-06 | 5.2495e-06 | 0.080408 | 0.03759 | 0.0016314 | 0.041187 | 0 | 0 | 0 | 0.003401 |  | 3.283e-07 | 0 | 3.283e-07 | 1.6415e-07 | 0 | 1.6415e-07 | 4.221e-07 | 0 | 4.221e-07 | [16 empty] | 7.3.1.3 Ignition probability mapping showing the probability of ignition along the electric lines and equipmentWLDFRAggregatedAggregated | WLDFR | HFTD - Distribution - Tier 2 - 3QU CoRE ¦ 4QU LoRE | Red Flag Warning - Small Fires | Aggregated | Aggregated | 2034 | 0.00040475 | 0 | 758.7044 | 0.30709 | 2034 | Mitigation | 0.08575 | 30 | 0 | esc | 0.0012005 | 4.859e-07 | 0.00060025 | 2.4295e-07 | 0.0015435 | 6.2473e-07
[79 empty] | WLDFR | HFTD - Distribution - Tier 2 - 3QU CoRE ¦ 4QU LoRE | Non-Red Flag Warning - Small Fires | 2025 | 4.0829e-06 | 2.0415e-06 | 5.2495e-06 | 0.080408 | 0.03759 | 0.0016314 | 0.041187 | 0 | 0 | 0 | 0.003401 |  | 3.283e-07 | 0 | 3.283e-07 | 1.6415e-07 | 0 | 1.6415e-07 | 4.221e-07 | 0 | 4.221e-07 | [16 empty] | 7.3.1.3 Ignition probability mapping showing the probability of ignition along the electric lines and equipmentWLDFRAggregatedAggregated | WLDFR | HFTD - Distribution - Tier 2 - 3QU CoRE ¦ 4QU LoRE | Red Flag Warning - Small Fires | Aggregated | Aggregated | 2035 | 0.00040475 | 0 | 758.7044 | 0.30709 | 2035 | Mitigation | 0.08575 | 30 | 0 | esc | 0.0012005 | 4.859e-07 | 0.00060025 | 2.4295e-07 | 0.0015435 | 6.2473e-07
[79 empty] | WLDFR | HFTD - Distribution - Tier 2 - 3QU CoRE ¦ 4QU LoRE | Non-Red Flag Warning - Small Fires | 2026 | 4.0829e-06 | 2.0415e-06 | 5.2495e-06 | 0.080408 | 0.03759 | 0.0016314 | 0.041187 | 0 | 0 | 0 | 0.003401 |  | 3.283e-07 | 0 | 3.283e-07 | 1.6415e-07 | 0 | 1.6415e-07 | 4.221e-07 | 0 | 4.221e-07 | [16 empty] | 7.3.1.3 Ignition probability mapping showing the probability of ignition along the electric lines and equipmentWLDFRAggregatedAggregated | WLDFR | HFTD - Distribution - Tier 2 - 3QU CoRE ¦ 4QU LoRE | Red Flag Warning - Small Fires | Aggregated | Aggregated | 2036 | 0.00040475 | 0 | 758.7044 | 0.30709 | 2036 | Mitigation | 0.08575 | 30 | 0 | esc | 0.0012005 | 4.859e-07 | 0.00060025 | 2.4295e-07 | 0.0015435 | 6.2473e-07
[79 empty] | WLDFR | HFTD - Distribution - Tier 2 - 3QU CoRE ¦ 4QU LoRE | Non-Red Flag Warning - Small Fires | 2027 | 4.0829e-06 | 2.0415e-06 | 5.2495e-06 | 0.080408 | 0.03759 | 0.0016314 | 0.041187 | 0 | 0 | 0 | 0.003401 |  | 3.283e-07 | 0 | 3.283e-07 | 1.6415e-07 | 0 | 1.6415e-07 | 4.221e-07 | 0 | 4.221e-07 | [16 empty] | 7.3.1.3 Ignition probability mapping showing the probability of ignition along the electric lines and equipmentWLDFRAggregatedAggregated | WLDFR | HFTD - Distribution - Tier 2 - 3QU CoRE ¦ 4QU LoRE | Red Flag Warning - Small Fires | Aggregated | Aggregated | 2037 | 0.00040475 | 0 | 758.7044 | 0.30709 | 2037 | Mitigation | 0.08575 | 30 | 0 | esc | 0.0012005 | 4.859e-07 | 0.00060025 | 2.4295e-07 | 0.0015435 | 6.2473e-07
[79 empty] | WLDFR | HFTD - Distribution - Tier 2 - 3QU CoRE ¦ 4QU LoRE | Non-Red Flag Warning - Small Fires | 2028 | 4.0829e-06 | 2.0415e-06 | 5.2495e-06 | 0.083606 | 0.039055 | 0.001695 | 0.042856 | 0 | 0 | 0 | 0.003401 |  | 3.4136e-07 | 0 | 3.4136e-07 | 1.7068e-07 | 0 | 1.7068e-07 | 4.3889e-07 | 0 | 4.3889e-07 | [16 empty] | 7.3.1.3 Ignition probability mapping showing the probability of ignition along the electric lines and equipmentWLDFRAggregatedAggregated | WLDFR | HFTD - Distribution - Tier 2 - 3QU CoRE ¦ 4QU LoRE | Red Flag Warning - Small Fires | Aggregated | Aggregated | 2038 | 0.00040475 | 0 | 758.7044 | 0.30709 | 2038 | Mitigation | 0.08575 | 30 | 0 | esc | 0.0012005 | 4.859e-07 | 0.00060025 | 2.4295e-07 | 0.0015435 | 6.2473e-07
[79 empty] | WLDFR | HFTD - Distribution - Tier 2 - 3QU CoRE ¦ 4QU LoRE | Non-Red Flag Warning - Small Fires | 2029 | 4.0829e-06 | 2.0415e-06 | 5.2495e-06 | 0.083606 | 0.039055 | 0.001695 | 0.042856 | 0 | 0 | 0 | 0.003401 |  | 3.4136e-07 | 0 | 3.4136e-07 | 1.7068e-07 | 0 | 1.7068e-07 | 4.3889e-07 | 0 | 4.3889e-07 | [16 empty] | 7.3.1.3 Ignition probability mapping showing the probability of ignition along the electric lines and equipmentWLDFRAggregatedAggregated | WLDFR | HFTD - Distribution - Tier 2 - 3QU CoRE ¦ 4QU LoRE | Red Flag Warning - Small Fires | Aggregated | Aggregated | 2039 | 0.00040475 | 0 | 758.7044 | 0.30709 | 2039 | Mitigation | 0.08575 | 30 | 0 | esc | 0.0012005 | 4.859e-07 | 0.00060025 | 2.4295e-07 | 0.0015435 | 6.2473e-07
[79 empty] | WLDFR | HFTD - Distribution - Tier 2 - 3QU CoRE ¦ 4QU LoRE | Non-Red Flag Warning - Small Fires | 2030 | 4.0829e-06 | 2.0415e-06 | 5.2495e-06 | 0.083606 | 0.039055 | 0.001695 | 0.042856 | 0 | 0 | 0 | 0.003401 |  | 3.4136e-07 | 0 | 3.4136e-07 | 1.7068e-07 | 0 | 1.7068e-07 | 4.3889e-07 | 0 | 4.3889e-07 | [16 empty] | 7.3.1.3 Ignition probability mapping showing the probability of ignition along the electric lines and equipmentWLDFRAggregatedAggregated | WLDFR | HFTD - Distribution - Tier 2 - 3QU CoRE ¦ 4QU LoRE | Red Flag Warning - Small Fires | Aggregated | Aggregated | 2040 | 0.00040475 | 0 | 758.7044 | 0.30709 | 2040 | Mitigation | 0.08575 | 30 | 0 | esc | 0.0012005 | 4.859e-07 | 0.00060025 | 2.4295e-07 | 0.0015435 | 6.2473e-07
[79 empty] | WLDFR | HFTD - Distribution - Tier 2 - 3QU CoRE ¦ 4QU LoRE | Non-Red Flag Warning - Small Fires | 2031 | 4.0829e-06 | 2.0415e-06 | 5.2495e-06 | 0.083606 | 0.039055 | 0.001695 | 0.042856 | 0 | 0 | 0 | 0.003401 |  | 3.4136e-07 | 0 | 3.4136e-07 | 1.7068e-07 | 0 | 1.7068e-07 | 4.3889e-07 | 0 | 4.3889e-07 | [16 empty] | 7.3.1.3 Ignition probability mapping showing the probability of ignition along the electric lines and equipmentWLDFRAggregatedAggregated | WLDFR | HFTD - Distribution - Tier 2 - 3QU CoRE ¦ 4QU LoRE | Red Flag Warning - Small Fires | Aggregated | Aggregated | 2041 | 0.00040475 | 0 | 758.7044 | 0.30709 | 2041 | Mitigation | 0.08575 | 30 | 0 | esc | 0.0012005 | 4.859e-07 | 0.00060025 | 2.4295e-07 | 0.0015435 | 6.2473e-07
[79 empty] | WLDFR | HFTD - Distribution - Tier 2 - 3QU CoRE ¦ 4QU LoRE | Non-Red Flag Warning - Small Fires | 2032 | 4.0829e-06 | 2.0415e-06 | 5.2495e-06 | 0.083606 | 0.039055 | 0.001695 | 0.042856 | 0 | 0 | 0 | 0.003401 |  | 3.4136e-07 | 0 | 3.4136e-07 | 1.7068e-07 | 0 | 1.7068e-07 | 4.3889e-07 | 0 | 4.3889e-07 | [16 empty] | 7.3.1.3 Ignition probability mapping showing the probability of ignition along the electric lines and equipmentWLDFRAggregatedAggregated | WLDFR | HFTD - Distribution - Tier 2 - 3QU CoRE ¦ 4QU LoRE | Red Flag Warning - Small Fires | Aggregated | Aggregated | 2042 | 0.00040475 | 0 | 758.7044 | 0.30709 | 2042 | Mitigation | 0.08575 | 30 | 0 | esc | 0.0012005 | 4.859e-07 | 0.00060025 | 2.4295e-07 | 0.0015435 | 6.2473e-07
[79 empty] | WLDFR | HFTD - Distribution - Tier 2 - 3QU CoRE ¦ 4QU LoRE | Non-Red Flag Warning - Small Fires | 2033 | 4.0829e-06 | 2.0415e-06 | 5.2495e-06 | 0.087211 | 0.040679 | 0.0017655 | 0.044766 | 0 | 0 | 0 | 0.003401 |  | 3.5607e-07 | 0 | 3.5607e-07 | 1.7804e-07 | 0 | 1.7804e-07 | 4.5781e-07 | 0 | 4.5781e-07 | [16 empty] | 7.3.1.3 Ignition probability mapping showing the probability of ignition along the electric lines and equipmentWLDFRAggregatedAggregated | WLDFR | HFTD - Distribution - Tier 2 - 3QU CoRE ¦ 4QU LoRE | Red Flag Warning - Small Fires | Aggregated | Aggregated | 2043 | 0.00040475 | 0 | 758.7044 | 0.30709 | 2043 | Mitigation | 0.08575 | 30 | 0 | esc | 0.0012005 | 4.859e-07 | 0.00060025 | 2.4295e-07 | 0.0015435 | 6.2473e-07
[79 empty] | WLDFR | HFTD - Distribution - Tier 2 - 3QU CoRE ¦ 4QU LoRE | Non-Red Flag Warning - Small Fires | 2034 | 4.0829e-06 | 2.0415e-06 | 5.2495e-06 | 0.087211 | 0.040679 | 0.0017655 | 0.044766 | 0 | 0 | 0 | 0.003401 |  | 3.5607e-07 | 0 | 3.5607e-07 | 1.7804e-07 | 0 | 1.7804e-07 | 4.5781e-07 | 0 | 4.5781e-07 | [16 empty] | 7.3.1.3 Ignition probability mapping showing the probability of ignition along the electric lines and equipmentWLDFRAggregatedAggregated | WLDFR | HFTD - Distribution - Tier 2 - 3QU CoRE ¦ 4QU LoRE | Red Flag Warning - Small Fires | Aggregated | Aggregated | 2044 | 0.00040475 | 0 | 758.7044 | 0.30709 | 2044 | Mitigation | 0.08575 | 30 | 0 | esc | 0.0012005 | 4.859e-07 | 0.00060025 | 2.4295e-07 | 0.0015435 | 6.2473e-07
[79 empty] | WLDFR | HFTD - Distribution - Tier 2 - 3QU CoRE ¦ 4QU LoRE | Non-Red Flag Warning - Small Fires | 2035 | 4.0829e-06 | 2.0415e-06 | 5.2495e-06 | 0.087211 | 0.040679 | 0.0017655 | 0.044766 | 0 | 0 | 0 | 0.003401 |  | 3.5607e-07 | 0 | 3.5607e-07 | 1.7804e-07 | 0 | 1.7804e-07 | 4.5781e-07 | 0 | 4.5781e-07 | [16 empty] | 7.3.1.3 Ignition probability mapping showing the probability of ignition along the electric lines and equipmentWLDFRAggregatedAggregated | WLDFR | HFTD - Distribution - Tier 2 - 3QU CoRE ¦ 4QU LoRE | Red Flag Warning - Small Fires | Aggregated | Aggregated | 2045 | 0.00040475 | 0 | 758.7044 | 0.30709 | 2045 | Mitigation | 0.08575 | 30 | 0 | esc | 0.0012005 | 4.859e-07 | 0.00060025 | 2.4295e-07 | 0.0015435 | 6.2473e-07
[79 empty] | WLDFR | HFTD - Distribution - Tier 2 - 3QU CoRE ¦ 4QU LoRE | Non-Red Flag Warning - Small Fires | 2036 | 4.0829e-06 | 2.0415e-06 | 5.2495e-06 | 0.087211 | 0.040679 | 0.0017655 | 0.044766 | 0 | 0 | 0 | 0.003401 |  | 3.5607e-07 | 0 | 3.5607e-07 | 1.7804e-07 | 0 | 1.7804e-07 | 4.5781e-07 | 0 | 4.5781e-07 | [16 empty] | 7.3.1.3 Ignition probability mapping showing the probability of ignition along the electric lines and equipmentWLDFRAggregatedAggregated | WLDFR | HFTD - Distribution - Tier 2 - 3QU CoRE ¦ 4QU LoRE | Red Flag Warning - Small Fires | Aggregated | Aggregated | 2046 | 0.00040475 | 0 | 758.7044 | 0.30709 | 2046 | Mitigation | 0.08575 | 30 | 0 | esc | 0.0012005 | 4.859e-07 | 0.00060025 | 2.4295e-07 | 0.0015435 | 6.2473e-07
[79 empty] | WLDFR | HFTD - Distribution - Tier 2 - 3QU CoRE ¦ 4QU LoRE | Non-Red Flag Warning - Small Fires | 2037 | 4.0829e-06 | 2.0415e-06 | 5.2495e-06 | 0.087211 | 0.040679 | 0.0017655 | 0.044766 | 0 | 0 | 0 | 0.003401 |  | 3.5607e-07 | 0 | 3.5607e-07 | 1.7804e-07 | 0 | 1.7804e-07 | 4.5781e-07 | 0 | 4.5781e-07 | [16 empty] | 7.3.1.3 Ignition probability mapping showing the probability of ignition along the electric lines and equipmentWLDFRAggregatedAggregated | WLDFR | HFTD - Distribution - Tier 2 - 3QU CoRE ¦ 4QU LoRE | Red Flag Warning - Small Fires | Aggregated | Aggregated | 2047 | 0.00040475 | 0 | 758.7044 | 0.30709 | 2047 | Mitigation | 0.08575 | 30 | 0 | esc | 0.0012005 | 4.859e-07 | 0.00060025 | 2.4295e-07 | 0.0015435 | 6.2473e-07
[79 empty] | WLDFR | HFTD - Distribution - Tier 2 - 3QU CoRE ¦ 4QU LoRE | Non-Red Flag Warning - Small Fires | 2038 | 4.0829e-06 | 2.0415e-06 | 5.2495e-06 | 0.091184 | 0.042438 | 0.0018418 | 0.046905 | 0 | 0 | 0 | 0.003401 |  | 3.723e-07 | 0 | 3.723e-07 | 1.8615e-07 | 0 | 1.8615e-07 | 4.7867e-07 | 0 | 4.7867e-07 | [16 empty] | 7.3.1.3 Ignition probability mapping showing the probability of ignition along the electric lines and equipmentWLDFRAggregatedAggregated | WLDFR | HFTD - Distribution - Tier 2 - 3QU CoRE ¦ 4QU LoRE | Red Flag Warning - Small Fires | Aggregated | Aggregated | 2048 | 0.00040475 | 0 | 758.7044 | 0.30709 | 2048 | Mitigation | 0.08575 | 30 | 0 | esc | 0.0012005 | 4.859e-07 | 0.00060025 | 2.4295e-07 | 0.0015435 | 6.2473e-07
[79 empty] | WLDFR | HFTD - Distribution - Tier 2 - 3QU CoRE ¦ 4QU LoRE | Non-Red Flag Warning - Small Fires | 2039 | 4.0829e-06 | 2.0415e-06 | 5.2495e-06 | 0.091184 | 0.042438 | 0.0018418 | 0.046905 | 0 | 0 | 0 | 0.003401 |  | 3.723e-07 | 0 | 3.723e-07 | 1.8615e-07 | 0 | 1.8615e-07 | 4.7867e-07 | 0 | 4.7867e-07 | [16 empty] | 7.3.1.3 Ignition probability mapping showing the probability of ignition along the electric lines and equipmentWLDFRAggregatedAggregated | WLDFR | HFTD - Distribution - Tier 2 - 3QU CoRE ¦ 4QU LoRE | Red Flag Warning - Small Fires | Aggregated | Aggregated | 2049 | 0.00040475 | 0 | 758.7044 | 0.30709 | 2049 | Mitigation | 0.08575 | 30 | 0 | esc | 0.0012005 | 4.859e-07 | 0.00060025 | 2.4295e-07 | 0.0015435 | 6.2473e-07
[79 empty] | WLDFR | HFTD - Distribution - Tier 2 - 3QU CoRE ¦ 4QU LoRE | Non-Red Flag Warning - Small Fires | 2040 | 4.0829e-06 | 2.0415e-06 | 5.2495e-06 | 0.091184 | 0.042438 | 0.0018418 | 0.046905 | 0 | 0 | 0 | 0.003401 |  | 3.723e-07 | 0 | 3.723e-07 | 1.8615e-07 | 0 | 1.8615e-07 | 4.7867e-07 | 0 | 4.7867e-07 | [16 empty] | 7.3.1.3 Ignition probability mapping showing the probability of ignition along the electric lines and equipmentWLDFRAggregatedAggregated | WLDFR | HFTD - Distribution - Tier 2 - 3QU CoRE ¦ 4QU LoRE | Red Flag Warning - Small Fires | Aggregated | Aggregated | 2050 | 0.00040475 | 0 | 758.7044 | 0.30709 | 2050 | Mitigation | 0.08575 | 30 | 0 | esc | 0 | 0 | 0.00060025 | 2.4295e-07 | 0.0015435 | 6.2473e-07
[79 empty] | WLDFR | HFTD - Distribution - Tier 2 - 3QU CoRE ¦ 4QU LoRE | Non-Red Flag Warning - Small Fires | 2041 | 4.0829e-06 | 2.0415e-06 | 5.2495e-06 | 0.091184 | 0.042438 | 0.0018418 | 0.046905 | 0 | 0 | 0 | 0.003401 |  | 3.723e-07 | 0 | 3.723e-07 | 1.8615e-07 | 0 | 1.8615e-07 | 4.7867e-07 | 0 | 4.7867e-07 | [16 empty] | 7.3.1.3 Ignition probability mapping showing the probability of ignition along the electric lines and equipmentWLDFRAggregatedAggregated | WLDFR | HFTD - Distribution - Tier 2 - 3QU CoRE ¦ 4QU LoRE | Red Flag Warning - Small Fires | Aggregated | Aggregated | 2051 | 0.00040475 | 0 | 758.7044 | 0.30709 | 2051 | Mitigation | 0.08575 | 30 | 0 | esc | 0 | 0 | 0 | 0 | 0.0015435 | 6.2473e-07
[79 empty] | WLDFR | HFTD - Distribution - Tier 2 - 3QU CoRE ¦ 4QU LoRE | Non-Red Flag Warning - Small Fires | 2042 | 4.0829e-06 | 2.0415e-06 | 5.2495e-06 | 0.091184 | 0.042438 | 0.0018418 | 0.046905 | 0 | 0 | 0 | 0.003401 |  | 3.723e-07 | 0 | 3.723e-07 | 1.8615e-07 | 0 | 1.8615e-07 | 4.7867e-07 | 0 | 4.7867e-07 | [16 empty] | 7.3.1.3 Ignition probability mapping showing the probability of ignition along the electric lines and equipmentWLDFRAggregatedAggregated | WLDFR | HFTD - Distribution - Tier 2 - 3QU CoRE ¦ 4QU LoRE | Seismic - Non-Red Flag Warning - Catastrophic Fires | Aggregated | Aggregated | 2021 | 1.9853e-10 | 0 | 758.7044 | 1.5062e-07 | 2021 | Mitigation | 0.08575 | 30 | 0 | esc | 0.0012005 | 2.3833e-13 | 0.00060025 | 1.1917e-13 | 0 | 0
[79 empty] | WLDFR | HFTD - Distribution - Tier 2 - 3QU CoRE ¦ 4QU LoRE | Non-Red Flag Warning - Small Fires | 2043 | 4.0829e-06 | 2.0415e-06 | 5.2495e-06 | 0.095486 | 0.044306 | 0.0019228 | 0.049257 | 0 | 0 | 0 | 0.003401 |  | 3.8986e-07 | 0 | 3.8986e-07 | 1.9493e-07 | 0 | 1.9493e-07 | 5.0125e-07 | 0 | 5.0125e-07 | [16 empty] | 7.3.1.3 Ignition probability mapping showing the probability of ignition along the electric lines and equipmentWLDFRAggregatedAggregated | WLDFR | HFTD - Distribution - Tier 2 - 3QU CoRE ¦ 4QU LoRE | Seismic - Non-Red Flag Warning - Catastrophic Fires | Aggregated | Aggregated | 2022 | 1.9853e-10 | 0 | 758.7044 | 1.5062e-07 | 2022 | Mitigation | 0.08575 | 30 | 0 | esc | 0.0012005 | 2.3833e-13 | 0.00060025 | 1.1917e-13 | 0.0015435 | 3.0643e-13
[79 empty] | WLDFR | HFTD - Distribution - Tier 2 - 3QU CoRE ¦ 4QU LoRE | Non-Red Flag Warning - Small Fires | 2044 | 4.0829e-06 | 2.0415e-06 | 5.2495e-06 | 0.095486 | 0.044306 | 0.0019228 | 0.049257 | 0 | 0 | 0 | 0.003401 |  | 3.8986e-07 | 0 | 3.8986e-07 | 1.9493e-07 | 0 | 1.9493e-07 | 5.0125e-07 | 0 | 5.0125e-07 | [16 empty] | 7.3.1.3 Ignition probability mapping showing the probability of ignition along the electric lines and equipmentWLDFRAggregatedAggregated | WLDFR | HFTD - Distribution - Tier 2 - 3QU CoRE ¦ 4QU LoRE | Seismic - Non-Red Flag Warning - Catastrophic Fires | Aggregated | Aggregated | 2023 | 1.9853e-10 | 0 | 758.7044 | 1.5062e-07 | 2023 | Mitigation | 0.08575 | 30 | 0 | esc | 0.0012005 | 2.3833e-13 | 0.00060025 | 1.1917e-13 | 0.0015435 | 3.0643e-13
[79 empty] | WLDFR | HFTD - Distribution - Tier 2 - 3QU CoRE ¦ 4QU LoRE | Non-Red Flag Warning - Small Fires | 2045 | 4.0829e-06 | 2.0415e-06 | 5.2495e-06 | 0.095486 | 0.044306 | 0.0019228 | 0.049257 | 0 | 0 | 0 | 0.003401 |  | 3.8986e-07 | 0 | 3.8986e-07 | 1.9493e-07 | 0 | 1.9493e-07 | 5.0125e-07 | 0 | 5.0125e-07 | [16 empty] | 7.3.1.3 Ignition probability mapping showing the probability of ignition along the electric lines and equipmentWLDFRAggregatedAggregated | WLDFR | HFTD - Distribution - Tier 2 - 3QU CoRE ¦ 4QU LoRE | Seismic - Non-Red Flag Warning - Catastrophic Fires | Aggregated | Aggregated | 2024 | 1.9853e-10 | 0 | 758.7044 | 1.5062e-07 | 2024 | Mitigation | 0.08575 | 30 | 0 | esc | 0.0012005 | 2.3833e-13 | 0.00060025 | 1.1917e-13 | 0.0015435 | 3.0643e-13
[79 empty] | WLDFR | HFTD - Distribution - Tier 2 - 3QU CoRE ¦ 4QU LoRE | Non-Red Flag Warning - Small Fires | 2046 | 4.0829e-06 | 2.0415e-06 | 5.2495e-06 | 0.095486 | 0.044306 | 0.0019228 | 0.049257 | 0 | 0 | 0 | 0.003401 |  | 3.8986e-07 | 0 | 3.8986e-07 | 1.9493e-07 | 0 | 1.9493e-07 | 5.0125e-07 | 0 | 5.0125e-07 | [16 empty] | 7.3.1.3 Ignition probability mapping showing the probability of ignition along the electric lines and equipmentWLDFRAggregatedAggregated | WLDFR | HFTD - Distribution - Tier 2 - 3QU CoRE ¦ 4QU LoRE | Seismic - Non-Red Flag Warning - Catastrophic Fires | Aggregated | Aggregated | 2025 | 1.9853e-10 | 0 | 758.7044 | 1.5062e-07 | 2025 | Mitigation | 0.08575 | 30 | 0 | esc | 0.0012005 | 2.3833e-13 | 0.00060025 | 1.1917e-13 | 0.0015435 | 3.0643e-13
[79 empty] | WLDFR | HFTD - Distribution - Tier 2 - 3QU CoRE ¦ 4QU LoRE | Non-Red Flag Warning - Small Fires | 2047 | 4.0829e-06 | 2.0415e-06 | 5.2495e-06 | 0.095486 | 0.044306 | 0.0019228 | 0.049257 | 0 | 0 | 0 | 0.003401 |  | 3.8986e-07 | 0 | 3.8986e-07 | 1.9493e-07 | 0 | 1.9493e-07 | 5.0125e-07 | 0 | 5.0125e-07 | [16 empty] | 7.3.1.3 Ignition probability mapping showing the probability of ignition along the electric lines and equipmentWLDFRAggregatedAggregated | WLDFR | HFTD - Distribution - Tier 2 - 3QU CoRE ¦ 4QU LoRE | Seismic - Non-Red Flag Warning - Catastrophic Fires | Aggregated | Aggregated | 2026 | 1.9853e-10 | 0 | 758.7044 | 1.5062e-07 | 2026 | Mitigation | 0.08575 | 30 | 0 | esc | 0.0012005 | 2.3833e-13 | 0.00060025 | 1.1917e-13 | 0.0015435 | 3.0643e-13
[79 empty] | WLDFR | HFTD - Distribution - Tier 2 - 3QU CoRE ¦ 4QU LoRE | Non-Red Flag Warning - Small Fires | 2048 | 4.0829e-06 | 2.0415e-06 | 5.2495e-06 | 0.10007 | 0.04626 | 0.0020076 | 0.051804 | 0 | 0 | 0 | 0.003401 |  | 4.0858e-07 | 0 | 4.0858e-07 | 2.0429e-07 | 0 | 2.0429e-07 | 5.2532e-07 | 0 | 5.2532e-07 | [16 empty] | 7.3.1.3 Ignition probability mapping showing the probability of ignition along the electric lines and equipmentWLDFRAggregatedAggregated | WLDFR | HFTD - Distribution - Tier 2 - 3QU CoRE ¦ 4QU LoRE | Seismic - Non-Red Flag Warning - Catastrophic Fires | Aggregated | Aggregated | 2027 | 1.9853e-10 | 0 | 758.7044 | 1.5062e-07 | 2027 | Mitigation | 0.08575 | 30 | 0 | esc | 0.0012005 | 2.3833e-13 | 0.00060025 | 1.1917e-13 | 0.0015435 | 3.0643e-13
[79 empty] | WLDFR | HFTD - Distribution - Tier 2 - 3QU CoRE ¦ 4QU LoRE | Non-Red Flag Warning - Small Fires | 2049 | 4.0829e-06 | 2.0415e-06 | 5.2495e-06 | 0.10007 | 0.04626 | 0.0020076 | 0.051804 | 0 | 0 | 0 | 0.003401 |  | 4.0858e-07 | 0 | 4.0858e-07 | 2.0429e-07 | 0 | 2.0429e-07 | 5.2532e-07 | 0 | 5.2532e-07 | [16 empty] | 7.3.1.3 Ignition probability mapping showing the probability of ignition along the electric lines and equipmentWLDFRAggregatedAggregated | WLDFR | HFTD - Distribution - Tier 2 - 3QU CoRE ¦ 4QU LoRE | Seismic - Non-Red Flag Warning - Catastrophic Fires | Aggregated | Aggregated | 2028 | 1.9853e-10 | 0 | 758.7044 | 1.5062e-07 | 2028 | Mitigation | 0.08575 | 30 | 0 | esc | 0.0012005 | 2.3833e-13 | 0.00060025 | 1.1917e-13 | 0.0015435 | 3.0643e-13
[79 empty] | WLDFR | HFTD - Distribution - Tier 2 - 3QU CoRE ¦ 4QU LoRE | Non-Red Flag Warning - Small Fires | 2050 | 0 | 2.0415e-06 | 5.2495e-06 | 0.10007 | 0.04626 | 0.0020076 | 0.051804 | 0 | 0 | 0 | 0.003401 |  | 0 | 0 | 0 | 2.0429e-07 | 0 | 2.0429e-07 | 5.2532e-07 | 0 | 5.2532e-07 | [16 empty] | 7.3.1.3 Ignition probability mapping showing the probability of ignition along the electric lines and equipmentWLDFRAggregatedAggregated | WLDFR | HFTD - Distribution - Tier 2 - 3QU CoRE ¦ 4QU LoRE | Seismic - Non-Red Flag Warning - Catastrophic Fires | Aggregated | Aggregated | 2029 | 1.9853e-10 | 0 | 758.7044 | 1.5062e-07 | 2029 | Mitigation | 0.08575 | 30 | 0 | esc | 0.0012005 | 2.3833e-13 | 0.00060025 | 1.1917e-13 | 0.0015435 | 3.0643e-13
[79 empty] | WLDFR | HFTD - Distribution - Tier 2 - 3QU CoRE ¦ 4QU LoRE | Non-Red Flag Warning - Small Fires | 2051 | 0 | 0 | 5.2495e-06 | 0.10007 | 0.04626 | 0.0020076 | 0.051804 | 0 | 0 | 0 | 0.003401 |  | 0 | 0 | 0 | 0 | 0 | 0 | 5.2532e-07 | 0 | 5.2532e-07 | [16 empty] | 7.3.1.3 Ignition probability mapping showing the probability of ignition along the electric lines and equipmentWLDFRAggregatedAggregated | WLDFR | HFTD - Distribution - Tier 2 - 3QU CoRE ¦ 4QU LoRE | Seismic - Non-Red Flag Warning - Catastrophic Fires | Aggregated | Aggregated | 2030 | 1.9853e-10 | 0 | 758.7044 | 1.5062e-07 | 2030 | Mitigation | 0.08575 | 30 | 0 | esc | 0.0012005 | 2.3833e-13 | 0.00060025 | 1.1917e-13 | 0.0015435 | 3.0643e-13
[79 empty] | WLDFR | HFTD - Distribution - Tier 2 - 3QU CoRE ¦ 4QU LoRE | Red Flag Warning - Catastrophic Fires | 2020 | 2.7779e-08 | 0 | 0 | 14146.1306 | 222.2294 | 8585.7228 | 5338.1784 | 0 | 0 | 0 | 2.3139e-05 |  | 0.00039296 | 0 | 0.00039296 | 0 | 0 | 0 | 0 | 0 | 0 | [16 empty] | 7.3.1.3 Ignition probability mapping showing the probability of ignition along the electric lines and equipmentWLDFRAggregatedAggregated | WLDFR | HFTD - Distribution - Tier 2 - 3QU CoRE ¦ 4QU LoRE | Seismic - Non-Red Flag Warning - Catastrophic Fires | Aggregated | Aggregated | 2031 | 1.9853e-10 | 0 | 758.7044 | 1.5062e-07 | 2031 | Mitigation | 0.08575 | 30 | 0 | esc | 0.0012005 | 2.3833e-13 | 0.00060025 | 1.1917e-13 | 0.0015435 | 3.0643e-13
[79 empty] | WLDFR | HFTD - Distribution - Tier 2 - 3QU CoRE ¦ 4QU LoRE | Red Flag Warning - Catastrophic Fires | 2021 | 2.7779e-08 | 1.3889e-08 | 0 | 14146.1306 | 222.2294 | 8585.7228 | 5338.1784 | 0 | 0 | 0 | 2.3139e-05 |  | 0.00039296 | 0 | 0.00039296 | 0.00019648 | 0 | 0.00019648 | 0 | 0 | 0 | [16 empty] | 7.3.1.3 Ignition probability mapping showing the probability of ignition along the electric lines and equipmentWLDFRAggregatedAggregated | WLDFR | HFTD - Distribution - Tier 2 - 3QU CoRE ¦ 4QU LoRE | Seismic - Non-Red Flag Warning - Catastrophic Fires | Aggregated | Aggregated | 2032 | 1.9853e-10 | 0 | 758.7044 | 1.5062e-07 | 2032 | Mitigation | 0.08575 | 30 | 0 | esc | 0.0012005 | 2.3833e-13 | 0.00060025 | 1.1917e-13 | 0.0015435 | 3.0643e-13
[79 empty] | WLDFR | HFTD - Distribution - Tier 2 - 3QU CoRE ¦ 4QU LoRE | Red Flag Warning - Catastrophic Fires | 2022 | 2.7779e-08 | 1.3889e-08 | 3.5715e-08 | 14146.1306 | 222.2294 | 8585.7228 | 5338.1784 | 0 | 0 | 0 | 2.3139e-05 |  | 0.00039296 | 0 | 0.00039296 | 0.00019648 | 0 | 0.00019648 | 0.00050523 | 0 | 0.00050523 | [16 empty] | 7.3.1.3 Ignition probability mapping showing the probability of ignition along the electric lines and equipmentWLDFRAggregatedAggregated | WLDFR | HFTD - Distribution - Tier 2 - 3QU CoRE ¦ 4QU LoRE | Seismic - Non-Red Flag Warning - Catastrophic Fires | Aggregated | Aggregated | 2033 | 1.9853e-10 | 0 | 758.7044 | 1.5062e-07 | 2033 | Mitigation | 0.08575 | 30 | 0 | esc | 0.0012005 | 2.3833e-13 | 0.00060025 | 1.1917e-13 | 0.0015435 | 3.0643e-13
[79 empty] | WLDFR | HFTD - Distribution - Tier 2 - 3QU CoRE ¦ 4QU LoRE | Red Flag Warning - Catastrophic Fires | 2023 | 2.7779e-08 | 1.3889e-08 | 3.5715e-08 | 14664.6376 | 233.2301 | 8896.516 | 5534.8915 | 0 | 0 | 0 | 2.3139e-05 |  | 0.00040736 | 0 | 0.00040736 | 0.00020368 | 0 | 0.00020368 | 0.00052375 | 0 | 0.00052375 | [16 empty] | 7.3.1.3 Ignition probability mapping showing the probability of ignition along the electric lines and equipmentWLDFRAggregatedAggregated | WLDFR | HFTD - Distribution - Tier 2 - 3QU CoRE ¦ 4QU LoRE | Seismic - Non-Red Flag Warning - Catastrophic Fires | Aggregated | Aggregated | 2034 | 1.9853e-10 | 0 | 758.7044 | 1.5062e-07 | 2034 | Mitigation | 0.08575 | 30 | 0 | esc | 0.0012005 | 2.3833e-13 | 0.00060025 | 1.1917e-13 | 0.0015435 | 3.0643e-13
[79 empty] | WLDFR | HFTD - Distribution - Tier 2 - 3QU CoRE ¦ 4QU LoRE | Red Flag Warning - Catastrophic Fires | 2024 | 2.7779e-08 | 1.3889e-08 | 3.5715e-08 | 14664.6376 | 233.2301 | 8896.516 | 5534.8915 | 0 | 0 | 0 | 2.3139e-05 |  | 0.00040736 | 0 | 0.00040736 | 0.00020368 | 0 | 0.00020368 | 0.00052375 | 0 | 0.00052375 | [16 empty] | 7.3.1.3 Ignition probability mapping showing the probability of ignition along the electric lines and equipmentWLDFRAggregatedAggregated | WLDFR | HFTD - Distribution - Tier 2 - 3QU CoRE ¦ 4QU LoRE | Seismic - Non-Red Flag Warning - Catastrophic Fires | Aggregated | Aggregated | 2035 | 1.9853e-10 | 0 | 758.7044 | 1.5062e-07 | 2035 | Mitigation | 0.08575 | 30 | 0 | esc | 0.0012005 | 2.3833e-13 | 0.00060025 | 1.1917e-13 | 0.0015435 | 3.0643e-13
[79 empty] | WLDFR | HFTD - Distribution - Tier 2 - 3QU CoRE ¦ 4QU LoRE | Red Flag Warning - Catastrophic Fires | 2025 | 2.7779e-08 | 1.3889e-08 | 3.5715e-08 | 14664.6376 | 233.2301 | 8896.516 | 5534.8915 | 0 | 0 | 0 | 2.3139e-05 |  | 0.00040736 | 0 | 0.00040736 | 0.00020368 | 0 | 0.00020368 | 0.00052375 | 0 | 0.00052375 | [16 empty] | 7.3.1.3 Ignition probability mapping showing the probability of ignition along the electric lines and equipmentWLDFRAggregatedAggregated | WLDFR | HFTD - Distribution - Tier 2 - 3QU CoRE ¦ 4QU LoRE | Seismic - Non-Red Flag Warning - Catastrophic Fires | Aggregated | Aggregated | 2036 | 1.9853e-10 | 0 | 758.7044 | 1.5062e-07 | 2036 | Mitigation | 0.08575 | 30 | 0 | esc | 0.0012005 | 2.3833e-13 | 0.00060025 | 1.1917e-13 | 0.0015435 | 3.0643e-13
[79 empty] | WLDFR | HFTD - Distribution - Tier 2 - 3QU CoRE ¦ 4QU LoRE | Red Flag Warning - Catastrophic Fires | 2026 | 2.7779e-08 | 1.3889e-08 | 3.5715e-08 | 14664.6376 | 233.2301 | 8896.516 | 5534.8915 | 0 | 0 | 0 | 2.3139e-05 |  | 0.00040736 | 0 | 0.00040736 | 0.00020368 | 0 | 0.00020368 | 0.00052375 | 0 | 0.00052375 | [16 empty] | 7.3.1.3 Ignition probability mapping showing the probability of ignition along the electric lines and equipmentWLDFRAggregatedAggregated | WLDFR | HFTD - Distribution - Tier 2 - 3QU CoRE ¦ 4QU LoRE | Seismic - Non-Red Flag Warning - Catastrophic Fires | Aggregated | Aggregated | 2037 | 1.9853e-10 | 0 | 758.7044 | 1.5062e-07 | 2037 | Mitigation | 0.08575 | 30 | 0 | esc | 0.0012005 | 2.3833e-13 | 0.00060025 | 1.1917e-13 | 0.0015435 | 3.0643e-13
[79 empty] | WLDFR | HFTD - Distribution - Tier 2 - 3QU CoRE ¦ 4QU LoRE | Red Flag Warning - Catastrophic Fires | 2027 | 2.7779e-08 | 1.3889e-08 | 3.5715e-08 | 14664.6376 | 233.2301 | 8896.516 | 5534.8915 | 0 | 0 | 0 | 2.3139e-05 |  | 0.00040736 | 0 | 0.00040736 | 0.00020368 | 0 | 0.00020368 | 0.00052375 | 0 | 0.00052375 | [16 empty] | 7.3.1.3 Ignition probability mapping showing the probability of ignition along the electric lines and equipmentWLDFRAggregatedAggregated | WLDFR | HFTD - Distribution - Tier 2 - 3QU CoRE ¦ 4QU LoRE | Seismic - Non-Red Flag Warning - Catastrophic Fires | Aggregated | Aggregated | 2038 | 1.9853e-10 | 0 | 758.7044 | 1.5062e-07 | 2038 | Mitigation | 0.08575 | 30 | 0 | esc | 0.0012005 | 2.3833e-13 | 0.00060025 | 1.1917e-13 | 0.0015435 | 3.0643e-13
[79 empty] | WLDFR | HFTD - Distribution - Tier 2 - 3QU CoRE ¦ 4QU LoRE | Red Flag Warning - Catastrophic Fires | 2028 | 2.7779e-08 | 1.3889e-08 | 3.5715e-08 | 15317.9909 | 247.273 | 9287.6491 | 5783.0689 | 0 | 0 | 0 | 2.3139e-05 |  | 0.00042551 | 0 | 0.00042551 | 0.00021276 | 0 | 0.00021276 | 0.00054709 | 0 | 0.00054709 | [16 empty] | 7.3.1.3 Ignition probability mapping showing the probability of ignition along the electric lines and equipmentWLDFRAggregatedAggregated | WLDFR | HFTD - Distribution - Tier 2 - 3QU CoRE ¦ 4QU LoRE | Seismic - Non-Red Flag Warning - Catastrophic Fires | Aggregated | Aggregated | 2039 | 1.9853e-10 | 0 | 758.7044 | 1.5062e-07 | 2039 | Mitigation | 0.08575 | 30 | 0 | esc | 0.0012005 | 2.3833e-13 | 0.00060025 | 1.1917e-13 | 0.0015435 | 3.0643e-13
[79 empty] | WLDFR | HFTD - Distribution - Tier 2 - 3QU CoRE ¦ 4QU LoRE | Red Flag Warning - Catastrophic Fires | 2029 | 2.7779e-08 | 1.3889e-08 | 3.5715e-08 | 15317.9909 | 247.273 | 9287.6491 | 5783.0689 | 0 | 0 | 0 | 2.3139e-05 |  | 0.00042551 | 0 | 0.00042551 | 0.00021276 | 0 | 0.00021276 | 0.00054709 | 0 | 0.00054709 | [16 empty] | 7.3.1.3 Ignition probability mapping showing the probability of ignition along the electric lines and equipmentWLDFRAggregatedAggregated | WLDFR | HFTD - Distribution - Tier 2 - 3QU CoRE ¦ 4QU LoRE | Seismic - Non-Red Flag Warning - Catastrophic Fires | Aggregated | Aggregated | 2040 | 1.9853e-10 | 0 | 758.7044 | 1.5062e-07 | 2040 | Mitigation | 0.08575 | 30 | 0 | esc | 0.0012005 | 2.3833e-13 | 0.00060025 | 1.1917e-13 | 0.0015435 | 3.0643e-13
[79 empty] | WLDFR | HFTD - Distribution - Tier 2 - 3QU CoRE ¦ 4QU LoRE | Red Flag Warning - Catastrophic Fires | 2030 | 2.7779e-08 | 1.3889e-08 | 3.5715e-08 | 15317.9909 | 247.273 | 9287.6491 | 5783.0689 | 0 | 0 | 0 | 2.3139e-05 |  | 0.00042551 | 0 | 0.00042551 | 0.00021276 | 0 | 0.00021276 | 0.00054709 | 0 | 0.00054709 | [16 empty] | 7.3.1.3 Ignition probability mapping showing the probability of ignition along the electric lines and equipmentWLDFRAggregatedAggregated | WLDFR | HFTD - Distribution - Tier 2 - 3QU CoRE ¦ 4QU LoRE | Seismic - Non-Red Flag Warning - Catastrophic Fires | Aggregated | Aggregated | 2041 | 1.9853e-10 | 0 | 758.7044 | 1.5062e-07 | 2041 | Mitigation | 0.08575 | 30 | 0 | esc | 0.0012005 | 2.3833e-13 | 0.00060025 | 1.1917e-13 | 0.0015435 | 3.0643e-13
[79 empty] | WLDFR | HFTD - Distribution - Tier 2 - 3QU CoRE ¦ 4QU LoRE | Red Flag Warning - Catastrophic Fires | 2031 | 2.7779e-08 | 1.3889e-08 | 3.5715e-08 | 15317.9909 | 247.273 | 9287.6491 | 5783.0689 | 0 | 0 | 0 | 2.3139e-05 |  | 0.00042551 | 0 | 0.00042551 | 0.00021276 | 0 | 0.00021276 | 0.00054709 | 0 | 0.00054709 | [16 empty] | 7.3.1.3 Ignition probability mapping showing the probability of ignition along the electric lines and equipmentWLDFRAggregatedAggregated | WLDFR | HFTD - Distribution - Tier 2 - 3QU CoRE ¦ 4QU LoRE | Seismic - Non-Red Flag Warning - Catastrophic Fires | Aggregated | Aggregated | 2042 | 1.9853e-10 | 0 | 758.7044 | 1.5062e-07 | 2042 | Mitigation | 0.08575 | 30 | 0 | esc | 0.0012005 | 2.3833e-13 | 0.00060025 | 1.1917e-13 | 0.0015435 | 3.0643e-13
[79 empty] | WLDFR | HFTD - Distribution - Tier 2 - 3QU CoRE ¦ 4QU LoRE | Red Flag Warning - Catastrophic Fires | 2032 | 2.7779e-08 | 1.3889e-08 | 3.5715e-08 | 15317.9909 | 247.273 | 9287.6491 | 5783.0689 | 0 | 0 | 0 | 2.3139e-05 |  | 0.00042551 | 0 | 0.00042551 | 0.00021276 | 0 | 0.00021276 | 0.00054709 | 0 | 0.00054709 | [16 empty] | 7.3.1.3 Ignition probability mapping showing the probability of ignition along the electric lines and equipmentWLDFRAggregatedAggregated | WLDFR | HFTD - Distribution - Tier 2 - 3QU CoRE ¦ 4QU LoRE | Seismic - Non-Red Flag Warning - Catastrophic Fires | Aggregated | Aggregated | 2043 | 1.9853e-10 | 0 | 758.7044 | 1.5062e-07 | 2043 | Mitigation | 0.08575 | 30 | 0 | esc | 0.0012005 | 2.3833e-13 | 0.00060025 | 1.1917e-13 | 0.0015435 | 3.0643e-13
[79 empty] | WLDFR | HFTD - Distribution - Tier 2 - 3QU CoRE ¦ 4QU LoRE | Red Flag Warning - Catastrophic Fires | 2033 | 2.7779e-08 | 1.3889e-08 | 3.5715e-08 | 16044.1264 | 263.1074 | 9721.74 | 6059.2791 | 0 | 0 | 0 | 2.3139e-05 |  | 0.00044568 | 0 | 0.00044568 | 0.00022284 | 0 | 0.00022284 | 0.00057302 | 0 | 0.00057302 | [16 empty] | 7.3.1.3 Ignition probability mapping showing the probability of ignition along the electric lines and equipmentWLDFRAggregatedAggregated | WLDFR | HFTD - Distribution - Tier 2 - 3QU CoRE ¦ 4QU LoRE | Seismic - Non-Red Flag Warning - Catastrophic Fires | Aggregated | Aggregated | 2044 | 1.9853e-10 | 0 | 758.7044 | 1.5062e-07 | 2044 | Mitigation | 0.08575 | 30 | 0 | esc | 0.0012005 | 2.3833e-13 | 0.00060025 | 1.1917e-13 | 0.0015435 | 3.0643e-13
[79 empty] | WLDFR | HFTD - Distribution - Tier 2 - 3QU CoRE ¦ 4QU LoRE | Red Flag Warning - Catastrophic Fires | 2034 | 2.7779e-08 | 1.3889e-08 | 3.5715e-08 | 16044.1264 | 263.1074 | 9721.74 | 6059.2791 | 0 | 0 | 0 | 2.3139e-05 |  | 0.00044568 | 0 | 0.00044568 | 0.00022284 | 0 | 0.00022284 | 0.00057302 | 0 | 0.00057302 | [16 empty] | 7.3.1.3 Ignition probability mapping showing the probability of ignition along the electric lines and equipmentWLDFRAggregatedAggregated | WLDFR | HFTD - Distribution - Tier 2 - 3QU CoRE ¦ 4QU LoRE | Seismic - Non-Red Flag Warning - Catastrophic Fires | Aggregated | Aggregated | 2045 | 1.9853e-10 | 0 | 758.7044 | 1.5062e-07 | 2045 | Mitigation | 0.08575 | 30 | 0 | esc | 0.0012005 | 2.3833e-13 | 0.00060025 | 1.1917e-13 | 0.0015435 | 3.0643e-13
[79 empty] | WLDFR | HFTD - Distribution - Tier 2 - 3QU CoRE ¦ 4QU LoRE | Red Flag Warning - Catastrophic Fires | 2035 | 2.7779e-08 | 1.3889e-08 | 3.5715e-08 | 16044.1264 | 263.1074 | 9721.74 | 6059.2791 | 0 | 0 | 0 | 2.3139e-05 |  | 0.00044568 | 0 | 0.00044568 | 0.00022284 | 0 | 0.00022284 | 0.00057302 | 0 | 0.00057302 | [16 empty] | 7.3.1.3 Ignition probability mapping showing the probability of ignition along the electric lines and equipmentWLDFRAggregatedAggregated | WLDFR | HFTD - Distribution - Tier 2 - 3QU CoRE ¦ 4QU LoRE | Seismic - Non-Red Flag Warning - Catastrophic Fires | Aggregated | Aggregated | 2046 | 1.9853e-10 | 0 | 758.7044 | 1.5062e-07 | 2046 | Mitigation | 0.08575 | 30 | 0 | esc | 0.0012005 | 2.3833e-13 | 0.00060025 | 1.1917e-13 | 0.0015435 | 3.0643e-13
[79 empty] | WLDFR | HFTD - Distribution - Tier 2 - 3QU CoRE ¦ 4QU LoRE | Red Flag Warning - Catastrophic Fires | 2036 | 2.7779e-08 | 1.3889e-08 | 3.5715e-08 | 16044.1264 | 263.1074 | 9721.74 | 6059.2791 | 0 | 0 | 0 | 2.3139e-05 |  | 0.00044568 | 0 | 0.00044568 | 0.00022284 | 0 | 0.00022284 | 0.00057302 | 0 | 0.00057302 | [16 empty] | 7.3.1.3 Ignition probability mapping showing the probability of ignition along the electric lines and equipmentWLDFRAggregatedAggregated | WLDFR | HFTD - Distribution - Tier 2 - 3QU CoRE ¦ 4QU LoRE | Seismic - Non-Red Flag Warning - Catastrophic Fires | Aggregated | Aggregated | 2047 | 1.9853e-10 | 0 | 758.7044 | 1.5062e-07 | 2047 | Mitigation | 0.08575 | 30 | 0 | esc | 0.0012005 | 2.3833e-13 | 0.00060025 | 1.1917e-13 | 0.0015435 | 3.0643e-13
[79 empty] | WLDFR | HFTD - Distribution - Tier 2 - 3QU CoRE ¦ 4QU LoRE | Red Flag Warning - Catastrophic Fires | 2037 | 2.7779e-08 | 1.3889e-08 | 3.5715e-08 | 16044.1264 | 263.1074 | 9721.74 | 6059.2791 | 0 | 0 | 0 | 2.3139e-05 |  | 0.00044568 | 0 | 0.00044568 | 0.00022284 | 0 | 0.00022284 | 0.00057302 | 0 | 0.00057302 | [16 empty] | 7.3.1.3 Ignition probability mapping showing the probability of ignition along the electric lines and equipmentWLDFRAggregatedAggregated | WLDFR | HFTD - Distribution - Tier 2 - 3QU CoRE ¦ 4QU LoRE | Seismic - Non-Red Flag Warning - Catastrophic Fires | Aggregated | Aggregated | 2048 | 1.9853e-10 | 0 | 758.7044 | 1.5062e-07 | 2048 | Mitigation | 0.08575 | 30 | 0 | esc | 0.0012005 | 2.3833e-13 | 0.00060025 | 1.1917e-13 | 0.0015435 | 3.0643e-13
[79 empty] | WLDFR | HFTD - Distribution - Tier 2 - 3QU CoRE ¦ 4QU LoRE | Red Flag Warning - Catastrophic Fires | 2038 | 2.7779e-08 | 1.3889e-08 | 3.5715e-08 | 16832.3912 | 280.5544 | 10192.2718 | 6359.5651 | 0 | 0 | 0 | 2.3139e-05 |  | 0.00046758 | 0 | 0.00046758 | 0.00023379 | 0 | 0.00023379 | 0.00060117 | 0 | 0.00060117 | [16 empty] | 7.3.1.3 Ignition probability mapping showing the probability of ignition along the electric lines and equipmentWLDFRAggregatedAggregated | WLDFR | HFTD - Distribution - Tier 2 - 3QU CoRE ¦ 4QU LoRE | Seismic - Non-Red Flag Warning - Catastrophic Fires | Aggregated | Aggregated | 2049 | 1.9853e-10 | 0 | 758.7044 | 1.5062e-07 | 2049 | Mitigation | 0.08575 | 30 | 0 | esc | 0.0012005 | 2.3833e-13 | 0.00060025 | 1.1917e-13 | 0.0015435 | 3.0643e-13
[79 empty] | WLDFR | HFTD - Distribution - Tier 2 - 3QU CoRE ¦ 4QU LoRE | Red Flag Warning - Catastrophic Fires | 2039 | 2.7779e-08 | 1.3889e-08 | 3.5715e-08 | 16832.3912 | 280.5544 | 10192.2718 | 6359.5651 | 0 | 0 | 0 | 2.3139e-05 |  | 0.00046758 | 0 | 0.00046758 | 0.00023379 | 0 | 0.00023379 | 0.00060117 | 0 | 0.00060117 | [16 empty] | 7.3.1.3 Ignition probability mapping showing the probability of ignition along the electric lines and equipmentWLDFRAggregatedAggregated | WLDFR | HFTD - Distribution - Tier 2 - 3QU CoRE ¦ 4QU LoRE | Seismic - Non-Red Flag Warning - Catastrophic Fires | Aggregated | Aggregated | 2050 | 1.9853e-10 | 0 | 758.7044 | 1.5062e-07 | 2050 | Mitigation | 0.08575 | 30 | 0 | esc | 0 | 0 | 0.00060025 | 1.1917e-13 | 0.0015435 | 3.0643e-13
[79 empty] | WLDFR | HFTD - Distribution - Tier 2 - 3QU CoRE ¦ 4QU LoRE | Red Flag Warning - Catastrophic Fires | 2040 | 2.7779e-08 | 1.3889e-08 | 3.5715e-08 | 16832.3912 | 280.5544 | 10192.2718 | 6359.5651 | 0 | 0 | 0 | 2.3139e-05 |  | 0.00046758 | 0 | 0.00046758 | 0.00023379 | 0 | 0.00023379 | 0.00060117 | 0 | 0.00060117 | [16 empty] | 7.3.1.3 Ignition probability mapping showing the probability of ignition along the electric lines and equipmentWLDFRAggregatedAggregated | WLDFR | HFTD - Distribution - Tier 2 - 3QU CoRE ¦ 4QU LoRE | Seismic - Non-Red Flag Warning - Catastrophic Fires | Aggregated | Aggregated | 2051 | 1.9853e-10 | 0 | 758.7044 | 1.5062e-07 | 2051 | Mitigation | 0.08575 | 30 | 0 | esc | 0 | 0 | 0 | 0 | 0.0015435 | 3.0643e-13
[79 empty] | WLDFR | HFTD - Distribution - Tier 2 - 3QU CoRE ¦ 4QU LoRE | Red Flag Warning - Catastrophic Fires | 2041 | 2.7779e-08 | 1.3889e-08 | 3.5715e-08 | 16832.3912 | 280.5544 | 10192.2718 | 6359.5651 | 0 | 0 | 0 | 2.3139e-05 |  | 0.00046758 | 0 | 0.00046758 | 0.00023379 | 0 | 0.00023379 | 0.00060117 | 0 | 0.00060117 | [16 empty] | 7.3.1.3 Ignition probability mapping showing the probability of ignition along the electric lines and equipmentWLDFRAggregatedAggregated | WLDFR | HFTD - Distribution - Tier 2 - 3QU CoRE ¦ 4QU LoRE | Seismic - Red Flag Warning - Catastrophic Fires | Aggregated | Aggregated | 2021 | 8.5622e-09 | 0 | 758.7044 | 6.4962e-06 | 2021 | Mitigation | 0.08575 | 30 | 0 | esc | 0.0012005 | 1.0279e-11 | 0.00060025 | 5.1395e-12 | 0 | 0
[79 empty] | WLDFR | HFTD - Distribution - Tier 2 - 3QU CoRE ¦ 4QU LoRE | Red Flag Warning - Catastrophic Fires | 2042 | 2.7779e-08 | 1.3889e-08 | 3.5715e-08 | 16832.3912 | 280.5544 | 10192.2718 | 6359.5651 | 0 | 0 | 0 | 2.3139e-05 |  | 0.00046758 | 0 | 0.00046758 | 0.00023379 | 0 | 0.00023379 | 0.00060117 | 0 | 0.00060117 | [16 empty] | 7.3.1.3 Ignition probability mapping showing the probability of ignition along the electric lines and equipmentWLDFRAggregatedAggregated | WLDFR | HFTD - Distribution - Tier 2 - 3QU CoRE ¦ 4QU LoRE | Seismic - Red Flag Warning - Catastrophic Fires | Aggregated | Aggregated | 2022 | 8.5622e-09 | 0 | 758.7044 | 6.4962e-06 | 2022 | Mitigation | 0.08575 | 30 | 0 | esc | 0.0012005 | 1.0279e-11 | 0.00060025 | 5.1395e-12 | 0.0015435 | 1.3216e-11
[79 empty] | WLDFR | HFTD - Distribution - Tier 2 - 3QU CoRE ¦ 4QU LoRE | Red Flag Warning - Catastrophic Fires | 2043 | 2.7779e-08 | 1.3889e-08 | 3.5715e-08 | 17672.0852 | 299.42 | 10692.7362 | 6679.929 | 0 | 0 | 0 | 2.3139e-05 |  | 0.00049091 | 0 | 0.00049091 | 0.00024545 | 0 | 0.00024545 | 0.00063116 | 0 | 0.00063116 | [16 empty] | 7.3.1.3 Ignition probability mapping showing the probability of ignition along the electric lines and equipmentWLDFRAggregatedAggregated | WLDFR | HFTD - Distribution - Tier 2 - 3QU CoRE ¦ 4QU LoRE | Seismic - Red Flag Warning - Catastrophic Fires | Aggregated | Aggregated | 2023 | 8.5622e-09 | 0 | 758.7044 | 6.4962e-06 | 2023 | Mitigation | 0.08575 | 30 | 0 | esc | 0.0012005 | 1.0279e-11 | 0.00060025 | 5.1395e-12 | 0.0015435 | 1.3216e-11
[79 empty] | WLDFR | HFTD - Distribution - Tier 2 - 3QU CoRE ¦ 4QU LoRE | Red Flag Warning - Catastrophic Fires | 2044 | 2.7779e-08 | 1.3889e-08 | 3.5715e-08 | 17672.0852 | 299.42 | 10692.7362 | 6679.929 | 0 | 0 | 0 | 2.3139e-05 |  | 0.00049091 | 0 | 0.00049091 | 0.00024545 | 0 | 0.00024545 | 0.00063116 | 0 | 0.00063116 | [16 empty] | 7.3.1.3 Ignition probability mapping showing the probability of ignition along the electric lines and equipmentWLDFRAggregatedAggregated | WLDFR | HFTD - Distribution - Tier 2 - 3QU CoRE ¦ 4QU LoRE | Seismic - Red Flag Warning - Catastrophic Fires | Aggregated | Aggregated | 2024 | 8.5622e-09 | 0 | 758.7044 | 6.4962e-06 | 2024 | Mitigation | 0.08575 | 30 | 0 | esc | 0.0012005 | 1.0279e-11 | 0.00060025 | 5.1395e-12 | 0.0015435 | 1.3216e-11
[79 empty] | WLDFR | HFTD - Distribution - Tier 2 - 3QU CoRE ¦ 4QU LoRE | Red Flag Warning - Catastrophic Fires | 2045 | 2.7779e-08 | 1.3889e-08 | 3.5715e-08 | 17672.0852 | 299.42 | 10692.7362 | 6679.929 | 0 | 0 | 0 | 2.3139e-05 |  | 0.00049091 | 0 | 0.00049091 | 0.00024545 | 0 | 0.00024545 | 0.00063116 | 0 | 0.00063116 | [16 empty] | 7.3.1.3 Ignition probability mapping showing the probability of ignition along the electric lines and equipmentWLDFRAggregatedAggregated | WLDFR | HFTD - Distribution - Tier 2 - 3QU CoRE ¦ 4QU LoRE | Seismic - Red Flag Warning - Catastrophic Fires | Aggregated | Aggregated | 2025 | 8.5622e-09 | 0 | 758.7044 | 6.4962e-06 | 2025 | Mitigation | 0.08575 | 30 | 0 | esc | 0.0012005 | 1.0279e-11 | 0.00060025 | 5.1395e-12 | 0.0015435 | 1.3216e-11
[79 empty] | WLDFR | HFTD - Distribution - Tier 2 - 3QU CoRE ¦ 4QU LoRE | Red Flag Warning - Catastrophic Fires | 2046 | 2.7779e-08 | 1.3889e-08 | 3.5715e-08 | 17672.0852 | 299.42 | 10692.7362 | 6679.929 | 0 | 0 | 0 | 2.3139e-05 |  | 0.00049091 | 0 | 0.00049091 | 0.00024545 | 0 | 0.00024545 | 0.00063116 | 0 | 0.00063116 | [16 empty] | 7.3.1.3 Ignition probability mapping showing the probability of ignition along the electric lines and equipmentWLDFRAggregatedAggregated | WLDFR | HFTD - Distribution - Tier 2 - 3QU CoRE ¦ 4QU LoRE | Seismic - Red Flag Warning - Catastrophic Fires | Aggregated | Aggregated | 2026 | 8.5622e-09 | 0 | 758.7044 | 6.4962e-06 | 2026 | Mitigation | 0.08575 | 30 | 0 | esc | 0.0012005 | 1.0279e-11 | 0.00060025 | 5.1395e-12 | 0.0015435 | 1.3216e-11
[79 empty] | WLDFR | HFTD - Distribution - Tier 2 - 3QU CoRE ¦ 4QU LoRE | Red Flag Warning - Catastrophic Fires | 2047 | 2.7779e-08 | 1.3889e-08 | 3.5715e-08 | 17672.0852 | 299.42 | 10692.7362 | 6679.929 | 0 | 0 | 0 | 2.3139e-05 |  | 0.00049091 | 0 | 0.00049091 | 0.00024545 | 0 | 0.00024545 | 0.00063116 | 0 | 0.00063116 | [16 empty] | 7.3.1.3 Ignition probability mapping showing the probability of ignition along the electric lines and equipmentWLDFRAggregatedAggregated | WLDFR | HFTD - Distribution - Tier 2 - 3QU CoRE ¦ 4QU LoRE | Seismic - Red Flag Warning - Catastrophic Fires | Aggregated | Aggregated | 2027 | 8.5622e-09 | 0 | 758.7044 | 6.4962e-06 | 2027 | Mitigation | 0.08575 | 30 | 0 | esc | 0.0012005 | 1.0279e-11 | 0.00060025 | 5.1395e-12 | 0.0015435 | 1.3216e-11
[79 empty] | WLDFR | HFTD - Distribution - Tier 2 - 3QU CoRE ¦ 4QU LoRE | Red Flag Warning - Catastrophic Fires | 2048 | 2.7779e-08 | 1.3889e-08 | 3.5715e-08 | 18552.3348 | 319.4911 | 11216.5626 | 7016.281 | 0 | 0 | 0 | 2.3139e-05 |  | 0.00051536 | 0 | 0.00051536 | 0.00025768 | 0 | 0.00025768 | 0.0006626 | 0 | 0.0006626 | [16 empty] | 7.3.1.3 Ignition probability mapping showing the probability of ignition along the electric lines and equipmentWLDFRAggregatedAggregated | WLDFR | HFTD - Distribution - Tier 2 - 3QU CoRE ¦ 4QU LoRE | Seismic - Red Flag Warning - Catastrophic Fires | Aggregated | Aggregated | 2028 | 8.5622e-09 | 0 | 758.7044 | 6.4962e-06 | 2028 | Mitigation | 0.08575 | 30 | 0 | esc | 0.0012005 | 1.0279e-11 | 0.00060025 | 5.1395e-12 | 0.0015435 | 1.3216e-11
[79 empty] | WLDFR | HFTD - Distribution - Tier 2 - 3QU CoRE ¦ 4QU LoRE | Red Flag Warning - Catastrophic Fires | 2049 | 2.7779e-08 | 1.3889e-08 | 3.5715e-08 | 18552.3348 | 319.4911 | 11216.5626 | 7016.281 | 0 | 0 | 0 | 2.3139e-05 |  | 0.00051536 | 0 | 0.00051536 | 0.00025768 | 0 | 0.00025768 | 0.0006626 | 0 | 0.0006626 | [16 empty] | 7.3.1.3 Ignition probability mapping showing the probability of ignition along the electric lines and equipmentWLDFRAggregatedAggregated | WLDFR | HFTD - Distribution - Tier 2 - 3QU CoRE ¦ 4QU LoRE | Seismic - Red Flag Warning - Catastrophic Fires | Aggregated | Aggregated | 2029 | 8.5622e-09 | 0 | 758.7044 | 6.4962e-06 | 2029 | Mitigation | 0.08575 | 30 | 0 | esc | 0.0012005 | 1.0279e-11 | 0.00060025 | 5.1395e-12 | 0.0015435 | 1.3216e-11
[79 empty] | WLDFR | HFTD - Distribution - Tier 2 - 3QU CoRE ¦ 4QU LoRE | Red Flag Warning - Catastrophic Fires | 2050 | 0 | 1.3889e-08 | 3.5715e-08 | 18552.3348 | 319.4911 | 11216.5626 | 7016.281 | 0 | 0 | 0 | 2.3139e-05 |  | 0 | 0 | 0 | 0.00025768 | 0 | 0.00025768 | 0.0006626 | 0 | 0.0006626 | [16 empty] | 7.3.1.3 Ignition probability mapping showing the probability of ignition along the electric lines and equipmentWLDFRAggregatedAggregated | WLDFR | HFTD - Distribution - Tier 2 - 3QU CoRE ¦ 4QU LoRE | Seismic - Red Flag Warning - Catastrophic Fires | Aggregated | Aggregated | 2030 | 8.5622e-09 | 0 | 758.7044 | 6.4962e-06 | 2030 | Mitigation | 0.08575 | 30 | 0 | esc | 0.0012005 | 1.0279e-11 | 0.00060025 | 5.1395e-12 | 0.0015435 | 1.3216e-11
[79 empty] | WLDFR | HFTD - Distribution - Tier 2 - 3QU CoRE ¦ 4QU LoRE | Red Flag Warning - Catastrophic Fires | 2051 | 0 | 0 | 3.5715e-08 | 18552.3348 | 319.4911 | 11216.5626 | 7016.281 | 0 | 0 | 0 | 2.3139e-05 |  | 0 | 0 | 0 | 0 | 0 | 0 | 0.0006626 | 0 | 0.0006626 | [16 empty] | 7.3.1.3 Ignition probability mapping showing the probability of ignition along the electric lines and equipmentWLDFRAggregatedAggregated | WLDFR | HFTD - Distribution - Tier 2 - 3QU CoRE ¦ 4QU LoRE | Seismic - Red Flag Warning - Catastrophic Fires | Aggregated | Aggregated | 2031 | 8.5622e-09 | 0 | 758.7044 | 6.4962e-06 | 2031 | Mitigation | 0.08575 | 30 | 0 | esc | 0.0012005 | 1.0279e-11 | 0.00060025 | 5.1395e-12 | 0.0015435 | 1.3216e-11
[79 empty] | WLDFR | HFTD - Distribution - Tier 2 - 3QU CoRE ¦ 4QU LoRE | Red Flag Warning - Destructive Fires | 2020 | 4.2308e-09 | 0 | 0 | 8807.9522 | 222.2294 | 8585.7228 | 0 | 0 | 0 | 0 | 3.5242e-06 |  | 3.7265e-05 | 0 | 3.7265e-05 | 0 | 0 | 0 | 0 | 0 | 0 | [16 empty] | 7.3.1.3 Ignition probability mapping showing the probability of ignition along the electric lines and equipmentWLDFRAggregatedAggregated | WLDFR | HFTD - Distribution - Tier 2 - 3QU CoRE ¦ 4QU LoRE | Seismic - Red Flag Warning - Catastrophic Fires | Aggregated | Aggregated | 2032 | 8.5622e-09 | 0 | 758.7044 | 6.4962e-06 | 2032 | Mitigation | 0.08575 | 30 | 0 | esc | 0.0012005 | 1.0279e-11 | 0.00060025 | 5.1395e-12 | 0.0015435 | 1.3216e-11
[79 empty] | WLDFR | HFTD - Distribution - Tier 2 - 3QU CoRE ¦ 4QU LoRE | Red Flag Warning - Destructive Fires | 2021 | 4.2308e-09 | 2.1154e-09 | 0 | 8807.9522 | 222.2294 | 8585.7228 | 0 | 0 | 0 | 0 | 3.5242e-06 |  | 3.7265e-05 | 0 | 3.7265e-05 | 1.8632e-05 | 0 | 1.8632e-05 | 0 | 0 | 0 | [16 empty] | 7.3.1.3 Ignition probability mapping showing the probability of ignition along the electric lines and equipmentWLDFRAggregatedAggregated | WLDFR | HFTD - Distribution - Tier 2 - 3QU CoRE ¦ 4QU LoRE | Seismic - Red Flag Warning - Catastrophic Fires | Aggregated | Aggregated | 2033 | 8.5622e-09 | 0 | 758.7044 | 6.4962e-06 | 2033 | Mitigation | 0.08575 | 30 | 0 | esc | 0.0012005 | 1.0279e-11 | 0.00060025 | 5.1395e-12 | 0.0015435 | 1.3216e-11
[79 empty] | WLDFR | HFTD - Distribution - Tier 2 - 3QU CoRE ¦ 4QU LoRE | Red Flag Warning - Destructive Fires | 2022 | 4.2308e-09 | 2.1154e-09 | 5.4396e-09 | 8807.9522 | 222.2294 | 8585.7228 | 0 | 0 | 0 | 0 | 3.5242e-06 |  | 3.7265e-05 | 0 | 3.7265e-05 | 1.8632e-05 | 0 | 1.8632e-05 | 4.7912e-05 | 0 | 4.7912e-05 | [16 empty] | 7.3.1.3 Ignition probability mapping showing the probability of ignition along the electric lines and equipmentWLDFRAggregatedAggregated | WLDFR | HFTD - Distribution - Tier 2 - 3QU CoRE ¦ 4QU LoRE | Seismic - Red Flag Warning - Catastrophic Fires | Aggregated | Aggregated | 2034 | 8.5622e-09 | 0 | 758.7044 | 6.4962e-06 | 2034 | Mitigation | 0.08575 | 30 | 0 | esc | 0.0012005 | 1.0279e-11 | 0.00060025 | 5.1395e-12 | 0.0015435 | 1.3216e-11
[79 empty] | WLDFR | HFTD - Distribution - Tier 2 - 3QU CoRE ¦ 4QU LoRE | Red Flag Warning - Destructive Fires | 2023 | 4.2308e-09 | 2.1154e-09 | 5.4396e-09 | 9129.7461 | 233.2301 | 8896.516 | 0 | 0 | 0 | 0 | 3.5242e-06 |  | 3.8626e-05 | 0 | 3.8626e-05 | 1.9313e-05 | 0 | 1.9313e-05 | 4.9662e-05 | 0 | 4.9662e-05 | [16 empty] | 7.3.1.3 Ignition probability mapping showing the probability of ignition along the electric lines and equipmentWLDFRAggregatedAggregated | WLDFR | HFTD - Distribution - Tier 2 - 3QU CoRE ¦ 4QU LoRE | Seismic - Red Flag Warning - Catastrophic Fires | Aggregated | Aggregated | 2035 | 8.5622e-09 | 0 | 758.7044 | 6.4962e-06 | 2035 | Mitigation | 0.08575 | 30 | 0 | esc | 0.0012005 | 1.0279e-11 | 0.00060025 | 5.1395e-12 | 0.0015435 | 1.3216e-11
[79 empty] | WLDFR | HFTD - Distribution - Tier 2 - 3QU CoRE ¦ 4QU LoRE | Red Flag Warning - Destructive Fires | 2024 | 4.2308e-09 | 2.1154e-09 | 5.4396e-09 | 9129.7461 | 233.2301 | 8896.516 | 0 | 0 | 0 | 0 | 3.5242e-06 |  | 3.8626e-05 | 0 | 3.8626e-05 | 1.9313e-05 | 0 | 1.9313e-05 | 4.9662e-05 | 0 | 4.9662e-05 | [16 empty] | 7.3.1.3 Ignition probability mapping showing the probability of ignition along the electric lines and equipmentWLDFRAggregatedAggregated | WLDFR | HFTD - Distribution - Tier 2 - 3QU CoRE ¦ 4QU LoRE | Seismic - Red Flag Warning - Catastrophic Fires | Aggregated | Aggregated | 2036 | 8.5622e-09 | 0 | 758.7044 | 6.4962e-06 | 2036 | Mitigation | 0.08575 | 30 | 0 | esc | 0.0012005 | 1.0279e-11 | 0.00060025 | 5.1395e-12 | 0.0015435 | 1.3216e-11
[79 empty] | WLDFR | HFTD - Distribution - Tier 2 - 3QU CoRE ¦ 4QU LoRE | Red Flag Warning - Destructive Fires | 2025 | 4.2308e-09 | 2.1154e-09 | 5.4396e-09 | 9129.7461 | 233.2301 | 8896.516 | 0 | 0 | 0 | 0 | 3.5242e-06 |  | 3.8626e-05 | 0 | 3.8626e-05 | 1.9313e-05 | 0 | 1.9313e-05 | 4.9662e-05 | 0 | 4.9662e-05 | [16 empty] | 7.3.1.3 Ignition probability mapping showing the probability of ignition along the electric lines and equipmentWLDFRAggregatedAggregated | WLDFR | HFTD - Distribution - Tier 2 - 3QU CoRE ¦ 4QU LoRE | Seismic - Red Flag Warning - Catastrophic Fires | Aggregated | Aggregated | 2037 | 8.5622e-09 | 0 | 758.7044 | 6.4962e-06 | 2037 | Mitigation | 0.08575 | 30 | 0 | esc | 0.0012005 | 1.0279e-11 | 0.00060025 | 5.1395e-12 | 0.0015435 | 1.3216e-11
[79 empty] | WLDFR | HFTD - Distribution - Tier 2 - 3QU CoRE ¦ 4QU LoRE | Red Flag Warning - Destructive Fires | 2026 | 4.2308e-09 | 2.1154e-09 | 5.4396e-09 | 9129.7461 | 233.2301 | 8896.516 | 0 | 0 | 0 | 0 | 3.5242e-06 |  | 3.8626e-05 | 0 | 3.8626e-05 | 1.9313e-05 | 0 | 1.9313e-05 | 4.9662e-05 | 0 | 4.9662e-05 | [16 empty] | 7.3.1.3 Ignition probability mapping showing the probability of ignition along the electric lines and equipmentWLDFRAggregatedAggregated | WLDFR | HFTD - Distribution - Tier 2 - 3QU CoRE ¦ 4QU LoRE | Seismic - Red Flag Warning - Catastrophic Fires | Aggregated | Aggregated | 2038 | 8.5622e-09 | 0 | 758.7044 | 6.4962e-06 | 2038 | Mitigation | 0.08575 | 30 | 0 | esc | 0.0012005 | 1.0279e-11 | 0.00060025 | 5.1395e-12 | 0.0015435 | 1.3216e-11
[79 empty] | WLDFR | HFTD - Distribution - Tier 2 - 3QU CoRE ¦ 4QU LoRE | Red Flag Warning - Destructive Fires | 2027 | 4.2308e-09 | 2.1154e-09 | 5.4396e-09 | 9129.7461 | 233.2301 | 8896.516 | 0 | 0 | 0 | 0 | 3.5242e-06 |  | 3.8626e-05 | 0 | 3.8626e-05 | 1.9313e-05 | 0 | 1.9313e-05 | 4.9662e-05 | 0 | 4.9662e-05 | [16 empty] | 7.3.1.3 Ignition probability mapping showing the probability of ignition along the electric lines and equipmentWLDFRAggregatedAggregated | WLDFR | HFTD - Distribution - Tier 2 - 3QU CoRE ¦ 4QU LoRE | Seismic - Red Flag Warning - Catastrophic Fires | Aggregated | Aggregated | 2039 | 8.5622e-09 | 0 | 758.7044 | 6.4962e-06 | 2039 | Mitigation | 0.08575 | 30 | 0 | esc | 0.0012005 | 1.0279e-11 | 0.00060025 | 5.1395e-12 | 0.0015435 | 1.3216e-11
[79 empty] | WLDFR | HFTD - Distribution - Tier 2 - 3QU CoRE ¦ 4QU LoRE | Red Flag Warning - Destructive Fires | 2028 | 4.2308e-09 | 2.1154e-09 | 5.4396e-09 | 9534.9221 | 247.273 | 9287.6491 | 0 | 0 | 0 | 0 | 3.5242e-06 |  | 4.034e-05 | 0 | 4.034e-05 | 2.017e-05 | 0 | 2.017e-05 | 5.1866e-05 | 0 | 5.1866e-05 | [16 empty] | 7.3.1.3 Ignition probability mapping showing the probability of ignition along the electric lines and equipmentWLDFRAggregatedAggregated | WLDFR | HFTD - Distribution - Tier 2 - 3QU CoRE ¦ 4QU LoRE | Seismic - Red Flag Warning - Catastrophic Fires | Aggregated | Aggregated | 2040 | 8.5622e-09 | 0 | 758.7044 | 6.4962e-06 | 2040 | Mitigation | 0.08575 | 30 | 0 | esc | 0.0012005 | 1.0279e-11 | 0.00060025 | 5.1395e-12 | 0.0015435 | 1.3216e-11
[79 empty] | WLDFR | HFTD - Distribution - Tier 2 - 3QU CoRE ¦ 4QU LoRE | Red Flag Warning - Destructive Fires | 2029 | 4.2308e-09 | 2.1154e-09 | 5.4396e-09 | 9534.9221 | 247.273 | 9287.6491 | 0 | 0 | 0 | 0 | 3.5242e-06 |  | 4.034e-05 | 0 | 4.034e-05 | 2.017e-05 | 0 | 2.017e-05 | 5.1866e-05 | 0 | 5.1866e-05 | [16 empty] | 7.3.1.3 Ignition probability mapping showing the probability of ignition along the electric lines and equipmentWLDFRAggregatedAggregated | WLDFR | HFTD - Distribution - Tier 2 - 3QU CoRE ¦ 4QU LoRE | Seismic - Red Flag Warning - Catastrophic Fires | Aggregated | Aggregated | 2041 | 8.5622e-09 | 0 | 758.7044 | 6.4962e-06 | 2041 | Mitigation | 0.08575 | 30 | 0 | esc | 0.0012005 | 1.0279e-11 | 0.00060025 | 5.1395e-12 | 0.0015435 | 1.3216e-11
[79 empty] | WLDFR | HFTD - Distribution - Tier 2 - 3QU CoRE ¦ 4QU LoRE | Red Flag Warning - Destructive Fires | 2030 | 4.2308e-09 | 2.1154e-09 | 5.4396e-09 | 9534.9221 | 247.273 | 9287.6491 | 0 | 0 | 0 | 0 | 3.5242e-06 |  | 4.034e-05 | 0 | 4.034e-05 | 2.017e-05 | 0 | 2.017e-05 | 5.1866e-05 | 0 | 5.1866e-05 | [16 empty] | 7.3.1.3 Ignition probability mapping showing the probability of ignition along the electric lines and equipmentWLDFRAggregatedAggregated | WLDFR | HFTD - Distribution - Tier 2 - 3QU CoRE ¦ 4QU LoRE | Seismic - Red Flag Warning - Catastrophic Fires | Aggregated | Aggregated | 2042 | 8.5622e-09 | 0 | 758.7044 | 6.4962e-06 | 2042 | Mitigation | 0.08575 | 30 | 0 | esc | 0.0012005 | 1.0279e-11 | 0.00060025 | 5.1395e-12 | 0.0015435 | 1.3216e-11
[79 empty] | WLDFR | HFTD - Distribution - Tier 2 - 3QU CoRE ¦ 4QU LoRE | Red Flag Warning - Destructive Fires | 2031 | 4.2308e-09 | 2.1154e-09 | 5.4396e-09 | 9534.9221 | 247.273 | 9287.6491 | 0 | 0 | 0 | 0 | 3.5242e-06 |  | 4.034e-05 | 0 | 4.034e-05 | 2.017e-05 | 0 | 2.017e-05 | 5.1866e-05 | 0 | 5.1866e-05 | [16 empty] | 7.3.1.3 Ignition probability mapping showing the probability of ignition along the electric lines and equipmentWLDFRAggregatedAggregated | WLDFR | HFTD - Distribution - Tier 2 - 3QU CoRE ¦ 4QU LoRE | Seismic - Red Flag Warning - Catastrophic Fires | Aggregated | Aggregated | 2043 | 8.5622e-09 | 0 | 758.7044 | 6.4962e-06 | 2043 | Mitigation | 0.08575 | 30 | 0 | esc | 0.0012005 | 1.0279e-11 | 0.00060025 | 5.1395e-12 | 0.0015435 | 1.3216e-11
[79 empty] | WLDFR | HFTD - Distribution - Tier 2 - 3QU CoRE ¦ 4QU LoRE | Red Flag Warning - Destructive Fires | 2032 | 4.2308e-09 | 2.1154e-09 | 5.4396e-09 | 9534.9221 | 247.273 | 9287.6491 | 0 | 0 | 0 | 0 | 3.5242e-06 |  | 4.034e-05 | 0 | 4.034e-05 | 2.017e-05 | 0 | 2.017e-05 | 5.1866e-05 | 0 | 5.1866e-05 | [16 empty] | 7.3.1.3 Ignition probability mapping showing the probability of ignition along the electric lines and equipmentWLDFRAggregatedAggregated | WLDFR | HFTD - Distribution - Tier 2 - 3QU CoRE ¦ 4QU LoRE | Seismic - Red Flag Warning - Catastrophic Fires | Aggregated | Aggregated | 2044 | 8.5622e-09 | 0 | 758.7044 | 6.4962e-06 | 2044 | Mitigation | 0.08575 | 30 | 0 | esc | 0.0012005 | 1.0279e-11 | 0.00060025 | 5.1395e-12 | 0.0015435 | 1.3216e-11
[79 empty] | WLDFR | HFTD - Distribution - Tier 2 - 3QU CoRE ¦ 4QU LoRE | Red Flag Warning - Destructive Fires | 2033 | 4.2308e-09 | 2.1154e-09 | 5.4396e-09 | 9984.8474 | 263.1074 | 9721.74 | 0 | 0 | 0 | 0 | 3.5242e-06 |  | 4.2244e-05 | 0 | 4.2244e-05 | 2.1122e-05 | 0 | 2.1122e-05 | 5.4313e-05 | 0 | 5.4313e-05 | [16 empty] | 7.3.1.3 Ignition probability mapping showing the probability of ignition along the electric lines and equipmentWLDFRAggregatedAggregated | WLDFR | HFTD - Distribution - Tier 2 - 3QU CoRE ¦ 4QU LoRE | Seismic - Red Flag Warning - Catastrophic Fires | Aggregated | Aggregated | 2045 | 8.5622e-09 | 0 | 758.7044 | 6.4962e-06 | 2045 | Mitigation | 0.08575 | 30 | 0 | esc | 0.0012005 | 1.0279e-11 | 0.00060025 | 5.1395e-12 | 0.0015435 | 1.3216e-11
[79 empty] | WLDFR | HFTD - Distribution - Tier 2 - 3QU CoRE ¦ 4QU LoRE | Red Flag Warning - Destructive Fires | 2034 | 4.2308e-09 | 2.1154e-09 | 5.4396e-09 | 9984.8474 | 263.1074 | 9721.74 | 0 | 0 | 0 | 0 | 3.5242e-06 |  | 4.2244e-05 | 0 | 4.2244e-05 | 2.1122e-05 | 0 | 2.1122e-05 | 5.4313e-05 | 0 | 5.4313e-05 | [16 empty] | 7.3.1.3 Ignition probability mapping showing the probability of ignition along the electric lines and equipmentWLDFRAggregatedAggregated | WLDFR | HFTD - Distribution - Tier 2 - 3QU CoRE ¦ 4QU LoRE | Seismic - Red Flag Warning - Catastrophic Fires | Aggregated | Aggregated | 2046 | 8.5622e-09 | 0 | 758.7044 | 6.4962e-06 | 2046 | Mitigation | 0.08575 | 30 | 0 | esc | 0.0012005 | 1.0279e-11 | 0.00060025 | 5.1395e-12 | 0.0015435 | 1.3216e-11
[79 empty] | WLDFR | HFTD - Distribution - Tier 2 - 3QU CoRE ¦ 4QU LoRE | Red Flag Warning - Destructive Fires | 2035 | 4.2308e-09 | 2.1154e-09 | 5.4396e-09 | 9984.8474 | 263.1074 | 9721.74 | 0 | 0 | 0 | 0 | 3.5242e-06 |  | 4.2244e-05 | 0 | 4.2244e-05 | 2.1122e-05 | 0 | 2.1122e-05 | 5.4313e-05 | 0 | 5.4313e-05 | [16 empty] | 7.3.1.3 Ignition probability mapping showing the probability of ignition along the electric lines and equipmentWLDFRAggregatedAggregated | WLDFR | HFTD - Distribution - Tier 2 - 3QU CoRE ¦ 4QU LoRE | Seismic - Red Flag Warning - Catastrophic Fires | Aggregated | Aggregated | 2047 | 8.5622e-09 | 0 | 758.7044 | 6.4962e-06 | 2047 | Mitigation | 0.08575 | 30 | 0 | esc | 0.0012005 | 1.0279e-11 | 0.00060025 | 5.1395e-12 | 0.0015435 | 1.3216e-11
[79 empty] | WLDFR | HFTD - Distribution - Tier 2 - 3QU CoRE ¦ 4QU LoRE | Red Flag Warning - Destructive Fires | 2036 | 4.2308e-09 | 2.1154e-09 | 5.4396e-09 | 9984.8474 | 263.1074 | 9721.74 | 0 | 0 | 0 | 0 | 3.5242e-06 |  | 4.2244e-05 | 0 | 4.2244e-05 | 2.1122e-05 | 0 | 2.1122e-05 | 5.4313e-05 | 0 | 5.4313e-05 | [16 empty] | 7.3.1.3 Ignition probability mapping showing the probability of ignition along the electric lines and equipmentWLDFRAggregatedAggregated | WLDFR | HFTD - Distribution - Tier 2 - 3QU CoRE ¦ 4QU LoRE | Seismic - Red Flag Warning - Catastrophic Fires | Aggregated | Aggregated | 2048 | 8.5622e-09 | 0 | 758.7044 | 6.4962e-06 | 2048 | Mitigation | 0.08575 | 30 | 0 | esc | 0.0012005 | 1.0279e-11 | 0.00060025 | 5.1395e-12 | 0.0015435 | 1.3216e-11
[79 empty] | WLDFR | HFTD - Distribution - Tier 2 - 3QU CoRE ¦ 4QU LoRE | Red Flag Warning - Destructive Fires | 2037 | 4.2308e-09 | 2.1154e-09 | 5.4396e-09 | 9984.8474 | 263.1074 | 9721.74 | 0 | 0 | 0 | 0 | 3.5242e-06 |  | 4.2244e-05 | 0 | 4.2244e-05 | 2.1122e-05 | 0 | 2.1122e-05 | 5.4313e-05 | 0 | 5.4313e-05 | [16 empty] | 7.3.1.3 Ignition probability mapping showing the probability of ignition along the electric lines and equipmentWLDFRAggregatedAggregated | WLDFR | HFTD - Distribution - Tier 2 - 3QU CoRE ¦ 4QU LoRE | Seismic - Red Flag Warning - Catastrophic Fires | Aggregated | Aggregated | 2049 | 8.5622e-09 | 0 | 758.7044 | 6.4962e-06 | 2049 | Mitigation | 0.08575 | 30 | 0 | esc | 0.0012005 | 1.0279e-11 | 0.00060025 | 5.1395e-12 | 0.0015435 | 1.3216e-11
[79 empty] | WLDFR | HFTD - Distribution - Tier 2 - 3QU CoRE ¦ 4QU LoRE | Red Flag Warning - Destructive Fires | 2038 | 4.2308e-09 | 2.1154e-09 | 5.4396e-09 | 10472.8261 | 280.5544 | 10192.2718 | 0 | 0 | 0 | 0 | 3.5242e-06 |  | 4.4308e-05 | 0 | 4.4308e-05 | 2.2154e-05 | 0 | 2.2154e-05 | 5.6968e-05 | 0 | 5.6968e-05 | [16 empty] | 7.3.1.3 Ignition probability mapping showing the probability of ignition along the electric lines and equipmentWLDFRAggregatedAggregated | WLDFR | HFTD - Distribution - Tier 2 - 3QU CoRE ¦ 4QU LoRE | Seismic - Red Flag Warning - Catastrophic Fires | Aggregated | Aggregated | 2050 | 8.5622e-09 | 0 | 758.7044 | 6.4962e-06 | 2050 | Mitigation | 0.08575 | 30 | 0 | esc | 0 | 0 | 0.00060025 | 5.1395e-12 | 0.0015435 | 1.3216e-11
[79 empty] | WLDFR | HFTD - Distribution - Tier 2 - 3QU CoRE ¦ 4QU LoRE | Red Flag Warning - Destructive Fires | 2039 | 4.2308e-09 | 2.1154e-09 | 5.4396e-09 | 10472.8261 | 280.5544 | 10192.2718 | 0 | 0 | 0 | 0 | 3.5242e-06 |  | 4.4308e-05 | 0 | 4.4308e-05 | 2.2154e-05 | 0 | 2.2154e-05 | 5.6968e-05 | 0 | 5.6968e-05 | [16 empty] | 7.3.1.3 Ignition probability mapping showing the probability of ignition along the electric lines and equipmentWLDFRAggregatedAggregated | WLDFR | HFTD - Distribution - Tier 2 - 3QU CoRE ¦ 4QU LoRE | Seismic - Red Flag Warning - Catastrophic Fires | Aggregated | Aggregated | 2051 | 8.5622e-09 | 0 | 758.7044 | 6.4962e-06 | 2051 | Mitigation | 0.08575 | 30 | 0 | esc | 0 | 0 | 0 | 0 | 0.0015435 | 1.3216e-11
[79 empty] | WLDFR | HFTD - Distribution - Tier 2 - 3QU CoRE ¦ 4QU LoRE | Red Flag Warning - Destructive Fires | 2040 | 4.2308e-09 | 2.1154e-09 | 5.4396e-09 | 10472.8261 | 280.5544 | 10192.2718 | 0 | 0 | 0 | 0 | 3.5242e-06 |  | 4.4308e-05 | 0 | 4.4308e-05 | 2.2154e-05 | 0 | 2.2154e-05 | 5.6968e-05 | 0 | 5.6968e-05 | [16 empty] | 7.3.1.3 Ignition probability mapping showing the probability of ignition along the electric lines and equipmentWLDFRAggregatedAggregated | WLDFR | HFTD - Distribution - Tier 2 - 3QU CoRE ¦ 5QU LoRE | Non-Red Flag Warning - Catastrophic Fires | Aggregated | Aggregated | 2021 | 1.2588e-06 | 0 | 746.7011 | 0.00093998 | 2021 | Mitigation | 0.08575 | 30 | 0 | esc | 0.0012005 | 1.5112e-09 | 0.00060025 | 7.5562e-10 | 0 | 0
[79 empty] | WLDFR | HFTD - Distribution - Tier 2 - 3QU CoRE ¦ 4QU LoRE | Red Flag Warning - Destructive Fires | 2041 | 4.2308e-09 | 2.1154e-09 | 5.4396e-09 | 10472.8261 | 280.5544 | 10192.2718 | 0 | 0 | 0 | 0 | 3.5242e-06 |  | 4.4308e-05 | 0 | 4.4308e-05 | 2.2154e-05 | 0 | 2.2154e-05 | 5.6968e-05 | 0 | 5.6968e-05 | [16 empty] | 7.3.1.3 Ignition probability mapping showing the probability of ignition along the electric lines and equipmentWLDFRAggregatedAggregated | WLDFR | HFTD - Distribution - Tier 2 - 3QU CoRE ¦ 5QU LoRE | Non-Red Flag Warning - Catastrophic Fires | Aggregated | Aggregated | 2022 | 1.2588e-06 | 0 | 746.7011 | 0.00093998 | 2022 | Mitigation | 0.08575 | 30 | 0 | esc | 0.0012005 | 1.5112e-09 | 0.00060025 | 7.5562e-10 | 0.0015435 | 1.943e-09
[79 empty] | WLDFR | HFTD - Distribution - Tier 2 - 3QU CoRE ¦ 4QU LoRE | Red Flag Warning - Destructive Fires | 2042 | 4.2308e-09 | 2.1154e-09 | 5.4396e-09 | 10472.8261 | 280.5544 | 10192.2718 | 0 | 0 | 0 | 0 | 3.5242e-06 |  | 4.4308e-05 | 0 | 4.4308e-05 | 2.2154e-05 | 0 | 2.2154e-05 | 5.6968e-05 | 0 | 5.6968e-05 | [16 empty] | 7.3.1.3 Ignition probability mapping showing the probability of ignition along the electric lines and equipmentWLDFRAggregatedAggregated | WLDFR | HFTD - Distribution - Tier 2 - 3QU CoRE ¦ 5QU LoRE | Non-Red Flag Warning - Catastrophic Fires | Aggregated | Aggregated | 2023 | 1.2588e-06 | 0 | 746.7011 | 0.00093998 | 2023 | Mitigation | 0.08575 | 30 | 0 | esc | 0.0012005 | 1.5112e-09 | 0.00060025 | 7.5562e-10 | 0.0015435 | 1.943e-09
[79 empty] | WLDFR | HFTD - Distribution - Tier 2 - 3QU CoRE ¦ 4QU LoRE | Red Flag Warning - Destructive Fires | 2043 | 4.2308e-09 | 2.1154e-09 | 5.4396e-09 | 10992.1562 | 299.42 | 10692.7362 | 0 | 0 | 0 | 0 | 3.5242e-06 |  | 4.6505e-05 | 0 | 4.6505e-05 | 2.3253e-05 | 0 | 2.3253e-05 | 5.9793e-05 | 0 | 5.9793e-05 | [16 empty] | 7.3.1.3 Ignition probability mapping showing the probability of ignition along the electric lines and equipmentWLDFRAggregatedAggregated | WLDFR | HFTD - Distribution - Tier 2 - 3QU CoRE ¦ 5QU LoRE | Non-Red Flag Warning - Catastrophic Fires | Aggregated | Aggregated | 2024 | 1.2588e-06 | 0 | 746.7011 | 0.00093998 | 2024 | Mitigation | 0.08575 | 30 | 0 | esc | 0.0012005 | 1.5112e-09 | 0.00060025 | 7.5562e-10 | 0.0015435 | 1.943e-09
[79 empty] | WLDFR | HFTD - Distribution - Tier 2 - 3QU CoRE ¦ 4QU LoRE | Red Flag Warning - Destructive Fires | 2044 | 4.2308e-09 | 2.1154e-09 | 5.4396e-09 | 10992.1562 | 299.42 | 10692.7362 | 0 | 0 | 0 | 0 | 3.5242e-06 |  | 4.6505e-05 | 0 | 4.6505e-05 | 2.3253e-05 | 0 | 2.3253e-05 | 5.9793e-05 | 0 | 5.9793e-05 | [16 empty] | 7.3.1.3 Ignition probability mapping showing the probability of ignition along the electric lines and equipmentWLDFRAggregatedAggregated | WLDFR | HFTD - Distribution - Tier 2 - 3QU CoRE ¦ 5QU LoRE | Non-Red Flag Warning - Catastrophic Fires | Aggregated | Aggregated | 2025 | 1.2588e-06 | 0 | 746.7011 | 0.00093998 | 2025 | Mitigation | 0.08575 | 30 | 0 | esc | 0.0012005 | 1.5112e-09 | 0.00060025 | 7.5562e-10 | 0.0015435 | 1.943e-09
[79 empty] | WLDFR | HFTD - Distribution - Tier 2 - 3QU CoRE ¦ 4QU LoRE | Red Flag Warning - Destructive Fires | 2045 | 4.2308e-09 | 2.1154e-09 | 5.4396e-09 | 10992.1562 | 299.42 | 10692.7362 | 0 | 0 | 0 | 0 | 3.5242e-06 |  | 4.6505e-05 | 0 | 4.6505e-05 | 2.3253e-05 | 0 | 2.3253e-05 | 5.9793e-05 | 0 | 5.9793e-05 | [16 empty] | 7.3.1.3 Ignition probability mapping showing the probability of ignition along the electric lines and equipmentWLDFRAggregatedAggregated | WLDFR | HFTD - Distribution - Tier 2 - 3QU CoRE ¦ 5QU LoRE | Non-Red Flag Warning - Catastrophic Fires | Aggregated | Aggregated | 2026 | 1.2588e-06 | 0 | 746.7011 | 0.00093998 | 2026 | Mitigation | 0.08575 | 30 | 0 | esc | 0.0012005 | 1.5112e-09 | 0.00060025 | 7.5562e-10 | 0.0015435 | 1.943e-09
[79 empty] | WLDFR | HFTD - Distribution - Tier 2 - 3QU CoRE ¦ 4QU LoRE | Red Flag Warning - Destructive Fires | 2046 | 4.2308e-09 | 2.1154e-09 | 5.4396e-09 | 10992.1562 | 299.42 | 10692.7362 | 0 | 0 | 0 | 0 | 3.5242e-06 |  | 4.6505e-05 | 0 | 4.6505e-05 | 2.3253e-05 | 0 | 2.3253e-05 | 5.9793e-05 | 0 | 5.9793e-05 | [16 empty] | 7.3.1.3 Ignition probability mapping showing the probability of ignition along the electric lines and equipmentWLDFRAggregatedAggregated | WLDFR | HFTD - Distribution - Tier 2 - 3QU CoRE ¦ 5QU LoRE | Non-Red Flag Warning - Catastrophic Fires | Aggregated | Aggregated | 2027 | 1.2588e-06 | 0 | 746.7011 | 0.00093998 | 2027 | Mitigation | 0.08575 | 30 | 0 | esc | 0.0012005 | 1.5112e-09 | 0.00060025 | 7.5562e-10 | 0.0015435 | 1.943e-09
[79 empty] | WLDFR | HFTD - Distribution - Tier 2 - 3QU CoRE ¦ 4QU LoRE | Red Flag Warning - Destructive Fires | 2047 | 4.2308e-09 | 2.1154e-09 | 5.4396e-09 | 10992.1562 | 299.42 | 10692.7362 | 0 | 0 | 0 | 0 | 3.5242e-06 |  | 4.6505e-05 | 0 | 4.6505e-05 | 2.3253e-05 | 0 | 2.3253e-05 | 5.9793e-05 | 0 | 5.9793e-05 | [16 empty] | 7.3.1.3 Ignition probability mapping showing the probability of ignition along the electric lines and equipmentWLDFRAggregatedAggregated | WLDFR | HFTD - Distribution - Tier 2 - 3QU CoRE ¦ 5QU LoRE | Non-Red Flag Warning - Catastrophic Fires | Aggregated | Aggregated | 2028 | 1.2588e-06 | 0 | 746.7011 | 0.00093998 | 2028 | Mitigation | 0.08575 | 30 | 0 | esc | 0.0012005 | 1.5112e-09 | 0.00060025 | 7.5562e-10 | 0.0015435 | 1.943e-09
[79 empty] | WLDFR | HFTD - Distribution - Tier 2 - 3QU CoRE ¦ 4QU LoRE | Red Flag Warning - Destructive Fires | 2048 | 4.2308e-09 | 2.1154e-09 | 5.4396e-09 | 11536.0538 | 319.4911 | 11216.5626 | 0 | 0 | 0 | 0 | 3.5242e-06 |  | 4.8807e-05 | 0 | 4.8807e-05 | 2.4403e-05 | 0 | 2.4403e-05 | 6.2751e-05 | 0 | 6.2751e-05 | [16 empty] | 7.3.1.3 Ignition probability mapping showing the probability of ignition along the electric lines and equipmentWLDFRAggregatedAggregated | WLDFR | HFTD - Distribution - Tier 2 - 3QU CoRE ¦ 5QU LoRE | Non-Red Flag Warning - Catastrophic Fires | Aggregated | Aggregated | 2029 | 1.2588e-06 | 0 | 746.7011 | 0.00093998 | 2029 | Mitigation | 0.08575 | 30 | 0 | esc | 0.0012005 | 1.5112e-09 | 0.00060025 | 7.5562e-10 | 0.0015435 | 1.943e-09
[79 empty] | WLDFR | HFTD - Distribution - Tier 2 - 3QU CoRE ¦ 4QU LoRE | Red Flag Warning - Destructive Fires | 2049 | 4.2308e-09 | 2.1154e-09 | 5.4396e-09 | 11536.0538 | 319.4911 | 11216.5626 | 0 | 0 | 0 | 0 | 3.5242e-06 |  | 4.8807e-05 | 0 | 4.8807e-05 | 2.4403e-05 | 0 | 2.4403e-05 | 6.2751e-05 | 0 | 6.2751e-05 | [16 empty] | 7.3.1.3 Ignition probability mapping showing the probability of ignition along the electric lines and equipmentWLDFRAggregatedAggregated | WLDFR | HFTD - Distribution - Tier 2 - 3QU CoRE ¦ 5QU LoRE | Non-Red Flag Warning - Catastrophic Fires | Aggregated | Aggregated | 2030 | 1.2588e-06 | 0 | 746.7011 | 0.00093998 | 2030 | Mitigation | 0.08575 | 30 | 0 | esc | 0.0012005 | 1.5112e-09 | 0.00060025 | 7.5562e-10 | 0.0015435 | 1.943e-09
[79 empty] | WLDFR | HFTD - Distribution - Tier 2 - 3QU CoRE ¦ 4QU LoRE | Red Flag Warning - Destructive Fires | 2050 | 0 | 2.1154e-09 | 5.4396e-09 | 11536.0538 | 319.4911 | 11216.5626 | 0 | 0 | 0 | 0 | 3.5242e-06 |  | 0 | 0 | 0 | 2.4403e-05 | 0 | 2.4403e-05 | 6.2751e-05 | 0 | 6.2751e-05 | [16 empty] | 7.3.1.3 Ignition probability mapping showing the probability of ignition along the electric lines and equipmentWLDFRAggregatedAggregated | WLDFR | HFTD - Distribution - Tier 2 - 3QU CoRE ¦ 5QU LoRE | Non-Red Flag Warning - Catastrophic Fires | Aggregated | Aggregated | 2031 | 1.2588e-06 | 0 | 746.7011 | 0.00093998 | 2031 | Mitigation | 0.08575 | 30 | 0 | esc | 0.0012005 | 1.5112e-09 | 0.00060025 | 7.5562e-10 | 0.0015435 | 1.943e-09
[79 empty] | WLDFR | HFTD - Distribution - Tier 2 - 3QU CoRE ¦ 4QU LoRE | Red Flag Warning - Destructive Fires | 2051 | 0 | 0 | 5.4396e-09 | 11536.0538 | 319.4911 | 11216.5626 | 0 | 0 | 0 | 0 | 3.5242e-06 |  | 0 | 0 | 0 | 0 | 0 | 0 | 6.2751e-05 | 0 | 6.2751e-05 | [16 empty] | 7.3.1.3 Ignition probability mapping showing the probability of ignition along the electric lines and equipmentWLDFRAggregatedAggregated | WLDFR | HFTD - Distribution - Tier 2 - 3QU CoRE ¦ 5QU LoRE | Non-Red Flag Warning - Catastrophic Fires | Aggregated | Aggregated | 2032 | 1.2588e-06 | 0 | 746.7011 | 0.00093998 | 2032 | Mitigation | 0.08575 | 30 | 0 | esc | 0.0012005 | 1.5112e-09 | 0.00060025 | 7.5562e-10 | 0.0015435 | 1.943e-09
[79 empty] | WLDFR | HFTD - Distribution - Tier 2 - 3QU CoRE ¦ 4QU LoRE | Red Flag Warning - Large Fires | 2020 | 4.3898e-08 | 0 | 0 | 5.2406 | 0.69642 | 2.942 | 1.6022 | 0 | 0 | 0 | 3.6566e-05 |  | 2.3005e-07 | 0 | 2.3005e-07 | 0 | 0 | 0 | 0 | 0 | 0 | [16 empty] | 7.3.1.3 Ignition probability mapping showing the probability of ignition along the electric lines and equipmentWLDFRAggregatedAggregated | WLDFR | HFTD - Distribution - Tier 2 - 3QU CoRE ¦ 5QU LoRE | Non-Red Flag Warning - Catastrophic Fires | Aggregated | Aggregated | 2033 | 1.2588e-06 | 0 | 746.7011 | 0.00093998 | 2033 | Mitigation | 0.08575 | 30 | 0 | esc | 0.0012005 | 1.5112e-09 | 0.00060025 | 7.5562e-10 | 0.0015435 | 1.943e-09
[79 empty] | WLDFR | HFTD - Distribution - Tier 2 - 3QU CoRE ¦ 4QU LoRE | Red Flag Warning - Large Fires | 2021 | 4.3898e-08 | 2.1949e-08 | 0 | 5.2406 | 0.69642 | 2.942 | 1.6022 | 0 | 0 | 0 | 3.6566e-05 |  | 2.3005e-07 | 0 | 2.3005e-07 | 1.1502e-07 | 0 | 1.1502e-07 | 0 | 0 | 0 | [16 empty] | 7.3.1.3 Ignition probability mapping showing the probability of ignition along the electric lines and equipmentWLDFRAggregatedAggregated | WLDFR | HFTD - Distribution - Tier 2 - 3QU CoRE ¦ 5QU LoRE | Non-Red Flag Warning - Catastrophic Fires | Aggregated | Aggregated | 2034 | 1.2588e-06 | 0 | 746.7011 | 0.00093998 | 2034 | Mitigation | 0.08575 | 30 | 0 | esc | 0.0012005 | 1.5112e-09 | 0.00060025 | 7.5562e-10 | 0.0015435 | 1.943e-09
[79 empty] | WLDFR | HFTD - Distribution - Tier 2 - 3QU CoRE ¦ 4QU LoRE | Red Flag Warning - Large Fires | 2022 | 4.3898e-08 | 2.1949e-08 | 5.644e-08 | 5.2406 | 0.69642 | 2.942 | 1.6022 | 0 | 0 | 0 | 3.6566e-05 |  | 2.3005e-07 | 0 | 2.3005e-07 | 1.1502e-07 | 0 | 1.1502e-07 | 2.9578e-07 | 0 | 2.9578e-07 | [16 empty] | 7.3.1.3 Ignition probability mapping showing the probability of ignition along the electric lines and equipmentWLDFRAggregatedAggregated | WLDFR | HFTD - Distribution - Tier 2 - 3QU CoRE ¦ 5QU LoRE | Non-Red Flag Warning - Catastrophic Fires | Aggregated | Aggregated | 2035 | 1.2588e-06 | 0 | 746.7011 | 0.00093998 | 2035 | Mitigation | 0.08575 | 30 | 0 | esc | 0.0012005 | 1.5112e-09 | 0.00060025 | 7.5562e-10 | 0.0015435 | 1.943e-09
[79 empty] | WLDFR | HFTD - Distribution - Tier 2 - 3QU CoRE ¦ 4QU LoRE | Red Flag Warning - Large Fires | 2023 | 4.3898e-08 | 2.1949e-08 | 5.644e-08 | 5.475 | 0.71896 | 3.0715 | 1.6846 | 0 | 0 | 0 | 3.6566e-05 |  | 2.4034e-07 | 0 | 2.4034e-07 | 1.2017e-07 | 0 | 1.2017e-07 | 3.0901e-07 | 0 | 3.0901e-07 | [16 empty] | 7.3.1.3 Ignition probability mapping showing the probability of ignition along the electric lines and equipmentWLDFRAggregatedAggregated | WLDFR | HFTD - Distribution - Tier 2 - 3QU CoRE ¦ 5QU LoRE | Non-Red Flag Warning - Catastrophic Fires | Aggregated | Aggregated | 2036 | 1.2588e-06 | 0 | 746.7011 | 0.00093998 | 2036 | Mitigation | 0.08575 | 30 | 0 | esc | 0.0012005 | 1.5112e-09 | 0.00060025 | 7.5562e-10 | 0.0015435 | 1.943e-09
[79 empty] | WLDFR | HFTD - Distribution - Tier 2 - 3QU CoRE ¦ 4QU LoRE | Red Flag Warning - Large Fires | 2024 | 4.3898e-08 | 2.1949e-08 | 5.644e-08 | 5.475 | 0.71896 | 3.0715 | 1.6846 | 0 | 0 | 0 | 3.6566e-05 |  | 2.4034e-07 | 0 | 2.4034e-07 | 1.2017e-07 | 0 | 1.2017e-07 | 3.0901e-07 | 0 | 3.0901e-07 | [16 empty] | 7.3.1.3 Ignition probability mapping showing the probability of ignition along the electric lines and equipmentWLDFRAggregatedAggregated | WLDFR | HFTD - Distribution - Tier 2 - 3QU CoRE ¦ 5QU LoRE | Non-Red Flag Warning - Catastrophic Fires | Aggregated | Aggregated | 2037 | 1.2588e-06 | 0 | 746.7011 | 0.00093998 | 2037 | Mitigation | 0.08575 | 30 | 0 | esc | 0.0012005 | 1.5112e-09 | 0.00060025 | 7.5562e-10 | 0.0015435 | 1.943e-09
[79 empty] | WLDFR | HFTD - Distribution - Tier 2 - 3QU CoRE ¦ 4QU LoRE | Red Flag Warning - Large Fires | 2025 | 4.3898e-08 | 2.1949e-08 | 5.644e-08 | 5.475 | 0.71896 | 3.0715 | 1.6846 | 0 | 0 | 0 | 3.6566e-05 |  | 2.4034e-07 | 0 | 2.4034e-07 | 1.2017e-07 | 0 | 1.2017e-07 | 3.0901e-07 | 0 | 3.0901e-07 | [16 empty] | 7.3.1.3 Ignition probability mapping showing the probability of ignition along the electric lines and equipmentWLDFRAggregatedAggregated | WLDFR | HFTD - Distribution - Tier 2 - 3QU CoRE ¦ 5QU LoRE | Non-Red Flag Warning - Catastrophic Fires | Aggregated | Aggregated | 2038 | 1.2588e-06 | 0 | 746.7011 | 0.00093998 | 2038 | Mitigation | 0.08575 | 30 | 0 | esc | 0.0012005 | 1.5112e-09 | 0.00060025 | 7.5562e-10 | 0.0015435 | 1.943e-09
[79 empty] | WLDFR | HFTD - Distribution - Tier 2 - 3QU CoRE ¦ 4QU LoRE | Red Flag Warning - Large Fires | 2026 | 4.3898e-08 | 2.1949e-08 | 5.644e-08 | 5.475 | 0.71896 | 3.0715 | 1.6846 | 0 | 0 | 0 | 3.6566e-05 |  | 2.4034e-07 | 0 | 2.4034e-07 | 1.2017e-07 | 0 | 1.2017e-07 | 3.0901e-07 | 0 | 3.0901e-07 | [16 empty] | 7.3.1.3 Ignition probability mapping showing the probability of ignition along the electric lines and equipmentWLDFRAggregatedAggregated | WLDFR | HFTD - Distribution - Tier 2 - 3QU CoRE ¦ 5QU LoRE | Non-Red Flag Warning - Catastrophic Fires | Aggregated | Aggregated | 2039 | 1.2588e-06 | 0 | 746.7011 | 0.00093998 | 2039 | Mitigation | 0.08575 | 30 | 0 | esc | 0.0012005 | 1.5112e-09 | 0.00060025 | 7.5562e-10 | 0.0015435 | 1.943e-09
[79 empty] | WLDFR | HFTD - Distribution - Tier 2 - 3QU CoRE ¦ 4QU LoRE | Red Flag Warning - Large Fires | 2027 | 4.3898e-08 | 2.1949e-08 | 5.644e-08 | 5.475 | 0.71896 | 3.0715 | 1.6846 | 0 | 0 | 0 | 3.6566e-05 |  | 2.4034e-07 | 0 | 2.4034e-07 | 1.2017e-07 | 0 | 1.2017e-07 | 3.0901e-07 | 0 | 3.0901e-07 | [16 empty] | 7.3.1.3 Ignition probability mapping showing the probability of ignition along the electric lines and equipmentWLDFRAggregatedAggregated | WLDFR | HFTD - Distribution - Tier 2 - 3QU CoRE ¦ 5QU LoRE | Non-Red Flag Warning - Catastrophic Fires | Aggregated | Aggregated | 2040 | 1.2588e-06 | 0 | 746.7011 | 0.00093998 | 2040 | Mitigation | 0.08575 | 30 | 0 | esc | 0.0012005 | 1.5112e-09 | 0.00060025 | 7.5562e-10 | 0.0015435 | 1.943e-09
[79 empty] | WLDFR | HFTD - Distribution - Tier 2 - 3QU CoRE ¦ 4QU LoRE | Red Flag Warning - Large Fires | 2028 | 4.3898e-08 | 2.1949e-08 | 5.644e-08 | 5.777 | 0.74734 | 3.238 | 1.7917 | 0 | 0 | 0 | 3.6566e-05 |  | 2.536e-07 | 0 | 2.536e-07 | 1.268e-07 | 0 | 1.268e-07 | 3.2605e-07 | 0 | 3.2605e-07 | [16 empty] | 7.3.1.3 Ignition probability mapping showing the probability of ignition along the electric lines and equipmentWLDFRAggregatedAggregated | WLDFR | HFTD - Distribution - Tier 2 - 3QU CoRE ¦ 5QU LoRE | Non-Red Flag Warning - Catastrophic Fires | Aggregated | Aggregated | 2041 | 1.2588e-06 | 0 | 746.7011 | 0.00093998 | 2041 | Mitigation | 0.08575 | 30 | 0 | esc | 0.0012005 | 1.5112e-09 | 0.00060025 | 7.5562e-10 | 0.0015435 | 1.943e-09
[79 empty] | WLDFR | HFTD - Distribution - Tier 2 - 3QU CoRE ¦ 4QU LoRE | Red Flag Warning - Large Fires | 2029 | 4.3898e-08 | 2.1949e-08 | 5.644e-08 | 5.777 | 0.74734 | 3.238 | 1.7917 | 0 | 0 | 0 | 3.6566e-05 |  | 2.536e-07 | 0 | 2.536e-07 | 1.268e-07 | 0 | 1.268e-07 | 3.2605e-07 | 0 | 3.2605e-07 | [16 empty] | 7.3.1.3 Ignition probability mapping showing the probability of ignition along the electric lines and equipmentWLDFRAggregatedAggregated | WLDFR | HFTD - Distribution - Tier 2 - 3QU CoRE ¦ 5QU LoRE | Non-Red Flag Warning - Catastrophic Fires | Aggregated | Aggregated | 2042 | 1.2588e-06 | 0 | 746.7011 | 0.00093998 | 2042 | Mitigation | 0.08575 | 30 | 0 | esc | 0.0012005 | 1.5112e-09 | 0.00060025 | 7.5562e-10 | 0.0015435 | 1.943e-09
[79 empty] | WLDFR | HFTD - Distribution - Tier 2 - 3QU CoRE ¦ 4QU LoRE | Red Flag Warning - Large Fires | 2030 | 4.3898e-08 | 2.1949e-08 | 5.644e-08 | 5.777 | 0.74734 | 3.238 | 1.7917 | 0 | 0 | 0 | 3.6566e-05 |  | 2.536e-07 | 0 | 2.536e-07 | 1.268e-07 | 0 | 1.268e-07 | 3.2605e-07 | 0 | 3.2605e-07 | [16 empty] | 7.3.1.3 Ignition probability mapping showing the probability of ignition along the electric lines and equipmentWLDFRAggregatedAggregated | WLDFR | HFTD - Distribution - Tier 2 - 3QU CoRE ¦ 5QU LoRE | Non-Red Flag Warning - Catastrophic Fires | Aggregated | Aggregated | 2043 | 1.2588e-06 | 0 | 746.7011 | 0.00093998 | 2043 | Mitigation | 0.08575 | 30 | 0 | esc | 0.0012005 | 1.5112e-09 | 0.00060025 | 7.5562e-10 | 0.0015435 | 1.943e-09
[79 empty] | WLDFR | HFTD - Distribution - Tier 2 - 3QU CoRE ¦ 4QU LoRE | Red Flag Warning - Large Fires | 2031 | 4.3898e-08 | 2.1949e-08 | 5.644e-08 | 5.777 | 0.74734 | 3.238 | 1.7917 | 0 | 0 | 0 | 3.6566e-05 |  | 2.536e-07 | 0 | 2.536e-07 | 1.268e-07 | 0 | 1.268e-07 | 3.2605e-07 | 0 | 3.2605e-07 | [16 empty] | 7.3.1.3 Ignition probability mapping showing the probability of ignition along the electric lines and equipmentWLDFRAggregatedAggregated | WLDFR | HFTD - Distribution - Tier 2 - 3QU CoRE ¦ 5QU LoRE | Non-Red Flag Warning - Catastrophic Fires | Aggregated | Aggregated | 2044 | 1.2588e-06 | 0 | 746.7011 | 0.00093998 | 2044 | Mitigation | 0.08575 | 30 | 0 | esc | 0.0012005 | 1.5112e-09 | 0.00060025 | 7.5562e-10 | 0.0015435 | 1.943e-09
[79 empty] | WLDFR | HFTD - Distribution - Tier 2 - 3QU CoRE ¦ 4QU LoRE | Red Flag Warning - Large Fires | 2032 | 4.3898e-08 | 2.1949e-08 | 5.644e-08 | 5.777 | 0.74734 | 3.238 | 1.7917 | 0 | 0 | 0 | 3.6566e-05 |  | 2.536e-07 | 0 | 2.536e-07 | 1.268e-07 | 0 | 1.268e-07 | 3.2605e-07 | 0 | 3.2605e-07 | [16 empty] | 7.3.1.3 Ignition probability mapping showing the probability of ignition along the electric lines and equipmentWLDFRAggregatedAggregated | WLDFR | HFTD - Distribution - Tier 2 - 3QU CoRE ¦ 5QU LoRE | Non-Red Flag Warning - Catastrophic Fires | Aggregated | Aggregated | 2045 | 1.2588e-06 | 0 | 746.7011 | 0.00093998 | 2045 | Mitigation | 0.08575 | 30 | 0 | esc | 0.0012005 | 1.5112e-09 | 0.00060025 | 7.5562e-10 | 0.0015435 | 1.943e-09
[79 empty] | WLDFR | HFTD - Distribution - Tier 2 - 3QU CoRE ¦ 4QU LoRE | Red Flag Warning - Large Fires | 2033 | 4.3898e-08 | 2.1949e-08 | 5.644e-08 | 6.1205 | 0.77885 | 3.4265 | 1.9151 | 0 | 0 | 0 | 3.6566e-05 |  | 2.6868e-07 | 0 | 2.6868e-07 | 1.3434e-07 | 0 | 1.3434e-07 | 3.4544e-07 | 0 | 3.4544e-07 | [16 empty] | 7.3.1.3 Ignition probability mapping showing the probability of ignition along the electric lines and equipmentWLDFRAggregatedAggregated | WLDFR | HFTD - Distribution - Tier 2 - 3QU CoRE ¦ 5QU LoRE | Non-Red Flag Warning - Catastrophic Fires | Aggregated | Aggregated | 2046 | 1.2588e-06 | 0 | 746.7011 | 0.00093998 | 2046 | Mitigation | 0.08575 | 30 | 0 | esc | 0.0012005 | 1.5112e-09 | 0.00060025 | 7.5562e-10 | 0.0015435 | 1.943e-09
[79 empty] | WLDFR | HFTD - Distribution - Tier 2 - 3QU CoRE ¦ 4QU LoRE | Red Flag Warning - Large Fires | 2034 | 4.3898e-08 | 2.1949e-08 | 5.644e-08 | 6.1205 | 0.77885 | 3.4265 | 1.9151 | 0 | 0 | 0 | 3.6566e-05 |  | 2.6868e-07 | 0 | 2.6868e-07 | 1.3434e-07 | 0 | 1.3434e-07 | 3.4544e-07 | 0 | 3.4544e-07 | [16 empty] | 7.3.1.3 Ignition probability mapping showing the probability of ignition along the electric lines and equipmentWLDFRAggregatedAggregated | WLDFR | HFTD - Distribution - Tier 2 - 3QU CoRE ¦ 5QU LoRE | Non-Red Flag Warning - Catastrophic Fires | Aggregated | Aggregated | 2047 | 1.2588e-06 | 0 | 746.7011 | 0.00093998 | 2047 | Mitigation | 0.08575 | 30 | 0 | esc | 0.0012005 | 1.5112e-09 | 0.00060025 | 7.5562e-10 | 0.0015435 | 1.943e-09
[79 empty] | WLDFR | HFTD - Distribution - Tier 2 - 3QU CoRE ¦ 4QU LoRE | Red Flag Warning - Large Fires | 2035 | 4.3898e-08 | 2.1949e-08 | 5.644e-08 | 6.1205 | 0.77885 | 3.4265 | 1.9151 | 0 | 0 | 0 | 3.6566e-05 |  | 2.6868e-07 | 0 | 2.6868e-07 | 1.3434e-07 | 0 | 1.3434e-07 | 3.4544e-07 | 0 | 3.4544e-07 | [16 empty] | 7.3.1.3 Ignition probability mapping showing the probability of ignition along the electric lines and equipmentWLDFRAggregatedAggregated | WLDFR | HFTD - Distribution - Tier 2 - 3QU CoRE ¦ 5QU LoRE | Non-Red Flag Warning - Catastrophic Fires | Aggregated | Aggregated | 2048 | 1.2588e-06 | 0 | 746.7011 | 0.00093998 | 2048 | Mitigation | 0.08575 | 30 | 0 | esc | 0.0012005 | 1.5112e-09 | 0.00060025 | 7.5562e-10 | 0.0015435 | 1.943e-09
[79 empty] | WLDFR | HFTD - Distribution - Tier 2 - 3QU CoRE ¦ 4QU LoRE | Red Flag Warning - Large Fires | 2036 | 4.3898e-08 | 2.1949e-08 | 5.644e-08 | 6.1205 | 0.77885 | 3.4265 | 1.9151 | 0 | 0 | 0 | 3.6566e-05 |  | 2.6868e-07 | 0 | 2.6868e-07 | 1.3434e-07 | 0 | 1.3434e-07 | 3.4544e-07 | 0 | 3.4544e-07 | [16 empty] | 7.3.1.3 Ignition probability mapping showing the probability of ignition along the electric lines and equipmentWLDFRAggregatedAggregated | WLDFR | HFTD - Distribution - Tier 2 - 3QU CoRE ¦ 5QU LoRE | Non-Red Flag Warning - Catastrophic Fires | Aggregated | Aggregated | 2049 | 1.2588e-06 | 0 | 746.7011 | 0.00093998 | 2049 | Mitigation | 0.08575 | 30 | 0 | esc | 0.0012005 | 1.5112e-09 | 0.00060025 | 7.5562e-10 | 0.0015435 | 1.943e-09
[79 empty] | WLDFR | HFTD - Distribution - Tier 2 - 3QU CoRE ¦ 4QU LoRE | Red Flag Warning - Large Fires | 2037 | 4.3898e-08 | 2.1949e-08 | 5.644e-08 | 6.1205 | 0.77885 | 3.4265 | 1.9151 | 0 | 0 | 0 | 3.6566e-05 |  | 2.6868e-07 | 0 | 2.6868e-07 | 1.3434e-07 | 0 | 1.3434e-07 | 3.4544e-07 | 0 | 3.4544e-07 | [16 empty] | 7.3.1.3 Ignition probability mapping showing the probability of ignition along the electric lines and equipmentWLDFRAggregatedAggregated | WLDFR | HFTD - Distribution - Tier 2 - 3QU CoRE ¦ 5QU LoRE | Non-Red Flag Warning - Catastrophic Fires | Aggregated | Aggregated | 2050 | 1.2588e-06 | 0 | 746.7011 | 0.00093998 | 2050 | Mitigation | 0.08575 | 30 | 0 | esc | 0 | 0 | 0.00060025 | 7.5562e-10 | 0.0015435 | 1.943e-09
[79 empty] | WLDFR | HFTD - Distribution - Tier 2 - 3QU CoRE ¦ 4QU LoRE | Red Flag Warning - Large Fires | 2038 | 4.3898e-08 | 2.1949e-08 | 5.644e-08 | 6.5028 | 0.81304 | 3.6355 | 2.0543 | 0 | 0 | 0 | 3.6566e-05 |  | 2.8546e-07 | 0 | 2.8546e-07 | 1.4273e-07 | 0 | 1.4273e-07 | 3.6702e-07 | 0 | 3.6702e-07 | [16 empty] | 7.3.1.3 Ignition probability mapping showing the probability of ignition along the electric lines and equipmentWLDFRAggregatedAggregated | WLDFR | HFTD - Distribution - Tier 2 - 3QU CoRE ¦ 5QU LoRE | Non-Red Flag Warning - Catastrophic Fires | Aggregated | Aggregated | 2051 | 1.2588e-06 | 0 | 746.7011 | 0.00093998 | 2051 | Mitigation | 0.08575 | 30 | 0 | esc | 0 | 0 | 0 | 0 | 0.0015435 | 1.943e-09
[79 empty] | WLDFR | HFTD - Distribution - Tier 2 - 3QU CoRE ¦ 4QU LoRE | Red Flag Warning - Large Fires | 2039 | 4.3898e-08 | 2.1949e-08 | 5.644e-08 | 6.5028 | 0.81304 | 3.6355 | 2.0543 | 0 | 0 | 0 | 3.6566e-05 |  | 2.8546e-07 | 0 | 2.8546e-07 | 1.4273e-07 | 0 | 1.4273e-07 | 3.6702e-07 | 0 | 3.6702e-07 | [16 empty] | 7.3.1.3 Ignition probability mapping showing the probability of ignition along the electric lines and equipmentWLDFRAggregatedAggregated | WLDFR | HFTD - Distribution - Tier 2 - 3QU CoRE ¦ 5QU LoRE | Non-Red Flag Warning - Destructive Fires | Aggregated | Aggregated | 2021 | 1.1566e-06 | 0 | 746.7011 | 0.0008636 | 2021 | Mitigation | 0.08575 | 30 | 0 | esc | 0.0012005 | 1.3884e-09 | 0.00060025 | 6.9422e-10 | 0 | 0
[79 empty] | WLDFR | HFTD - Distribution - Tier 2 - 3QU CoRE ¦ 4QU LoRE | Red Flag Warning - Large Fires | 2040 | 4.3898e-08 | 2.1949e-08 | 5.644e-08 | 6.5028 | 0.81304 | 3.6355 | 2.0543 | 0 | 0 | 0 | 3.6566e-05 |  | 2.8546e-07 | 0 | 2.8546e-07 | 1.4273e-07 | 0 | 1.4273e-07 | 3.6702e-07 | 0 | 3.6702e-07 | [16 empty] | 7.3.1.3 Ignition probability mapping showing the probability of ignition along the electric lines and equipmentWLDFRAggregatedAggregated | WLDFR | HFTD - Distribution - Tier 2 - 3QU CoRE ¦ 5QU LoRE | Non-Red Flag Warning - Destructive Fires | Aggregated | Aggregated | 2022 | 1.1566e-06 | 0 | 746.7011 | 0.0008636 | 2022 | Mitigation | 0.08575 | 30 | 0 | esc | 0.0012005 | 1.3884e-09 | 0.00060025 | 6.9422e-10 | 0.0015435 | 1.7851e-09
[79 empty] | WLDFR | HFTD - Distribution - Tier 2 - 3QU CoRE ¦ 4QU LoRE | Red Flag Warning - Large Fires | 2041 | 4.3898e-08 | 2.1949e-08 | 5.644e-08 | 6.5028 | 0.81304 | 3.6355 | 2.0543 | 0 | 0 | 0 | 3.6566e-05 |  | 2.8546e-07 | 0 | 2.8546e-07 | 1.4273e-07 | 0 | 1.4273e-07 | 3.6702e-07 | 0 | 3.6702e-07 | [16 empty] | 7.3.1.3 Ignition probability mapping showing the probability of ignition along the electric lines and equipmentWLDFRAggregatedAggregated | WLDFR | HFTD - Distribution - Tier 2 - 3QU CoRE ¦ 5QU LoRE | Non-Red Flag Warning - Destructive Fires | Aggregated | Aggregated | 2023 | 1.1566e-06 | 0 | 746.7011 | 0.0008636 | 2023 | Mitigation | 0.08575 | 30 | 0 | esc | 0.0012005 | 1.3884e-09 | 0.00060025 | 6.9422e-10 | 0.0015435 | 1.7851e-09
[79 empty] | WLDFR | HFTD - Distribution - Tier 2 - 3QU CoRE ¦ 4QU LoRE | Red Flag Warning - Large Fires | 2042 | 4.3898e-08 | 2.1949e-08 | 5.644e-08 | 6.5028 | 0.81304 | 3.6355 | 2.0543 | 0 | 0 | 0 | 3.6566e-05 |  | 2.8546e-07 | 0 | 2.8546e-07 | 1.4273e-07 | 0 | 1.4273e-07 | 3.6702e-07 | 0 | 3.6702e-07 | [16 empty] | 7.3.1.3 Ignition probability mapping showing the probability of ignition along the electric lines and equipmentWLDFRAggregatedAggregated | WLDFR | HFTD - Distribution - Tier 2 - 3QU CoRE ¦ 5QU LoRE | Non-Red Flag Warning - Destructive Fires | Aggregated | Aggregated | 2024 | 1.1566e-06 | 0 | 746.7011 | 0.0008636 | 2024 | Mitigation | 0.08575 | 30 | 0 | esc | 0.0012005 | 1.3884e-09 | 0.00060025 | 6.9422e-10 | 0.0015435 | 1.7851e-09
[79 empty] | WLDFR | HFTD - Distribution - Tier 2 - 3QU CoRE ¦ 4QU LoRE | Red Flag Warning - Large Fires | 2043 | 4.3898e-08 | 2.1949e-08 | 5.644e-08 | 6.9209 | 0.84944 | 3.8632 | 2.2083 | 0 | 0 | 0 | 3.6566e-05 |  | 3.0381e-07 | 0 | 3.0381e-07 | 1.5191e-07 | 0 | 1.5191e-07 | 3.9062e-07 | 0 | 3.9062e-07 | [16 empty] | 7.3.1.3 Ignition probability mapping showing the probability of ignition along the electric lines and equipmentWLDFRAggregatedAggregated | WLDFR | HFTD - Distribution - Tier 2 - 3QU CoRE ¦ 5QU LoRE | Non-Red Flag Warning - Destructive Fires | Aggregated | Aggregated | 2025 | 1.1566e-06 | 0 | 746.7011 | 0.0008636 | 2025 | Mitigation | 0.08575 | 30 | 0 | esc | 0.0012005 | 1.3884e-09 | 0.00060025 | 6.9422e-10 | 0.0015435 | 1.7851e-09
[79 empty] | WLDFR | HFTD - Distribution - Tier 2 - 3QU CoRE ¦ 4QU LoRE | Red Flag Warning - Large Fires | 2044 | 4.3898e-08 | 2.1949e-08 | 5.644e-08 | 6.9209 | 0.84944 | 3.8632 | 2.2083 | 0 | 0 | 0 | 3.6566e-05 |  | 3.0381e-07 | 0 | 3.0381e-07 | 1.5191e-07 | 0 | 1.5191e-07 | 3.9062e-07 | 0 | 3.9062e-07 | [16 empty] | 7.3.1.3 Ignition probability mapping showing the probability of ignition along the electric lines and equipmentWLDFRAggregatedAggregated | WLDFR | HFTD - Distribution - Tier 2 - 3QU CoRE ¦ 5QU LoRE | Non-Red Flag Warning - Destructive Fires | Aggregated | Aggregated | 2026 | 1.1566e-06 | 0 | 746.7011 | 0.0008636 | 2026 | Mitigation | 0.08575 | 30 | 0 | esc | 0.0012005 | 1.3884e-09 | 0.00060025 | 6.9422e-10 | 0.0015435 | 1.7851e-09
[79 empty] | WLDFR | HFTD - Distribution - Tier 2 - 3QU CoRE ¦ 4QU LoRE | Red Flag Warning - Large Fires | 2045 | 4.3898e-08 | 2.1949e-08 | 5.644e-08 | 6.9209 | 0.84944 | 3.8632 | 2.2083 | 0 | 0 | 0 | 3.6566e-05 |  | 3.0381e-07 | 0 | 3.0381e-07 | 1.5191e-07 | 0 | 1.5191e-07 | 3.9062e-07 | 0 | 3.9062e-07 | [16 empty] | 7.3.1.3 Ignition probability mapping showing the probability of ignition along the electric lines and equipmentWLDFRAggregatedAggregated | WLDFR | HFTD - Distribution - Tier 2 - 3QU CoRE ¦ 5QU LoRE | Non-Red Flag Warning - Destructive Fires | Aggregated | Aggregated | 2027 | 1.1566e-06 | 0 | 746.7011 | 0.0008636 | 2027 | Mitigation | 0.08575 | 30 | 0 | esc | 0.0012005 | 1.3884e-09 | 0.00060025 | 6.9422e-10 | 0.0015435 | 1.7851e-09
[79 empty] | WLDFR | HFTD - Distribution - Tier 2 - 3QU CoRE ¦ 4QU LoRE | Red Flag Warning - Large Fires | 2046 | 4.3898e-08 | 2.1949e-08 | 5.644e-08 | 6.9209 | 0.84944 | 3.8632 | 2.2083 | 0 | 0 | 0 | 3.6566e-05 |  | 3.0381e-07 | 0 | 3.0381e-07 | 1.5191e-07 | 0 | 1.5191e-07 | 3.9062e-07 | 0 | 3.9062e-07 | [16 empty] | 7.3.1.3 Ignition probability mapping showing the probability of ignition along the electric lines and equipmentWLDFRAggregatedAggregated | WLDFR | HFTD - Distribution - Tier 2 - 3QU CoRE ¦ 5QU LoRE | Non-Red Flag Warning - Destructive Fires | Aggregated | Aggregated | 2028 | 1.1566e-06 | 0 | 746.7011 | 0.0008636 | 2028 | Mitigation | 0.08575 | 30 | 0 | esc | 0.0012005 | 1.3884e-09 | 0.00060025 | 6.9422e-10 | 0.0015435 | 1.7851e-09
[79 empty] | WLDFR | HFTD - Distribution - Tier 2 - 3QU CoRE ¦ 4QU LoRE | Red Flag Warning - Large Fires | 2047 | 4.3898e-08 | 2.1949e-08 | 5.644e-08 | 6.9209 | 0.84944 | 3.8632 | 2.2083 | 0 | 0 | 0 | 3.6566e-05 |  | 3.0381e-07 | 0 | 3.0381e-07 | 1.5191e-07 | 0 | 1.5191e-07 | 3.9062e-07 | 0 | 3.9062e-07 | [16 empty] | 7.3.1.3 Ignition probability mapping showing the probability of ignition along the electric lines and equipmentWLDFRAggregatedAggregated | WLDFR | HFTD - Distribution - Tier 2 - 3QU CoRE ¦ 5QU LoRE | Non-Red Flag Warning - Destructive Fires | Aggregated | Aggregated | 2029 | 1.1566e-06 | 0 | 746.7011 | 0.0008636 | 2029 | Mitigation | 0.08575 | 30 | 0 | esc | 0.0012005 | 1.3884e-09 | 0.00060025 | 6.9422e-10 | 0.0015435 | 1.7851e-09
[79 empty] | WLDFR | HFTD - Distribution - Tier 2 - 3QU CoRE ¦ 4QU LoRE | Red Flag Warning - Large Fires | 2048 | 4.3898e-08 | 2.1949e-08 | 5.644e-08 | 7.3713 | 0.88759 | 4.1075 | 2.3763 | 0 | 0 | 0 | 3.6566e-05 |  | 3.2358e-07 | 0 | 3.2358e-07 | 1.6179e-07 | 0 | 1.6179e-07 | 4.1604e-07 | 0 | 4.1604e-07 | [16 empty] | 7.3.1.3 Ignition probability mapping showing the probability of ignition along the electric lines and equipmentWLDFRAggregatedAggregated | WLDFR | HFTD - Distribution - Tier 2 - 3QU CoRE ¦ 5QU LoRE | Non-Red Flag Warning - Destructive Fires | Aggregated | Aggregated | 2030 | 1.1566e-06 | 0 | 746.7011 | 0.0008636 | 2030 | Mitigation | 0.08575 | 30 | 0 | esc | 0.0012005 | 1.3884e-09 | 0.00060025 | 6.9422e-10 | 0.0015435 | 1.7851e-09
[79 empty] | WLDFR | HFTD - Distribution - Tier 2 - 3QU CoRE ¦ 4QU LoRE | Red Flag Warning - Large Fires | 2049 | 4.3898e-08 | 2.1949e-08 | 5.644e-08 | 7.3713 | 0.88759 | 4.1075 | 2.3763 | 0 | 0 | 0 | 3.6566e-05 |  | 3.2358e-07 | 0 | 3.2358e-07 | 1.6179e-07 | 0 | 1.6179e-07 | 4.1604e-07 | 0 | 4.1604e-07 | [16 empty] | 7.3.1.3 Ignition probability mapping showing the probability of ignition along the electric lines and equipmentWLDFRAggregatedAggregated | WLDFR | HFTD - Distribution - Tier 2 - 3QU CoRE ¦ 5QU LoRE | Non-Red Flag Warning - Destructive Fires | Aggregated | Aggregated | 2031 | 1.1566e-06 | 0 | 746.7011 | 0.0008636 | 2031 | Mitigation | 0.08575 | 30 | 0 | esc | 0.0012005 | 1.3884e-09 | 0.00060025 | 6.9422e-10 | 0.0015435 | 1.7851e-09
[79 empty] | WLDFR | HFTD - Distribution - Tier 2 - 3QU CoRE ¦ 4QU LoRE | Red Flag Warning - Large Fires | 2050 | 0 | 2.1949e-08 | 5.644e-08 | 7.3713 | 0.88759 | 4.1075 | 2.3763 | 0 | 0 | 0 | 3.6566e-05 |  | 0 | 0 | 0 | 1.6179e-07 | 0 | 1.6179e-07 | 4.1604e-07 | 0 | 4.1604e-07 | [16 empty] | 7.3.1.3 Ignition probability mapping showing the probability of ignition along the electric lines and equipmentWLDFRAggregatedAggregated | WLDFR | HFTD - Distribution - Tier 2 - 3QU CoRE ¦ 5QU LoRE | Non-Red Flag Warning - Destructive Fires | Aggregated | Aggregated | 2032 | 1.1566e-06 | 0 | 746.7011 | 0.0008636 | 2032 | Mitigation | 0.08575 | 30 | 0 | esc | 0.0012005 | 1.3884e-09 | 0.00060025 | 6.9422e-10 | 0.0015435 | 1.7851e-09
[79 empty] | WLDFR | HFTD - Distribution - Tier 2 - 3QU CoRE ¦ 4QU LoRE | Red Flag Warning - Large Fires | 2051 | 0 | 0 | 5.644e-08 | 7.3713 | 0.88759 | 4.1075 | 2.3763 | 0 | 0 | 0 | 3.6566e-05 |  | 0 | 0 | 0 | 0 | 0 | 0 | 4.1604e-07 | 0 | 4.1604e-07 | [16 empty] | 7.3.1.3 Ignition probability mapping showing the probability of ignition along the electric lines and equipmentWLDFRAggregatedAggregated | WLDFR | HFTD - Distribution - Tier 2 - 3QU CoRE ¦ 5QU LoRE | Non-Red Flag Warning - Destructive Fires | Aggregated | Aggregated | 2033 | 1.1566e-06 | 0 | 746.7011 | 0.0008636 | 2033 | Mitigation | 0.08575 | 30 | 0 | esc | 0.0012005 | 1.3884e-09 | 0.00060025 | 6.9422e-10 | 0.0015435 | 1.7851e-09
[79 empty] | WLDFR | HFTD - Distribution - Tier 2 - 3QU CoRE ¦ 4QU LoRE | Red Flag Warning - Small Fires | 2020 | 4.859e-07 | 0 | 0 | 0.077901 | 0.036425 | 0.0015809 | 0.039895 | 0 | 0 | 0 | 0.00040475 |  | 3.7852e-08 | 0 | 3.7852e-08 | 0 | 0 | 0 | 0 | 0 | 0 | [16 empty] | 7.3.1.3 Ignition probability mapping showing the probability of ignition along the electric lines and equipmentWLDFRAggregatedAggregated | WLDFR | HFTD - Distribution - Tier 2 - 3QU CoRE ¦ 5QU LoRE | Non-Red Flag Warning - Destructive Fires | Aggregated | Aggregated | 2034 | 1.1566e-06 | 0 | 746.7011 | 0.0008636 | 2034 | Mitigation | 0.08575 | 30 | 0 | esc | 0.0012005 | 1.3884e-09 | 0.00060025 | 6.9422e-10 | 0.0015435 | 1.7851e-09
[79 empty] | WLDFR | HFTD - Distribution - Tier 2 - 3QU CoRE ¦ 4QU LoRE | Red Flag Warning - Small Fires | 2021 | 4.859e-07 | 2.4295e-07 | 0 | 0.077901 | 0.036425 | 0.0015809 | 0.039895 | 0 | 0 | 0 | 0.00040475 |  | 3.7852e-08 | 0 | 3.7852e-08 | 1.8926e-08 | 0 | 1.8926e-08 | 0 | 0 | 0 | [16 empty] | 7.3.1.3 Ignition probability mapping showing the probability of ignition along the electric lines and equipmentWLDFRAggregatedAggregated | WLDFR | HFTD - Distribution - Tier 2 - 3QU CoRE ¦ 5QU LoRE | Non-Red Flag Warning - Destructive Fires | Aggregated | Aggregated | 2035 | 1.1566e-06 | 0 | 746.7011 | 0.0008636 | 2035 | Mitigation | 0.08575 | 30 | 0 | esc | 0.0012005 | 1.3884e-09 | 0.00060025 | 6.9422e-10 | 0.0015435 | 1.7851e-09
[79 empty] | WLDFR | HFTD - Distribution - Tier 2 - 3QU CoRE ¦ 4QU LoRE | Red Flag Warning - Small Fires | 2022 | 4.859e-07 | 2.4295e-07 | 6.2473e-07 | 0.077901 | 0.036425 | 0.0015809 | 0.039895 | 0 | 0 | 0 | 0.00040475 |  | 3.7852e-08 | 0 | 3.7852e-08 | 1.8926e-08 | 0 | 1.8926e-08 | 4.8667e-08 | 0 | 4.8667e-08 | [16 empty] | 7.3.1.3 Ignition probability mapping showing the probability of ignition along the electric lines and equipmentWLDFRAggregatedAggregated | WLDFR | HFTD - Distribution - Tier 2 - 3QU CoRE ¦ 5QU LoRE | Non-Red Flag Warning - Destructive Fires | Aggregated | Aggregated | 2036 | 1.1566e-06 | 0 | 746.7011 | 0.0008636 | 2036 | Mitigation | 0.08575 | 30 | 0 | esc | 0.0012005 | 1.3884e-09 | 0.00060025 | 6.9422e-10 | 0.0015435 | 1.7851e-09
[79 empty] | WLDFR | HFTD - Distribution - Tier 2 - 3QU CoRE ¦ 4QU LoRE | Red Flag Warning - Small Fires | 2023 | 4.859e-07 | 2.4295e-07 | 6.2473e-07 | 0.080408 | 0.03759 | 0.0016314 | 0.041187 | 0 | 0 | 0 | 0.00040475 |  | 3.9071e-08 | 0 | 3.9071e-08 | 1.9535e-08 | 0 | 1.9535e-08 | 5.0234e-08 | 0 | 5.0234e-08 | [16 empty] | 7.3.1.3 Ignition probability mapping showing the probability of ignition along the electric lines and equipmentWLDFRAggregatedAggregated | WLDFR | HFTD - Distribution - Tier 2 - 3QU CoRE ¦ 5QU LoRE | Non-Red Flag Warning - Destructive Fires | Aggregated | Aggregated | 2037 | 1.1566e-06 | 0 | 746.7011 | 0.0008636 | 2037 | Mitigation | 0.08575 | 30 | 0 | esc | 0.0012005 | 1.3884e-09 | 0.00060025 | 6.9422e-10 | 0.0015435 | 1.7851e-09
[79 empty] | WLDFR | HFTD - Distribution - Tier 2 - 3QU CoRE ¦ 4QU LoRE | Red Flag Warning - Small Fires | 2024 | 4.859e-07 | 2.4295e-07 | 6.2473e-07 | 0.080408 | 0.03759 | 0.0016314 | 0.041187 | 0 | 0 | 0 | 0.00040475 |  | 3.9071e-08 | 0 | 3.9071e-08 | 1.9535e-08 | 0 | 1.9535e-08 | 5.0234e-08 | 0 | 5.0234e-08 | [16 empty] | 7.3.1.3 Ignition probability mapping showing the probability of ignition along the electric lines and equipmentWLDFRAggregatedAggregated | WLDFR | HFTD - Distribution - Tier 2 - 3QU CoRE ¦ 5QU LoRE | Non-Red Flag Warning - Destructive Fires | Aggregated | Aggregated | 2038 | 1.1566e-06 | 0 | 746.7011 | 0.0008636 | 2038 | Mitigation | 0.08575 | 30 | 0 | esc | 0.0012005 | 1.3884e-09 | 0.00060025 | 6.9422e-10 | 0.0015435 | 1.7851e-09
[79 empty] | WLDFR | HFTD - Distribution - Tier 2 - 3QU CoRE ¦ 4QU LoRE | Red Flag Warning - Small Fires | 2025 | 4.859e-07 | 2.4295e-07 | 6.2473e-07 | 0.080408 | 0.03759 | 0.0016314 | 0.041187 | 0 | 0 | 0 | 0.00040475 |  | 3.9071e-08 | 0 | 3.9071e-08 | 1.9535e-08 | 0 | 1.9535e-08 | 5.0234e-08 | 0 | 5.0234e-08 | [16 empty] | 7.3.1.3 Ignition probability mapping showing the probability of ignition along the electric lines and equipmentWLDFRAggregatedAggregated | WLDFR | HFTD - Distribution - Tier 2 - 3QU CoRE ¦ 5QU LoRE | Non-Red Flag Warning - Destructive Fires | Aggregated | Aggregated | 2039 | 1.1566e-06 | 0 | 746.7011 | 0.0008636 | 2039 | Mitigation | 0.08575 | 30 | 0 | esc | 0.0012005 | 1.3884e-09 | 0.00060025 | 6.9422e-10 | 0.0015435 | 1.7851e-09
[79 empty] | WLDFR | HFTD - Distribution - Tier 2 - 3QU CoRE ¦ 4QU LoRE | Red Flag Warning - Small Fires | 2026 | 4.859e-07 | 2.4295e-07 | 6.2473e-07 | 0.080408 | 0.03759 | 0.0016314 | 0.041187 | 0 | 0 | 0 | 0.00040475 |  | 3.9071e-08 | 0 | 3.9071e-08 | 1.9535e-08 | 0 | 1.9535e-08 | 5.0234e-08 | 0 | 5.0234e-08 | [16 empty] | 7.3.1.3 Ignition probability mapping showing the probability of ignition along the electric lines and equipmentWLDFRAggregatedAggregated | WLDFR | HFTD - Distribution - Tier 2 - 3QU CoRE ¦ 5QU LoRE | Non-Red Flag Warning - Destructive Fires | Aggregated | Aggregated | 2040 | 1.1566e-06 | 0 | 746.7011 | 0.0008636 | 2040 | Mitigation | 0.08575 | 30 | 0 | esc | 0.0012005 | 1.3884e-09 | 0.00060025 | 6.9422e-10 | 0.0015435 | 1.7851e-09
[79 empty] | WLDFR | HFTD - Distribution - Tier 2 - 3QU CoRE ¦ 4QU LoRE | Red Flag Warning - Small Fires | 2027 | 4.859e-07 | 2.4295e-07 | 6.2473e-07 | 0.080408 | 0.03759 | 0.0016314 | 0.041187 | 0 | 0 | 0 | 0.00040475 |  | 3.9071e-08 | 0 | 3.9071e-08 | 1.9535e-08 | 0 | 1.9535e-08 | 5.0234e-08 | 0 | 5.0234e-08 | [16 empty] | 7.3.1.3 Ignition probability mapping showing the probability of ignition along the electric lines and equipmentWLDFRAggregatedAggregated | WLDFR | HFTD - Distribution - Tier 2 - 3QU CoRE ¦ 5QU LoRE | Non-Red Flag Warning - Destructive Fires | Aggregated | Aggregated | 2041 | 1.1566e-06 | 0 | 746.7011 | 0.0008636 | 2041 | Mitigation | 0.08575 | 30 | 0 | esc | 0.0012005 | 1.3884e-09 | 0.00060025 | 6.9422e-10 | 0.0015435 | 1.7851e-09
[79 empty] | WLDFR | HFTD - Distribution - Tier 2 - 3QU CoRE ¦ 4QU LoRE | Red Flag Warning - Small Fires | 2028 | 4.859e-07 | 2.4295e-07 | 6.2473e-07 | 0.083606 | 0.039055 | 0.001695 | 0.042856 | 0 | 0 | 0 | 0.00040475 |  | 4.0625e-08 | 0 | 4.0625e-08 | 2.0312e-08 | 0 | 2.0312e-08 | 5.2232e-08 | 0 | 5.2232e-08 | [16 empty] | 7.3.1.3 Ignition probability mapping showing the probability of ignition along the electric lines and equipmentWLDFRAggregatedAggregated | WLDFR | HFTD - Distribution - Tier 2 - 3QU CoRE ¦ 5QU LoRE | Non-Red Flag Warning - Destructive Fires | Aggregated | Aggregated | 2042 | 1.1566e-06 | 0 | 746.7011 | 0.0008636 | 2042 | Mitigation | 0.08575 | 30 | 0 | esc | 0.0012005 | 1.3884e-09 | 0.00060025 | 6.9422e-10 | 0.0015435 | 1.7851e-09
[79 empty] | WLDFR | HFTD - Distribution - Tier 2 - 3QU CoRE ¦ 4QU LoRE | Red Flag Warning - Small Fires | 2029 | 4.859e-07 | 2.4295e-07 | 6.2473e-07 | 0.083606 | 0.039055 | 0.001695 | 0.042856 | 0 | 0 | 0 | 0.00040475 |  | 4.0625e-08 | 0 | 4.0625e-08 | 2.0312e-08 | 0 | 2.0312e-08 | 5.2232e-08 | 0 | 5.2232e-08 | [16 empty] | 7.3.1.3 Ignition probability mapping showing the probability of ignition along the electric lines and equipmentWLDFRAggregatedAggregated | WLDFR | HFTD - Distribution - Tier 2 - 3QU CoRE ¦ 5QU LoRE | Non-Red Flag Warning - Destructive Fires | Aggregated | Aggregated | 2043 | 1.1566e-06 | 0 | 746.7011 | 0.0008636 | 2043 | Mitigation | 0.08575 | 30 | 0 | esc | 0.0012005 | 1.3884e-09 | 0.00060025 | 6.9422e-10 | 0.0015435 | 1.7851e-09
[79 empty] | WLDFR | HFTD - Distribution - Tier 2 - 3QU CoRE ¦ 4QU LoRE | Red Flag Warning - Small Fires | 2030 | 4.859e-07 | 2.4295e-07 | 6.2473e-07 | 0.083606 | 0.039055 | 0.001695 | 0.042856 | 0 | 0 | 0 | 0.00040475 |  | 4.0625e-08 | 0 | 4.0625e-08 | 2.0312e-08 | 0 | 2.0312e-08 | 5.2232e-08 | 0 | 5.2232e-08 | [16 empty] | 7.3.1.3 Ignition probability mapping showing the probability of ignition along the electric lines and equipmentWLDFRAggregatedAggregated | WLDFR | HFTD - Distribution - Tier 2 - 3QU CoRE ¦ 5QU LoRE | Non-Red Flag Warning - Destructive Fires | Aggregated | Aggregated | 2044 | 1.1566e-06 | 0 | 746.7011 | 0.0008636 | 2044 | Mitigation | 0.08575 | 30 | 0 | esc | 0.0012005 | 1.3884e-09 | 0.00060025 | 6.9422e-10 | 0.0015435 | 1.7851e-09
[79 empty] | WLDFR | HFTD - Distribution - Tier 2 - 3QU CoRE ¦ 4QU LoRE | Red Flag Warning - Small Fires | 2031 | 4.859e-07 | 2.4295e-07 | 6.2473e-07 | 0.083606 | 0.039055 | 0.001695 | 0.042856 | 0 | 0 | 0 | 0.00040475 |  | 4.0625e-08 | 0 | 4.0625e-08 | 2.0312e-08 | 0 | 2.0312e-08 | 5.2232e-08 | 0 | 5.2232e-08 | [16 empty] | 7.3.1.3 Ignition probability mapping showing the probability of ignition along the electric lines and equipmentWLDFRAggregatedAggregated | WLDFR | HFTD - Distribution - Tier 2 - 3QU CoRE ¦ 5QU LoRE | Non-Red Flag Warning - Destructive Fires | Aggregated | Aggregated | 2045 | 1.1566e-06 | 0 | 746.7011 | 0.0008636 | 2045 | Mitigation | 0.08575 | 30 | 0 | esc | 0.0012005 | 1.3884e-09 | 0.00060025 | 6.9422e-10 | 0.0015435 | 1.7851e-09
[79 empty] | WLDFR | HFTD - Distribution - Tier 2 - 3QU CoRE ¦ 4QU LoRE | Red Flag Warning - Small Fires | 2032 | 4.859e-07 | 2.4295e-07 | 6.2473e-07 | 0.083606 | 0.039055 | 0.001695 | 0.042856 | 0 | 0 | 0 | 0.00040475 |  | 4.0625e-08 | 0 | 4.0625e-08 | 2.0312e-08 | 0 | 2.0312e-08 | 5.2232e-08 | 0 | 5.2232e-08 | [16 empty] | 7.3.1.3 Ignition probability mapping showing the probability of ignition along the electric lines and equipmentWLDFRAggregatedAggregated | WLDFR | HFTD - Distribution - Tier 2 - 3QU CoRE ¦ 5QU LoRE | Non-Red Flag Warning - Destructive Fires | Aggregated | Aggregated | 2046 | 1.1566e-06 | 0 | 746.7011 | 0.0008636 | 2046 | Mitigation | 0.08575 | 30 | 0 | esc | 0.0012005 | 1.3884e-09 | 0.00060025 | 6.9422e-10 | 0.0015435 | 1.7851e-09
[79 empty] | WLDFR | HFTD - Distribution - Tier 2 - 3QU CoRE ¦ 4QU LoRE | Red Flag Warning - Small Fires | 2033 | 4.859e-07 | 2.4295e-07 | 6.2473e-07 | 0.087211 | 0.040679 | 0.0017655 | 0.044766 | 0 | 0 | 0 | 0.00040475 |  | 4.2376e-08 | 0 | 4.2376e-08 | 2.1188e-08 | 0 | 2.1188e-08 | 5.4484e-08 | 0 | 5.4484e-08 | [16 empty] | 7.3.1.3 Ignition probability mapping showing the probability of ignition along the electric lines and equipmentWLDFRAggregatedAggregated | WLDFR | HFTD - Distribution - Tier 2 - 3QU CoRE ¦ 5QU LoRE | Non-Red Flag Warning - Destructive Fires | Aggregated | Aggregated | 2047 | 1.1566e-06 | 0 | 746.7011 | 0.0008636 | 2047 | Mitigation | 0.08575 | 30 | 0 | esc | 0.0012005 | 1.3884e-09 | 0.00060025 | 6.9422e-10 | 0.0015435 | 1.7851e-09
[79 empty] | WLDFR | HFTD - Distribution - Tier 2 - 3QU CoRE ¦ 4QU LoRE | Red Flag Warning - Small Fires | 2034 | 4.859e-07 | 2.4295e-07 | 6.2473e-07 | 0.087211 | 0.040679 | 0.0017655 | 0.044766 | 0 | 0 | 0 | 0.00040475 |  | 4.2376e-08 | 0 | 4.2376e-08 | 2.1188e-08 | 0 | 2.1188e-08 | 5.4484e-08 | 0 | 5.4484e-08 | [16 empty] | 7.3.1.3 Ignition probability mapping showing the probability of ignition along the electric lines and equipmentWLDFRAggregatedAggregated | WLDFR | HFTD - Distribution - Tier 2 - 3QU CoRE ¦ 5QU LoRE | Non-Red Flag Warning - Destructive Fires | Aggregated | Aggregated | 2048 | 1.1566e-06 | 0 | 746.7011 | 0.0008636 | 2048 | Mitigation | 0.08575 | 30 | 0 | esc | 0.0012005 | 1.3884e-09 | 0.00060025 | 6.9422e-10 | 0.0015435 | 1.7851e-09
[79 empty] | WLDFR | HFTD - Distribution - Tier 2 - 3QU CoRE ¦ 4QU LoRE | Red Flag Warning - Small Fires | 2035 | 4.859e-07 | 2.4295e-07 | 6.2473e-07 | 0.087211 | 0.040679 | 0.0017655 | 0.044766 | 0 | 0 | 0 | 0.00040475 |  | 4.2376e-08 | 0 | 4.2376e-08 | 2.1188e-08 | 0 | 2.1188e-08 | 5.4484e-08 | 0 | 5.4484e-08 | [16 empty] | 7.3.1.3 Ignition probability mapping showing the probability of ignition along the electric lines and equipmentWLDFRAggregatedAggregated | WLDFR | HFTD - Distribution - Tier 2 - 3QU CoRE ¦ 5QU LoRE | Non-Red Flag Warning - Destructive Fires | Aggregated | Aggregated | 2049 | 1.1566e-06 | 0 | 746.7011 | 0.0008636 | 2049 | Mitigation | 0.08575 | 30 | 0 | esc | 0.0012005 | 1.3884e-09 | 0.00060025 | 6.9422e-10 | 0.0015435 | 1.7851e-09
[79 empty] | WLDFR | HFTD - Distribution - Tier 2 - 3QU CoRE ¦ 4QU LoRE | Red Flag Warning - Small Fires | 2036 | 4.859e-07 | 2.4295e-07 | 6.2473e-07 | 0.087211 | 0.040679 | 0.0017655 | 0.044766 | 0 | 0 | 0 | 0.00040475 |  | 4.2376e-08 | 0 | 4.2376e-08 | 2.1188e-08 | 0 | 2.1188e-08 | 5.4484e-08 | 0 | 5.4484e-08 | [16 empty] | 7.3.1.3 Ignition probability mapping showing the probability of ignition along the electric lines and equipmentWLDFRAggregatedAggregated | WLDFR | HFTD - Distribution - Tier 2 - 3QU CoRE ¦ 5QU LoRE | Non-Red Flag Warning - Destructive Fires | Aggregated | Aggregated | 2050 | 1.1566e-06 | 0 | 746.7011 | 0.0008636 | 2050 | Mitigation | 0.08575 | 30 | 0 | esc | 0 | 0 | 0.00060025 | 6.9422e-10 | 0.0015435 | 1.7851e-09
[79 empty] | WLDFR | HFTD - Distribution - Tier 2 - 3QU CoRE ¦ 4QU LoRE | Red Flag Warning - Small Fires | 2037 | 4.859e-07 | 2.4295e-07 | 6.2473e-07 | 0.087211 | 0.040679 | 0.0017655 | 0.044766 | 0 | 0 | 0 | 0.00040475 |  | 4.2376e-08 | 0 | 4.2376e-08 | 2.1188e-08 | 0 | 2.1188e-08 | 5.4484e-08 | 0 | 5.4484e-08 | [16 empty] | 7.3.1.3 Ignition probability mapping showing the probability of ignition along the electric lines and equipmentWLDFRAggregatedAggregated | WLDFR | HFTD - Distribution - Tier 2 - 3QU CoRE ¦ 5QU LoRE | Non-Red Flag Warning - Destructive Fires | Aggregated | Aggregated | 2051 | 1.1566e-06 | 0 | 746.7011 | 0.0008636 | 2051 | Mitigation | 0.08575 | 30 | 0 | esc | 0 | 0 | 0 | 0 | 0.0015435 | 1.7851e-09
[79 empty] | WLDFR | HFTD - Distribution - Tier 2 - 3QU CoRE ¦ 4QU LoRE | Red Flag Warning - Small Fires | 2038 | 4.859e-07 | 2.4295e-07 | 6.2473e-07 | 0.091184 | 0.042438 | 0.0018418 | 0.046905 | 0 | 0 | 0 | 0.00040475 |  | 4.4307e-08 | 0 | 4.4307e-08 | 2.2153e-08 | 0 | 2.2153e-08 | 5.6966e-08 | 0 | 5.6966e-08 | [16 empty] | 7.3.1.3 Ignition probability mapping showing the probability of ignition along the electric lines and equipmentWLDFRAggregatedAggregated | WLDFR | HFTD - Distribution - Tier 2 - 3QU CoRE ¦ 5QU LoRE | Non-Red Flag Warning - Large Fires | Aggregated | Aggregated | 2021 | 1.7697e-05 | 0 | 746.7011 | 0.013214 | 2021 | Mitigation | 0.08575 | 30 | 0 | esc | 0.0012005 | 2.1245e-08 | 0.00060025 | 1.0622e-08 | 0 | 0
[79 empty] | WLDFR | HFTD - Distribution - Tier 2 - 3QU CoRE ¦ 4QU LoRE | Red Flag Warning - Small Fires | 2039 | 4.859e-07 | 2.4295e-07 | 6.2473e-07 | 0.091184 | 0.042438 | 0.0018418 | 0.046905 | 0 | 0 | 0 | 0.00040475 |  | 4.4307e-08 | 0 | 4.4307e-08 | 2.2153e-08 | 0 | 2.2153e-08 | 5.6966e-08 | 0 | 5.6966e-08 | [16 empty] | 7.3.1.3 Ignition probability mapping showing the probability of ignition along the electric lines and equipmentWLDFRAggregatedAggregated | WLDFR | HFTD - Distribution - Tier 2 - 3QU CoRE ¦ 5QU LoRE | Non-Red Flag Warning - Large Fires | Aggregated | Aggregated | 2022 | 1.7697e-05 | 0 | 746.7011 | 0.013214 | 2022 | Mitigation | 0.08575 | 30 | 0 | esc | 0.0012005 | 2.1245e-08 | 0.00060025 | 1.0622e-08 | 0.0015435 | 2.7315e-08
[79 empty] | WLDFR | HFTD - Distribution - Tier 2 - 3QU CoRE ¦ 4QU LoRE | Red Flag Warning - Small Fires | 2040 | 4.859e-07 | 2.4295e-07 | 6.2473e-07 | 0.091184 | 0.042438 | 0.0018418 | 0.046905 | 0 | 0 | 0 | 0.00040475 |  | 4.4307e-08 | 0 | 4.4307e-08 | 2.2153e-08 | 0 | 2.2153e-08 | 5.6966e-08 | 0 | 5.6966e-08 | [16 empty] | 7.3.1.3 Ignition probability mapping showing the probability of ignition along the electric lines and equipmentWLDFRAggregatedAggregated | WLDFR | HFTD - Distribution - Tier 2 - 3QU CoRE ¦ 5QU LoRE | Non-Red Flag Warning - Large Fires | Aggregated | Aggregated | 2023 | 1.7697e-05 | 0 | 746.7011 | 0.013214 | 2023 | Mitigation | 0.08575 | 30 | 0 | esc | 0.0012005 | 2.1245e-08 | 0.00060025 | 1.0622e-08 | 0.0015435 | 2.7315e-08
[79 empty] | WLDFR | HFTD - Distribution - Tier 2 - 3QU CoRE ¦ 4QU LoRE | Red Flag Warning - Small Fires | 2041 | 4.859e-07 | 2.4295e-07 | 6.2473e-07 | 0.091184 | 0.042438 | 0.0018418 | 0.046905 | 0 | 0 | 0 | 0.00040475 |  | 4.4307e-08 | 0 | 4.4307e-08 | 2.2153e-08 | 0 | 2.2153e-08 | 5.6966e-08 | 0 | 5.6966e-08 | [16 empty] | 7.3.1.3 Ignition probability mapping showing the probability of ignition along the electric lines and equipmentWLDFRAggregatedAggregated | WLDFR | HFTD - Distribution - Tier 2 - 3QU CoRE ¦ 5QU LoRE | Non-Red Flag Warning - Large Fires | Aggregated | Aggregated | 2024 | 1.7697e-05 | 0 | 746.7011 | 0.013214 | 2024 | Mitigation | 0.08575 | 30 | 0 | esc | 0.0012005 | 2.1245e-08 | 0.00060025 | 1.0622e-08 | 0.0015435 | 2.7315e-08
[79 empty] | WLDFR | HFTD - Distribution - Tier 2 - 3QU CoRE ¦ 4QU LoRE | Red Flag Warning - Small Fires | 2042 | 4.859e-07 | 2.4295e-07 | 6.2473e-07 | 0.091184 | 0.042438 | 0.0018418 | 0.046905 | 0 | 0 | 0 | 0.00040475 |  | 4.4307e-08 | 0 | 4.4307e-08 | 2.2153e-08 | 0 | 2.2153e-08 | 5.6966e-08 | 0 | 5.6966e-08 | [16 empty] | 7.3.1.3 Ignition probability mapping showing the probability of ignition along the electric lines and equipmentWLDFRAggregatedAggregated | WLDFR | HFTD - Distribution - Tier 2 - 3QU CoRE ¦ 5QU LoRE | Non-Red Flag Warning - Large Fires | Aggregated | Aggregated | 2025 | 1.7697e-05 | 0 | 746.7011 | 0.013214 | 2025 | Mitigation | 0.08575 | 30 | 0 | esc | 0.0012005 | 2.1245e-08 | 0.00060025 | 1.0622e-08 | 0.0015435 | 2.7315e-08
[79 empty] | WLDFR | HFTD - Distribution - Tier 2 - 3QU CoRE ¦ 4QU LoRE | Red Flag Warning - Small Fires | 2043 | 4.859e-07 | 2.4295e-07 | 6.2473e-07 | 0.095486 | 0.044306 | 0.0019228 | 0.049257 | 0 | 0 | 0 | 0.00040475 |  | 4.6397e-08 | 0 | 4.6397e-08 | 2.3198e-08 | 0 | 2.3198e-08 | 5.9653e-08 | 0 | 5.9653e-08 | [16 empty] | 7.3.1.3 Ignition probability mapping showing the probability of ignition along the electric lines and equipmentWLDFRAggregatedAggregated | WLDFR | HFTD - Distribution - Tier 2 - 3QU CoRE ¦ 5QU LoRE | Non-Red Flag Warning - Large Fires | Aggregated | Aggregated | 2026 | 1.7697e-05 | 0 | 746.7011 | 0.013214 | 2026 | Mitigation | 0.08575 | 30 | 0 | esc | 0.0012005 | 2.1245e-08 | 0.00060025 | 1.0622e-08 | 0.0015435 | 2.7315e-08
[79 empty] | WLDFR | HFTD - Distribution - Tier 2 - 3QU CoRE ¦ 4QU LoRE | Red Flag Warning - Small Fires | 2044 | 4.859e-07 | 2.4295e-07 | 6.2473e-07 | 0.095486 | 0.044306 | 0.0019228 | 0.049257 | 0 | 0 | 0 | 0.00040475 |  | 4.6397e-08 | 0 | 4.6397e-08 | 2.3198e-08 | 0 | 2.3198e-08 | 5.9653e-08 | 0 | 5.9653e-08 | [16 empty] | 7.3.1.3 Ignition probability mapping showing the probability of ignition along the electric lines and equipmentWLDFRAggregatedAggregated | WLDFR | HFTD - Distribution - Tier 2 - 3QU CoRE ¦ 5QU LoRE | Non-Red Flag Warning - Large Fires | Aggregated | Aggregated | 2027 | 1.7697e-05 | 0 | 746.7011 | 0.013214 | 2027 | Mitigation | 0.08575 | 30 | 0 | esc | 0.0012005 | 2.1245e-08 | 0.00060025 | 1.0622e-08 | 0.0015435 | 2.7315e-08
[79 empty] | WLDFR | HFTD - Distribution - Tier 2 - 3QU CoRE ¦ 4QU LoRE | Red Flag Warning - Small Fires | 2045 | 4.859e-07 | 2.4295e-07 | 6.2473e-07 | 0.095486 | 0.044306 | 0.0019228 | 0.049257 | 0 | 0 | 0 | 0.00040475 |  | 4.6397e-08 | 0 | 4.6397e-08 | 2.3198e-08 | 0 | 2.3198e-08 | 5.9653e-08 | 0 | 5.9653e-08 | [16 empty] | 7.3.1.3 Ignition probability mapping showing the probability of ignition along the electric lines and equipmentWLDFRAggregatedAggregated | WLDFR | HFTD - Distribution - Tier 2 - 3QU CoRE ¦ 5QU LoRE | Non-Red Flag Warning - Large Fires | Aggregated | Aggregated | 2028 | 1.7697e-05 | 0 | 746.7011 | 0.013214 | 2028 | Mitigation | 0.08575 | 30 | 0 | esc | 0.0012005 | 2.1245e-08 | 0.00060025 | 1.0622e-08 | 0.0015435 | 2.7315e-08
[79 empty] | WLDFR | HFTD - Distribution - Tier 2 - 3QU CoRE ¦ 4QU LoRE | Red Flag Warning - Small Fires | 2046 | 4.859e-07 | 2.4295e-07 | 6.2473e-07 | 0.095486 | 0.044306 | 0.0019228 | 0.049257 | 0 | 0 | 0 | 0.00040475 |  | 4.6397e-08 | 0 | 4.6397e-08 | 2.3198e-08 | 0 | 2.3198e-08 | 5.9653e-08 | 0 | 5.9653e-08 | [16 empty] | 7.3.1.3 Ignition probability mapping showing the probability of ignition along the electric lines and equipmentWLDFRAggregatedAggregated | WLDFR | HFTD - Distribution - Tier 2 - 3QU CoRE ¦ 5QU LoRE | Non-Red Flag Warning - Large Fires | Aggregated | Aggregated | 2029 | 1.7697e-05 | 0 | 746.7011 | 0.013214 | 2029 | Mitigation | 0.08575 | 30 | 0 | esc | 0.0012005 | 2.1245e-08 | 0.00060025 | 1.0622e-08 | 0.0015435 | 2.7315e-08
[79 empty] | WLDFR | HFTD - Distribution - Tier 2 - 3QU CoRE ¦ 4QU LoRE | Red Flag Warning - Small Fires | 2047 | 4.859e-07 | 2.4295e-07 | 6.2473e-07 | 0.095486 | 0.044306 | 0.0019228 | 0.049257 | 0 | 0 | 0 | 0.00040475 |  | 4.6397e-08 | 0 | 4.6397e-08 | 2.3198e-08 | 0 | 2.3198e-08 | 5.9653e-08 | 0 | 5.9653e-08 | [16 empty] | 7.3.1.3 Ignition probability mapping showing the probability of ignition along the electric lines and equipmentWLDFRAggregatedAggregated | WLDFR | HFTD - Distribution - Tier 2 - 3QU CoRE ¦ 5QU LoRE | Non-Red Flag Warning - Large Fires | Aggregated | Aggregated | 2030 | 1.7697e-05 | 0 | 746.7011 | 0.013214 | 2030 | Mitigation | 0.08575 | 30 | 0 | esc | 0.0012005 | 2.1245e-08 | 0.00060025 | 1.0622e-08 | 0.0015435 | 2.7315e-08
[79 empty] | WLDFR | HFTD - Distribution - Tier 2 - 3QU CoRE ¦ 4QU LoRE | Red Flag Warning - Small Fires | 2048 | 4.859e-07 | 2.4295e-07 | 6.2473e-07 | 0.10007 | 0.04626 | 0.0020076 | 0.051804 | 0 | 0 | 0 | 0.00040475 |  | 4.8625e-08 | 0 | 4.8625e-08 | 2.4313e-08 | 0 | 2.4313e-08 | 6.2518e-08 | 0 | 6.2518e-08 | [16 empty] | 7.3.1.3 Ignition probability mapping showing the probability of ignition along the electric lines and equipmentWLDFRAggregatedAggregated | WLDFR | HFTD - Distribution - Tier 2 - 3QU CoRE ¦ 5QU LoRE | Non-Red Flag Warning - Large Fires | Aggregated | Aggregated | 2031 | 1.7697e-05 | 0 | 746.7011 | 0.013214 | 2031 | Mitigation | 0.08575 | 30 | 0 | esc | 0.0012005 | 2.1245e-08 | 0.00060025 | 1.0622e-08 | 0.0015435 | 2.7315e-08
[79 empty] | WLDFR | HFTD - Distribution - Tier 2 - 3QU CoRE ¦ 4QU LoRE | Red Flag Warning - Small Fires | 2049 | 4.859e-07 | 2.4295e-07 | 6.2473e-07 | 0.10007 | 0.04626 | 0.0020076 | 0.051804 | 0 | 0 | 0 | 0.00040475 |  | 4.8625e-08 | 0 | 4.8625e-08 | 2.4313e-08 | 0 | 2.4313e-08 | 6.2518e-08 | 0 | 6.2518e-08 | [16 empty] | 7.3.1.3 Ignition probability mapping showing the probability of ignition along the electric lines and equipmentWLDFRAggregatedAggregated | WLDFR | HFTD - Distribution - Tier 2 - 3QU CoRE ¦ 5QU LoRE | Non-Red Flag Warning - Large Fires | Aggregated | Aggregated | 2032 | 1.7697e-05 | 0 | 746.7011 | 0.013214 | 2032 | Mitigation | 0.08575 | 30 | 0 | esc | 0.0012005 | 2.1245e-08 | 0.00060025 | 1.0622e-08 | 0.0015435 | 2.7315e-08
[79 empty] | WLDFR | HFTD - Distribution - Tier 2 - 3QU CoRE ¦ 4QU LoRE | Red Flag Warning - Small Fires | 2050 | 0 | 2.4295e-07 | 6.2473e-07 | 0.10007 | 0.04626 | 0.0020076 | 0.051804 | 0 | 0 | 0 | 0.00040475 |  | 0 | 0 | 0 | 2.4313e-08 | 0 | 2.4313e-08 | 6.2518e-08 | 0 | 6.2518e-08 | [16 empty] | 7.3.1.3 Ignition probability mapping showing the probability of ignition along the electric lines and equipmentWLDFRAggregatedAggregated | WLDFR | HFTD - Distribution - Tier 2 - 3QU CoRE ¦ 5QU LoRE | Non-Red Flag Warning - Large Fires | Aggregated | Aggregated | 2033 | 1.7697e-05 | 0 | 746.7011 | 0.013214 | 2033 | Mitigation | 0.08575 | 30 | 0 | esc | 0.0012005 | 2.1245e-08 | 0.00060025 | 1.0622e-08 | 0.0015435 | 2.7315e-08
[79 empty] | WLDFR | HFTD - Distribution - Tier 2 - 3QU CoRE ¦ 4QU LoRE | Red Flag Warning - Small Fires | 2051 | 0 | 0 | 6.2473e-07 | 0.10007 | 0.04626 | 0.0020076 | 0.051804 | 0 | 0 | 0 | 0.00040475 |  | 0 | 0 | 0 | 0 | 0 | 0 | 6.2518e-08 | 0 | 6.2518e-08 | [16 empty] | 7.3.1.3 Ignition probability mapping showing the probability of ignition along the electric lines and equipmentWLDFRAggregatedAggregated | WLDFR | HFTD - Distribution - Tier 2 - 3QU CoRE ¦ 5QU LoRE | Non-Red Flag Warning - Large Fires | Aggregated | Aggregated | 2034 | 1.7697e-05 | 0 | 746.7011 | 0.013214 | 2034 | Mitigation | 0.08575 | 30 | 0 | esc | 0.0012005 | 2.1245e-08 | 0.00060025 | 1.0622e-08 | 0.0015435 | 2.7315e-08
[79 empty] | WLDFR | HFTD - Distribution - Tier 2 - 3QU CoRE ¦ 4QU LoRE | Seismic - Non-Red Flag Warning - Catastrophic Fires | 2020 | 2.3833e-13 | 0 | 0 | 21083.8428 | 409.2237 | 13469.0878 | 7205.5313 | 0 | 0 | 0 | 1.9853e-10 |  | 5.025e-09 | 0 | 5.025e-09 | 0 | 0 | 0 | 0 | 0 | 0 | [16 empty] | 7.3.1.3 Ignition probability mapping showing the probability of ignition along the electric lines and equipmentWLDFRAggregatedAggregated | WLDFR | HFTD - Distribution - Tier 2 - 3QU CoRE ¦ 5QU LoRE | Non-Red Flag Warning - Large Fires | Aggregated | Aggregated | 2035 | 1.7697e-05 | 0 | 746.7011 | 0.013214 | 2035 | Mitigation | 0.08575 | 30 | 0 | esc | 0.0012005 | 2.1245e-08 | 0.00060025 | 1.0622e-08 | 0.0015435 | 2.7315e-08
[79 empty] | WLDFR | HFTD - Distribution - Tier 2 - 3QU CoRE ¦ 4QU LoRE | Seismic - Non-Red Flag Warning - Catastrophic Fires | 2021 | 2.3833e-13 | 1.1917e-13 | 0 | 21083.8428 | 409.2237 | 13469.0878 | 7205.5313 | 0 | 0 | 0 | 1.9853e-10 |  | 5.025e-09 | 0 | 5.025e-09 | 2.5125e-09 | 0 | 2.5125e-09 | 0 | 0 | 0 | [16 empty] | 7.3.1.3 Ignition probability mapping showing the probability of ignition along the electric lines and equipmentWLDFRAggregatedAggregated | WLDFR | HFTD - Distribution - Tier 2 - 3QU CoRE ¦ 5QU LoRE | Non-Red Flag Warning - Large Fires | Aggregated | Aggregated | 2036 | 1.7697e-05 | 0 | 746.7011 | 0.013214 | 2036 | Mitigation | 0.08575 | 30 | 0 | esc | 0.0012005 | 2.1245e-08 | 0.00060025 | 1.0622e-08 | 0.0015435 | 2.7315e-08
[79 empty] | WLDFR | HFTD - Distribution - Tier 2 - 3QU CoRE ¦ 4QU LoRE | Seismic - Non-Red Flag Warning - Catastrophic Fires | 2022 | 2.3833e-13 | 1.1917e-13 | 3.0643e-13 | 21083.8428 | 409.2237 | 13469.0878 | 7205.5313 | 0 | 0 | 0 | 1.9853e-10 |  | 5.025e-09 | 0 | 5.025e-09 | 2.5125e-09 | 0 | 2.5125e-09 | 6.4607e-09 | 0 | 6.4607e-09 | [16 empty] | 7.3.1.3 Ignition probability mapping showing the probability of ignition along the electric lines and equipmentWLDFRAggregatedAggregated | WLDFR | HFTD - Distribution - Tier 2 - 3QU CoRE ¦ 5QU LoRE | Non-Red Flag Warning - Large Fires | Aggregated | Aggregated | 2037 | 1.7697e-05 | 0 | 746.7011 | 0.013214 | 2037 | Mitigation | 0.08575 | 30 | 0 | esc | 0.0012005 | 2.1245e-08 | 0.00060025 | 1.0622e-08 | 0.0015435 | 2.7315e-08
[79 empty] | WLDFR | HFTD - Distribution - Tier 2 - 3QU CoRE ¦ 4QU LoRE | Seismic - Non-Red Flag Warning - Catastrophic Fires | 2023 | 2.3833e-13 | 1.1917e-13 | 3.0643e-13 | 21835.9781 | 428.6023 | 13939.561 | 7467.8148 | 0 | 0 | 0 | 1.9853e-10 |  | 5.2042e-09 | 0 | 5.2042e-09 | 2.6021e-09 | 0 | 2.6021e-09 | 6.6911e-09 | 0 | 6.6911e-09 | [16 empty] | 7.3.1.3 Ignition probability mapping showing the probability of ignition along the electric lines and equipmentWLDFRAggregatedAggregated | WLDFR | HFTD - Distribution - Tier 2 - 3QU CoRE ¦ 5QU LoRE | Non-Red Flag Warning - Large Fires | Aggregated | Aggregated | 2038 | 1.7697e-05 | 0 | 746.7011 | 0.013214 | 2038 | Mitigation | 0.08575 | 30 | 0 | esc | 0.0012005 | 2.1245e-08 | 0.00060025 | 1.0622e-08 | 0.0015435 | 2.7315e-08
[79 empty] | WLDFR | HFTD - Distribution - Tier 2 - 3QU CoRE ¦ 4QU LoRE | Seismic - Non-Red Flag Warning - Catastrophic Fires | 2024 | 2.3833e-13 | 1.1917e-13 | 3.0643e-13 | 21835.9781 | 428.6023 | 13939.561 | 7467.8148 | 0 | 0 | 0 | 1.9853e-10 |  | 5.2042e-09 | 0 | 5.2042e-09 | 2.6021e-09 | 0 | 2.6021e-09 | 6.6911e-09 | 0 | 6.6911e-09 | [16 empty] | 7.3.1.3 Ignition probability mapping showing the probability of ignition along the electric lines and equipmentWLDFRAggregatedAggregated | WLDFR | HFTD - Distribution - Tier 2 - 3QU CoRE ¦ 5QU LoRE | Non-Red Flag Warning - Large Fires | Aggregated | Aggregated | 2039 | 1.7697e-05 | 0 | 746.7011 | 0.013214 | 2039 | Mitigation | 0.08575 | 30 | 0 | esc | 0.0012005 | 2.1245e-08 | 0.00060025 | 1.0622e-08 | 0.0015435 | 2.7315e-08
[79 empty] | WLDFR | HFTD - Distribution - Tier 2 - 3QU CoRE ¦ 4QU LoRE | Seismic - Non-Red Flag Warning - Catastrophic Fires | 2025 | 2.3833e-13 | 1.1917e-13 | 3.0643e-13 | 21835.9781 | 428.6023 | 13939.561 | 7467.8148 | 0 | 0 | 0 | 1.9853e-10 |  | 5.2042e-09 | 0 | 5.2042e-09 | 2.6021e-09 | 0 | 2.6021e-09 | 6.6911e-09 | 0 | 6.6911e-09 | [16 empty] | 7.3.1.3 Ignition probability mapping showing the probability of ignition along the electric lines and equipmentWLDFRAggregatedAggregated | WLDFR | HFTD - Distribution - Tier 2 - 3QU CoRE ¦ 5QU LoRE | Non-Red Flag Warning - Large Fires | Aggregated | Aggregated | 2040 | 1.7697e-05 | 0 | 746.7011 | 0.013214 | 2040 | Mitigation | 0.08575 | 30 | 0 | esc | 0.0012005 | 2.1245e-08 | 0.00060025 | 1.0622e-08 | 0.0015435 | 2.7315e-08
[79 empty] | WLDFR | HFTD - Distribution - Tier 2 - 3QU CoRE ¦ 4QU LoRE | Seismic - Non-Red Flag Warning - Catastrophic Fires | 2026 | 2.3833e-13 | 1.1917e-13 | 3.0643e-13 | 21835.9781 | 428.6023 | 13939.561 | 7467.8148 | 0 | 0 | 0 | 1.9853e-10 |  | 5.2042e-09 | 0 | 5.2042e-09 | 2.6021e-09 | 0 | 2.6021e-09 | 6.6911e-09 | 0 | 6.6911e-09 | [16 empty] | 7.3.1.3 Ignition probability mapping showing the probability of ignition along the electric lines and equipmentWLDFRAggregatedAggregated | WLDFR | HFTD - Distribution - Tier 2 - 3QU CoRE ¦ 5QU LoRE | Non-Red Flag Warning - Large Fires | Aggregated | Aggregated | 2041 | 1.7697e-05 | 0 | 746.7011 | 0.013214 | 2041 | Mitigation | 0.08575 | 30 | 0 | esc | 0.0012005 | 2.1245e-08 | 0.00060025 | 1.0622e-08 | 0.0015435 | 2.7315e-08
[79 empty] | WLDFR | HFTD - Distribution - Tier 2 - 3QU CoRE ¦ 4QU LoRE | Seismic - Non-Red Flag Warning - Catastrophic Fires | 2027 | 2.3833e-13 | 1.1917e-13 | 3.0643e-13 | 21835.9781 | 428.6023 | 13939.561 | 7467.8148 | 0 | 0 | 0 | 1.9853e-10 |  | 5.2042e-09 | 0 | 5.2042e-09 | 2.6021e-09 | 0 | 2.6021e-09 | 6.6911e-09 | 0 | 6.6911e-09 | [16 empty] | 7.3.1.3 Ignition probability mapping showing the probability of ignition along the electric lines and equipmentWLDFRAggregatedAggregated | WLDFR | HFTD - Distribution - Tier 2 - 3QU CoRE ¦ 5QU LoRE | Non-Red Flag Warning - Large Fires | Aggregated | Aggregated | 2042 | 1.7697e-05 | 0 | 746.7011 | 0.013214 | 2042 | Mitigation | 0.08575 | 30 | 0 | esc | 0.0012005 | 2.1245e-08 | 0.00060025 | 1.0622e-08 | 0.0015435 | 2.7315e-08
[79 empty] | WLDFR | HFTD - Distribution - Tier 2 - 3QU CoRE ¦ 4QU LoRE | Seismic - Non-Red Flag Warning - Catastrophic Fires | 2028 | 2.3833e-13 | 1.1917e-13 | 3.0643e-13 | 22783.187 | 453.261 | 14531.3357 | 7798.5904 | 0 | 0 | 0 | 1.9853e-10 |  | 5.43e-09 | 0 | 5.43e-09 | 2.715e-09 | 0 | 2.715e-09 | 6.9814e-09 | 0 | 6.9814e-09 | [16 empty] | 7.3.1.3 Ignition probability mapping showing the probability of ignition along the electric lines and equipmentWLDFRAggregatedAggregated | WLDFR | HFTD - Distribution - Tier 2 - 3QU CoRE ¦ 5QU LoRE | Non-Red Flag Warning - Large Fires | Aggregated | Aggregated | 2043 | 1.7697e-05 | 0 | 746.7011 | 0.013214 | 2043 | Mitigation | 0.08575 | 30 | 0 | esc | 0.0012005 | 2.1245e-08 | 0.00060025 | 1.0622e-08 | 0.0015435 | 2.7315e-08
[79 empty] | WLDFR | HFTD - Distribution - Tier 2 - 3QU CoRE ¦ 4QU LoRE | Seismic - Non-Red Flag Warning - Catastrophic Fires | 2029 | 2.3833e-13 | 1.1917e-13 | 3.0643e-13 | 22783.187 | 453.261 | 14531.3357 | 7798.5904 | 0 | 0 | 0 | 1.9853e-10 |  | 5.43e-09 | 0 | 5.43e-09 | 2.715e-09 | 0 | 2.715e-09 | 6.9814e-09 | 0 | 6.9814e-09 | [16 empty] | 7.3.1.3 Ignition probability mapping showing the probability of ignition along the electric lines and equipmentWLDFRAggregatedAggregated | WLDFR | HFTD - Distribution - Tier 2 - 3QU CoRE ¦ 5QU LoRE | Non-Red Flag Warning - Large Fires | Aggregated | Aggregated | 2044 | 1.7697e-05 | 0 | 746.7011 | 0.013214 | 2044 | Mitigation | 0.08575 | 30 | 0 | esc | 0.0012005 | 2.1245e-08 | 0.00060025 | 1.0622e-08 | 0.0015435 | 2.7315e-08
[79 empty] | WLDFR | HFTD - Distribution - Tier 2 - 3QU CoRE ¦ 4QU LoRE | Seismic - Non-Red Flag Warning - Catastrophic Fires | 2030 | 2.3833e-13 | 1.1917e-13 | 3.0643e-13 | 22783.187 | 453.261 | 14531.3357 | 7798.5904 | 0 | 0 | 0 | 1.9853e-10 |  | 5.43e-09 | 0 | 5.43e-09 | 2.715e-09 | 0 | 2.715e-09 | 6.9814e-09 | 0 | 6.9814e-09 | [16 empty] | 7.3.1.3 Ignition probability mapping showing the probability of ignition along the electric lines and equipmentWLDFRAggregatedAggregated | WLDFR | HFTD - Distribution - Tier 2 - 3QU CoRE ¦ 5QU LoRE | Non-Red Flag Warning - Large Fires | Aggregated | Aggregated | 2045 | 1.7697e-05 | 0 | 746.7011 | 0.013214 | 2045 | Mitigation | 0.08575 | 30 | 0 | esc | 0.0012005 | 2.1245e-08 | 0.00060025 | 1.0622e-08 | 0.0015435 | 2.7315e-08
[79 empty] | WLDFR | HFTD - Distribution - Tier 2 - 3QU CoRE ¦ 4QU LoRE | Seismic - Non-Red Flag Warning - Catastrophic Fires | 2031 | 2.3833e-13 | 1.1917e-13 | 3.0643e-13 | 22783.187 | 453.261 | 14531.3357 | 7798.5904 | 0 | 0 | 0 | 1.9853e-10 |  | 5.43e-09 | 0 | 5.43e-09 | 2.715e-09 | 0 | 2.715e-09 | 6.9814e-09 | 0 | 6.9814e-09 | [16 empty] | 7.3.1.3 Ignition probability mapping showing the probability of ignition along the electric lines and equipmentWLDFRAggregatedAggregated | WLDFR | HFTD - Distribution - Tier 2 - 3QU CoRE ¦ 5QU LoRE | Non-Red Flag Warning - Large Fires | Aggregated | Aggregated | 2046 | 1.7697e-05 | 0 | 746.7011 | 0.013214 | 2046 | Mitigation | 0.08575 | 30 | 0 | esc | 0.0012005 | 2.1245e-08 | 0.00060025 | 1.0622e-08 | 0.0015435 | 2.7315e-08
[79 empty] | WLDFR | HFTD - Distribution - Tier 2 - 3QU CoRE ¦ 4QU LoRE | Seismic - Non-Red Flag Warning - Catastrophic Fires | 2032 | 2.3833e-13 | 1.1917e-13 | 3.0643e-13 | 22783.187 | 453.261 | 14531.3357 | 7798.5904 | 0 | 0 | 0 | 1.9853e-10 |  | 5.43e-09 | 0 | 5.43e-09 | 2.715e-09 | 0 | 2.715e-09 | 6.9814e-09 | 0 | 6.9814e-09 | [16 empty] | 7.3.1.3 Ignition probability mapping showing the probability of ignition along the electric lines and equipmentWLDFRAggregatedAggregated | WLDFR | HFTD - Distribution - Tier 2 - 3QU CoRE ¦ 5QU LoRE | Non-Red Flag Warning - Large Fires | Aggregated | Aggregated | 2047 | 1.7697e-05 | 0 | 746.7011 | 0.013214 | 2047 | Mitigation | 0.08575 | 30 | 0 | esc | 0.0012005 | 2.1245e-08 | 0.00060025 | 1.0622e-08 | 0.0015435 | 2.7315e-08
[79 empty] | WLDFR | HFTD - Distribution - Tier 2 - 3QU CoRE ¦ 4QU LoRE | Seismic - Non-Red Flag Warning - Catastrophic Fires | 2033 | 2.3833e-13 | 1.1917e-13 | 3.0643e-13 | 23835.2641 | 480.9649 | 15187.7294 | 8166.5698 | 0 | 0 | 0 | 1.9853e-10 |  | 5.6807e-09 | 0 | 5.6807e-09 | 2.8404e-09 | 0 | 2.8404e-09 | 7.3038e-09 | 0 | 7.3038e-09 | [16 empty] | 7.3.1.3 Ignition probability mapping showing the probability of ignition along the electric lines and equipmentWLDFRAggregatedAggregated | WLDFR | HFTD - Distribution - Tier 2 - 3QU CoRE ¦ 5QU LoRE | Non-Red Flag Warning - Large Fires | Aggregated | Aggregated | 2048 | 1.7697e-05 | 0 | 746.7011 | 0.013214 | 2048 | Mitigation | 0.08575 | 30 | 0 | esc | 0.0012005 | 2.1245e-08 | 0.00060025 | 1.0622e-08 | 0.0015435 | 2.7315e-08
[79 empty] | WLDFR | HFTD - Distribution - Tier 2 - 3QU CoRE ¦ 4QU LoRE | Seismic - Non-Red Flag Warning - Catastrophic Fires | 2034 | 2.3833e-13 | 1.1917e-13 | 3.0643e-13 | 23835.2641 | 480.9649 | 15187.7294 | 8166.5698 | 0 | 0 | 0 | 1.9853e-10 |  | 5.6807e-09 | 0 | 5.6807e-09 | 2.8404e-09 | 0 | 2.8404e-09 | 7.3038e-09 | 0 | 7.3038e-09 | [16 empty] | 7.3.1.3 Ignition probability mapping showing the probability of ignition along the electric lines and equipmentWLDFRAggregatedAggregated | WLDFR | HFTD - Distribution - Tier 2 - 3QU CoRE ¦ 5QU LoRE | Non-Red Flag Warning - Large Fires | Aggregated | Aggregated | 2049 | 1.7697e-05 | 0 | 746.7011 | 0.013214 | 2049 | Mitigation | 0.08575 | 30 | 0 | esc | 0.0012005 | 2.1245e-08 | 0.00060025 | 1.0622e-08 | 0.0015435 | 2.7315e-08
[79 empty] | WLDFR | HFTD - Distribution - Tier 2 - 3QU CoRE ¦ 4QU LoRE | Seismic - Non-Red Flag Warning - Catastrophic Fires | 2035 | 2.3833e-13 | 1.1917e-13 | 3.0643e-13 | 23835.2641 | 480.9649 | 15187.7294 | 8166.5698 | 0 | 0 | 0 | 1.9853e-10 |  | 5.6807e-09 | 0 | 5.6807e-09 | 2.8404e-09 | 0 | 2.8404e-09 | 7.3038e-09 | 0 | 7.3038e-09 | [16 empty] | 7.3.1.3 Ignition probability mapping showing the probability of ignition along the electric lines and equipmentWLDFRAggregatedAggregated | WLDFR | HFTD - Distribution - Tier 2 - 3QU CoRE ¦ 5QU LoRE | Non-Red Flag Warning - Large Fires | Aggregated | Aggregated | 2050 | 1.7697e-05 | 0 | 746.7011 | 0.013214 | 2050 | Mitigation | 0.08575 | 30 | 0 | esc | 0 | 0 | 0.00060025 | 1.0622e-08 | 0.0015435 | 2.7315e-08
[79 empty] | WLDFR | HFTD - Distribution - Tier 2 - 3QU CoRE ¦ 4QU LoRE | Seismic - Non-Red Flag Warning - Catastrophic Fires | 2036 | 2.3833e-13 | 1.1917e-13 | 3.0643e-13 | 23835.2641 | 480.9649 | 15187.7294 | 8166.5698 | 0 | 0 | 0 | 1.9853e-10 |  | 5.6807e-09 | 0 | 5.6807e-09 | 2.8404e-09 | 0 | 2.8404e-09 | 7.3038e-09 | 0 | 7.3038e-09 | [16 empty] | 7.3.1.3 Ignition probability mapping showing the probability of ignition along the electric lines and equipmentWLDFRAggregatedAggregated | WLDFR | HFTD - Distribution - Tier 2 - 3QU CoRE ¦ 5QU LoRE | Non-Red Flag Warning - Large Fires | Aggregated | Aggregated | 2051 | 1.7697e-05 | 0 | 746.7011 | 0.013214 | 2051 | Mitigation | 0.08575 | 30 | 0 | esc | 0 | 0 | 0 | 0 | 0.0015435 | 2.7315e-08
[79 empty] | WLDFR | HFTD - Distribution - Tier 2 - 3QU CoRE ¦ 4QU LoRE | Seismic - Non-Red Flag Warning - Catastrophic Fires | 2037 | 2.3833e-13 | 1.1917e-13 | 3.0643e-13 | 23835.2641 | 480.9649 | 15187.7294 | 8166.5698 | 0 | 0 | 0 | 1.9853e-10 |  | 5.6807e-09 | 0 | 5.6807e-09 | 2.8404e-09 | 0 | 2.8404e-09 | 7.3038e-09 | 0 | 7.3038e-09 | [16 empty] | 7.3.1.3 Ignition probability mapping showing the probability of ignition along the electric lines and equipmentWLDFRAggregatedAggregated | WLDFR | HFTD - Distribution - Tier 2 - 3QU CoRE ¦ 5QU LoRE | Non-Red Flag Warning - Small Fires | Aggregated | Aggregated | 2021 | 0.002328 | 0 | 746.7011 | 1.7383 | 2021 | Mitigation | 0.08575 | 30 | 0 | esc | 0.0012005 | 2.7948e-06 | 0.00060025 | 1.3974e-06 | 0 | 0
[79 empty] | WLDFR | HFTD - Distribution - Tier 2 - 3QU CoRE ¦ 4QU LoRE | Seismic - Non-Red Flag Warning - Catastrophic Fires | 2038 | 2.3833e-13 | 1.1917e-13 | 3.0643e-13 | 24976.6418 | 511.3745 | 15898.8237 | 8566.4437 | 0 | 0 | 0 | 1.9853e-10 |  | 5.9527e-09 | 0 | 5.9527e-09 | 2.9764e-09 | 0 | 2.9764e-09 | 7.6535e-09 | 0 | 7.6535e-09 | [16 empty] | 7.3.1.3 Ignition probability mapping showing the probability of ignition along the electric lines and equipmentWLDFRAggregatedAggregated | WLDFR | HFTD - Distribution - Tier 2 - 3QU CoRE ¦ 5QU LoRE | Non-Red Flag Warning - Small Fires | Aggregated | Aggregated | 2022 | 0.002328 | 0 | 746.7011 | 1.7383 | 2022 | Mitigation | 0.08575 | 30 | 0 | esc | 0.0012005 | 2.7948e-06 | 0.00060025 | 1.3974e-06 | 0.0015435 | 3.5933e-06
[79 empty] | WLDFR | HFTD - Distribution - Tier 2 - 3QU CoRE ¦ 4QU LoRE | Seismic - Non-Red Flag Warning - Catastrophic Fires | 2039 | 2.3833e-13 | 1.1917e-13 | 3.0643e-13 | 24976.6418 | 511.3745 | 15898.8237 | 8566.4437 | 0 | 0 | 0 | 1.9853e-10 |  | 5.9527e-09 | 0 | 5.9527e-09 | 2.9764e-09 | 0 | 2.9764e-09 | 7.6535e-09 | 0 | 7.6535e-09 | [16 empty] | 7.3.1.3 Ignition probability mapping showing the probability of ignition along the electric lines and equipmentWLDFRAggregatedAggregated | WLDFR | HFTD - Distribution - Tier 2 - 3QU CoRE ¦ 5QU LoRE | Non-Red Flag Warning - Small Fires | Aggregated | Aggregated | 2023 | 0.002328 | 0 | 746.7011 | 1.7383 | 2023 | Mitigation | 0.08575 | 30 | 0 | esc | 0.0012005 | 2.7948e-06 | 0.00060025 | 1.3974e-06 | 0.0015435 | 3.5933e-06
[79 empty] | WLDFR | HFTD - Distribution - Tier 2 - 3QU CoRE ¦ 4QU LoRE | Seismic - Non-Red Flag Warning - Catastrophic Fires | 2040 | 2.3833e-13 | 1.1917e-13 | 3.0643e-13 | 24976.6418 | 511.3745 | 15898.8237 | 8566.4437 | 0 | 0 | 0 | 1.9853e-10 |  | 5.9527e-09 | 0 | 5.9527e-09 | 2.9764e-09 | 0 | 2.9764e-09 | 7.6535e-09 | 0 | 7.6535e-09 | [16 empty] | 7.3.1.3 Ignition probability mapping showing the probability of ignition along the electric lines and equipmentWLDFRAggregatedAggregated | WLDFR | HFTD - Distribution - Tier 2 - 3QU CoRE ¦ 5QU LoRE | Non-Red Flag Warning - Small Fires | Aggregated | Aggregated | 2024 | 0.002328 | 0 | 746.7011 | 1.7383 | 2024 | Mitigation | 0.08575 | 30 | 0 | esc | 0.0012005 | 2.7948e-06 | 0.00060025 | 1.3974e-06 | 0.0015435 | 3.5933e-06
[79 empty] | WLDFR | HFTD - Distribution - Tier 2 - 3QU CoRE ¦ 4QU LoRE | Seismic - Non-Red Flag Warning - Catastrophic Fires | 2041 | 2.3833e-13 | 1.1917e-13 | 3.0643e-13 | 24976.6418 | 511.3745 | 15898.8237 | 8566.4437 | 0 | 0 | 0 | 1.9853e-10 |  | 5.9527e-09 | 0 | 5.9527e-09 | 2.9764e-09 | 0 | 2.9764e-09 | 7.6535e-09 | 0 | 7.6535e-09 | [16 empty] | 7.3.1.3 Ignition probability mapping showing the probability of ignition along the electric lines and equipmentWLDFRAggregatedAggregated | WLDFR | HFTD - Distribution - Tier 2 - 3QU CoRE ¦ 5QU LoRE | Non-Red Flag Warning - Small Fires | Aggregated | Aggregated | 2025 | 0.002328 | 0 | 746.7011 | 1.7383 | 2025 | Mitigation | 0.08575 | 30 | 0 | esc | 0.0012005 | 2.7948e-06 | 0.00060025 | 1.3974e-06 | 0.0015435 | 3.5933e-06
[79 empty] | WLDFR | HFTD - Distribution - Tier 2 - 3QU CoRE ¦ 4QU LoRE | Seismic - Non-Red Flag Warning - Catastrophic Fires | 2042 | 2.3833e-13 | 1.1917e-13 | 3.0643e-13 | 24976.6418 | 511.3745 | 15898.8237 | 8566.4437 | 0 | 0 | 0 | 1.9853e-10 |  | 5.9527e-09 | 0 | 5.9527e-09 | 2.9764e-09 | 0 | 2.9764e-09 | 7.6535e-09 | 0 | 7.6535e-09 | [16 empty] | 7.3.1.3 Ignition probability mapping showing the probability of ignition along the electric lines and equipmentWLDFRAggregatedAggregated | WLDFR | HFTD - Distribution - Tier 2 - 3QU CoRE ¦ 5QU LoRE | Non-Red Flag Warning - Small Fires | Aggregated | Aggregated | 2026 | 0.002328 | 0 | 746.7011 | 1.7383 | 2026 | Mitigation | 0.08575 | 30 | 0 | esc | 0.0012005 | 2.7948e-06 | 0.00060025 | 1.3974e-06 | 0.0015435 | 3.5933e-06
[79 empty] | WLDFR | HFTD - Distribution - Tier 2 - 3QU CoRE ¦ 4QU LoRE | Seismic - Non-Red Flag Warning - Catastrophic Fires | 2043 | 2.3833e-13 | 1.1917e-13 | 3.0643e-13 | 26191.7278 | 544.1291 | 16654.7414 | 8992.8573 | 0 | 0 | 0 | 1.9853e-10 |  | 6.2423e-09 | 0 | 6.2423e-09 | 3.1212e-09 | 0 | 3.1212e-09 | 8.0258e-09 | 0 | 8.0258e-09 | [16 empty] | 7.3.1.3 Ignition probability mapping showing the probability of ignition along the electric lines and equipmentWLDFRAggregatedAggregated | WLDFR | HFTD - Distribution - Tier 2 - 3QU CoRE ¦ 5QU LoRE | Non-Red Flag Warning - Small Fires | Aggregated | Aggregated | 2027 | 0.002328 | 0 | 746.7011 | 1.7383 | 2027 | Mitigation | 0.08575 | 30 | 0 | esc | 0.0012005 | 2.7948e-06 | 0.00060025 | 1.3974e-06 | 0.0015435 | 3.5933e-06
[79 empty] | WLDFR | HFTD - Distribution - Tier 2 - 3QU CoRE ¦ 4QU LoRE | Seismic - Non-Red Flag Warning - Catastrophic Fires | 2044 | 2.3833e-13 | 1.1917e-13 | 3.0643e-13 | 26191.7278 | 544.1291 | 16654.7414 | 8992.8573 | 0 | 0 | 0 | 1.9853e-10 |  | 6.2423e-09 | 0 | 6.2423e-09 | 3.1212e-09 | 0 | 3.1212e-09 | 8.0258e-09 | 0 | 8.0258e-09 | [16 empty] | 7.3.1.3 Ignition probability mapping showing the probability of ignition along the electric lines and equipmentWLDFRAggregatedAggregated | WLDFR | HFTD - Distribution - Tier 2 - 3QU CoRE ¦ 5QU LoRE | Non-Red Flag Warning - Small Fires | Aggregated | Aggregated | 2028 | 0.002328 | 0 | 746.7011 | 1.7383 | 2028 | Mitigation | 0.08575 | 30 | 0 | esc | 0.0012005 | 2.7948e-06 | 0.00060025 | 1.3974e-06 | 0.0015435 | 3.5933e-06
[79 empty] | WLDFR | HFTD - Distribution - Tier 2 - 3QU CoRE ¦ 4QU LoRE | Seismic - Non-Red Flag Warning - Catastrophic Fires | 2045 | 2.3833e-13 | 1.1917e-13 | 3.0643e-13 | 26191.7278 | 544.1291 | 16654.7414 | 8992.8573 | 0 | 0 | 0 | 1.9853e-10 |  | 6.2423e-09 | 0 | 6.2423e-09 | 3.1212e-09 | 0 | 3.1212e-09 | 8.0258e-09 | 0 | 8.0258e-09 | [16 empty] | 7.3.1.3 Ignition probability mapping showing the probability of ignition along the electric lines and equipmentWLDFRAggregatedAggregated | WLDFR | HFTD - Distribution - Tier 2 - 3QU CoRE ¦ 5QU LoRE | Non-Red Flag Warning - Small Fires | Aggregated | Aggregated | 2029 | 0.002328 | 0 | 746.7011 | 1.7383 | 2029 | Mitigation | 0.08575 | 30 | 0 | esc | 0.0012005 | 2.7948e-06 | 0.00060025 | 1.3974e-06 | 0.0015435 | 3.5933e-06
[79 empty] | WLDFR | HFTD - Distribution - Tier 2 - 3QU CoRE ¦ 4QU LoRE | Seismic - Non-Red Flag Warning - Catastrophic Fires | 2046 | 2.3833e-13 | 1.1917e-13 | 3.0643e-13 | 26191.7278 | 544.1291 | 16654.7414 | 8992.8573 | 0 | 0 | 0 | 1.9853e-10 |  | 6.2423e-09 | 0 | 6.2423e-09 | 3.1212e-09 | 0 | 3.1212e-09 | 8.0258e-09 | 0 | 8.0258e-09 | [16 empty] | 7.3.1.3 Ignition probability mapping showing the probability of ignition along the electric lines and equipmentWLDFRAggregatedAggregated | WLDFR | HFTD - Distribution - Tier 2 - 3QU CoRE ¦ 5QU LoRE | Non-Red Flag Warning - Small Fires | Aggregated | Aggregated | 2030 | 0.002328 | 0 | 746.7011 | 1.7383 | 2030 | Mitigation | 0.08575 | 30 | 0 | esc | 0.0012005 | 2.7948e-06 | 0.00060025 | 1.3974e-06 | 0.0015435 | 3.5933e-06
[79 empty] | WLDFR | HFTD - Distribution - Tier 2 - 3QU CoRE ¦ 4QU LoRE | Seismic - Non-Red Flag Warning - Catastrophic Fires | 2047 | 2.3833e-13 | 1.1917e-13 | 3.0643e-13 | 26191.7278 | 544.1291 | 16654.7414 | 8992.8573 | 0 | 0 | 0 | 1.9853e-10 |  | 6.2423e-09 | 0 | 6.2423e-09 | 3.1212e-09 | 0 | 3.1212e-09 | 8.0258e-09 | 0 | 8.0258e-09 | [16 empty] | 7.3.1.3 Ignition probability mapping showing the probability of ignition along the electric lines and equipmentWLDFRAggregatedAggregated | WLDFR | HFTD - Distribution - Tier 2 - 3QU CoRE ¦ 5QU LoRE | Non-Red Flag Warning - Small Fires | Aggregated | Aggregated | 2031 | 0.002328 | 0 | 746.7011 | 1.7383 | 2031 | Mitigation | 0.08575 | 30 | 0 | esc | 0.0012005 | 2.7948e-06 | 0.00060025 | 1.3974e-06 | 0.0015435 | 3.5933e-06
[79 empty] | WLDFR | HFTD - Distribution - Tier 2 - 3QU CoRE ¦ 4QU LoRE | Seismic - Non-Red Flag Warning - Catastrophic Fires | 2048 | 2.3833e-13 | 1.1917e-13 | 3.0643e-13 | 27464.7227 | 578.8407 | 17445.538 | 9440.3441 | 0 | 0 | 0 | 1.9853e-10 |  | 6.5457e-09 | 0 | 6.5457e-09 | 3.2729e-09 | 0 | 3.2729e-09 | 8.4159e-09 | 0 | 8.4159e-09 | [16 empty] | 7.3.1.3 Ignition probability mapping showing the probability of ignition along the electric lines and equipmentWLDFRAggregatedAggregated | WLDFR | HFTD - Distribution - Tier 2 - 3QU CoRE ¦ 5QU LoRE | Non-Red Flag Warning - Small Fires | Aggregated | Aggregated | 2032 | 0.002328 | 0 | 746.7011 | 1.7383 | 2032 | Mitigation | 0.08575 | 30 | 0 | esc | 0.0012005 | 2.7948e-06 | 0.00060025 | 1.3974e-06 | 0.0015435 | 3.5933e-06
[79 empty] | WLDFR | HFTD - Distribution - Tier 2 - 3QU CoRE ¦ 4QU LoRE | Seismic - Non-Red Flag Warning - Catastrophic Fires | 2049 | 2.3833e-13 | 1.1917e-13 | 3.0643e-13 | 27464.7227 | 578.8407 | 17445.538 | 9440.3441 | 0 | 0 | 0 | 1.9853e-10 |  | 6.5457e-09 | 0 | 6.5457e-09 | 3.2729e-09 | 0 | 3.2729e-09 | 8.4159e-09 | 0 | 8.4159e-09 | [16 empty] | 7.3.1.3 Ignition probability mapping showing the probability of ignition along the electric lines and equipmentWLDFRAggregatedAggregated | WLDFR | HFTD - Distribution - Tier 2 - 3QU CoRE ¦ 5QU LoRE | Non-Red Flag Warning - Small Fires | Aggregated | Aggregated | 2033 | 0.002328 | 0 | 746.7011 | 1.7383 | 2033 | Mitigation | 0.08575 | 30 | 0 | esc | 0.0012005 | 2.7948e-06 | 0.00060025 | 1.3974e-06 | 0.0015435 | 3.5933e-06
[79 empty] | WLDFR | HFTD - Distribution - Tier 2 - 3QU CoRE ¦ 4QU LoRE | Seismic - Non-Red Flag Warning - Catastrophic Fires | 2050 | 0 | 1.1917e-13 | 3.0643e-13 | 27464.7227 | 578.8407 | 17445.538 | 9440.3441 | 0 | 0 | 0 | 1.9853e-10 |  | 0 | 0 | 0 | 3.2729e-09 | 0 | 3.2729e-09 | 8.4159e-09 | 0 | 8.4159e-09 | [16 empty] | 7.3.1.3 Ignition probability mapping showing the probability of ignition along the electric lines and equipmentWLDFRAggregatedAggregated | WLDFR | HFTD - Distribution - Tier 2 - 3QU CoRE ¦ 5QU LoRE | Non-Red Flag Warning - Small Fires | Aggregated | Aggregated | 2034 | 0.002328 | 0 | 746.7011 | 1.7383 | 2034 | Mitigation | 0.08575 | 30 | 0 | esc | 0.0012005 | 2.7948e-06 | 0.00060025 | 1.3974e-06 | 0.0015435 | 3.5933e-06
[79 empty] | WLDFR | HFTD - Distribution - Tier 2 - 3QU CoRE ¦ 4QU LoRE | Seismic - Non-Red Flag Warning - Catastrophic Fires | 2051 | 0 | 0 | 3.0643e-13 | 27464.7227 | 578.8407 | 17445.538 | 9440.3441 | 0 | 0 | 0 | 1.9853e-10 |  | 0 | 0 | 0 | 0 | 0 | 0 | 8.4159e-09 | 0 | 8.4159e-09 | [16 empty] | 7.3.1.3 Ignition probability mapping showing the probability of ignition along the electric lines and equipmentWLDFRAggregatedAggregated | WLDFR | HFTD - Distribution - Tier 2 - 3QU CoRE ¦ 5QU LoRE | Non-Red Flag Warning - Small Fires | Aggregated | Aggregated | 2035 | 0.002328 | 0 | 746.7011 | 1.7383 | 2035 | Mitigation | 0.08575 | 30 | 0 | esc | 0.0012005 | 2.7948e-06 | 0.00060025 | 1.3974e-06 | 0.0015435 | 3.5933e-06
[79 empty] | WLDFR | HFTD - Distribution - Tier 2 - 3QU CoRE ¦ 4QU LoRE | Seismic - Red Flag Warning - Catastrophic Fires | 2020 | 1.0279e-11 | 0 | 0 | 21083.8428 | 409.2237 | 13469.0878 | 7205.5313 | 0 | 0 | 0 | 8.5622e-09 |  | 2.1672e-07 | 0 | 2.1672e-07 | 0 | 0 | 0 | 0 | 0 | 0 | [16 empty] | 7.3.1.3 Ignition probability mapping showing the probability of ignition along the electric lines and equipmentWLDFRAggregatedAggregated | WLDFR | HFTD - Distribution - Tier 2 - 3QU CoRE ¦ 5QU LoRE | Non-Red Flag Warning - Small Fires | Aggregated | Aggregated | 2036 | 0.002328 | 0 | 746.7011 | 1.7383 | 2036 | Mitigation | 0.08575 | 30 | 0 | esc | 0.0012005 | 2.7948e-06 | 0.00060025 | 1.3974e-06 | 0.0015435 | 3.5933e-06
[79 empty] | WLDFR | HFTD - Distribution - Tier 2 - 3QU CoRE ¦ 4QU LoRE | Seismic - Red Flag Warning - Catastrophic Fires | 2021 | 1.0279e-11 | 5.1395e-12 | 0 | 21083.8428 | 409.2237 | 13469.0878 | 7205.5313 | 0 | 0 | 0 | 8.5622e-09 |  | 2.1672e-07 | 0 | 2.1672e-07 | 1.0836e-07 | 0 | 1.0836e-07 | 0 | 0 | 0 | [16 empty] | 7.3.1.3 Ignition probability mapping showing the probability of ignition along the electric lines and equipmentWLDFRAggregatedAggregated | WLDFR | HFTD - Distribution - Tier 2 - 3QU CoRE ¦ 5QU LoRE | Non-Red Flag Warning - Small Fires | Aggregated | Aggregated | 2037 | 0.002328 | 0 | 746.7011 | 1.7383 | 2037 | Mitigation | 0.08575 | 30 | 0 | esc | 0.0012005 | 2.7948e-06 | 0.00060025 | 1.3974e-06 | 0.0015435 | 3.5933e-06
[79 empty] | WLDFR | HFTD - Distribution - Tier 2 - 3QU CoRE ¦ 4QU LoRE | Seismic - Red Flag Warning - Catastrophic Fires | 2022 | 1.0279e-11 | 5.1395e-12 | 1.3216e-11 | 21083.8428 | 409.2237 | 13469.0878 | 7205.5313 | 0 | 0 | 0 | 8.5622e-09 |  | 2.1672e-07 | 0 | 2.1672e-07 | 1.0836e-07 | 0 | 1.0836e-07 | 2.7864e-07 | 0 | 2.7864e-07 | [16 empty] | 7.3.1.3 Ignition probability mapping showing the probability of ignition along the electric lines and equipmentWLDFRAggregatedAggregated | WLDFR | HFTD - Distribution - Tier 2 - 3QU CoRE ¦ 5QU LoRE | Non-Red Flag Warning - Small Fires | Aggregated | Aggregated | 2038 | 0.002328 | 0 | 746.7011 | 1.7383 | 2038 | Mitigation | 0.08575 | 30 | 0 | esc | 0.0012005 | 2.7948e-06 | 0.00060025 | 1.3974e-06 | 0.0015435 | 3.5933e-06
[79 empty] | WLDFR | HFTD - Distribution - Tier 2 - 3QU CoRE ¦ 4QU LoRE | Seismic - Red Flag Warning - Catastrophic Fires | 2023 | 1.0279e-11 | 5.1395e-12 | 1.3216e-11 | 21835.9781 | 428.6023 | 13939.561 | 7467.8148 | 0 | 0 | 0 | 8.5622e-09 |  | 2.2445e-07 | 0 | 2.2445e-07 | 1.1223e-07 | 0 | 1.1223e-07 | 2.8858e-07 | 0 | 2.8858e-07 | [16 empty] | 7.3.1.3 Ignition probability mapping showing the probability of ignition along the electric lines and equipmentWLDFRAggregatedAggregated | WLDFR | HFTD - Distribution - Tier 2 - 3QU CoRE ¦ 5QU LoRE | Non-Red Flag Warning - Small Fires | Aggregated | Aggregated | 2039 | 0.002328 | 0 | 746.7011 | 1.7383 | 2039 | Mitigation | 0.08575 | 30 | 0 | esc | 0.0012005 | 2.7948e-06 | 0.00060025 | 1.3974e-06 | 0.0015435 | 3.5933e-06
[79 empty] | WLDFR | HFTD - Distribution - Tier 2 - 3QU CoRE ¦ 4QU LoRE | Seismic - Red Flag Warning - Catastrophic Fires | 2024 | 1.0279e-11 | 5.1395e-12 | 1.3216e-11 | 21835.9781 | 428.6023 | 13939.561 | 7467.8148 | 0 | 0 | 0 | 8.5622e-09 |  | 2.2445e-07 | 0 | 2.2445e-07 | 1.1223e-07 | 0 | 1.1223e-07 | 2.8858e-07 | 0 | 2.8858e-07 | [16 empty] | 7.3.1.3 Ignition probability mapping showing the probability of ignition along the electric lines and equipmentWLDFRAggregatedAggregated | WLDFR | HFTD - Distribution - Tier 2 - 3QU CoRE ¦ 5QU LoRE | Non-Red Flag Warning - Small Fires | Aggregated | Aggregated | 2040 | 0.002328 | 0 | 746.7011 | 1.7383 | 2040 | Mitigation | 0.08575 | 30 | 0 | esc | 0.0012005 | 2.7948e-06 | 0.00060025 | 1.3974e-06 | 0.0015435 | 3.5933e-06
[79 empty] | WLDFR | HFTD - Distribution - Tier 2 - 3QU CoRE ¦ 4QU LoRE | Seismic - Red Flag Warning - Catastrophic Fires | 2025 | 1.0279e-11 | 5.1395e-12 | 1.3216e-11 | 21835.9781 | 428.6023 | 13939.561 | 7467.8148 | 0 | 0 | 0 | 8.5622e-09 |  | 2.2445e-07 | 0 | 2.2445e-07 | 1.1223e-07 | 0 | 1.1223e-07 | 2.8858e-07 | 0 | 2.8858e-07 | [16 empty] | 7.3.1.3 Ignition probability mapping showing the probability of ignition along the electric lines and equipmentWLDFRAggregatedAggregated | WLDFR | HFTD - Distribution - Tier 2 - 3QU CoRE ¦ 5QU LoRE | Non-Red Flag Warning - Small Fires | Aggregated | Aggregated | 2041 | 0.002328 | 0 | 746.7011 | 1.7383 | 2041 | Mitigation | 0.08575 | 30 | 0 | esc | 0.0012005 | 2.7948e-06 | 0.00060025 | 1.3974e-06 | 0.0015435 | 3.5933e-06
[79 empty] | WLDFR | HFTD - Distribution - Tier 2 - 3QU CoRE ¦ 4QU LoRE | Seismic - Red Flag Warning - Catastrophic Fires | 2026 | 1.0279e-11 | 5.1395e-12 | 1.3216e-11 | 21835.9781 | 428.6023 | 13939.561 | 7467.8148 | 0 | 0 | 0 | 8.5622e-09 |  | 2.2445e-07 | 0 | 2.2445e-07 | 1.1223e-07 | 0 | 1.1223e-07 | 2.8858e-07 | 0 | 2.8858e-07 | [16 empty] | 7.3.1.3 Ignition probability mapping showing the probability of ignition along the electric lines and equipmentWLDFRAggregatedAggregated | WLDFR | HFTD - Distribution - Tier 2 - 3QU CoRE ¦ 5QU LoRE | Non-Red Flag Warning - Small Fires | Aggregated | Aggregated | 2042 | 0.002328 | 0 | 746.7011 | 1.7383 | 2042 | Mitigation | 0.08575 | 30 | 0 | esc | 0.0012005 | 2.7948e-06 | 0.00060025 | 1.3974e-06 | 0.0015435 | 3.5933e-06
[79 empty] | WLDFR | HFTD - Distribution - Tier 2 - 3QU CoRE ¦ 4QU LoRE | Seismic - Red Flag Warning - Catastrophic Fires | 2027 | 1.0279e-11 | 5.1395e-12 | 1.3216e-11 | 21835.9781 | 428.6023 | 13939.561 | 7467.8148 | 0 | 0 | 0 | 8.5622e-09 |  | 2.2445e-07 | 0 | 2.2445e-07 | 1.1223e-07 | 0 | 1.1223e-07 | 2.8858e-07 | 0 | 2.8858e-07 | [16 empty] | 7.3.1.3 Ignition probability mapping showing the probability of ignition along the electric lines and equipmentWLDFRAggregatedAggregated | WLDFR | HFTD - Distribution - Tier 2 - 3QU CoRE ¦ 5QU LoRE | Non-Red Flag Warning - Small Fires | Aggregated | Aggregated | 2043 | 0.002328 | 0 | 746.7011 | 1.7383 | 2043 | Mitigation | 0.08575 | 30 | 0 | esc | 0.0012005 | 2.7948e-06 | 0.00060025 | 1.3974e-06 | 0.0015435 | 3.5933e-06
[79 empty] | WLDFR | HFTD - Distribution - Tier 2 - 3QU CoRE ¦ 4QU LoRE | Seismic - Red Flag Warning - Catastrophic Fires | 2028 | 1.0279e-11 | 5.1395e-12 | 1.3216e-11 | 22783.187 | 453.261 | 14531.3357 | 7798.5904 | 0 | 0 | 0 | 8.5622e-09 |  | 2.3419e-07 | 0 | 2.3419e-07 | 1.1709e-07 | 0 | 1.1709e-07 | 3.011e-07 | 0 | 3.011e-07 | [16 empty] | 7.3.1.3 Ignition probability mapping showing the probability of ignition along the electric lines and equipmentWLDFRAggregatedAggregated | WLDFR | HFTD - Distribution - Tier 2 - 3QU CoRE ¦ 5QU LoRE | Non-Red Flag Warning - Small Fires | Aggregated | Aggregated | 2044 | 0.002328 | 0 | 746.7011 | 1.7383 | 2044 | Mitigation | 0.08575 | 30 | 0 | esc | 0.0012005 | 2.7948e-06 | 0.00060025 | 1.3974e-06 | 0.0015435 | 3.5933e-06
[79 empty] | WLDFR | HFTD - Distribution - Tier 2 - 3QU CoRE ¦ 4QU LoRE | Seismic - Red Flag Warning - Catastrophic Fires | 2029 | 1.0279e-11 | 5.1395e-12 | 1.3216e-11 | 22783.187 | 453.261 | 14531.3357 | 7798.5904 | 0 | 0 | 0 | 8.5622e-09 |  | 2.3419e-07 | 0 | 2.3419e-07 | 1.1709e-07 | 0 | 1.1709e-07 | 3.011e-07 | 0 | 3.011e-07 | [16 empty] | 7.3.1.3 Ignition probability mapping showing the probability of ignition along the electric lines and equipmentWLDFRAggregatedAggregated | WLDFR | HFTD - Distribution - Tier 2 - 3QU CoRE ¦ 5QU LoRE | Non-Red Flag Warning - Small Fires | Aggregated | Aggregated | 2045 | 0.002328 | 0 | 746.7011 | 1.7383 | 2045 | Mitigation | 0.08575 | 30 | 0 | esc | 0.0012005 | 2.7948e-06 | 0.00060025 | 1.3974e-06 | 0.0015435 | 3.5933e-06
[79 empty] | WLDFR | HFTD - Distribution - Tier 2 - 3QU CoRE ¦ 4QU LoRE | Seismic - Red Flag Warning - Catastrophic Fires | 2030 | 1.0279e-11 | 5.1395e-12 | 1.3216e-11 | 22783.187 | 453.261 | 14531.3357 | 7798.5904 | 0 | 0 | 0 | 8.5622e-09 |  | 2.3419e-07 | 0 | 2.3419e-07 | 1.1709e-07 | 0 | 1.1709e-07 | 3.011e-07 | 0 | 3.011e-07 | [16 empty] | 7.3.1.3 Ignition probability mapping showing the probability of ignition along the electric lines and equipmentWLDFRAggregatedAggregated | WLDFR | HFTD - Distribution - Tier 2 - 3QU CoRE ¦ 5QU LoRE | Non-Red Flag Warning - Small Fires | Aggregated | Aggregated | 2046 | 0.002328 | 0 | 746.7011 | 1.7383 | 2046 | Mitigation | 0.08575 | 30 | 0 | esc | 0.0012005 | 2.7948e-06 | 0.00060025 | 1.3974e-06 | 0.0015435 | 3.5933e-06
[79 empty] | WLDFR | HFTD - Distribution - Tier 2 - 3QU CoRE ¦ 4QU LoRE | Seismic - Red Flag Warning - Catastrophic Fires | 2031 | 1.0279e-11 | 5.1395e-12 | 1.3216e-11 | 22783.187 | 453.261 | 14531.3357 | 7798.5904 | 0 | 0 | 0 | 8.5622e-09 |  | 2.3419e-07 | 0 | 2.3419e-07 | 1.1709e-07 | 0 | 1.1709e-07 | 3.011e-07 | 0 | 3.011e-07 | [16 empty] | 7.3.1.3 Ignition probability mapping showing the probability of ignition along the electric lines and equipmentWLDFRAggregatedAggregated | WLDFR | HFTD - Distribution - Tier 2 - 3QU CoRE ¦ 5QU LoRE | Non-Red Flag Warning - Small Fires | Aggregated | Aggregated | 2047 | 0.002328 | 0 | 746.7011 | 1.7383 | 2047 | Mitigation | 0.08575 | 30 | 0 | esc | 0.0012005 | 2.7948e-06 | 0.00060025 | 1.3974e-06 | 0.0015435 | 3.5933e-06
[79 empty] | WLDFR | HFTD - Distribution - Tier 2 - 3QU CoRE ¦ 4QU LoRE | Seismic - Red Flag Warning - Catastrophic Fires | 2032 | 1.0279e-11 | 5.1395e-12 | 1.3216e-11 | 22783.187 | 453.261 | 14531.3357 | 7798.5904 | 0 | 0 | 0 | 8.5622e-09 |  | 2.3419e-07 | 0 | 2.3419e-07 | 1.1709e-07 | 0 | 1.1709e-07 | 3.011e-07 | 0 | 3.011e-07 | [16 empty] | 7.3.1.3 Ignition probability mapping showing the probability of ignition along the electric lines and equipmentWLDFRAggregatedAggregated | WLDFR | HFTD - Distribution - Tier 2 - 3QU CoRE ¦ 5QU LoRE | Non-Red Flag Warning - Small Fires | Aggregated | Aggregated | 2048 | 0.002328 | 0 | 746.7011 | 1.7383 | 2048 | Mitigation | 0.08575 | 30 | 0 | esc | 0.0012005 | 2.7948e-06 | 0.00060025 | 1.3974e-06 | 0.0015435 | 3.5933e-06
[79 empty] | WLDFR | HFTD - Distribution - Tier 2 - 3QU CoRE ¦ 4QU LoRE | Seismic - Red Flag Warning - Catastrophic Fires | 2033 | 1.0279e-11 | 5.1395e-12 | 1.3216e-11 | 23835.2641 | 480.9649 | 15187.7294 | 8166.5698 | 0 | 0 | 0 | 8.5622e-09 |  | 2.45e-07 | 0 | 2.45e-07 | 1.225e-07 | 0 | 1.225e-07 | 3.15e-07 | 0 | 3.15e-07 | [16 empty] | 7.3.1.3 Ignition probability mapping showing the probability of ignition along the electric lines and equipmentWLDFRAggregatedAggregated | WLDFR | HFTD - Distribution - Tier 2 - 3QU CoRE ¦ 5QU LoRE | Non-Red Flag Warning - Small Fires | Aggregated | Aggregated | 2049 | 0.002328 | 0 | 746.7011 | 1.7383 | 2049 | Mitigation | 0.08575 | 30 | 0 | esc | 0.0012005 | 2.7948e-06 | 0.00060025 | 1.3974e-06 | 0.0015435 | 3.5933e-06
[79 empty] | WLDFR | HFTD - Distribution - Tier 2 - 3QU CoRE ¦ 4QU LoRE | Seismic - Red Flag Warning - Catastrophic Fires | 2034 | 1.0279e-11 | 5.1395e-12 | 1.3216e-11 | 23835.2641 | 480.9649 | 15187.7294 | 8166.5698 | 0 | 0 | 0 | 8.5622e-09 |  | 2.45e-07 | 0 | 2.45e-07 | 1.225e-07 | 0 | 1.225e-07 | 3.15e-07 | 0 | 3.15e-07 | [16 empty] | 7.3.1.3 Ignition probability mapping showing the probability of ignition along the electric lines and equipmentWLDFRAggregatedAggregated | WLDFR | HFTD - Distribution - Tier 2 - 3QU CoRE ¦ 5QU LoRE | Non-Red Flag Warning - Small Fires | Aggregated | Aggregated | 2050 | 0.002328 | 0 | 746.7011 | 1.7383 | 2050 | Mitigation | 0.08575 | 30 | 0 | esc | 0 | 0 | 0.00060025 | 1.3974e-06 | 0.0015435 | 3.5933e-06
[79 empty] | WLDFR | HFTD - Distribution - Tier 2 - 3QU CoRE ¦ 4QU LoRE | Seismic - Red Flag Warning - Catastrophic Fires | 2035 | 1.0279e-11 | 5.1395e-12 | 1.3216e-11 | 23835.2641 | 480.9649 | 15187.7294 | 8166.5698 | 0 | 0 | 0 | 8.5622e-09 |  | 2.45e-07 | 0 | 2.45e-07 | 1.225e-07 | 0 | 1.225e-07 | 3.15e-07 | 0 | 3.15e-07 | [16 empty] | 7.3.1.3 Ignition probability mapping showing the probability of ignition along the electric lines and equipmentWLDFRAggregatedAggregated | WLDFR | HFTD - Distribution - Tier 2 - 3QU CoRE ¦ 5QU LoRE | Non-Red Flag Warning - Small Fires | Aggregated | Aggregated | 2051 | 0.002328 | 0 | 746.7011 | 1.7383 | 2051 | Mitigation | 0.08575 | 30 | 0 | esc | 0 | 0 | 0 | 0 | 0.0015435 | 3.5933e-06
[79 empty] | WLDFR | HFTD - Distribution - Tier 2 - 3QU CoRE ¦ 4QU LoRE | Seismic - Red Flag Warning - Catastrophic Fires | 2036 | 1.0279e-11 | 5.1395e-12 | 1.3216e-11 | 23835.2641 | 480.9649 | 15187.7294 | 8166.5698 | 0 | 0 | 0 | 8.5622e-09 |  | 2.45e-07 | 0 | 2.45e-07 | 1.225e-07 | 0 | 1.225e-07 | 3.15e-07 | 0 | 3.15e-07 | [16 empty] | 7.3.1.3 Ignition probability mapping showing the probability of ignition along the electric lines and equipmentWLDFRAggregatedAggregated | WLDFR | HFTD - Distribution - Tier 2 - 3QU CoRE ¦ 5QU LoRE | Red Flag Warning - Catastrophic Fires | Aggregated | Aggregated | 2021 | 1.5797e-05 | 0 | 746.7011 | 0.011796 | 2021 | Mitigation | 0.08575 | 30 | 0 | esc | 0.0012005 | 1.8965e-08 | 0.00060025 | 9.4824e-09 | 0 | 0
[79 empty] | WLDFR | HFTD - Distribution - Tier 2 - 3QU CoRE ¦ 4QU LoRE | Seismic - Red Flag Warning - Catastrophic Fires | 2037 | 1.0279e-11 | 5.1395e-12 | 1.3216e-11 | 23835.2641 | 480.9649 | 15187.7294 | 8166.5698 | 0 | 0 | 0 | 8.5622e-09 |  | 2.45e-07 | 0 | 2.45e-07 | 1.225e-07 | 0 | 1.225e-07 | 3.15e-07 | 0 | 3.15e-07 | [16 empty] | 7.3.1.3 Ignition probability mapping showing the probability of ignition along the electric lines and equipmentWLDFRAggregatedAggregated | WLDFR | HFTD - Distribution - Tier 2 - 3QU CoRE ¦ 5QU LoRE | Red Flag Warning - Catastrophic Fires | Aggregated | Aggregated | 2022 | 1.5797e-05 | 0 | 746.7011 | 0.011796 | 2022 | Mitigation | 0.08575 | 30 | 0 | esc | 0.0012005 | 1.8965e-08 | 0.00060025 | 9.4824e-09 | 0.0015435 | 2.4383e-08
[79 empty] | WLDFR | HFTD - Distribution - Tier 2 - 3QU CoRE ¦ 4QU LoRE | Seismic - Red Flag Warning - Catastrophic Fires | 2038 | 1.0279e-11 | 5.1395e-12 | 1.3216e-11 | 24976.6418 | 511.3745 | 15898.8237 | 8566.4437 | 0 | 0 | 0 | 8.5622e-09 |  | 2.5673e-07 | 0 | 2.5673e-07 | 1.2837e-07 | 0 | 1.2837e-07 | 3.3009e-07 | 0 | 3.3009e-07 | [16 empty] | 7.3.1.3 Ignition probability mapping showing the probability of ignition along the electric lines and equipmentWLDFRAggregatedAggregated | WLDFR | HFTD - Distribution - Tier 2 - 3QU CoRE ¦ 5QU LoRE | Red Flag Warning - Catastrophic Fires | Aggregated | Aggregated | 2023 | 1.5797e-05 | 0 | 746.7011 | 0.011796 | 2023 | Mitigation | 0.08575 | 30 | 0 | esc | 0.0012005 | 1.8965e-08 | 0.00060025 | 9.4824e-09 | 0.0015435 | 2.4383e-08
[79 empty] | WLDFR | HFTD - Distribution - Tier 2 - 3QU CoRE ¦ 4QU LoRE | Seismic - Red Flag Warning - Catastrophic Fires | 2039 | 1.0279e-11 | 5.1395e-12 | 1.3216e-11 | 24976.6418 | 511.3745 | 15898.8237 | 8566.4437 | 0 | 0 | 0 | 8.5622e-09 |  | 2.5673e-07 | 0 | 2.5673e-07 | 1.2837e-07 | 0 | 1.2837e-07 | 3.3009e-07 | 0 | 3.3009e-07 | [16 empty] | 7.3.1.3 Ignition probability mapping showing the probability of ignition along the electric lines and equipmentWLDFRAggregatedAggregated | WLDFR | HFTD - Distribution - Tier 2 - 3QU CoRE ¦ 5QU LoRE | Red Flag Warning - Catastrophic Fires | Aggregated | Aggregated | 2024 | 1.5797e-05 | 0 | 746.7011 | 0.011796 | 2024 | Mitigation | 0.08575 | 30 | 0 | esc | 0.0012005 | 1.8965e-08 | 0.00060025 | 9.4824e-09 | 0.0015435 | 2.4383e-08
[79 empty] | WLDFR | HFTD - Distribution - Tier 2 - 3QU CoRE ¦ 4QU LoRE | Seismic - Red Flag Warning - Catastrophic Fires | 2040 | 1.0279e-11 | 5.1395e-12 | 1.3216e-11 | 24976.6418 | 511.3745 | 15898.8237 | 8566.4437 | 0 | 0 | 0 | 8.5622e-09 |  | 2.5673e-07 | 0 | 2.5673e-07 | 1.2837e-07 | 0 | 1.2837e-07 | 3.3009e-07 | 0 | 3.3009e-07 | [16 empty] | 7.3.1.3 Ignition probability mapping showing the probability of ignition along the electric lines and equipmentWLDFRAggregatedAggregated | WLDFR | HFTD - Distribution - Tier 2 - 3QU CoRE ¦ 5QU LoRE | Red Flag Warning - Catastrophic Fires | Aggregated | Aggregated | 2025 | 1.5797e-05 | 0 | 746.7011 | 0.011796 | 2025 | Mitigation | 0.08575 | 30 | 0 | esc | 0.0012005 | 1.8965e-08 | 0.00060025 | 9.4824e-09 | 0.0015435 | 2.4383e-08
[79 empty] | WLDFR | HFTD - Distribution - Tier 2 - 3QU CoRE ¦ 4QU LoRE | Seismic - Red Flag Warning - Catastrophic Fires | 2041 | 1.0279e-11 | 5.1395e-12 | 1.3216e-11 | 24976.6418 | 511.3745 | 15898.8237 | 8566.4437 | 0 | 0 | 0 | 8.5622e-09 |  | 2.5673e-07 | 0 | 2.5673e-07 | 1.2837e-07 | 0 | 1.2837e-07 | 3.3009e-07 | 0 | 3.3009e-07 | [16 empty] | 7.3.1.3 Ignition probability mapping showing the probability of ignition along the electric lines and equipmentWLDFRAggregatedAggregated | WLDFR | HFTD - Distribution - Tier 2 - 3QU CoRE ¦ 5QU LoRE | Red Flag Warning - Catastrophic Fires | Aggregated | Aggregated | 2026 | 1.5797e-05 | 0 | 746.7011 | 0.011796 | 2026 | Mitigation | 0.08575 | 30 | 0 | esc | 0.0012005 | 1.8965e-08 | 0.00060025 | 9.4824e-09 | 0.0015435 | 2.4383e-08
[79 empty] | WLDFR | HFTD - Distribution - Tier 2 - 3QU CoRE ¦ 4QU LoRE | Seismic - Red Flag Warning - Catastrophic Fires | 2042 | 1.0279e-11 | 5.1395e-12 | 1.3216e-11 | 24976.6418 | 511.3745 | 15898.8237 | 8566.4437 | 0 | 0 | 0 | 8.5622e-09 |  | 2.5673e-07 | 0 | 2.5673e-07 | 1.2837e-07 | 0 | 1.2837e-07 | 3.3009e-07 | 0 | 3.3009e-07 | [16 empty] | 7.3.1.3 Ignition probability mapping showing the probability of ignition along the electric lines and equipmentWLDFRAggregatedAggregated | WLDFR | HFTD - Distribution - Tier 2 - 3QU CoRE ¦ 5QU LoRE | Red Flag Warning - Catastrophic Fires | Aggregated | Aggregated | 2027 | 1.5797e-05 | 0 | 746.7011 | 0.011796 | 2027 | Mitigation | 0.08575 | 30 | 0 | esc | 0.0012005 | 1.8965e-08 | 0.00060025 | 9.4824e-09 | 0.0015435 | 2.4383e-08
[79 empty] | WLDFR | HFTD - Distribution - Tier 2 - 3QU CoRE ¦ 4QU LoRE | Seismic - Red Flag Warning - Catastrophic Fires | 2043 | 1.0279e-11 | 5.1395e-12 | 1.3216e-11 | 26191.7278 | 544.1291 | 16654.7414 | 8992.8573 | 0 | 0 | 0 | 8.5622e-09 |  | 2.6922e-07 | 0 | 2.6922e-07 | 1.3461e-07 | 0 | 1.3461e-07 | 3.4615e-07 | 0 | 3.4615e-07 | [16 empty] | 7.3.1.3 Ignition probability mapping showing the probability of ignition along the electric lines and equipmentWLDFRAggregatedAggregated | WLDFR | HFTD - Distribution - Tier 2 - 3QU CoRE ¦ 5QU LoRE | Red Flag Warning - Catastrophic Fires | Aggregated | Aggregated | 2028 | 1.5797e-05 | 0 | 746.7011 | 0.011796 | 2028 | Mitigation | 0.08575 | 30 | 0 | esc | 0.0012005 | 1.8965e-08 | 0.00060025 | 9.4824e-09 | 0.0015435 | 2.4383e-08
[79 empty] | WLDFR | HFTD - Distribution - Tier 2 - 3QU CoRE ¦ 4QU LoRE | Seismic - Red Flag Warning - Catastrophic Fires | 2044 | 1.0279e-11 | 5.1395e-12 | 1.3216e-11 | 26191.7278 | 544.1291 | 16654.7414 | 8992.8573 | 0 | 0 | 0 | 8.5622e-09 |  | 2.6922e-07 | 0 | 2.6922e-07 | 1.3461e-07 | 0 | 1.3461e-07 | 3.4615e-07 | 0 | 3.4615e-07 | [16 empty] | 7.3.1.3 Ignition probability mapping showing the probability of ignition along the electric lines and equipmentWLDFRAggregatedAggregated | WLDFR | HFTD - Distribution - Tier 2 - 3QU CoRE ¦ 5QU LoRE | Red Flag Warning - Catastrophic Fires | Aggregated | Aggregated | 2029 | 1.5797e-05 | 0 | 746.7011 | 0.011796 | 2029 | Mitigation | 0.08575 | 30 | 0 | esc | 0.0012005 | 1.8965e-08 | 0.00060025 | 9.4824e-09 | 0.0015435 | 2.4383e-08
[79 empty] | WLDFR | HFTD - Distribution - Tier 2 - 3QU CoRE ¦ 4QU LoRE | Seismic - Red Flag Warning - Catastrophic Fires | 2045 | 1.0279e-11 | 5.1395e-12 | 1.3216e-11 | 26191.7278 | 544.1291 | 16654.7414 | 8992.8573 | 0 | 0 | 0 | 8.5622e-09 |  | 2.6922e-07 | 0 | 2.6922e-07 | 1.3461e-07 | 0 | 1.3461e-07 | 3.4615e-07 | 0 | 3.4615e-07 | [16 empty] | 7.3.1.3 Ignition probability mapping showing the probability of ignition along the electric lines and equipmentWLDFRAggregatedAggregated | WLDFR | HFTD - Distribution - Tier 2 - 3QU CoRE ¦ 5QU LoRE | Red Flag Warning - Catastrophic Fires | Aggregated | Aggregated | 2030 | 1.5797e-05 | 0 | 746.7011 | 0.011796 | 2030 | Mitigation | 0.08575 | 30 | 0 | esc | 0.0012005 | 1.8965e-08 | 0.00060025 | 9.4824e-09 | 0.0015435 | 2.4383e-08
[79 empty] | WLDFR | HFTD - Distribution - Tier 2 - 3QU CoRE ¦ 4QU LoRE | Seismic - Red Flag Warning - Catastrophic Fires | 2046 | 1.0279e-11 | 5.1395e-12 | 1.3216e-11 | 26191.7278 | 544.1291 | 16654.7414 | 8992.8573 | 0 | 0 | 0 | 8.5622e-09 |  | 2.6922e-07 | 0 | 2.6922e-07 | 1.3461e-07 | 0 | 1.3461e-07 | 3.4615e-07 | 0 | 3.4615e-07 | [16 empty] | 7.3.1.3 Ignition probability mapping showing the probability of ignition along the electric lines and equipmentWLDFRAggregatedAggregated | WLDFR | HFTD - Distribution - Tier 2 - 3QU CoRE ¦ 5QU LoRE | Red Flag Warning - Catastrophic Fires | Aggregated | Aggregated | 2031 | 1.5797e-05 | 0 | 746.7011 | 0.011796 | 2031 | Mitigation | 0.08575 | 30 | 0 | esc | 0.0012005 | 1.8965e-08 | 0.00060025 | 9.4824e-09 | 0.0015435 | 2.4383e-08
[79 empty] | WLDFR | HFTD - Distribution - Tier 2 - 3QU CoRE ¦ 4QU LoRE | Seismic - Red Flag Warning - Catastrophic Fires | 2047 | 1.0279e-11 | 5.1395e-12 | 1.3216e-11 | 26191.7278 | 544.1291 | 16654.7414 | 8992.8573 | 0 | 0 | 0 | 8.5622e-09 |  | 2.6922e-07 | 0 | 2.6922e-07 | 1.3461e-07 | 0 | 1.3461e-07 | 3.4615e-07 | 0 | 3.4615e-07 | [16 empty] | 7.3.1.3 Ignition probability mapping showing the probability of ignition along the electric lines and equipmentWLDFRAggregatedAggregated | WLDFR | HFTD - Distribution - Tier 2 - 3QU CoRE ¦ 5QU LoRE | Red Flag Warning - Catastrophic Fires | Aggregated | Aggregated | 2032 | 1.5797e-05 | 0 | 746.7011 | 0.011796 | 2032 | Mitigation | 0.08575 | 30 | 0 | esc | 0.0012005 | 1.8965e-08 | 0.00060025 | 9.4824e-09 | 0.0015435 | 2.4383e-08
[79 empty] | WLDFR | HFTD - Distribution - Tier 2 - 3QU CoRE ¦ 4QU LoRE | Seismic - Red Flag Warning - Catastrophic Fires | 2048 | 1.0279e-11 | 5.1395e-12 | 1.3216e-11 | 27464.7227 | 578.8407 | 17445.538 | 9440.3441 | 0 | 0 | 0 | 8.5622e-09 |  | 2.8231e-07 | 0 | 2.8231e-07 | 1.4115e-07 | 0 | 1.4115e-07 | 3.6297e-07 | 0 | 3.6297e-07 | [16 empty] | 7.3.1.3 Ignition probability mapping showing the probability of ignition along the electric lines and equipmentWLDFRAggregatedAggregated | WLDFR | HFTD - Distribution - Tier 2 - 3QU CoRE ¦ 5QU LoRE | Red Flag Warning - Catastrophic Fires | Aggregated | Aggregated | 2033 | 1.5797e-05 | 0 | 746.7011 | 0.011796 | 2033 | Mitigation | 0.08575 | 30 | 0 | esc | 0.0012005 | 1.8965e-08 | 0.00060025 | 9.4824e-09 | 0.0015435 | 2.4383e-08
[79 empty] | WLDFR | HFTD - Distribution - Tier 2 - 3QU CoRE ¦ 4QU LoRE | Seismic - Red Flag Warning - Catastrophic Fires | 2049 | 1.0279e-11 | 5.1395e-12 | 1.3216e-11 | 27464.7227 | 578.8407 | 17445.538 | 9440.3441 | 0 | 0 | 0 | 8.5622e-09 |  | 2.8231e-07 | 0 | 2.8231e-07 | 1.4115e-07 | 0 | 1.4115e-07 | 3.6297e-07 | 0 | 3.6297e-07 | [16 empty] | 7.3.1.3 Ignition probability mapping showing the probability of ignition along the electric lines and equipmentWLDFRAggregatedAggregated | WLDFR | HFTD - Distribution - Tier 2 - 3QU CoRE ¦ 5QU LoRE | Red Flag Warning - Catastrophic Fires | Aggregated | Aggregated | 2034 | 1.5797e-05 | 0 | 746.7011 | 0.011796 | 2034 | Mitigation | 0.08575 | 30 | 0 | esc | 0.0012005 | 1.8965e-08 | 0.00060025 | 9.4824e-09 | 0.0015435 | 2.4383e-08
[79 empty] | WLDFR | HFTD - Distribution - Tier 2 - 3QU CoRE ¦ 4QU LoRE | Seismic - Red Flag Warning - Catastrophic Fires | 2050 | 0 | 5.1395e-12 | 1.3216e-11 | 27464.7227 | 578.8407 | 17445.538 | 9440.3441 | 0 | 0 | 0 | 8.5622e-09 |  | 0 | 0 | 0 | 1.4115e-07 | 0 | 1.4115e-07 | 3.6297e-07 | 0 | 3.6297e-07 | [16 empty] | 7.3.1.3 Ignition probability mapping showing the probability of ignition along the electric lines and equipmentWLDFRAggregatedAggregated | WLDFR | HFTD - Distribution - Tier 2 - 3QU CoRE ¦ 5QU LoRE | Red Flag Warning - Catastrophic Fires | Aggregated | Aggregated | 2035 | 1.5797e-05 | 0 | 746.7011 | 0.011796 | 2035 | Mitigation | 0.08575 | 30 | 0 | esc | 0.0012005 | 1.8965e-08 | 0.00060025 | 9.4824e-09 | 0.0015435 | 2.4383e-08
[79 empty] | WLDFR | HFTD - Distribution - Tier 2 - 3QU CoRE ¦ 4QU LoRE | Seismic - Red Flag Warning - Catastrophic Fires | 2051 | 0 | 0 | 1.3216e-11 | 27464.7227 | 578.8407 | 17445.538 | 9440.3441 | 0 | 0 | 0 | 8.5622e-09 |  | 0 | 0 | 0 | 0 | 0 | 0 | 3.6297e-07 | 0 | 3.6297e-07 | [16 empty] | 7.3.1.3 Ignition probability mapping showing the probability of ignition along the electric lines and equipmentWLDFRAggregatedAggregated | WLDFR | HFTD - Distribution - Tier 2 - 3QU CoRE ¦ 5QU LoRE | Red Flag Warning - Catastrophic Fires | Aggregated | Aggregated | 2036 | 1.5797e-05 | 0 | 746.7011 | 0.011796 | 2036 | Mitigation | 0.08575 | 30 | 0 | esc | 0.0012005 | 1.8965e-08 | 0.00060025 | 9.4824e-09 | 0.0015435 | 2.4383e-08
[79 empty] | WLDFR | HFTD - Distribution - Tier 2 - 3QU CoRE ¦ 5QU LoRE | Non-Red Flag Warning - Catastrophic Fires | 2020 | 1.5112e-09 | 0 | 0 | 14146.1306 | 222.2294 | 8585.7228 | 5338.1784 | 0 | 0 | 0 | 1.2588e-06 |  | 2.1378e-05 | 0 | 2.1378e-05 | 0 | 0 | 0 | 0 | 0 | 0 | [16 empty] | 7.3.1.3 Ignition probability mapping showing the probability of ignition along the electric lines and equipmentWLDFRAggregatedAggregated | WLDFR | HFTD - Distribution - Tier 2 - 3QU CoRE ¦ 5QU LoRE | Red Flag Warning - Catastrophic Fires | Aggregated | Aggregated | 2037 | 1.5797e-05 | 0 | 746.7011 | 0.011796 | 2037 | Mitigation | 0.08575 | 30 | 0 | esc | 0.0012005 | 1.8965e-08 | 0.00060025 | 9.4824e-09 | 0.0015435 | 2.4383e-08
[79 empty] | WLDFR | HFTD - Distribution - Tier 2 - 3QU CoRE ¦ 5QU LoRE | Non-Red Flag Warning - Catastrophic Fires | 2021 | 1.5112e-09 | 7.5562e-10 | 0 | 14146.1306 | 222.2294 | 8585.7228 | 5338.1784 | 0 | 0 | 0 | 1.2588e-06 |  | 2.1378e-05 | 0 | 2.1378e-05 | 1.0689e-05 | 0 | 1.0689e-05 | 0 | 0 | 0 | [16 empty] | 7.3.1.3 Ignition probability mapping showing the probability of ignition along the electric lines and equipmentWLDFRAggregatedAggregated | WLDFR | HFTD - Distribution - Tier 2 - 3QU CoRE ¦ 5QU LoRE | Red Flag Warning - Catastrophic Fires | Aggregated | Aggregated | 2038 | 1.5797e-05 | 0 | 746.7011 | 0.011796 | 2038 | Mitigation | 0.08575 | 30 | 0 | esc | 0.0012005 | 1.8965e-08 | 0.00060025 | 9.4824e-09 | 0.0015435 | 2.4383e-08
[79 empty] | WLDFR | HFTD - Distribution - Tier 2 - 3QU CoRE ¦ 5QU LoRE | Non-Red Flag Warning - Catastrophic Fires | 2022 | 1.5112e-09 | 7.5562e-10 | 1.943e-09 | 14146.1306 | 222.2294 | 8585.7228 | 5338.1784 | 0 | 0 | 0 | 1.2588e-06 |  | 2.1378e-05 | 0 | 2.1378e-05 | 1.0689e-05 | 0 | 1.0689e-05 | 2.7486e-05 | 0 | 2.7486e-05 | [16 empty] | 7.3.1.3 Ignition probability mapping showing the probability of ignition along the electric lines and equipmentWLDFRAggregatedAggregated | WLDFR | HFTD - Distribution - Tier 2 - 3QU CoRE ¦ 5QU LoRE | Red Flag Warning - Catastrophic Fires | Aggregated | Aggregated | 2039 | 1.5797e-05 | 0 | 746.7011 | 0.011796 | 2039 | Mitigation | 0.08575 | 30 | 0 | esc | 0.0012005 | 1.8965e-08 | 0.00060025 | 9.4824e-09 | 0.0015435 | 2.4383e-08
[79 empty] | WLDFR | HFTD - Distribution - Tier 2 - 3QU CoRE ¦ 5QU LoRE | Non-Red Flag Warning - Catastrophic Fires | 2023 | 1.5112e-09 | 7.5562e-10 | 1.943e-09 | 14664.6376 | 233.2301 | 8896.516 | 5534.8915 | 0 | 0 | 0 | 1.2588e-06 |  | 2.2162e-05 | 0 | 2.2162e-05 | 1.1081e-05 | 0 | 1.1081e-05 | 2.8494e-05 | 0 | 2.8494e-05 | [16 empty] | 7.3.1.3 Ignition probability mapping showing the probability of ignition along the electric lines and equipmentWLDFRAggregatedAggregated | WLDFR | HFTD - Distribution - Tier 2 - 3QU CoRE ¦ 5QU LoRE | Red Flag Warning - Catastrophic Fires | Aggregated | Aggregated | 2040 | 1.5797e-05 | 0 | 746.7011 | 0.011796 | 2040 | Mitigation | 0.08575 | 30 | 0 | esc | 0.0012005 | 1.8965e-08 | 0.00060025 | 9.4824e-09 | 0.0015435 | 2.4383e-08
[79 empty] | WLDFR | HFTD - Distribution - Tier 2 - 3QU CoRE ¦ 5QU LoRE | Non-Red Flag Warning - Catastrophic Fires | 2024 | 1.5112e-09 | 7.5562e-10 | 1.943e-09 | 14664.6376 | 233.2301 | 8896.516 | 5534.8915 | 0 | 0 | 0 | 1.2588e-06 |  | 2.2162e-05 | 0 | 2.2162e-05 | 1.1081e-05 | 0 | 1.1081e-05 | 2.8494e-05 | 0 | 2.8494e-05 | [16 empty] | 7.3.1.3 Ignition probability mapping showing the probability of ignition along the electric lines and equipmentWLDFRAggregatedAggregated | WLDFR | HFTD - Distribution - Tier 2 - 3QU CoRE ¦ 5QU LoRE | Red Flag Warning - Catastrophic Fires | Aggregated | Aggregated | 2041 | 1.5797e-05 | 0 | 746.7011 | 0.011796 | 2041 | Mitigation | 0.08575 | 30 | 0 | esc | 0.0012005 | 1.8965e-08 | 0.00060025 | 9.4824e-09 | 0.0015435 | 2.4383e-08
[79 empty] | WLDFR | HFTD - Distribution - Tier 2 - 3QU CoRE ¦ 5QU LoRE | Non-Red Flag Warning - Catastrophic Fires | 2025 | 1.5112e-09 | 7.5562e-10 | 1.943e-09 | 14664.6376 | 233.2301 | 8896.516 | 5534.8915 | 0 | 0 | 0 | 1.2588e-06 |  | 2.2162e-05 | 0 | 2.2162e-05 | 1.1081e-05 | 0 | 1.1081e-05 | 2.8494e-05 | 0 | 2.8494e-05 | [16 empty] | 7.3.1.3 Ignition probability mapping showing the probability of ignition along the electric lines and equipmentWLDFRAggregatedAggregated | WLDFR | HFTD - Distribution - Tier 2 - 3QU CoRE ¦ 5QU LoRE | Red Flag Warning - Catastrophic Fires | Aggregated | Aggregated | 2042 | 1.5797e-05 | 0 | 746.7011 | 0.011796 | 2042 | Mitigation | 0.08575 | 30 | 0 | esc | 0.0012005 | 1.8965e-08 | 0.00060025 | 9.4824e-09 | 0.0015435 | 2.4383e-08
[79 empty] | WLDFR | HFTD - Distribution - Tier 2 - 3QU CoRE ¦ 5QU LoRE | Non-Red Flag Warning - Catastrophic Fires | 2026 | 1.5112e-09 | 7.5562e-10 | 1.943e-09 | 14664.6376 | 233.2301 | 8896.516 | 5534.8915 | 0 | 0 | 0 | 1.2588e-06 |  | 2.2162e-05 | 0 | 2.2162e-05 | 1.1081e-05 | 0 | 1.1081e-05 | 2.8494e-05 | 0 | 2.8494e-05 | [16 empty] | 7.3.1.3 Ignition probability mapping showing the probability of ignition along the electric lines and equipmentWLDFRAggregatedAggregated | WLDFR | HFTD - Distribution - Tier 2 - 3QU CoRE ¦ 5QU LoRE | Red Flag Warning - Catastrophic Fires | Aggregated | Aggregated | 2043 | 1.5797e-05 | 0 | 746.7011 | 0.011796 | 2043 | Mitigation | 0.08575 | 30 | 0 | esc | 0.0012005 | 1.8965e-08 | 0.00060025 | 9.4824e-09 | 0.0015435 | 2.4383e-08
[79 empty] | WLDFR | HFTD - Distribution - Tier 2 - 3QU CoRE ¦ 5QU LoRE | Non-Red Flag Warning - Catastrophic Fires | 2027 | 1.5112e-09 | 7.5562e-10 | 1.943e-09 | 14664.6376 | 233.2301 | 8896.516 | 5534.8915 | 0 | 0 | 0 | 1.2588e-06 |  | 2.2162e-05 | 0 | 2.2162e-05 | 1.1081e-05 | 0 | 1.1081e-05 | 2.8494e-05 | 0 | 2.8494e-05 | [16 empty] | 7.3.1.3 Ignition probability mapping showing the probability of ignition along the electric lines and equipmentWLDFRAggregatedAggregated | WLDFR | HFTD - Distribution - Tier 2 - 3QU CoRE ¦ 5QU LoRE | Red Flag Warning - Catastrophic Fires | Aggregated | Aggregated | 2044 | 1.5797e-05 | 0 | 746.7011 | 0.011796 | 2044 | Mitigation | 0.08575 | 30 | 0 | esc | 0.0012005 | 1.8965e-08 | 0.00060025 | 9.4824e-09 | 0.0015435 | 2.4383e-08
[79 empty] | WLDFR | HFTD - Distribution - Tier 2 - 3QU CoRE ¦ 5QU LoRE | Non-Red Flag Warning - Catastrophic Fires | 2028 | 1.5112e-09 | 7.5562e-10 | 1.943e-09 | 15317.9909 | 247.273 | 9287.6491 | 5783.0689 | 0 | 0 | 0 | 1.2588e-06 |  | 2.3149e-05 | 0 | 2.3149e-05 | 1.1575e-05 | 0 | 1.1575e-05 | 2.9763e-05 | 0 | 2.9763e-05 | [16 empty] | 7.3.1.3 Ignition probability mapping showing the probability of ignition along the electric lines and equipmentWLDFRAggregatedAggregated | WLDFR | HFTD - Distribution - Tier 2 - 3QU CoRE ¦ 5QU LoRE | Red Flag Warning - Catastrophic Fires | Aggregated | Aggregated | 2045 | 1.5797e-05 | 0 | 746.7011 | 0.011796 | 2045 | Mitigation | 0.08575 | 30 | 0 | esc | 0.0012005 | 1.8965e-08 | 0.00060025 | 9.4824e-09 | 0.0015435 | 2.4383e-08
[79 empty] | WLDFR | HFTD - Distribution - Tier 2 - 3QU CoRE ¦ 5QU LoRE | Non-Red Flag Warning - Catastrophic Fires | 2029 | 1.5112e-09 | 7.5562e-10 | 1.943e-09 | 15317.9909 | 247.273 | 9287.6491 | 5783.0689 | 0 | 0 | 0 | 1.2588e-06 |  | 2.3149e-05 | 0 | 2.3149e-05 | 1.1575e-05 | 0 | 1.1575e-05 | 2.9763e-05 | 0 | 2.9763e-05 | [16 empty] | 7.3.1.3 Ignition probability mapping showing the probability of ignition along the electric lines and equipmentWLDFRAggregatedAggregated | WLDFR | HFTD - Distribution - Tier 2 - 3QU CoRE ¦ 5QU LoRE | Red Flag Warning - Catastrophic Fires | Aggregated | Aggregated | 2046 | 1.5797e-05 | 0 | 746.7011 | 0.011796 | 2046 | Mitigation | 0.08575 | 30 | 0 | esc | 0.0012005 | 1.8965e-08 | 0.00060025 | 9.4824e-09 | 0.0015435 | 2.4383e-08
[79 empty] | WLDFR | HFTD - Distribution - Tier 2 - 3QU CoRE ¦ 5QU LoRE | Non-Red Flag Warning - Catastrophic Fires | 2030 | 1.5112e-09 | 7.5562e-10 | 1.943e-09 | 15317.9909 | 247.273 | 9287.6491 | 5783.0689 | 0 | 0 | 0 | 1.2588e-06 |  | 2.3149e-05 | 0 | 2.3149e-05 | 1.1575e-05 | 0 | 1.1575e-05 | 2.9763e-05 | 0 | 2.9763e-05 | [16 empty] | 7.3.1.3 Ignition probability mapping showing the probability of ignition along the electric lines and equipmentWLDFRAggregatedAggregated | WLDFR | HFTD - Distribution - Tier 2 - 3QU CoRE ¦ 5QU LoRE | Red Flag Warning - Catastrophic Fires | Aggregated | Aggregated | 2047 | 1.5797e-05 | 0 | 746.7011 | 0.011796 | 2047 | Mitigation | 0.08575 | 30 | 0 | esc | 0.0012005 | 1.8965e-08 | 0.00060025 | 9.4824e-09 | 0.0015435 | 2.4383e-08
[79 empty] | WLDFR | HFTD - Distribution - Tier 2 - 3QU CoRE ¦ 5QU LoRE | Non-Red Flag Warning - Catastrophic Fires | 2031 | 1.5112e-09 | 7.5562e-10 | 1.943e-09 | 15317.9909 | 247.273 | 9287.6491 | 5783.0689 | 0 | 0 | 0 | 1.2588e-06 |  | 2.3149e-05 | 0 | 2.3149e-05 | 1.1575e-05 | 0 | 1.1575e-05 | 2.9763e-05 | 0 | 2.9763e-05 | [16 empty] | 7.3.1.3 Ignition probability mapping showing the probability of ignition along the electric lines and equipmentWLDFRAggregatedAggregated | WLDFR | HFTD - Distribution - Tier 2 - 3QU CoRE ¦ 5QU LoRE | Red Flag Warning - Catastrophic Fires | Aggregated | Aggregated | 2048 | 1.5797e-05 | 0 | 746.7011 | 0.011796 | 2048 | Mitigation | 0.08575 | 30 | 0 | esc | 0.0012005 | 1.8965e-08 | 0.00060025 | 9.4824e-09 | 0.0015435 | 2.4383e-08
[79 empty] | WLDFR | HFTD - Distribution - Tier 2 - 3QU CoRE ¦ 5QU LoRE | Non-Red Flag Warning - Catastrophic Fires | 2032 | 1.5112e-09 | 7.5562e-10 | 1.943e-09 | 15317.9909 | 247.273 | 9287.6491 | 5783.0689 | 0 | 0 | 0 | 1.2588e-06 |  | 2.3149e-05 | 0 | 2.3149e-05 | 1.1575e-05 | 0 | 1.1575e-05 | 2.9763e-05 | 0 | 2.9763e-05 | [16 empty] | 7.3.1.3 Ignition probability mapping showing the probability of ignition along the electric lines and equipmentWLDFRAggregatedAggregated | WLDFR | HFTD - Distribution - Tier 2 - 3QU CoRE ¦ 5QU LoRE | Red Flag Warning - Catastrophic Fires | Aggregated | Aggregated | 2049 | 1.5797e-05 | 0 | 746.7011 | 0.011796 | 2049 | Mitigation | 0.08575 | 30 | 0 | esc | 0.0012005 | 1.8965e-08 | 0.00060025 | 9.4824e-09 | 0.0015435 | 2.4383e-08
[79 empty] | WLDFR | HFTD - Distribution - Tier 2 - 3QU CoRE ¦ 5QU LoRE | Non-Red Flag Warning - Catastrophic Fires | 2033 | 1.5112e-09 | 7.5562e-10 | 1.943e-09 | 16044.1264 | 263.1074 | 9721.74 | 6059.2791 | 0 | 0 | 0 | 1.2588e-06 |  | 2.4247e-05 | 0 | 2.4247e-05 | 1.2123e-05 | 0 | 1.2123e-05 | 3.1174e-05 | 0 | 3.1174e-05 | [16 empty] | 7.3.1.3 Ignition probability mapping showing the probability of ignition along the electric lines and equipmentWLDFRAggregatedAggregated | WLDFR | HFTD - Distribution - Tier 2 - 3QU CoRE ¦ 5QU LoRE | Red Flag Warning - Catastrophic Fires | Aggregated | Aggregated | 2050 | 1.5797e-05 | 0 | 746.7011 | 0.011796 | 2050 | Mitigation | 0.08575 | 30 | 0 | esc | 0 | 0 | 0.00060025 | 9.4824e-09 | 0.0015435 | 2.4383e-08
[79 empty] | WLDFR | HFTD - Distribution - Tier 2 - 3QU CoRE ¦ 5QU LoRE | Non-Red Flag Warning - Catastrophic Fires | 2034 | 1.5112e-09 | 7.5562e-10 | 1.943e-09 | 16044.1264 | 263.1074 | 9721.74 | 6059.2791 | 0 | 0 | 0 | 1.2588e-06 |  | 2.4247e-05 | 0 | 2.4247e-05 | 1.2123e-05 | 0 | 1.2123e-05 | 3.1174e-05 | 0 | 3.1174e-05 | [16 empty] | 7.3.1.3 Ignition probability mapping showing the probability of ignition along the electric lines and equipmentWLDFRAggregatedAggregated | WLDFR | HFTD - Distribution - Tier 2 - 3QU CoRE ¦ 5QU LoRE | Red Flag Warning - Catastrophic Fires | Aggregated | Aggregated | 2051 | 1.5797e-05 | 0 | 746.7011 | 0.011796 | 2051 | Mitigation | 0.08575 | 30 | 0 | esc | 0 | 0 | 0 | 0 | 0.0015435 | 2.4383e-08
[79 empty] | WLDFR | HFTD - Distribution - Tier 2 - 3QU CoRE ¦ 5QU LoRE | Non-Red Flag Warning - Catastrophic Fires | 2035 | 1.5112e-09 | 7.5562e-10 | 1.943e-09 | 16044.1264 | 263.1074 | 9721.74 | 6059.2791 | 0 | 0 | 0 | 1.2588e-06 |  | 2.4247e-05 | 0 | 2.4247e-05 | 1.2123e-05 | 0 | 1.2123e-05 | 3.1174e-05 | 0 | 3.1174e-05 | [16 empty] | 7.3.1.3 Ignition probability mapping showing the probability of ignition along the electric lines and equipmentWLDFRAggregatedAggregated | WLDFR | HFTD - Distribution - Tier 2 - 3QU CoRE ¦ 5QU LoRE | Red Flag Warning - Destructive Fires | Aggregated | Aggregated | 2021 | 2.4707e-06 | 0 | 746.7011 | 0.0018449 | 2021 | Mitigation | 0.08575 | 30 | 0 | esc | 0.0012005 | 2.9661e-09 | 0.00060025 | 1.483e-09 | 0 | 0
[79 empty] | WLDFR | HFTD - Distribution - Tier 2 - 3QU CoRE ¦ 5QU LoRE | Non-Red Flag Warning - Catastrophic Fires | 2036 | 1.5112e-09 | 7.5562e-10 | 1.943e-09 | 16044.1264 | 263.1074 | 9721.74 | 6059.2791 | 0 | 0 | 0 | 1.2588e-06 |  | 2.4247e-05 | 0 | 2.4247e-05 | 1.2123e-05 | 0 | 1.2123e-05 | 3.1174e-05 | 0 | 3.1174e-05 | [16 empty] | 7.3.1.3 Ignition probability mapping showing the probability of ignition along the electric lines and equipmentWLDFRAggregatedAggregated | WLDFR | HFTD - Distribution - Tier 2 - 3QU CoRE ¦ 5QU LoRE | Red Flag Warning - Destructive Fires | Aggregated | Aggregated | 2022 | 2.4707e-06 | 0 | 746.7011 | 0.0018449 | 2022 | Mitigation | 0.08575 | 30 | 0 | esc | 0.0012005 | 2.9661e-09 | 0.00060025 | 1.483e-09 | 0.0015435 | 3.8135e-09
[79 empty] | WLDFR | HFTD - Distribution - Tier 2 - 3QU CoRE ¦ 5QU LoRE | Non-Red Flag Warning - Catastrophic Fires | 2037 | 1.5112e-09 | 7.5562e-10 | 1.943e-09 | 16044.1264 | 263.1074 | 9721.74 | 6059.2791 | 0 | 0 | 0 | 1.2588e-06 |  | 2.4247e-05 | 0 | 2.4247e-05 | 1.2123e-05 | 0 | 1.2123e-05 | 3.1174e-05 | 0 | 3.1174e-05 | [16 empty] | 7.3.1.3 Ignition probability mapping showing the probability of ignition along the electric lines and equipmentWLDFRAggregatedAggregated | WLDFR | HFTD - Distribution - Tier 2 - 3QU CoRE ¦ 5QU LoRE | Red Flag Warning - Destructive Fires | Aggregated | Aggregated | 2023 | 2.4707e-06 | 0 | 746.7011 | 0.0018449 | 2023 | Mitigation | 0.08575 | 30 | 0 | esc | 0.0012005 | 2.9661e-09 | 0.00060025 | 1.483e-09 | 0.0015435 | 3.8135e-09
[79 empty] | WLDFR | HFTD - Distribution - Tier 2 - 3QU CoRE ¦ 5QU LoRE | Non-Red Flag Warning - Catastrophic Fires | 2038 | 1.5112e-09 | 7.5562e-10 | 1.943e-09 | 16832.3912 | 280.5544 | 10192.2718 | 6359.5651 | 0 | 0 | 0 | 1.2588e-06 |  | 2.5438e-05 | 0 | 2.5438e-05 | 1.2719e-05 | 0 | 1.2719e-05 | 3.2706e-05 | 0 | 3.2706e-05 | [16 empty] | 7.3.1.3 Ignition probability mapping showing the probability of ignition along the electric lines and equipmentWLDFRAggregatedAggregated | WLDFR | HFTD - Distribution - Tier 2 - 3QU CoRE ¦ 5QU LoRE | Red Flag Warning - Destructive Fires | Aggregated | Aggregated | 2024 | 2.4707e-06 | 0 | 746.7011 | 0.0018449 | 2024 | Mitigation | 0.08575 | 30 | 0 | esc | 0.0012005 | 2.9661e-09 | 0.00060025 | 1.483e-09 | 0.0015435 | 3.8135e-09
[79 empty] | WLDFR | HFTD - Distribution - Tier 2 - 3QU CoRE ¦ 5QU LoRE | Non-Red Flag Warning - Catastrophic Fires | 2039 | 1.5112e-09 | 7.5562e-10 | 1.943e-09 | 16832.3912 | 280.5544 | 10192.2718 | 6359.5651 | 0 | 0 | 0 | 1.2588e-06 |  | 2.5438e-05 | 0 | 2.5438e-05 | 1.2719e-05 | 0 | 1.2719e-05 | 3.2706e-05 | 0 | 3.2706e-05 | [16 empty] | 7.3.1.3 Ignition probability mapping showing the probability of ignition along the electric lines and equipmentWLDFRAggregatedAggregated | WLDFR | HFTD - Distribution - Tier 2 - 3QU CoRE ¦ 5QU LoRE | Red Flag Warning - Destructive Fires | Aggregated | Aggregated | 2025 | 2.4707e-06 | 0 | 746.7011 | 0.0018449 | 2025 | Mitigation | 0.08575 | 30 | 0 | esc | 0.0012005 | 2.9661e-09 | 0.00060025 | 1.483e-09 | 0.0015435 | 3.8135e-09
[79 empty] | WLDFR | HFTD - Distribution - Tier 2 - 3QU CoRE ¦ 5QU LoRE | Non-Red Flag Warning - Catastrophic Fires | 2040 | 1.5112e-09 | 7.5562e-10 | 1.943e-09 | 16832.3912 | 280.5544 | 10192.2718 | 6359.5651 | 0 | 0 | 0 | 1.2588e-06 |  | 2.5438e-05 | 0 | 2.5438e-05 | 1.2719e-05 | 0 | 1.2719e-05 | 3.2706e-05 | 0 | 3.2706e-05 | [16 empty] | 7.3.1.3 Ignition probability mapping showing the probability of ignition along the electric lines and equipmentWLDFRAggregatedAggregated | WLDFR | HFTD - Distribution - Tier 2 - 3QU CoRE ¦ 5QU LoRE | Red Flag Warning - Destructive Fires | Aggregated | Aggregated | 2026 | 2.4707e-06 | 0 | 746.7011 | 0.0018449 | 2026 | Mitigation | 0.08575 | 30 | 0 | esc | 0.0012005 | 2.9661e-09 | 0.00060025 | 1.483e-09 | 0.0015435 | 3.8135e-09
[79 empty] | WLDFR | HFTD - Distribution - Tier 2 - 3QU CoRE ¦ 5QU LoRE | Non-Red Flag Warning - Catastrophic Fires | 2041 | 1.5112e-09 | 7.5562e-10 | 1.943e-09 | 16832.3912 | 280.5544 | 10192.2718 | 6359.5651 | 0 | 0 | 0 | 1.2588e-06 |  | 2.5438e-05 | 0 | 2.5438e-05 | 1.2719e-05 | 0 | 1.2719e-05 | 3.2706e-05 | 0 | 3.2706e-05 | [16 empty] | 7.3.1.3 Ignition probability mapping showing the probability of ignition along the electric lines and equipmentWLDFRAggregatedAggregated | WLDFR | HFTD - Distribution - Tier 2 - 3QU CoRE ¦ 5QU LoRE | Red Flag Warning - Destructive Fires | Aggregated | Aggregated | 2027 | 2.4707e-06 | 0 | 746.7011 | 0.0018449 | 2027 | Mitigation | 0.08575 | 30 | 0 | esc | 0.0012005 | 2.9661e-09 | 0.00060025 | 1.483e-09 | 0.0015435 | 3.8135e-09
[79 empty] | WLDFR | HFTD - Distribution - Tier 2 - 3QU CoRE ¦ 5QU LoRE | Non-Red Flag Warning - Catastrophic Fires | 2042 | 1.5112e-09 | 7.5562e-10 | 1.943e-09 | 16832.3912 | 280.5544 | 10192.2718 | 6359.5651 | 0 | 0 | 0 | 1.2588e-06 |  | 2.5438e-05 | 0 | 2.5438e-05 | 1.2719e-05 | 0 | 1.2719e-05 | 3.2706e-05 | 0 | 3.2706e-05 | [16 empty] | 7.3.1.3 Ignition probability mapping showing the probability of ignition along the electric lines and equipmentWLDFRAggregatedAggregated | WLDFR | HFTD - Distribution - Tier 2 - 3QU CoRE ¦ 5QU LoRE | Red Flag Warning - Destructive Fires | Aggregated | Aggregated | 2028 | 2.4707e-06 | 0 | 746.7011 | 0.0018449 | 2028 | Mitigation | 0.08575 | 30 | 0 | esc | 0.0012005 | 2.9661e-09 | 0.00060025 | 1.483e-09 | 0.0015435 | 3.8135e-09
[79 empty] | WLDFR | HFTD - Distribution - Tier 2 - 3QU CoRE ¦ 5QU LoRE | Non-Red Flag Warning - Catastrophic Fires | 2043 | 1.5112e-09 | 7.5562e-10 | 1.943e-09 | 17672.0852 | 299.42 | 10692.7362 | 6679.929 | 0 | 0 | 0 | 1.2588e-06 |  | 2.6707e-05 | 0 | 2.6707e-05 | 1.3353e-05 | 0 | 1.3353e-05 | 3.4337e-05 | 0 | 3.4337e-05 | [16 empty] | 7.3.1.3 Ignition probability mapping showing the probability of ignition along the electric lines and equipmentWLDFRAggregatedAggregated | WLDFR | HFTD - Distribution - Tier 2 - 3QU CoRE ¦ 5QU LoRE | Red Flag Warning - Destructive Fires | Aggregated | Aggregated | 2029 | 2.4707e-06 | 0 | 746.7011 | 0.0018449 | 2029 | Mitigation | 0.08575 | 30 | 0 | esc | 0.0012005 | 2.9661e-09 | 0.00060025 | 1.483e-09 | 0.0015435 | 3.8135e-09
[79 empty] | WLDFR | HFTD - Distribution - Tier 2 - 3QU CoRE ¦ 5QU LoRE | Non-Red Flag Warning - Catastrophic Fires | 2044 | 1.5112e-09 | 7.5562e-10 | 1.943e-09 | 17672.0852 | 299.42 | 10692.7362 | 6679.929 | 0 | 0 | 0 | 1.2588e-06 |  | 2.6707e-05 | 0 | 2.6707e-05 | 1.3353e-05 | 0 | 1.3353e-05 | 3.4337e-05 | 0 | 3.4337e-05 | [16 empty] | 7.3.1.3 Ignition probability mapping showing the probability of ignition along the electric lines and equipmentWLDFRAggregatedAggregated | WLDFR | HFTD - Distribution - Tier 2 - 3QU CoRE ¦ 5QU LoRE | Red Flag Warning - Destructive Fires | Aggregated | Aggregated | 2030 | 2.4707e-06 | 0 | 746.7011 | 0.0018449 | 2030 | Mitigation | 0.08575 | 30 | 0 | esc | 0.0012005 | 2.9661e-09 | 0.00060025 | 1.483e-09 | 0.0015435 | 3.8135e-09
[79 empty] | WLDFR | HFTD - Distribution - Tier 2 - 3QU CoRE ¦ 5QU LoRE | Non-Red Flag Warning - Catastrophic Fires | 2045 | 1.5112e-09 | 7.5562e-10 | 1.943e-09 | 17672.0852 | 299.42 | 10692.7362 | 6679.929 | 0 | 0 | 0 | 1.2588e-06 |  | 2.6707e-05 | 0 | 2.6707e-05 | 1.3353e-05 | 0 | 1.3353e-05 | 3.4337e-05 | 0 | 3.4337e-05 | [16 empty] | 7.3.1.3 Ignition probability mapping showing the probability of ignition along the electric lines and equipmentWLDFRAggregatedAggregated | WLDFR | HFTD - Distribution - Tier 2 - 3QU CoRE ¦ 5QU LoRE | Red Flag Warning - Destructive Fires | Aggregated | Aggregated | 2031 | 2.4707e-06 | 0 | 746.7011 | 0.0018449 | 2031 | Mitigation | 0.08575 | 30 | 0 | esc | 0.0012005 | 2.9661e-09 | 0.00060025 | 1.483e-09 | 0.0015435 | 3.8135e-09
[79 empty] | WLDFR | HFTD - Distribution - Tier 2 - 3QU CoRE ¦ 5QU LoRE | Non-Red Flag Warning - Catastrophic Fires | 2046 | 1.5112e-09 | 7.5562e-10 | 1.943e-09 | 17672.0852 | 299.42 | 10692.7362 | 6679.929 | 0 | 0 | 0 | 1.2588e-06 |  | 2.6707e-05 | 0 | 2.6707e-05 | 1.3353e-05 | 0 | 1.3353e-05 | 3.4337e-05 | 0 | 3.4337e-05 | [16 empty] | 7.3.1.3 Ignition probability mapping showing the probability of ignition along the electric lines and equipmentWLDFRAggregatedAggregated | WLDFR | HFTD - Distribution - Tier 2 - 3QU CoRE ¦ 5QU LoRE | Red Flag Warning - Destructive Fires | Aggregated | Aggregated | 2032 | 2.4707e-06 | 0 | 746.7011 | 0.0018449 | 2032 | Mitigation | 0.08575 | 30 | 0 | esc | 0.0012005 | 2.9661e-09 | 0.00060025 | 1.483e-09 | 0.0015435 | 3.8135e-09
[79 empty] | WLDFR | HFTD - Distribution - Tier 2 - 3QU CoRE ¦ 5QU LoRE | Non-Red Flag Warning - Catastrophic Fires | 2047 | 1.5112e-09 | 7.5562e-10 | 1.943e-09 | 17672.0852 | 299.42 | 10692.7362 | 6679.929 | 0 | 0 | 0 | 1.2588e-06 |  | 2.6707e-05 | 0 | 2.6707e-05 | 1.3353e-05 | 0 | 1.3353e-05 | 3.4337e-05 | 0 | 3.4337e-05 | [16 empty] | 7.3.1.3 Ignition probability mapping showing the probability of ignition along the electric lines and equipmentWLDFRAggregatedAggregated | WLDFR | HFTD - Distribution - Tier 2 - 3QU CoRE ¦ 5QU LoRE | Red Flag Warning - Destructive Fires | Aggregated | Aggregated | 2033 | 2.4707e-06 | 0 | 746.7011 | 0.0018449 | 2033 | Mitigation | 0.08575 | 30 | 0 | esc | 0.0012005 | 2.9661e-09 | 0.00060025 | 1.483e-09 | 0.0015435 | 3.8135e-09
[79 empty] | WLDFR | HFTD - Distribution - Tier 2 - 3QU CoRE ¦ 5QU LoRE | Non-Red Flag Warning - Catastrophic Fires | 2048 | 1.5112e-09 | 7.5562e-10 | 1.943e-09 | 18552.3348 | 319.4911 | 11216.5626 | 7016.281 | 0 | 0 | 0 | 1.2588e-06 |  | 2.8037e-05 | 0 | 2.8037e-05 | 1.4019e-05 | 0 | 1.4019e-05 | 3.6048e-05 | 0 | 3.6048e-05 | [16 empty] | 7.3.1.3 Ignition probability mapping showing the probability of ignition along the electric lines and equipmentWLDFRAggregatedAggregated | WLDFR | HFTD - Distribution - Tier 2 - 3QU CoRE ¦ 5QU LoRE | Red Flag Warning - Destructive Fires | Aggregated | Aggregated | 2034 | 2.4707e-06 | 0 | 746.7011 | 0.0018449 | 2034 | Mitigation | 0.08575 | 30 | 0 | esc | 0.0012005 | 2.9661e-09 | 0.00060025 | 1.483e-09 | 0.0015435 | 3.8135e-09
[79 empty] | WLDFR | HFTD - Distribution - Tier 2 - 3QU CoRE ¦ 5QU LoRE | Non-Red Flag Warning - Catastrophic Fires | 2049 | 1.5112e-09 | 7.5562e-10 | 1.943e-09 | 18552.3348 | 319.4911 | 11216.5626 | 7016.281 | 0 | 0 | 0 | 1.2588e-06 |  | 2.8037e-05 | 0 | 2.8037e-05 | 1.4019e-05 | 0 | 1.4019e-05 | 3.6048e-05 | 0 | 3.6048e-05 | [16 empty] | 7.3.1.3 Ignition probability mapping showing the probability of ignition along the electric lines and equipmentWLDFRAggregatedAggregated | WLDFR | HFTD - Distribution - Tier 2 - 3QU CoRE ¦ 5QU LoRE | Red Flag Warning - Destructive Fires | Aggregated | Aggregated | 2035 | 2.4707e-06 | 0 | 746.7011 | 0.0018449 | 2035 | Mitigation | 0.08575 | 30 | 0 | esc | 0.0012005 | 2.9661e-09 | 0.00060025 | 1.483e-09 | 0.0015435 | 3.8135e-09
[79 empty] | WLDFR | HFTD - Distribution - Tier 2 - 3QU CoRE ¦ 5QU LoRE | Non-Red Flag Warning - Catastrophic Fires | 2050 | 0 | 7.5562e-10 | 1.943e-09 | 18552.3348 | 319.4911 | 11216.5626 | 7016.281 | 0 | 0 | 0 | 1.2588e-06 |  | 0 | 0 | 0 | 1.4019e-05 | 0 | 1.4019e-05 | 3.6048e-05 | 0 | 3.6048e-05 | [16 empty] | 7.3.1.3 Ignition probability mapping showing the probability of ignition along the electric lines and equipmentWLDFRAggregatedAggregated | WLDFR | HFTD - Distribution - Tier 2 - 3QU CoRE ¦ 5QU LoRE | Red Flag Warning - Destructive Fires | Aggregated | Aggregated | 2036 | 2.4707e-06 | 0 | 746.7011 | 0.0018449 | 2036 | Mitigation | 0.08575 | 30 | 0 | esc | 0.0012005 | 2.9661e-09 | 0.00060025 | 1.483e-09 | 0.0015435 | 3.8135e-09
[79 empty] | WLDFR | HFTD - Distribution - Tier 2 - 3QU CoRE ¦ 5QU LoRE | Non-Red Flag Warning - Catastrophic Fires | 2051 | 0 | 0 | 1.943e-09 | 18552.3348 | 319.4911 | 11216.5626 | 7016.281 | 0 | 0 | 0 | 1.2588e-06 |  | 0 | 0 | 0 | 0 | 0 | 0 | 3.6048e-05 | 0 | 3.6048e-05 | [16 empty] | 7.3.1.3 Ignition probability mapping showing the probability of ignition along the electric lines and equipmentWLDFRAggregatedAggregated | WLDFR | HFTD - Distribution - Tier 2 - 3QU CoRE ¦ 5QU LoRE | Red Flag Warning - Destructive Fires | Aggregated | Aggregated | 2037 | 2.4707e-06 | 0 | 746.7011 | 0.0018449 | 2037 | Mitigation | 0.08575 | 30 | 0 | esc | 0.0012005 | 2.9661e-09 | 0.00060025 | 1.483e-09 | 0.0015435 | 3.8135e-09
[79 empty] | WLDFR | HFTD - Distribution - Tier 2 - 3QU CoRE ¦ 5QU LoRE | Non-Red Flag Warning - Destructive Fires | 2020 | 1.3884e-09 | 0 | 0 | 8807.9522 | 222.2294 | 8585.7228 | 0 | 0 | 0 | 0 | 1.1566e-06 |  | 1.2229e-05 | 0 | 1.2229e-05 | 0 | 0 | 0 | 0 | 0 | 0 | [16 empty] | 7.3.1.3 Ignition probability mapping showing the probability of ignition along the electric lines and equipmentWLDFRAggregatedAggregated | WLDFR | HFTD - Distribution - Tier 2 - 3QU CoRE ¦ 5QU LoRE | Red Flag Warning - Destructive Fires | Aggregated | Aggregated | 2038 | 2.4707e-06 | 0 | 746.7011 | 0.0018449 | 2038 | Mitigation | 0.08575 | 30 | 0 | esc | 0.0012005 | 2.9661e-09 | 0.00060025 | 1.483e-09 | 0.0015435 | 3.8135e-09
[79 empty] | WLDFR | HFTD - Distribution - Tier 2 - 3QU CoRE ¦ 5QU LoRE | Non-Red Flag Warning - Destructive Fires | 2021 | 1.3884e-09 | 6.9422e-10 | 0 | 8807.9522 | 222.2294 | 8585.7228 | 0 | 0 | 0 | 0 | 1.1566e-06 |  | 1.2229e-05 | 0 | 1.2229e-05 | 6.1147e-06 | 0 | 6.1147e-06 | 0 | 0 | 0 | [16 empty] | 7.3.1.3 Ignition probability mapping showing the probability of ignition along the electric lines and equipmentWLDFRAggregatedAggregated | WLDFR | HFTD - Distribution - Tier 2 - 3QU CoRE ¦ 5QU LoRE | Red Flag Warning - Destructive Fires | Aggregated | Aggregated | 2039 | 2.4707e-06 | 0 | 746.7011 | 0.0018449 | 2039 | Mitigation | 0.08575 | 30 | 0 | esc | 0.0012005 | 2.9661e-09 | 0.00060025 | 1.483e-09 | 0.0015435 | 3.8135e-09
[79 empty] | WLDFR | HFTD - Distribution - Tier 2 - 3QU CoRE ¦ 5QU LoRE | Non-Red Flag Warning - Destructive Fires | 2022 | 1.3884e-09 | 6.9422e-10 | 1.7851e-09 | 8807.9522 | 222.2294 | 8585.7228 | 0 | 0 | 0 | 0 | 1.1566e-06 |  | 1.2229e-05 | 0 | 1.2229e-05 | 6.1147e-06 | 0 | 6.1147e-06 | 1.5723e-05 | 0 | 1.5723e-05 | [16 empty] | 7.3.1.3 Ignition probability mapping showing the probability of ignition along the electric lines and equipmentWLDFRAggregatedAggregated | WLDFR | HFTD - Distribution - Tier 2 - 3QU CoRE ¦ 5QU LoRE | Red Flag Warning - Destructive Fires | Aggregated | Aggregated | 2040 | 2.4707e-06 | 0 | 746.7011 | 0.0018449 | 2040 | Mitigation | 0.08575 | 30 | 0 | esc | 0.0012005 | 2.9661e-09 | 0.00060025 | 1.483e-09 | 0.0015435 | 3.8135e-09
[79 empty] | WLDFR | HFTD - Distribution - Tier 2 - 3QU CoRE ¦ 5QU LoRE | Non-Red Flag Warning - Destructive Fires | 2023 | 1.3884e-09 | 6.9422e-10 | 1.7851e-09 | 9129.7461 | 233.2301 | 8896.516 | 0 | 0 | 0 | 0 | 1.1566e-06 |  | 1.2676e-05 | 0 | 1.2676e-05 | 6.3381e-06 | 0 | 6.3381e-06 | 1.6298e-05 | 0 | 1.6298e-05 | [16 empty] | 7.3.1.3 Ignition probability mapping showing the probability of ignition along the electric lines and equipmentWLDFRAggregatedAggregated | WLDFR | HFTD - Distribution - Tier 2 - 3QU CoRE ¦ 5QU LoRE | Red Flag Warning - Destructive Fires | Aggregated | Aggregated | 2041 | 2.4707e-06 | 0 | 746.7011 | 0.0018449 | 2041 | Mitigation | 0.08575 | 30 | 0 | esc | 0.0012005 | 2.9661e-09 | 0.00060025 | 1.483e-09 | 0.0015435 | 3.8135e-09
[79 empty] | WLDFR | HFTD - Distribution - Tier 2 - 3QU CoRE ¦ 5QU LoRE | Non-Red Flag Warning - Destructive Fires | 2024 | 1.3884e-09 | 6.9422e-10 | 1.7851e-09 | 9129.7461 | 233.2301 | 8896.516 | 0 | 0 | 0 | 0 | 1.1566e-06 |  | 1.2676e-05 | 0 | 1.2676e-05 | 6.3381e-06 | 0 | 6.3381e-06 | 1.6298e-05 | 0 | 1.6298e-05 | [16 empty] | 7.3.1.3 Ignition probability mapping showing the probability of ignition along the electric lines and equipmentWLDFRAggregatedAggregated | WLDFR | HFTD - Distribution - Tier 2 - 3QU CoRE ¦ 5QU LoRE | Red Flag Warning - Destructive Fires | Aggregated | Aggregated | 2042 | 2.4707e-06 | 0 | 746.7011 | 0.0018449 | 2042 | Mitigation | 0.08575 | 30 | 0 | esc | 0.0012005 | 2.9661e-09 | 0.00060025 | 1.483e-09 | 0.0015435 | 3.8135e-09
[79 empty] | WLDFR | HFTD - Distribution - Tier 2 - 3QU CoRE ¦ 5QU LoRE | Non-Red Flag Warning - Destructive Fires | 2025 | 1.3884e-09 | 6.9422e-10 | 1.7851e-09 | 9129.7461 | 233.2301 | 8896.516 | 0 | 0 | 0 | 0 | 1.1566e-06 |  | 1.2676e-05 | 0 | 1.2676e-05 | 6.3381e-06 | 0 | 6.3381e-06 | 1.6298e-05 | 0 | 1.6298e-05 | [16 empty] | 7.3.1.3 Ignition probability mapping showing the probability of ignition along the electric lines and equipmentWLDFRAggregatedAggregated | WLDFR | HFTD - Distribution - Tier 2 - 3QU CoRE ¦ 5QU LoRE | Red Flag Warning - Destructive Fires | Aggregated | Aggregated | 2043 | 2.4707e-06 | 0 | 746.7011 | 0.0018449 | 2043 | Mitigation | 0.08575 | 30 | 0 | esc | 0.0012005 | 2.9661e-09 | 0.00060025 | 1.483e-09 | 0.0015435 | 3.8135e-09
[79 empty] | WLDFR | HFTD - Distribution - Tier 2 - 3QU CoRE ¦ 5QU LoRE | Non-Red Flag Warning - Destructive Fires | 2026 | 1.3884e-09 | 6.9422e-10 | 1.7851e-09 | 9129.7461 | 233.2301 | 8896.516 | 0 | 0 | 0 | 0 | 1.1566e-06 |  | 1.2676e-05 | 0 | 1.2676e-05 | 6.3381e-06 | 0 | 6.3381e-06 | 1.6298e-05 | 0 | 1.6298e-05 | [16 empty] | 7.3.1.3 Ignition probability mapping showing the probability of ignition along the electric lines and equipmentWLDFRAggregatedAggregated | WLDFR | HFTD - Distribution - Tier 2 - 3QU CoRE ¦ 5QU LoRE | Red Flag Warning - Destructive Fires | Aggregated | Aggregated | 2044 | 2.4707e-06 | 0 | 746.7011 | 0.0018449 | 2044 | Mitigation | 0.08575 | 30 | 0 | esc | 0.0012005 | 2.9661e-09 | 0.00060025 | 1.483e-09 | 0.0015435 | 3.8135e-09
[79 empty] | WLDFR | HFTD - Distribution - Tier 2 - 3QU CoRE ¦ 5QU LoRE | Non-Red Flag Warning - Destructive Fires | 2027 | 1.3884e-09 | 6.9422e-10 | 1.7851e-09 | 9129.7461 | 233.2301 | 8896.516 | 0 | 0 | 0 | 0 | 1.1566e-06 |  | 1.2676e-05 | 0 | 1.2676e-05 | 6.3381e-06 | 0 | 6.3381e-06 | 1.6298e-05 | 0 | 1.6298e-05 | [16 empty] | 7.3.1.3 Ignition probability mapping showing the probability of ignition along the electric lines and equipmentWLDFRAggregatedAggregated | WLDFR | HFTD - Distribution - Tier 2 - 3QU CoRE ¦ 5QU LoRE | Red Flag Warning - Destructive Fires | Aggregated | Aggregated | 2045 | 2.4707e-06 | 0 | 746.7011 | 0.0018449 | 2045 | Mitigation | 0.08575 | 30 | 0 | esc | 0.0012005 | 2.9661e-09 | 0.00060025 | 1.483e-09 | 0.0015435 | 3.8135e-09
[79 empty] | WLDFR | HFTD - Distribution - Tier 2 - 3QU CoRE ¦ 5QU LoRE | Non-Red Flag Warning - Destructive Fires | 2028 | 1.3884e-09 | 6.9422e-10 | 1.7851e-09 | 9534.9221 | 247.273 | 9287.6491 | 0 | 0 | 0 | 0 | 1.1566e-06 |  | 1.3239e-05 | 0 | 1.3239e-05 | 6.6194e-06 | 0 | 6.6194e-06 | 1.7021e-05 | 0 | 1.7021e-05 | [16 empty] | 7.3.1.3 Ignition probability mapping showing the probability of ignition along the electric lines and equipmentWLDFRAggregatedAggregated | WLDFR | HFTD - Distribution - Tier 2 - 3QU CoRE ¦ 5QU LoRE | Red Flag Warning - Destructive Fires | Aggregated | Aggregated | 2046 | 2.4707e-06 | 0 | 746.7011 | 0.0018449 | 2046 | Mitigation | 0.08575 | 30 | 0 | esc | 0.0012005 | 2.9661e-09 | 0.00060025 | 1.483e-09 | 0.0015435 | 3.8135e-09
[79 empty] | WLDFR | HFTD - Distribution - Tier 2 - 3QU CoRE ¦ 5QU LoRE | Non-Red Flag Warning - Destructive Fires | 2029 | 1.3884e-09 | 6.9422e-10 | 1.7851e-09 | 9534.9221 | 247.273 | 9287.6491 | 0 | 0 | 0 | 0 | 1.1566e-06 |  | 1.3239e-05 | 0 | 1.3239e-05 | 6.6194e-06 | 0 | 6.6194e-06 | 1.7021e-05 | 0 | 1.7021e-05 | [16 empty] | 7.3.1.3 Ignition probability mapping showing the probability of ignition along the electric lines and equipmentWLDFRAggregatedAggregated | WLDFR | HFTD - Distribution - Tier 2 - 3QU CoRE ¦ 5QU LoRE | Red Flag Warning - Destructive Fires | Aggregated | Aggregated | 2047 | 2.4707e-06 | 0 | 746.7011 | 0.0018449 | 2047 | Mitigation | 0.08575 | 30 | 0 | esc | 0.0012005 | 2.9661e-09 | 0.00060025 | 1.483e-09 | 0.0015435 | 3.8135e-09
[79 empty] | WLDFR | HFTD - Distribution - Tier 2 - 3QU CoRE ¦ 5QU LoRE | Non-Red Flag Warning - Destructive Fires | 2030 | 1.3884e-09 | 6.9422e-10 | 1.7851e-09 | 9534.9221 | 247.273 | 9287.6491 | 0 | 0 | 0 | 0 | 1.1566e-06 |  | 1.3239e-05 | 0 | 1.3239e-05 | 6.6194e-06 | 0 | 6.6194e-06 | 1.7021e-05 | 0 | 1.7021e-05 | [16 empty] | 7.3.1.3 Ignition probability mapping showing the probability of ignition along the electric lines and equipmentWLDFRAggregatedAggregated | WLDFR | HFTD - Distribution - Tier 2 - 3QU CoRE ¦ 5QU LoRE | Red Flag Warning - Destructive Fires | Aggregated | Aggregated | 2048 | 2.4707e-06 | 0 | 746.7011 | 0.0018449 | 2048 | Mitigation | 0.08575 | 30 | 0 | esc | 0.0012005 | 2.9661e-09 | 0.00060025 | 1.483e-09 | 0.0015435 | 3.8135e-09
[79 empty] | WLDFR | HFTD - Distribution - Tier 2 - 3QU CoRE ¦ 5QU LoRE | Non-Red Flag Warning - Destructive Fires | 2031 | 1.3884e-09 | 6.9422e-10 | 1.7851e-09 | 9534.9221 | 247.273 | 9287.6491 | 0 | 0 | 0 | 0 | 1.1566e-06 |  | 1.3239e-05 | 0 | 1.3239e-05 | 6.6194e-06 | 0 | 6.6194e-06 | 1.7021e-05 | 0 | 1.7021e-05 | [16 empty] | 7.3.1.3 Ignition probability mapping showing the probability of ignition along the electric lines and equipmentWLDFRAggregatedAggregated | WLDFR | HFTD - Distribution - Tier 2 - 3QU CoRE ¦ 5QU LoRE | Red Flag Warning - Destructive Fires | Aggregated | Aggregated | 2049 | 2.4707e-06 | 0 | 746.7011 | 0.0018449 | 2049 | Mitigation | 0.08575 | 30 | 0 | esc | 0.0012005 | 2.9661e-09 | 0.00060025 | 1.483e-09 | 0.0015435 | 3.8135e-09
[79 empty] | WLDFR | HFTD - Distribution - Tier 2 - 3QU CoRE ¦ 5QU LoRE | Non-Red Flag Warning - Destructive Fires | 2032 | 1.3884e-09 | 6.9422e-10 | 1.7851e-09 | 9534.9221 | 247.273 | 9287.6491 | 0 | 0 | 0 | 0 | 1.1566e-06 |  | 1.3239e-05 | 0 | 1.3239e-05 | 6.6194e-06 | 0 | 6.6194e-06 | 1.7021e-05 | 0 | 1.7021e-05 | [16 empty] | 7.3.1.3 Ignition probability mapping showing the probability of ignition along the electric lines and equipmentWLDFRAggregatedAggregated | WLDFR | HFTD - Distribution - Tier 2 - 3QU CoRE ¦ 5QU LoRE | Red Flag Warning - Destructive Fires | Aggregated | Aggregated | 2050 | 2.4707e-06 | 0 | 746.7011 | 0.0018449 | 2050 | Mitigation | 0.08575 | 30 | 0 | esc | 0 | 0 | 0.00060025 | 1.483e-09 | 0.0015435 | 3.8135e-09
[79 empty] | WLDFR | HFTD - Distribution - Tier 2 - 3QU CoRE ¦ 5QU LoRE | Non-Red Flag Warning - Destructive Fires | 2033 | 1.3884e-09 | 6.9422e-10 | 1.7851e-09 | 9984.8474 | 263.1074 | 9721.74 | 0 | 0 | 0 | 0 | 1.1566e-06 |  | 1.3863e-05 | 0 | 1.3863e-05 | 6.9317e-06 | 0 | 6.9317e-06 | 1.7824e-05 | 0 | 1.7824e-05 | [16 empty] | 7.3.1.3 Ignition probability mapping showing the probability of ignition along the electric lines and equipmentWLDFRAggregatedAggregated | WLDFR | HFTD - Distribution - Tier 2 - 3QU CoRE ¦ 5QU LoRE | Red Flag Warning - Destructive Fires | Aggregated | Aggregated | 2051 | 2.4707e-06 | 0 | 746.7011 | 0.0018449 | 2051 | Mitigation | 0.08575 | 30 | 0 | esc | 0 | 0 | 0 | 0 | 0.0015435 | 3.8135e-09
[79 empty] | WLDFR | HFTD - Distribution - Tier 2 - 3QU CoRE ¦ 5QU LoRE | Non-Red Flag Warning - Destructive Fires | 2034 | 1.3884e-09 | 6.9422e-10 | 1.7851e-09 | 9984.8474 | 263.1074 | 9721.74 | 0 | 0 | 0 | 0 | 1.1566e-06 |  | 1.3863e-05 | 0 | 1.3863e-05 | 6.9317e-06 | 0 | 6.9317e-06 | 1.7824e-05 | 0 | 1.7824e-05 | [16 empty] | 7.3.1.3 Ignition probability mapping showing the probability of ignition along the electric lines and equipmentWLDFRAggregatedAggregated | WLDFR | HFTD - Distribution - Tier 2 - 3QU CoRE ¦ 5QU LoRE | Red Flag Warning - Large Fires | Aggregated | Aggregated | 2021 | 2.518e-05 | 0 | 746.7011 | 0.018802 | 2021 | Mitigation | 0.08575 | 30 | 0 | esc | 0.0012005 | 3.0229e-08 | 0.00060025 | 1.5115e-08 | 0 | 0
[79 empty] | WLDFR | HFTD - Distribution - Tier 2 - 3QU CoRE ¦ 5QU LoRE | Non-Red Flag Warning - Destructive Fires | 2035 | 1.3884e-09 | 6.9422e-10 | 1.7851e-09 | 9984.8474 | 263.1074 | 9721.74 | 0 | 0 | 0 | 0 | 1.1566e-06 |  | 1.3863e-05 | 0 | 1.3863e-05 | 6.9317e-06 | 0 | 6.9317e-06 | 1.7824e-05 | 0 | 1.7824e-05 | [16 empty] | 7.3.1.3 Ignition probability mapping showing the probability of ignition along the electric lines and equipmentWLDFRAggregatedAggregated | WLDFR | HFTD - Distribution - Tier 2 - 3QU CoRE ¦ 5QU LoRE | Red Flag Warning - Large Fires | Aggregated | Aggregated | 2022 | 2.518e-05 | 0 | 746.7011 | 0.018802 | 2022 | Mitigation | 0.08575 | 30 | 0 | esc | 0.0012005 | 3.0229e-08 | 0.00060025 | 1.5115e-08 | 0.0015435 | 3.8866e-08
[79 empty] | WLDFR | HFTD - Distribution - Tier 2 - 3QU CoRE ¦ 5QU LoRE | Non-Red Flag Warning - Destructive Fires | 2036 | 1.3884e-09 | 6.9422e-10 | 1.7851e-09 | 9984.8474 | 263.1074 | 9721.74 | 0 | 0 | 0 | 0 | 1.1566e-06 |  | 1.3863e-05 | 0 | 1.3863e-05 | 6.9317e-06 | 0 | 6.9317e-06 | 1.7824e-05 | 0 | 1.7824e-05 | [16 empty] | 7.3.1.3 Ignition probability mapping showing the probability of ignition along the electric lines and equipmentWLDFRAggregatedAggregated | WLDFR | HFTD - Distribution - Tier 2 - 3QU CoRE ¦ 5QU LoRE | Red Flag Warning - Large Fires | Aggregated | Aggregated | 2023 | 2.518e-05 | 0 | 746.7011 | 0.018802 | 2023 | Mitigation | 0.08575 | 30 | 0 | esc | 0.0012005 | 3.0229e-08 | 0.00060025 | 1.5115e-08 | 0.0015435 | 3.8866e-08
[79 empty] | WLDFR | HFTD - Distribution - Tier 2 - 3QU CoRE ¦ 5QU LoRE | Non-Red Flag Warning - Destructive Fires | 2037 | 1.3884e-09 | 6.9422e-10 | 1.7851e-09 | 9984.8474 | 263.1074 | 9721.74 | 0 | 0 | 0 | 0 | 1.1566e-06 |  | 1.3863e-05 | 0 | 1.3863e-05 | 6.9317e-06 | 0 | 6.9317e-06 | 1.7824e-05 | 0 | 1.7824e-05 | [16 empty] | 7.3.1.3 Ignition probability mapping showing the probability of ignition along the electric lines and equipmentWLDFRAggregatedAggregated | WLDFR | HFTD - Distribution - Tier 2 - 3QU CoRE ¦ 5QU LoRE | Red Flag Warning - Large Fires | Aggregated | Aggregated | 2024 | 2.518e-05 | 0 | 746.7011 | 0.018802 | 2024 | Mitigation | 0.08575 | 30 | 0 | esc | 0.0012005 | 3.0229e-08 | 0.00060025 | 1.5115e-08 | 0.0015435 | 3.8866e-08
[79 empty] | WLDFR | HFTD - Distribution - Tier 2 - 3QU CoRE ¦ 5QU LoRE | Non-Red Flag Warning - Destructive Fires | 2038 | 1.3884e-09 | 6.9422e-10 | 1.7851e-09 | 10472.8261 | 280.5544 | 10192.2718 | 0 | 0 | 0 | 0 | 1.1566e-06 |  | 1.4541e-05 | 0 | 1.4541e-05 | 7.2705e-06 | 0 | 7.2705e-06 | 1.8696e-05 | 0 | 1.8696e-05 | [16 empty] | 7.3.1.3 Ignition probability mapping showing the probability of ignition along the electric lines and equipmentWLDFRAggregatedAggregated | WLDFR | HFTD - Distribution - Tier 2 - 3QU CoRE ¦ 5QU LoRE | Red Flag Warning - Large Fires | Aggregated | Aggregated | 2025 | 2.518e-05 | 0 | 746.7011 | 0.018802 | 2025 | Mitigation | 0.08575 | 30 | 0 | esc | 0.0012005 | 3.0229e-08 | 0.00060025 | 1.5115e-08 | 0.0015435 | 3.8866e-08
[79 empty] | WLDFR | HFTD - Distribution - Tier 2 - 3QU CoRE ¦ 5QU LoRE | Non-Red Flag Warning - Destructive Fires | 2039 | 1.3884e-09 | 6.9422e-10 | 1.7851e-09 | 10472.8261 | 280.5544 | 10192.2718 | 0 | 0 | 0 | 0 | 1.1566e-06 |  | 1.4541e-05 | 0 | 1.4541e-05 | 7.2705e-06 | 0 | 7.2705e-06 | 1.8696e-05 | 0 | 1.8696e-05 | [16 empty] | 7.3.1.3 Ignition probability mapping showing the probability of ignition along the electric lines and equipmentWLDFRAggregatedAggregated | WLDFR | HFTD - Distribution - Tier 2 - 3QU CoRE ¦ 5QU LoRE | Red Flag Warning - Large Fires | Aggregated | Aggregated | 2026 | 2.518e-05 | 0 | 746.7011 | 0.018802 | 2026 | Mitigation | 0.08575 | 30 | 0 | esc | 0.0012005 | 3.0229e-08 | 0.00060025 | 1.5115e-08 | 0.0015435 | 3.8866e-08
[79 empty] | WLDFR | HFTD - Distribution - Tier 2 - 3QU CoRE ¦ 5QU LoRE | Non-Red Flag Warning - Destructive Fires | 2040 | 1.3884e-09 | 6.9422e-10 | 1.7851e-09 | 10472.8261 | 280.5544 | 10192.2718 | 0 | 0 | 0 | 0 | 1.1566e-06 |  | 1.4541e-05 | 0 | 1.4541e-05 | 7.2705e-06 | 0 | 7.2705e-06 | 1.8696e-05 | 0 | 1.8696e-05 | [16 empty] | 7.3.1.3 Ignition probability mapping showing the probability of ignition along the electric lines and equipmentWLDFRAggregatedAggregated | WLDFR | HFTD - Distribution - Tier 2 - 3QU CoRE ¦ 5QU LoRE | Red Flag Warning - Large Fires | Aggregated | Aggregated | 2027 | 2.518e-05 | 0 | 746.7011 | 0.018802 | 2027 | Mitigation | 0.08575 | 30 | 0 | esc | 0.0012005 | 3.0229e-08 | 0.00060025 | 1.5115e-08 | 0.0015435 | 3.8866e-08
[79 empty] | WLDFR | HFTD - Distribution - Tier 2 - 3QU CoRE ¦ 5QU LoRE | Non-Red Flag Warning - Destructive Fires | 2041 | 1.3884e-09 | 6.9422e-10 | 1.7851e-09 | 10472.8261 | 280.5544 | 10192.2718 | 0 | 0 | 0 | 0 | 1.1566e-06 |  | 1.4541e-05 | 0 | 1.4541e-05 | 7.2705e-06 | 0 | 7.2705e-06 | 1.8696e-05 | 0 | 1.8696e-05 | [16 empty] | 7.3.1.3 Ignition probability mapping showing the probability of ignition along the electric lines and equipmentWLDFRAggregatedAggregated | WLDFR | HFTD - Distribution - Tier 2 - 3QU CoRE ¦ 5QU LoRE | Red Flag Warning - Large Fires | Aggregated | Aggregated | 2028 | 2.518e-05 | 0 | 746.7011 | 0.018802 | 2028 | Mitigation | 0.08575 | 30 | 0 | esc | 0.0012005 | 3.0229e-08 | 0.00060025 | 1.5115e-08 | 0.0015435 | 3.8866e-08
[79 empty] | WLDFR | HFTD - Distribution - Tier 2 - 3QU CoRE ¦ 5QU LoRE | Non-Red Flag Warning - Destructive Fires | 2042 | 1.3884e-09 | 6.9422e-10 | 1.7851e-09 | 10472.8261 | 280.5544 | 10192.2718 | 0 | 0 | 0 | 0 | 1.1566e-06 |  | 1.4541e-05 | 0 | 1.4541e-05 | 7.2705e-06 | 0 | 7.2705e-06 | 1.8696e-05 | 0 | 1.8696e-05 | [16 empty] | 7.3.1.3 Ignition probability mapping showing the probability of ignition along the electric lines and equipmentWLDFRAggregatedAggregated | WLDFR | HFTD - Distribution - Tier 2 - 3QU CoRE ¦ 5QU LoRE | Red Flag Warning - Large Fires | Aggregated | Aggregated | 2029 | 2.518e-05 | 0 | 746.7011 | 0.018802 | 2029 | Mitigation | 0.08575 | 30 | 0 | esc | 0.0012005 | 3.0229e-08 | 0.00060025 | 1.5115e-08 | 0.0015435 | 3.8866e-08
[79 empty] | WLDFR | HFTD - Distribution - Tier 2 - 3QU CoRE ¦ 5QU LoRE | Non-Red Flag Warning - Destructive Fires | 2043 | 1.3884e-09 | 6.9422e-10 | 1.7851e-09 | 10992.1562 | 299.42 | 10692.7362 | 0 | 0 | 0 | 0 | 1.1566e-06 |  | 1.5262e-05 | 0 | 1.5262e-05 | 7.631e-06 | 0 | 7.631e-06 | 1.9623e-05 | 0 | 1.9623e-05 | [16 empty] | 7.3.1.3 Ignition probability mapping showing the probability of ignition along the electric lines and equipmentWLDFRAggregatedAggregated | WLDFR | HFTD - Distribution - Tier 2 - 3QU CoRE ¦ 5QU LoRE | Red Flag Warning - Large Fires | Aggregated | Aggregated | 2030 | 2.518e-05 | 0 | 746.7011 | 0.018802 | 2030 | Mitigation | 0.08575 | 30 | 0 | esc | 0.0012005 | 3.0229e-08 | 0.00060025 | 1.5115e-08 | 0.0015435 | 3.8866e-08
[79 empty] | WLDFR | HFTD - Distribution - Tier 2 - 3QU CoRE ¦ 5QU LoRE | Non-Red Flag Warning - Destructive Fires | 2044 | 1.3884e-09 | 6.9422e-10 | 1.7851e-09 | 10992.1562 | 299.42 | 10692.7362 | 0 | 0 | 0 | 0 | 1.1566e-06 |  | 1.5262e-05 | 0 | 1.5262e-05 | 7.631e-06 | 0 | 7.631e-06 | 1.9623e-05 | 0 | 1.9623e-05 | [16 empty] | 7.3.1.3 Ignition probability mapping showing the probability of ignition along the electric lines and equipmentWLDFRAggregatedAggregated | WLDFR | HFTD - Distribution - Tier 2 - 3QU CoRE ¦ 5QU LoRE | Red Flag Warning - Large Fires | Aggregated | Aggregated | 2031 | 2.518e-05 | 0 | 746.7011 | 0.018802 | 2031 | Mitigation | 0.08575 | 30 | 0 | esc | 0.0012005 | 3.0229e-08 | 0.00060025 | 1.5115e-08 | 0.0015435 | 3.8866e-08
[79 empty] | WLDFR | HFTD - Distribution - Tier 2 - 3QU CoRE ¦ 5QU LoRE | Non-Red Flag Warning - Destructive Fires | 2045 | 1.3884e-09 | 6.9422e-10 | 1.7851e-09 | 10992.1562 | 299.42 | 10692.7362 | 0 | 0 | 0 | 0 | 1.1566e-06 |  | 1.5262e-05 | 0 | 1.5262e-05 | 7.631e-06 | 0 | 7.631e-06 | 1.9623e-05 | 0 | 1.9623e-05 | [16 empty] | 7.3.1.3 Ignition probability mapping showing the probability of ignition along the electric lines and equipmentWLDFRAggregatedAggregated | WLDFR | HFTD - Distribution - Tier 2 - 3QU CoRE ¦ 5QU LoRE | Red Flag Warning - Large Fires | Aggregated | Aggregated | 2032 | 2.518e-05 | 0 | 746.7011 | 0.018802 | 2032 | Mitigation | 0.08575 | 30 | 0 | esc | 0.0012005 | 3.0229e-08 | 0.00060025 | 1.5115e-08 | 0.0015435 | 3.8866e-08
[79 empty] | WLDFR | HFTD - Distribution - Tier 2 - 3QU CoRE ¦ 5QU LoRE | Non-Red Flag Warning - Destructive Fires | 2046 | 1.3884e-09 | 6.9422e-10 | 1.7851e-09 | 10992.1562 | 299.42 | 10692.7362 | 0 | 0 | 0 | 0 | 1.1566e-06 |  | 1.5262e-05 | 0 | 1.5262e-05 | 7.631e-06 | 0 | 7.631e-06 | 1.9623e-05 | 0 | 1.9623e-05 | [16 empty] | 7.3.1.3 Ignition probability mapping showing the probability of ignition along the electric lines and equipmentWLDFRAggregatedAggregated | WLDFR | HFTD - Distribution - Tier 2 - 3QU CoRE ¦ 5QU LoRE | Red Flag Warning - Large Fires | Aggregated | Aggregated | 2033 | 2.518e-05 | 0 | 746.7011 | 0.018802 | 2033 | Mitigation | 0.08575 | 30 | 0 | esc | 0.0012005 | 3.0229e-08 | 0.00060025 | 1.5115e-08 | 0.0015435 | 3.8866e-08
[79 empty] | WLDFR | HFTD - Distribution - Tier 2 - 3QU CoRE ¦ 5QU LoRE | Non-Red Flag Warning - Destructive Fires | 2047 | 1.3884e-09 | 6.9422e-10 | 1.7851e-09 | 10992.1562 | 299.42 | 10692.7362 | 0 | 0 | 0 | 0 | 1.1566e-06 |  | 1.5262e-05 | 0 | 1.5262e-05 | 7.631e-06 | 0 | 7.631e-06 | 1.9623e-05 | 0 | 1.9623e-05 | [16 empty] | 7.3.1.3 Ignition probability mapping showing the probability of ignition along the electric lines and equipmentWLDFRAggregatedAggregated | WLDFR | HFTD - Distribution - Tier 2 - 3QU CoRE ¦ 5QU LoRE | Red Flag Warning - Large Fires | Aggregated | Aggregated | 2034 | 2.518e-05 | 0 | 746.7011 | 0.018802 | 2034 | Mitigation | 0.08575 | 30 | 0 | esc | 0.0012005 | 3.0229e-08 | 0.00060025 | 1.5115e-08 | 0.0015435 | 3.8866e-08
[79 empty] | WLDFR | HFTD - Distribution - Tier 2 - 3QU CoRE ¦ 5QU LoRE | Non-Red Flag Warning - Destructive Fires | 2048 | 1.3884e-09 | 6.9422e-10 | 1.7851e-09 | 11536.0538 | 319.4911 | 11216.5626 | 0 | 0 | 0 | 0 | 1.1566e-06 |  | 1.6017e-05 | 0 | 1.6017e-05 | 8.0086e-06 | 0 | 8.0086e-06 | 2.0594e-05 | 0 | 2.0594e-05 | [16 empty] | 7.3.1.3 Ignition probability mapping showing the probability of ignition along the electric lines and equipmentWLDFRAggregatedAggregated | WLDFR | HFTD - Distribution - Tier 2 - 3QU CoRE ¦ 5QU LoRE | Red Flag Warning - Large Fires | Aggregated | Aggregated | 2035 | 2.518e-05 | 0 | 746.7011 | 0.018802 | 2035 | Mitigation | 0.08575 | 30 | 0 | esc | 0.0012005 | 3.0229e-08 | 0.00060025 | 1.5115e-08 | 0.0015435 | 3.8866e-08
[79 empty] | WLDFR | HFTD - Distribution - Tier 2 - 3QU CoRE ¦ 5QU LoRE | Non-Red Flag Warning - Destructive Fires | 2049 | 1.3884e-09 | 6.9422e-10 | 1.7851e-09 | 11536.0538 | 319.4911 | 11216.5626 | 0 | 0 | 0 | 0 | 1.1566e-06 |  | 1.6017e-05 | 0 | 1.6017e-05 | 8.0086e-06 | 0 | 8.0086e-06 | 2.0594e-05 | 0 | 2.0594e-05 | [16 empty] | 7.3.1.3 Ignition probability mapping showing the probability of ignition along the electric lines and equipmentWLDFRAggregatedAggregated | WLDFR | HFTD - Distribution - Tier 2 - 3QU CoRE ¦ 5QU LoRE | Red Flag Warning - Large Fires | Aggregated | Aggregated | 2036 | 2.518e-05 | 0 | 746.7011 | 0.018802 | 2036 | Mitigation | 0.08575 | 30 | 0 | esc | 0.0012005 | 3.0229e-08 | 0.00060025 | 1.5115e-08 | 0.0015435 | 3.8866e-08
[79 empty] | WLDFR | HFTD - Distribution - Tier 2 - 3QU CoRE ¦ 5QU LoRE | Non-Red Flag Warning - Destructive Fires | 2050 | 0 | 6.9422e-10 | 1.7851e-09 | 11536.0538 | 319.4911 | 11216.5626 | 0 | 0 | 0 | 0 | 1.1566e-06 |  | 0 | 0 | 0 | 8.0086e-06 | 0 | 8.0086e-06 | 2.0594e-05 | 0 | 2.0594e-05 | [16 empty] | 7.3.1.3 Ignition probability mapping showing the probability of ignition along the electric lines and equipmentWLDFRAggregatedAggregated | WLDFR | HFTD - Distribution - Tier 2 - 3QU CoRE ¦ 5QU LoRE | Red Flag Warning - Large Fires | Aggregated | Aggregated | 2037 | 2.518e-05 | 0 | 746.7011 | 0.018802 | 2037 | Mitigation | 0.08575 | 30 | 0 | esc | 0.0012005 | 3.0229e-08 | 0.00060025 | 1.5115e-08 | 0.0015435 | 3.8866e-08
[79 empty] | WLDFR | HFTD - Distribution - Tier 2 - 3QU CoRE ¦ 5QU LoRE | Non-Red Flag Warning - Destructive Fires | 2051 | 0 | 0 | 1.7851e-09 | 11536.0538 | 319.4911 | 11216.5626 | 0 | 0 | 0 | 0 | 1.1566e-06 |  | 0 | 0 | 0 | 0 | 0 | 0 | 2.0594e-05 | 0 | 2.0594e-05 | [16 empty] | 7.3.1.3 Ignition probability mapping showing the probability of ignition along the electric lines and equipmentWLDFRAggregatedAggregated | WLDFR | HFTD - Distribution - Tier 2 - 3QU CoRE ¦ 5QU LoRE | Red Flag Warning - Large Fires | Aggregated | Aggregated | 2038 | 2.518e-05 | 0 | 746.7011 | 0.018802 | 2038 | Mitigation | 0.08575 | 30 | 0 | esc | 0.0012005 | 3.0229e-08 | 0.00060025 | 1.5115e-08 | 0.0015435 | 3.8866e-08
[79 empty] | WLDFR | HFTD - Distribution - Tier 2 - 3QU CoRE ¦ 5QU LoRE | Non-Red Flag Warning - Large Fires | 2020 | 2.1245e-08 | 0 | 0 | 5.2406 | 0.69642 | 2.942 | 1.6022 | 0 | 0 | 0 | 1.7697e-05 |  | 1.1133e-07 | 0 | 1.1133e-07 | 0 | 0 | 0 | 0 | 0 | 0 | [16 empty] | 7.3.1.3 Ignition probability mapping showing the probability of ignition along the electric lines and equipmentWLDFRAggregatedAggregated | WLDFR | HFTD - Distribution - Tier 2 - 3QU CoRE ¦ 5QU LoRE | Red Flag Warning - Large Fires | Aggregated | Aggregated | 2039 | 2.518e-05 | 0 | 746.7011 | 0.018802 | 2039 | Mitigation | 0.08575 | 30 | 0 | esc | 0.0012005 | 3.0229e-08 | 0.00060025 | 1.5115e-08 | 0.0015435 | 3.8866e-08
[79 empty] | WLDFR | HFTD - Distribution - Tier 2 - 3QU CoRE ¦ 5QU LoRE | Non-Red Flag Warning - Large Fires | 2021 | 2.1245e-08 | 1.0622e-08 | 0 | 5.2406 | 0.69642 | 2.942 | 1.6022 | 0 | 0 | 0 | 1.7697e-05 |  | 1.1133e-07 | 0 | 1.1133e-07 | 5.5667e-08 | 0 | 5.5667e-08 | 0 | 0 | 0 | [16 empty] | 7.3.1.3 Ignition probability mapping showing the probability of ignition along the electric lines and equipmentWLDFRAggregatedAggregated | WLDFR | HFTD - Distribution - Tier 2 - 3QU CoRE ¦ 5QU LoRE | Red Flag Warning - Large Fires | Aggregated | Aggregated | 2040 | 2.518e-05 | 0 | 746.7011 | 0.018802 | 2040 | Mitigation | 0.08575 | 30 | 0 | esc | 0.0012005 | 3.0229e-08 | 0.00060025 | 1.5115e-08 | 0.0015435 | 3.8866e-08
[79 empty] | WLDFR | HFTD - Distribution - Tier 2 - 3QU CoRE ¦ 5QU LoRE | Non-Red Flag Warning - Large Fires | 2022 | 2.1245e-08 | 1.0622e-08 | 2.7315e-08 | 5.2406 | 0.69642 | 2.942 | 1.6022 | 0 | 0 | 0 | 1.7697e-05 |  | 1.1133e-07 | 0 | 1.1133e-07 | 5.5667e-08 | 0 | 5.5667e-08 | 1.4314e-07 | 0 | 1.4314e-07 | [16 empty] | 7.3.1.3 Ignition probability mapping showing the probability of ignition along the electric lines and equipmentWLDFRAggregatedAggregated | WLDFR | HFTD - Distribution - Tier 2 - 3QU CoRE ¦ 5QU LoRE | Red Flag Warning - Large Fires | Aggregated | Aggregated | 2041 | 2.518e-05 | 0 | 746.7011 | 0.018802 | 2041 | Mitigation | 0.08575 | 30 | 0 | esc | 0.0012005 | 3.0229e-08 | 0.00060025 | 1.5115e-08 | 0.0015435 | 3.8866e-08
[79 empty] | WLDFR | HFTD - Distribution - Tier 2 - 3QU CoRE ¦ 5QU LoRE | Non-Red Flag Warning - Large Fires | 2023 | 2.1245e-08 | 1.0622e-08 | 2.7315e-08 | 5.475 | 0.71896 | 3.0715 | 1.6846 | 0 | 0 | 0 | 1.7697e-05 |  | 1.1632e-07 | 0 | 1.1632e-07 | 5.8158e-08 | 0 | 5.8158e-08 | 1.4955e-07 | 0 | 1.4955e-07 | [16 empty] | 7.3.1.3 Ignition probability mapping showing the probability of ignition along the electric lines and equipmentWLDFRAggregatedAggregated | WLDFR | HFTD - Distribution - Tier 2 - 3QU CoRE ¦ 5QU LoRE | Red Flag Warning - Large Fires | Aggregated | Aggregated | 2042 | 2.518e-05 | 0 | 746.7011 | 0.018802 | 2042 | Mitigation | 0.08575 | 30 | 0 | esc | 0.0012005 | 3.0229e-08 | 0.00060025 | 1.5115e-08 | 0.0015435 | 3.8866e-08
[79 empty] | WLDFR | HFTD - Distribution - Tier 2 - 3QU CoRE ¦ 5QU LoRE | Non-Red Flag Warning - Large Fires | 2024 | 2.1245e-08 | 1.0622e-08 | 2.7315e-08 | 5.475 | 0.71896 | 3.0715 | 1.6846 | 0 | 0 | 0 | 1.7697e-05 |  | 1.1632e-07 | 0 | 1.1632e-07 | 5.8158e-08 | 0 | 5.8158e-08 | 1.4955e-07 | 0 | 1.4955e-07 | [16 empty] | 7.3.1.3 Ignition probability mapping showing the probability of ignition along the electric lines and equipmentWLDFRAggregatedAggregated | WLDFR | HFTD - Distribution - Tier 2 - 3QU CoRE ¦ 5QU LoRE | Red Flag Warning - Large Fires | Aggregated | Aggregated | 2043 | 2.518e-05 | 0 | 746.7011 | 0.018802 | 2043 | Mitigation | 0.08575 | 30 | 0 | esc | 0.0012005 | 3.0229e-08 | 0.00060025 | 1.5115e-08 | 0.0015435 | 3.8866e-08
[79 empty] | WLDFR | HFTD - Distribution - Tier 2 - 3QU CoRE ¦ 5QU LoRE | Non-Red Flag Warning - Large Fires | 2025 | 2.1245e-08 | 1.0622e-08 | 2.7315e-08 | 5.475 | 0.71896 | 3.0715 | 1.6846 | 0 | 0 | 0 | 1.7697e-05 |  | 1.1632e-07 | 0 | 1.1632e-07 | 5.8158e-08 | 0 | 5.8158e-08 | 1.4955e-07 | 0 | 1.4955e-07 | [16 empty] | 7.3.1.3 Ignition probability mapping showing the probability of ignition along the electric lines and equipmentWLDFRAggregatedAggregated | WLDFR | HFTD - Distribution - Tier 2 - 3QU CoRE ¦ 5QU LoRE | Red Flag Warning - Large Fires | Aggregated | Aggregated | 2044 | 2.518e-05 | 0 | 746.7011 | 0.018802 | 2044 | Mitigation | 0.08575 | 30 | 0 | esc | 0.0012005 | 3.0229e-08 | 0.00060025 | 1.5115e-08 | 0.0015435 | 3.8866e-08
[79 empty] | WLDFR | HFTD - Distribution - Tier 2 - 3QU CoRE ¦ 5QU LoRE | Non-Red Flag Warning - Large Fires | 2026 | 2.1245e-08 | 1.0622e-08 | 2.7315e-08 | 5.475 | 0.71896 | 3.0715 | 1.6846 | 0 | 0 | 0 | 1.7697e-05 |  | 1.1632e-07 | 0 | 1.1632e-07 | 5.8158e-08 | 0 | 5.8158e-08 | 1.4955e-07 | 0 | 1.4955e-07 | [16 empty] | 7.3.1.3 Ignition probability mapping showing the probability of ignition along the electric lines and equipmentWLDFRAggregatedAggregated | WLDFR | HFTD - Distribution - Tier 2 - 3QU CoRE ¦ 5QU LoRE | Red Flag Warning - Large Fires | Aggregated | Aggregated | 2045 | 2.518e-05 | 0 | 746.7011 | 0.018802 | 2045 | Mitigation | 0.08575 | 30 | 0 | esc | 0.0012005 | 3.0229e-08 | 0.00060025 | 1.5115e-08 | 0.0015435 | 3.8866e-08
[79 empty] | WLDFR | HFTD - Distribution - Tier 2 - 3QU CoRE ¦ 5QU LoRE | Non-Red Flag Warning - Large Fires | 2027 | 2.1245e-08 | 1.0622e-08 | 2.7315e-08 | 5.475 | 0.71896 | 3.0715 | 1.6846 | 0 | 0 | 0 | 1.7697e-05 |  | 1.1632e-07 | 0 | 1.1632e-07 | 5.8158e-08 | 0 | 5.8158e-08 | 1.4955e-07 | 0 | 1.4955e-07 | [16 empty] | 7.3.1.3 Ignition probability mapping showing the probability of ignition along the electric lines and equipmentWLDFRAggregatedAggregated | WLDFR | HFTD - Distribution - Tier 2 - 3QU CoRE ¦ 5QU LoRE | Red Flag Warning - Large Fires | Aggregated | Aggregated | 2046 | 2.518e-05 | 0 | 746.7011 | 0.018802 | 2046 | Mitigation | 0.08575 | 30 | 0 | esc | 0.0012005 | 3.0229e-08 | 0.00060025 | 1.5115e-08 | 0.0015435 | 3.8866e-08
[79 empty] | WLDFR | HFTD - Distribution - Tier 2 - 3QU CoRE ¦ 5QU LoRE | Non-Red Flag Warning - Large Fires | 2028 | 2.1245e-08 | 1.0622e-08 | 2.7315e-08 | 5.777 | 0.74734 | 3.238 | 1.7917 | 0 | 0 | 0 | 1.7697e-05 |  | 1.2273e-07 | 0 | 1.2273e-07 | 6.1366e-08 | 0 | 6.1366e-08 | 1.578e-07 | 0 | 1.578e-07 | [16 empty] | 7.3.1.3 Ignition probability mapping showing the probability of ignition along the electric lines and equipmentWLDFRAggregatedAggregated | WLDFR | HFTD - Distribution - Tier 2 - 3QU CoRE ¦ 5QU LoRE | Red Flag Warning - Large Fires | Aggregated | Aggregated | 2047 | 2.518e-05 | 0 | 746.7011 | 0.018802 | 2047 | Mitigation | 0.08575 | 30 | 0 | esc | 0.0012005 | 3.0229e-08 | 0.00060025 | 1.5115e-08 | 0.0015435 | 3.8866e-08
[79 empty] | WLDFR | HFTD - Distribution - Tier 2 - 3QU CoRE ¦ 5QU LoRE | Non-Red Flag Warning - Large Fires | 2029 | 2.1245e-08 | 1.0622e-08 | 2.7315e-08 | 5.777 | 0.74734 | 3.238 | 1.7917 | 0 | 0 | 0 | 1.7697e-05 |  | 1.2273e-07 | 0 | 1.2273e-07 | 6.1366e-08 | 0 | 6.1366e-08 | 1.578e-07 | 0 | 1.578e-07 | [16 empty] | 7.3.1.3 Ignition probability mapping showing the probability of ignition along the electric lines and equipmentWLDFRAggregatedAggregated | WLDFR | HFTD - Distribution - Tier 2 - 3QU CoRE ¦ 5QU LoRE | Red Flag Warning - Large Fires | Aggregated | Aggregated | 2048 | 2.518e-05 | 0 | 746.7011 | 0.018802 | 2048 | Mitigation | 0.08575 | 30 | 0 | esc | 0.0012005 | 3.0229e-08 | 0.00060025 | 1.5115e-08 | 0.0015435 | 3.8866e-08
[79 empty] | WLDFR | HFTD - Distribution - Tier 2 - 3QU CoRE ¦ 5QU LoRE | Non-Red Flag Warning - Large Fires | 2030 | 2.1245e-08 | 1.0622e-08 | 2.7315e-08 | 5.777 | 0.74734 | 3.238 | 1.7917 | 0 | 0 | 0 | 1.7697e-05 |  | 1.2273e-07 | 0 | 1.2273e-07 | 6.1366e-08 | 0 | 6.1366e-08 | 1.578e-07 | 0 | 1.578e-07 | [16 empty] | 7.3.1.3 Ignition probability mapping showing the probability of ignition along the electric lines and equipmentWLDFRAggregatedAggregated | WLDFR | HFTD - Distribution - Tier 2 - 3QU CoRE ¦ 5QU LoRE | Red Flag Warning - Large Fires | Aggregated | Aggregated | 2049 | 2.518e-05 | 0 | 746.7011 | 0.018802 | 2049 | Mitigation | 0.08575 | 30 | 0 | esc | 0.0012005 | 3.0229e-08 | 0.00060025 | 1.5115e-08 | 0.0015435 | 3.8866e-08
[79 empty] | WLDFR | HFTD - Distribution - Tier 2 - 3QU CoRE ¦ 5QU LoRE | Non-Red Flag Warning - Large Fires | 2031 | 2.1245e-08 | 1.0622e-08 | 2.7315e-08 | 5.777 | 0.74734 | 3.238 | 1.7917 | 0 | 0 | 0 | 1.7697e-05 |  | 1.2273e-07 | 0 | 1.2273e-07 | 6.1366e-08 | 0 | 6.1366e-08 | 1.578e-07 | 0 | 1.578e-07 | [16 empty] | 7.3.1.3 Ignition probability mapping showing the probability of ignition along the electric lines and equipmentWLDFRAggregatedAggregated | WLDFR | HFTD - Distribution - Tier 2 - 3QU CoRE ¦ 5QU LoRE | Red Flag Warning - Large Fires | Aggregated | Aggregated | 2050 | 2.518e-05 | 0 | 746.7011 | 0.018802 | 2050 | Mitigation | 0.08575 | 30 | 0 | esc | 0 | 0 | 0.00060025 | 1.5115e-08 | 0.0015435 | 3.8866e-08
[79 empty] | WLDFR | HFTD - Distribution - Tier 2 - 3QU CoRE ¦ 5QU LoRE | Non-Red Flag Warning - Large Fires | 2032 | 2.1245e-08 | 1.0622e-08 | 2.7315e-08 | 5.777 | 0.74734 | 3.238 | 1.7917 | 0 | 0 | 0 | 1.7697e-05 |  | 1.2273e-07 | 0 | 1.2273e-07 | 6.1366e-08 | 0 | 6.1366e-08 | 1.578e-07 | 0 | 1.578e-07 | [16 empty] | 7.3.1.3 Ignition probability mapping showing the probability of ignition along the electric lines and equipmentWLDFRAggregatedAggregated | WLDFR | HFTD - Distribution - Tier 2 - 3QU CoRE ¦ 5QU LoRE | Red Flag Warning - Large Fires | Aggregated | Aggregated | 2051 | 2.518e-05 | 0 | 746.7011 | 0.018802 | 2051 | Mitigation | 0.08575 | 30 | 0 | esc | 0 | 0 | 0 | 0 | 0.0015435 | 3.8866e-08
[79 empty] | WLDFR | HFTD - Distribution - Tier 2 - 3QU CoRE ¦ 5QU LoRE | Non-Red Flag Warning - Large Fires | 2033 | 2.1245e-08 | 1.0622e-08 | 2.7315e-08 | 6.1205 | 0.77885 | 3.4265 | 1.9151 | 0 | 0 | 0 | 1.7697e-05 |  | 1.3003e-07 | 0 | 1.3003e-07 | 6.5014e-08 | 0 | 6.5014e-08 | 1.6718e-07 | 0 | 1.6718e-07 | [16 empty] | 7.3.1.3 Ignition probability mapping showing the probability of ignition along the electric lines and equipmentWLDFRAggregatedAggregated | WLDFR | HFTD - Distribution - Tier 2 - 3QU CoRE ¦ 5QU LoRE | Red Flag Warning - Small Fires | Aggregated | Aggregated | 2021 | 0.0002766 | 0 | 746.7011 | 0.20653 | 2021 | Mitigation | 0.08575 | 30 | 0 | esc | 0.0012005 | 3.3205e-07 | 0.00060025 | 1.6603e-07 | 0 | 0
[79 empty] | WLDFR | HFTD - Distribution - Tier 2 - 3QU CoRE ¦ 5QU LoRE | Non-Red Flag Warning - Large Fires | 2034 | 2.1245e-08 | 1.0622e-08 | 2.7315e-08 | 6.1205 | 0.77885 | 3.4265 | 1.9151 | 0 | 0 | 0 | 1.7697e-05 |  | 1.3003e-07 | 0 | 1.3003e-07 | 6.5014e-08 | 0 | 6.5014e-08 | 1.6718e-07 | 0 | 1.6718e-07 | [16 empty] | 7.3.1.3 Ignition probability mapping showing the probability of ignition along the electric lines and equipmentWLDFRAggregatedAggregated | WLDFR | HFTD - Distribution - Tier 2 - 3QU CoRE ¦ 5QU LoRE | Red Flag Warning - Small Fires | Aggregated | Aggregated | 2022 | 0.0002766 | 0 | 746.7011 | 0.20653 | 2022 | Mitigation | 0.08575 | 30 | 0 | esc | 0.0012005 | 3.3205e-07 | 0.00060025 | 1.6603e-07 | 0.0015435 | 4.2693e-07
[79 empty] | WLDFR | HFTD - Distribution - Tier 2 - 3QU CoRE ¦ 5QU LoRE | Non-Red Flag Warning - Large Fires | 2035 | 2.1245e-08 | 1.0622e-08 | 2.7315e-08 | 6.1205 | 0.77885 | 3.4265 | 1.9151 | 0 | 0 | 0 | 1.7697e-05 |  | 1.3003e-07 | 0 | 1.3003e-07 | 6.5014e-08 | 0 | 6.5014e-08 | 1.6718e-07 | 0 | 1.6718e-07 | [16 empty] | 7.3.1.3 Ignition probability mapping showing the probability of ignition along the electric lines and equipmentWLDFRAggregatedAggregated | WLDFR | HFTD - Distribution - Tier 2 - 3QU CoRE ¦ 5QU LoRE | Red Flag Warning - Small Fires | Aggregated | Aggregated | 2023 | 0.0002766 | 0 | 746.7011 | 0.20653 | 2023 | Mitigation | 0.08575 | 30 | 0 | esc | 0.0012005 | 3.3205e-07 | 0.00060025 | 1.6603e-07 | 0.0015435 | 4.2693e-07
[79 empty] | WLDFR | HFTD - Distribution - Tier 2 - 3QU CoRE ¦ 5QU LoRE | Non-Red Flag Warning - Large Fires | 2036 | 2.1245e-08 | 1.0622e-08 | 2.7315e-08 | 6.1205 | 0.77885 | 3.4265 | 1.9151 | 0 | 0 | 0 | 1.7697e-05 |  | 1.3003e-07 | 0 | 1.3003e-07 | 6.5014e-08 | 0 | 6.5014e-08 | 1.6718e-07 | 0 | 1.6718e-07 | [16 empty] | 7.3.1.3 Ignition probability mapping showing the probability of ignition along the electric lines and equipmentWLDFRAggregatedAggregated | WLDFR | HFTD - Distribution - Tier 2 - 3QU CoRE ¦ 5QU LoRE | Red Flag Warning - Small Fires | Aggregated | Aggregated | 2024 | 0.0002766 | 0 | 746.7011 | 0.20653 | 2024 | Mitigation | 0.08575 | 30 | 0 | esc | 0.0012005 | 3.3205e-07 | 0.00060025 | 1.6603e-07 | 0.0015435 | 4.2693e-07
[79 empty] | WLDFR | HFTD - Distribution - Tier 2 - 3QU CoRE ¦ 5QU LoRE | Non-Red Flag Warning - Large Fires | 2037 | 2.1245e-08 | 1.0622e-08 | 2.7315e-08 | 6.1205 | 0.77885 | 3.4265 | 1.9151 | 0 | 0 | 0 | 1.7697e-05 |  | 1.3003e-07 | 0 | 1.3003e-07 | 6.5014e-08 | 0 | 6.5014e-08 | 1.6718e-07 | 0 | 1.6718e-07 | [16 empty] | 7.3.1.3 Ignition probability mapping showing the probability of ignition along the electric lines and equipmentWLDFRAggregatedAggregated | WLDFR | HFTD - Distribution - Tier 2 - 3QU CoRE ¦ 5QU LoRE | Red Flag Warning - Small Fires | Aggregated | Aggregated | 2025 | 0.0002766 | 0 | 746.7011 | 0.20653 | 2025 | Mitigation | 0.08575 | 30 | 0 | esc | 0.0012005 | 3.3205e-07 | 0.00060025 | 1.6603e-07 | 0.0015435 | 4.2693e-07
[79 empty] | WLDFR | HFTD - Distribution - Tier 2 - 3QU CoRE ¦ 5QU LoRE | Non-Red Flag Warning - Large Fires | 2038 | 2.1245e-08 | 1.0622e-08 | 2.7315e-08 | 6.5028 | 0.81304 | 3.6355 | 2.0543 | 0 | 0 | 0 | 1.7697e-05 |  | 1.3815e-07 | 0 | 1.3815e-07 | 6.9075e-08 | 0 | 6.9075e-08 | 1.7762e-07 | 0 | 1.7762e-07 | [16 empty] | 7.3.1.3 Ignition probability mapping showing the probability of ignition along the electric lines and equipmentWLDFRAggregatedAggregated | WLDFR | HFTD - Distribution - Tier 2 - 3QU CoRE ¦ 5QU LoRE | Red Flag Warning - Small Fires | Aggregated | Aggregated | 2026 | 0.0002766 | 0 | 746.7011 | 0.20653 | 2026 | Mitigation | 0.08575 | 30 | 0 | esc | 0.0012005 | 3.3205e-07 | 0.00060025 | 1.6603e-07 | 0.0015435 | 4.2693e-07
[79 empty] | WLDFR | HFTD - Distribution - Tier 2 - 3QU CoRE ¦ 5QU LoRE | Non-Red Flag Warning - Large Fires | 2039 | 2.1245e-08 | 1.0622e-08 | 2.7315e-08 | 6.5028 | 0.81304 | 3.6355 | 2.0543 | 0 | 0 | 0 | 1.7697e-05 |  | 1.3815e-07 | 0 | 1.3815e-07 | 6.9075e-08 | 0 | 6.9075e-08 | 1.7762e-07 | 0 | 1.7762e-07 | [16 empty] | 7.3.1.3 Ignition probability mapping showing the probability of ignition along the electric lines and equipmentWLDFRAggregatedAggregated | WLDFR | HFTD - Distribution - Tier 2 - 3QU CoRE ¦ 5QU LoRE | Red Flag Warning - Small Fires | Aggregated | Aggregated | 2027 | 0.0002766 | 0 | 746.7011 | 0.20653 | 2027 | Mitigation | 0.08575 | 30 | 0 | esc | 0.0012005 | 3.3205e-07 | 0.00060025 | 1.6603e-07 | 0.0015435 | 4.2693e-07
[79 empty] | WLDFR | HFTD - Distribution - Tier 2 - 3QU CoRE ¦ 5QU LoRE | Non-Red Flag Warning - Large Fires | 2040 | 2.1245e-08 | 1.0622e-08 | 2.7315e-08 | 6.5028 | 0.81304 | 3.6355 | 2.0543 | 0 | 0 | 0 | 1.7697e-05 |  | 1.3815e-07 | 0 | 1.3815e-07 | 6.9075e-08 | 0 | 6.9075e-08 | 1.7762e-07 | 0 | 1.7762e-07 | [16 empty] | 7.3.1.3 Ignition probability mapping showing the probability of ignition along the electric lines and equipmentWLDFRAggregatedAggregated | WLDFR | HFTD - Distribution - Tier 2 - 3QU CoRE ¦ 5QU LoRE | Red Flag Warning - Small Fires | Aggregated | Aggregated | 2028 | 0.0002766 | 0 | 746.7011 | 0.20653 | 2028 | Mitigation | 0.08575 | 30 | 0 | esc | 0.0012005 | 3.3205e-07 | 0.00060025 | 1.6603e-07 | 0.0015435 | 4.2693e-07
[79 empty] | WLDFR | HFTD - Distribution - Tier 2 - 3QU CoRE ¦ 5QU LoRE | Non-Red Flag Warning - Large Fires | 2041 | 2.1245e-08 | 1.0622e-08 | 2.7315e-08 | 6.5028 | 0.81304 | 3.6355 | 2.0543 | 0 | 0 | 0 | 1.7697e-05 |  | 1.3815e-07 | 0 | 1.3815e-07 | 6.9075e-08 | 0 | 6.9075e-08 | 1.7762e-07 | 0 | 1.7762e-07 | [16 empty] | 7.3.1.3 Ignition probability mapping showing the probability of ignition along the electric lines and equipmentWLDFRAggregatedAggregated | WLDFR | HFTD - Distribution - Tier 2 - 3QU CoRE ¦ 5QU LoRE | Red Flag Warning - Small Fires | Aggregated | Aggregated | 2029 | 0.0002766 | 0 | 746.7011 | 0.20653 | 2029 | Mitigation | 0.08575 | 30 | 0 | esc | 0.0012005 | 3.3205e-07 | 0.00060025 | 1.6603e-07 | 0.0015435 | 4.2693e-07
[79 empty] | WLDFR | HFTD - Distribution - Tier 2 - 3QU CoRE ¦ 5QU LoRE | Non-Red Flag Warning - Large Fires | 2042 | 2.1245e-08 | 1.0622e-08 | 2.7315e-08 | 6.5028 | 0.81304 | 3.6355 | 2.0543 | 0 | 0 | 0 | 1.7697e-05 |  | 1.3815e-07 | 0 | 1.3815e-07 | 6.9075e-08 | 0 | 6.9075e-08 | 1.7762e-07 | 0 | 1.7762e-07 | [16 empty] | 7.3.1.3 Ignition probability mapping showing the probability of ignition along the electric lines and equipmentWLDFRAggregatedAggregated | WLDFR | HFTD - Distribution - Tier 2 - 3QU CoRE ¦ 5QU LoRE | Red Flag Warning - Small Fires | Aggregated | Aggregated | 2030 | 0.0002766 | 0 | 746.7011 | 0.20653 | 2030 | Mitigation | 0.08575 | 30 | 0 | esc | 0.0012005 | 3.3205e-07 | 0.00060025 | 1.6603e-07 | 0.0015435 | 4.2693e-07
[79 empty] | WLDFR | HFTD - Distribution - Tier 2 - 3QU CoRE ¦ 5QU LoRE | Non-Red Flag Warning - Large Fires | 2043 | 2.1245e-08 | 1.0622e-08 | 2.7315e-08 | 6.9209 | 0.84944 | 3.8632 | 2.2083 | 0 | 0 | 0 | 1.7697e-05 |  | 1.4703e-07 | 0 | 1.4703e-07 | 7.3517e-08 | 0 | 7.3517e-08 | 1.8904e-07 | 0 | 1.8904e-07 | [16 empty] | 7.3.1.3 Ignition probability mapping showing the probability of ignition along the electric lines and equipmentWLDFRAggregatedAggregated | WLDFR | HFTD - Distribution - Tier 2 - 3QU CoRE ¦ 5QU LoRE | Red Flag Warning - Small Fires | Aggregated | Aggregated | 2031 | 0.0002766 | 0 | 746.7011 | 0.20653 | 2031 | Mitigation | 0.08575 | 30 | 0 | esc | 0.0012005 | 3.3205e-07 | 0.00060025 | 1.6603e-07 | 0.0015435 | 4.2693e-07
[79 empty] | WLDFR | HFTD - Distribution - Tier 2 - 3QU CoRE ¦ 5QU LoRE | Non-Red Flag Warning - Large Fires | 2044 | 2.1245e-08 | 1.0622e-08 | 2.7315e-08 | 6.9209 | 0.84944 | 3.8632 | 2.2083 | 0 | 0 | 0 | 1.7697e-05 |  | 1.4703e-07 | 0 | 1.4703e-07 | 7.3517e-08 | 0 | 7.3517e-08 | 1.8904e-07 | 0 | 1.8904e-07 | [16 empty] | 7.3.1.3 Ignition probability mapping showing the probability of ignition along the electric lines and equipmentWLDFRAggregatedAggregated | WLDFR | HFTD - Distribution - Tier 2 - 3QU CoRE ¦ 5QU LoRE | Red Flag Warning - Small Fires | Aggregated | Aggregated | 2032 | 0.0002766 | 0 | 746.7011 | 0.20653 | 2032 | Mitigation | 0.08575 | 30 | 0 | esc | 0.0012005 | 3.3205e-07 | 0.00060025 | 1.6603e-07 | 0.0015435 | 4.2693e-07
[79 empty] | WLDFR | HFTD - Distribution - Tier 2 - 3QU CoRE ¦ 5QU LoRE | Non-Red Flag Warning - Large Fires | 2045 | 2.1245e-08 | 1.0622e-08 | 2.7315e-08 | 6.9209 | 0.84944 | 3.8632 | 2.2083 | 0 | 0 | 0 | 1.7697e-05 |  | 1.4703e-07 | 0 | 1.4703e-07 | 7.3517e-08 | 0 | 7.3517e-08 | 1.8904e-07 | 0 | 1.8904e-07 | [16 empty] | 7.3.1.3 Ignition probability mapping showing the probability of ignition along the electric lines and equipmentWLDFRAggregatedAggregated | WLDFR | HFTD - Distribution - Tier 2 - 3QU CoRE ¦ 5QU LoRE | Red Flag Warning - Small Fires | Aggregated | Aggregated | 2033 | 0.0002766 | 0 | 746.7011 | 0.20653 | 2033 | Mitigation | 0.08575 | 30 | 0 | esc | 0.0012005 | 3.3205e-07 | 0.00060025 | 1.6603e-07 | 0.0015435 | 4.2693e-07
[79 empty] | WLDFR | HFTD - Distribution - Tier 2 - 3QU CoRE ¦ 5QU LoRE | Non-Red Flag Warning - Large Fires | 2046 | 2.1245e-08 | 1.0622e-08 | 2.7315e-08 | 6.9209 | 0.84944 | 3.8632 | 2.2083 | 0 | 0 | 0 | 1.7697e-05 |  | 1.4703e-07 | 0 | 1.4703e-07 | 7.3517e-08 | 0 | 7.3517e-08 | 1.8904e-07 | 0 | 1.8904e-07 | [16 empty] | 7.3.1.3 Ignition probability mapping showing the probability of ignition along the electric lines and equipmentWLDFRAggregatedAggregated | WLDFR | HFTD - Distribution - Tier 2 - 3QU CoRE ¦ 5QU LoRE | Red Flag Warning - Small Fires | Aggregated | Aggregated | 2034 | 0.0002766 | 0 | 746.7011 | 0.20653 | 2034 | Mitigation | 0.08575 | 30 | 0 | esc | 0.0012005 | 3.3205e-07 | 0.00060025 | 1.6603e-07 | 0.0015435 | 4.2693e-07
[79 empty] | WLDFR | HFTD - Distribution - Tier 2 - 3QU CoRE ¦ 5QU LoRE | Non-Red Flag Warning - Large Fires | 2047 | 2.1245e-08 | 1.0622e-08 | 2.7315e-08 | 6.9209 | 0.84944 | 3.8632 | 2.2083 | 0 | 0 | 0 | 1.7697e-05 |  | 1.4703e-07 | 0 | 1.4703e-07 | 7.3517e-08 | 0 | 7.3517e-08 | 1.8904e-07 | 0 | 1.8904e-07 | [16 empty] | 7.3.1.3 Ignition probability mapping showing the probability of ignition along the electric lines and equipmentWLDFRAggregatedAggregated | WLDFR | HFTD - Distribution - Tier 2 - 3QU CoRE ¦ 5QU LoRE | Red Flag Warning - Small Fires | Aggregated | Aggregated | 2035 | 0.0002766 | 0 | 746.7011 | 0.20653 | 2035 | Mitigation | 0.08575 | 30 | 0 | esc | 0.0012005 | 3.3205e-07 | 0.00060025 | 1.6603e-07 | 0.0015435 | 4.2693e-07
[79 empty] | WLDFR | HFTD - Distribution - Tier 2 - 3QU CoRE ¦ 5QU LoRE | Non-Red Flag Warning - Large Fires | 2048 | 2.1245e-08 | 1.0622e-08 | 2.7315e-08 | 7.3713 | 0.88759 | 4.1075 | 2.3763 | 0 | 0 | 0 | 1.7697e-05 |  | 1.566e-07 | 0 | 1.566e-07 | 7.8301e-08 | 0 | 7.8301e-08 | 2.0135e-07 | 0 | 2.0135e-07 | [16 empty] | 7.3.1.3 Ignition probability mapping showing the probability of ignition along the electric lines and equipmentWLDFRAggregatedAggregated | WLDFR | HFTD - Distribution - Tier 2 - 3QU CoRE ¦ 5QU LoRE | Red Flag Warning - Small Fires | Aggregated | Aggregated | 2036 | 0.0002766 | 0 | 746.7011 | 0.20653 | 2036 | Mitigation | 0.08575 | 30 | 0 | esc | 0.0012005 | 3.3205e-07 | 0.00060025 | 1.6603e-07 | 0.0015435 | 4.2693e-07
[79 empty] | WLDFR | HFTD - Distribution - Tier 2 - 3QU CoRE ¦ 5QU LoRE | Non-Red Flag Warning - Large Fires | 2049 | 2.1245e-08 | 1.0622e-08 | 2.7315e-08 | 7.3713 | 0.88759 | 4.1075 | 2.3763 | 0 | 0 | 0 | 1.7697e-05 |  | 1.566e-07 | 0 | 1.566e-07 | 7.8301e-08 | 0 | 7.8301e-08 | 2.0135e-07 | 0 | 2.0135e-07 | [16 empty] | 7.3.1.3 Ignition probability mapping showing the probability of ignition along the electric lines and equipmentWLDFRAggregatedAggregated | WLDFR | HFTD - Distribution - Tier 2 - 3QU CoRE ¦ 5QU LoRE | Red Flag Warning - Small Fires | Aggregated | Aggregated | 2037 | 0.0002766 | 0 | 746.7011 | 0.20653 | 2037 | Mitigation | 0.08575 | 30 | 0 | esc | 0.0012005 | 3.3205e-07 | 0.00060025 | 1.6603e-07 | 0.0015435 | 4.2693e-07
[79 empty] | WLDFR | HFTD - Distribution - Tier 2 - 3QU CoRE ¦ 5QU LoRE | Non-Red Flag Warning - Large Fires | 2050 | 0 | 1.0622e-08 | 2.7315e-08 | 7.3713 | 0.88759 | 4.1075 | 2.3763 | 0 | 0 | 0 | 1.7697e-05 |  | 0 | 0 | 0 | 7.8301e-08 | 0 | 7.8301e-08 | 2.0135e-07 | 0 | 2.0135e-07 | [16 empty] | 7.3.1.3 Ignition probability mapping showing the probability of ignition along the electric lines and equipmentWLDFRAggregatedAggregated | WLDFR | HFTD - Distribution - Tier 2 - 3QU CoRE ¦ 5QU LoRE | Red Flag Warning - Small Fires | Aggregated | Aggregated | 2038 | 0.0002766 | 0 | 746.7011 | 0.20653 | 2038 | Mitigation | 0.08575 | 30 | 0 | esc | 0.0012005 | 3.3205e-07 | 0.00060025 | 1.6603e-07 | 0.0015435 | 4.2693e-07
[79 empty] | WLDFR | HFTD - Distribution - Tier 2 - 3QU CoRE ¦ 5QU LoRE | Non-Red Flag Warning - Large Fires | 2051 | 0 | 0 | 2.7315e-08 | 7.3713 | 0.88759 | 4.1075 | 2.3763 | 0 | 0 | 0 | 1.7697e-05 |  | 0 | 0 | 0 | 0 | 0 | 0 | 2.0135e-07 | 0 | 2.0135e-07 | [16 empty] | 7.3.1.3 Ignition probability mapping showing the probability of ignition along the electric lines and equipmentWLDFRAggregatedAggregated | WLDFR | HFTD - Distribution - Tier 2 - 3QU CoRE ¦ 5QU LoRE | Red Flag Warning - Small Fires | Aggregated | Aggregated | 2039 | 0.0002766 | 0 | 746.7011 | 0.20653 | 2039 | Mitigation | 0.08575 | 30 | 0 | esc | 0.0012005 | 3.3205e-07 | 0.00060025 | 1.6603e-07 | 0.0015435 | 4.2693e-07
[79 empty] | WLDFR | HFTD - Distribution - Tier 2 - 3QU CoRE ¦ 5QU LoRE | Non-Red Flag Warning - Small Fires | 2020 | 2.7948e-06 | 0 | 0 | 0.077901 | 0.036425 | 0.0015809 | 0.039895 | 0 | 0 | 0 | 0.002328 |  | 2.1772e-07 | 0 | 2.1772e-07 | 0 | 0 | 0 | 0 | 0 | 0 | [16 empty] | 7.3.1.3 Ignition probability mapping showing the probability of ignition along the electric lines and equipmentWLDFRAggregatedAggregated | WLDFR | HFTD - Distribution - Tier 2 - 3QU CoRE ¦ 5QU LoRE | Red Flag Warning - Small Fires | Aggregated | Aggregated | 2040 | 0.0002766 | 0 | 746.7011 | 0.20653 | 2040 | Mitigation | 0.08575 | 30 | 0 | esc | 0.0012005 | 3.3205e-07 | 0.00060025 | 1.6603e-07 | 0.0015435 | 4.2693e-07
[79 empty] | WLDFR | HFTD - Distribution - Tier 2 - 3QU CoRE ¦ 5QU LoRE | Non-Red Flag Warning - Small Fires | 2021 | 2.7948e-06 | 1.3974e-06 | 0 | 0.077901 | 0.036425 | 0.0015809 | 0.039895 | 0 | 0 | 0 | 0.002328 |  | 2.1772e-07 | 0 | 2.1772e-07 | 1.0886e-07 | 0 | 1.0886e-07 | 0 | 0 | 0 | [16 empty] | 7.3.1.3 Ignition probability mapping showing the probability of ignition along the electric lines and equipmentWLDFRAggregatedAggregated | WLDFR | HFTD - Distribution - Tier 2 - 3QU CoRE ¦ 5QU LoRE | Red Flag Warning - Small Fires | Aggregated | Aggregated | 2041 | 0.0002766 | 0 | 746.7011 | 0.20653 | 2041 | Mitigation | 0.08575 | 30 | 0 | esc | 0.0012005 | 3.3205e-07 | 0.00060025 | 1.6603e-07 | 0.0015435 | 4.2693e-07
[79 empty] | WLDFR | HFTD - Distribution - Tier 2 - 3QU CoRE ¦ 5QU LoRE | Non-Red Flag Warning - Small Fires | 2022 | 2.7948e-06 | 1.3974e-06 | 3.5933e-06 | 0.077901 | 0.036425 | 0.0015809 | 0.039895 | 0 | 0 | 0 | 0.002328 |  | 2.1772e-07 | 0 | 2.1772e-07 | 1.0886e-07 | 0 | 1.0886e-07 | 2.7992e-07 | 0 | 2.7992e-07 | [16 empty] | 7.3.1.3 Ignition probability mapping showing the probability of ignition along the electric lines and equipmentWLDFRAggregatedAggregated | WLDFR | HFTD - Distribution - Tier 2 - 3QU CoRE ¦ 5QU LoRE | Red Flag Warning - Small Fires | Aggregated | Aggregated | 2042 | 0.0002766 | 0 | 746.7011 | 0.20653 | 2042 | Mitigation | 0.08575 | 30 | 0 | esc | 0.0012005 | 3.3205e-07 | 0.00060025 | 1.6603e-07 | 0.0015435 | 4.2693e-07
[79 empty] | WLDFR | HFTD - Distribution - Tier 2 - 3QU CoRE ¦ 5QU LoRE | Non-Red Flag Warning - Small Fires | 2023 | 2.7948e-06 | 1.3974e-06 | 3.5933e-06 | 0.080408 | 0.03759 | 0.0016314 | 0.041187 | 0 | 0 | 0 | 0.002328 |  | 2.2473e-07 | 0 | 2.2473e-07 | 1.1236e-07 | 0 | 1.1236e-07 | 2.8893e-07 | 0 | 2.8893e-07 | [16 empty] | 7.3.1.3 Ignition probability mapping showing the probability of ignition along the electric lines and equipmentWLDFRAggregatedAggregated | WLDFR | HFTD - Distribution - Tier 2 - 3QU CoRE ¦ 5QU LoRE | Red Flag Warning - Small Fires | Aggregated | Aggregated | 2043 | 0.0002766 | 0 | 746.7011 | 0.20653 | 2043 | Mitigation | 0.08575 | 30 | 0 | esc | 0.0012005 | 3.3205e-07 | 0.00060025 | 1.6603e-07 | 0.0015435 | 4.2693e-07
[79 empty] | WLDFR | HFTD - Distribution - Tier 2 - 3QU CoRE ¦ 5QU LoRE | Non-Red Flag Warning - Small Fires | 2024 | 2.7948e-06 | 1.3974e-06 | 3.5933e-06 | 0.080408 | 0.03759 | 0.0016314 | 0.041187 | 0 | 0 | 0 | 0.002328 |  | 2.2473e-07 | 0 | 2.2473e-07 | 1.1236e-07 | 0 | 1.1236e-07 | 2.8893e-07 | 0 | 2.8893e-07 | [16 empty] | 7.3.1.3 Ignition probability mapping showing the probability of ignition along the electric lines and equipmentWLDFRAggregatedAggregated | WLDFR | HFTD - Distribution - Tier 2 - 3QU CoRE ¦ 5QU LoRE | Red Flag Warning - Small Fires | Aggregated | Aggregated | 2044 | 0.0002766 | 0 | 746.7011 | 0.20653 | 2044 | Mitigation | 0.08575 | 30 | 0 | esc | 0.0012005 | 3.3205e-07 | 0.00060025 | 1.6603e-07 | 0.0015435 | 4.2693e-07
[79 empty] | WLDFR | HFTD - Distribution - Tier 2 - 3QU CoRE ¦ 5QU LoRE | Non-Red Flag Warning - Small Fires | 2025 | 2.7948e-06 | 1.3974e-06 | 3.5933e-06 | 0.080408 | 0.03759 | 0.0016314 | 0.041187 | 0 | 0 | 0 | 0.002328 |  | 2.2473e-07 | 0 | 2.2473e-07 | 1.1236e-07 | 0 | 1.1236e-07 | 2.8893e-07 | 0 | 2.8893e-07 | [16 empty] | 7.3.1.3 Ignition probability mapping showing the probability of ignition along the electric lines and equipmentWLDFRAggregatedAggregated | WLDFR | HFTD - Distribution - Tier 2 - 3QU CoRE ¦ 5QU LoRE | Red Flag Warning - Small Fires | Aggregated | Aggregated | 2045 | 0.0002766 | 0 | 746.7011 | 0.20653 | 2045 | Mitigation | 0.08575 | 30 | 0 | esc | 0.0012005 | 3.3205e-07 | 0.00060025 | 1.6603e-07 | 0.0015435 | 4.2693e-07
[79 empty] | WLDFR | HFTD - Distribution - Tier 2 - 3QU CoRE ¦ 5QU LoRE | Non-Red Flag Warning - Small Fires | 2026 | 2.7948e-06 | 1.3974e-06 | 3.5933e-06 | 0.080408 | 0.03759 | 0.0016314 | 0.041187 | 0 | 0 | 0 | 0.002328 |  | 2.2473e-07 | 0 | 2.2473e-07 | 1.1236e-07 | 0 | 1.1236e-07 | 2.8893e-07 | 0 | 2.8893e-07 | [16 empty] | 7.3.1.3 Ignition probability mapping showing the probability of ignition along the electric lines and equipmentWLDFRAggregatedAggregated | WLDFR | HFTD - Distribution - Tier 2 - 3QU CoRE ¦ 5QU LoRE | Red Flag Warning - Small Fires | Aggregated | Aggregated | 2046 | 0.0002766 | 0 | 746.7011 | 0.20653 | 2046 | Mitigation | 0.08575 | 30 | 0 | esc | 0.0012005 | 3.3205e-07 | 0.00060025 | 1.6603e-07 | 0.0015435 | 4.2693e-07
[79 empty] | WLDFR | HFTD - Distribution - Tier 2 - 3QU CoRE ¦ 5QU LoRE | Non-Red Flag Warning - Small Fires | 2027 | 2.7948e-06 | 1.3974e-06 | 3.5933e-06 | 0.080408 | 0.03759 | 0.0016314 | 0.041187 | 0 | 0 | 0 | 0.002328 |  | 2.2473e-07 | 0 | 2.2473e-07 | 1.1236e-07 | 0 | 1.1236e-07 | 2.8893e-07 | 0 | 2.8893e-07 | [16 empty] | 7.3.1.3 Ignition probability mapping showing the probability of ignition along the electric lines and equipmentWLDFRAggregatedAggregated | WLDFR | HFTD - Distribution - Tier 2 - 3QU CoRE ¦ 5QU LoRE | Red Flag Warning - Small Fires | Aggregated | Aggregated | 2047 | 0.0002766 | 0 | 746.7011 | 0.20653 | 2047 | Mitigation | 0.08575 | 30 | 0 | esc | 0.0012005 | 3.3205e-07 | 0.00060025 | 1.6603e-07 | 0.0015435 | 4.2693e-07
[79 empty] | WLDFR | HFTD - Distribution - Tier 2 - 3QU CoRE ¦ 5QU LoRE | Non-Red Flag Warning - Small Fires | 2028 | 2.7948e-06 | 1.3974e-06 | 3.5933e-06 | 0.083606 | 0.039055 | 0.001695 | 0.042856 | 0 | 0 | 0 | 0.002328 |  | 2.3366e-07 | 0 | 2.3366e-07 | 1.1683e-07 | 0 | 1.1683e-07 | 3.0042e-07 | 0 | 3.0042e-07 | [16 empty] | 7.3.1.3 Ignition probability mapping showing the probability of ignition along the electric lines and equipmentWLDFRAggregatedAggregated | WLDFR | HFTD - Distribution - Tier 2 - 3QU CoRE ¦ 5QU LoRE | Red Flag Warning - Small Fires | Aggregated | Aggregated | 2048 | 0.0002766 | 0 | 746.7011 | 0.20653 | 2048 | Mitigation | 0.08575 | 30 | 0 | esc | 0.0012005 | 3.3205e-07 | 0.00060025 | 1.6603e-07 | 0.0015435 | 4.2693e-07
[79 empty] | WLDFR | HFTD - Distribution - Tier 2 - 3QU CoRE ¦ 5QU LoRE | Non-Red Flag Warning - Small Fires | 2029 | 2.7948e-06 | 1.3974e-06 | 3.5933e-06 | 0.083606 | 0.039055 | 0.001695 | 0.042856 | 0 | 0 | 0 | 0.002328 |  | 2.3366e-07 | 0 | 2.3366e-07 | 1.1683e-07 | 0 | 1.1683e-07 | 3.0042e-07 | 0 | 3.0042e-07 | [16 empty] | 7.3.1.3 Ignition probability mapping showing the probability of ignition along the electric lines and equipmentWLDFRAggregatedAggregated | WLDFR | HFTD - Distribution - Tier 2 - 3QU CoRE ¦ 5QU LoRE | Red Flag Warning - Small Fires | Aggregated | Aggregated | 2049 | 0.0002766 | 0 | 746.7011 | 0.20653 | 2049 | Mitigation | 0.08575 | 30 | 0 | esc | 0.0012005 | 3.3205e-07 | 0.00060025 | 1.6603e-07 | 0.0015435 | 4.2693e-07
[79 empty] | WLDFR | HFTD - Distribution - Tier 2 - 3QU CoRE ¦ 5QU LoRE | Non-Red Flag Warning - Small Fires | 2030 | 2.7948e-06 | 1.3974e-06 | 3.5933e-06 | 0.083606 | 0.039055 | 0.001695 | 0.042856 | 0 | 0 | 0 | 0.002328 |  | 2.3366e-07 | 0 | 2.3366e-07 | 1.1683e-07 | 0 | 1.1683e-07 | 3.0042e-07 | 0 | 3.0042e-07 | [16 empty] | 7.3.1.3 Ignition probability mapping showing the probability of ignition along the electric lines and equipmentWLDFRAggregatedAggregated | WLDFR | HFTD - Distribution - Tier 2 - 3QU CoRE ¦ 5QU LoRE | Red Flag Warning - Small Fires | Aggregated | Aggregated | 2050 | 0.0002766 | 0 | 746.7011 | 0.20653 | 2050 | Mitigation | 0.08575 | 30 | 0 | esc | 0 | 0 | 0.00060025 | 1.6603e-07 | 0.0015435 | 4.2693e-07
[79 empty] | WLDFR | HFTD - Distribution - Tier 2 - 3QU CoRE ¦ 5QU LoRE | Non-Red Flag Warning - Small Fires | 2031 | 2.7948e-06 | 1.3974e-06 | 3.5933e-06 | 0.083606 | 0.039055 | 0.001695 | 0.042856 | 0 | 0 | 0 | 0.002328 |  | 2.3366e-07 | 0 | 2.3366e-07 | 1.1683e-07 | 0 | 1.1683e-07 | 3.0042e-07 | 0 | 3.0042e-07 | [16 empty] | 7.3.1.3 Ignition probability mapping showing the probability of ignition along the electric lines and equipmentWLDFRAggregatedAggregated | WLDFR | HFTD - Distribution - Tier 2 - 3QU CoRE ¦ 5QU LoRE | Red Flag Warning - Small Fires | Aggregated | Aggregated | 2051 | 0.0002766 | 0 | 746.7011 | 0.20653 | 2051 | Mitigation | 0.08575 | 30 | 0 | esc | 0 | 0 | 0 | 0 | 0.0015435 | 4.2693e-07
[79 empty] | WLDFR | HFTD - Distribution - Tier 2 - 3QU CoRE ¦ 5QU LoRE | Non-Red Flag Warning - Small Fires | 2032 | 2.7948e-06 | 1.3974e-06 | 3.5933e-06 | 0.083606 | 0.039055 | 0.001695 | 0.042856 | 0 | 0 | 0 | 0.002328 |  | 2.3366e-07 | 0 | 2.3366e-07 | 1.1683e-07 | 0 | 1.1683e-07 | 3.0042e-07 | 0 | 3.0042e-07 | [16 empty] | 7.3.1.3 Ignition probability mapping showing the probability of ignition along the electric lines and equipmentWLDFRAggregatedAggregated | WLDFR | HFTD - Distribution - Tier 2 - 3QU CoRE ¦ 5QU LoRE | Seismic - Non-Red Flag Warning - Catastrophic Fires | Aggregated | Aggregated | 2021 | 2.8949e-10 | 0 | 746.7011 | 2.1616e-07 | 2021 | Mitigation | 0.08575 | 30 | 0 | esc | 0.0012005 | 3.4753e-13 | 0.00060025 | 1.7376e-13 | 0 | 0
[79 empty] | WLDFR | HFTD - Distribution - Tier 2 - 3QU CoRE ¦ 5QU LoRE | Non-Red Flag Warning - Small Fires | 2033 | 2.7948e-06 | 1.3974e-06 | 3.5933e-06 | 0.087211 | 0.040679 | 0.0017655 | 0.044766 | 0 | 0 | 0 | 0.002328 |  | 2.4374e-07 | 0 | 2.4374e-07 | 1.2187e-07 | 0 | 1.2187e-07 | 3.1338e-07 | 0 | 3.1338e-07 | [16 empty] | 7.3.1.3 Ignition probability mapping showing the probability of ignition along the electric lines and equipmentWLDFRAggregatedAggregated | WLDFR | HFTD - Distribution - Tier 2 - 3QU CoRE ¦ 5QU LoRE | Seismic - Non-Red Flag Warning - Catastrophic Fires | Aggregated | Aggregated | 2022 | 2.8949e-10 | 0 | 746.7011 | 2.1616e-07 | 2022 | Mitigation | 0.08575 | 30 | 0 | esc | 0.0012005 | 3.4753e-13 | 0.00060025 | 1.7376e-13 | 0.0015435 | 4.4682e-13
[79 empty] | WLDFR | HFTD - Distribution - Tier 2 - 3QU CoRE ¦ 5QU LoRE | Non-Red Flag Warning - Small Fires | 2034 | 2.7948e-06 | 1.3974e-06 | 3.5933e-06 | 0.087211 | 0.040679 | 0.0017655 | 0.044766 | 0 | 0 | 0 | 0.002328 |  | 2.4374e-07 | 0 | 2.4374e-07 | 1.2187e-07 | 0 | 1.2187e-07 | 3.1338e-07 | 0 | 3.1338e-07 | [16 empty] | 7.3.1.3 Ignition probability mapping showing the probability of ignition along the electric lines and equipmentWLDFRAggregatedAggregated | WLDFR | HFTD - Distribution - Tier 2 - 3QU CoRE ¦ 5QU LoRE | Seismic - Non-Red Flag Warning - Catastrophic Fires | Aggregated | Aggregated | 2023 | 2.8949e-10 | 0 | 746.7011 | 2.1616e-07 | 2023 | Mitigation | 0.08575 | 30 | 0 | esc | 0.0012005 | 3.4753e-13 | 0.00060025 | 1.7376e-13 | 0.0015435 | 4.4682e-13
[79 empty] | WLDFR | HFTD - Distribution - Tier 2 - 3QU CoRE ¦ 5QU LoRE | Non-Red Flag Warning - Small Fires | 2035 | 2.7948e-06 | 1.3974e-06 | 3.5933e-06 | 0.087211 | 0.040679 | 0.0017655 | 0.044766 | 0 | 0 | 0 | 0.002328 |  | 2.4374e-07 | 0 | 2.4374e-07 | 1.2187e-07 | 0 | 1.2187e-07 | 3.1338e-07 | 0 | 3.1338e-07 | [16 empty] | 7.3.1.3 Ignition probability mapping showing the probability of ignition along the electric lines and equipmentWLDFRAggregatedAggregated | WLDFR | HFTD - Distribution - Tier 2 - 3QU CoRE ¦ 5QU LoRE | Seismic - Non-Red Flag Warning - Catastrophic Fires | Aggregated | Aggregated | 2024 | 2.8949e-10 | 0 | 746.7011 | 2.1616e-07 | 2024 | Mitigation | 0.08575 | 30 | 0 | esc | 0.0012005 | 3.4753e-13 | 0.00060025 | 1.7376e-13 | 0.0015435 | 4.4682e-13
[79 empty] | WLDFR | HFTD - Distribution - Tier 2 - 3QU CoRE ¦ 5QU LoRE | Non-Red Flag Warning - Small Fires | 2036 | 2.7948e-06 | 1.3974e-06 | 3.5933e-06 | 0.087211 | 0.040679 | 0.0017655 | 0.044766 | 0 | 0 | 0 | 0.002328 |  | 2.4374e-07 | 0 | 2.4374e-07 | 1.2187e-07 | 0 | 1.2187e-07 | 3.1338e-07 | 0 | 3.1338e-07 | [16 empty] | 7.3.1.3 Ignition probability mapping showing the probability of ignition along the electric lines and equipmentWLDFRAggregatedAggregated | WLDFR | HFTD - Distribution - Tier 2 - 3QU CoRE ¦ 5QU LoRE | Seismic - Non-Red Flag Warning - Catastrophic Fires | Aggregated | Aggregated | 2025 | 2.8949e-10 | 0 | 746.7011 | 2.1616e-07 | 2025 | Mitigation | 0.08575 | 30 | 0 | esc | 0.0012005 | 3.4753e-13 | 0.00060025 | 1.7376e-13 | 0.0015435 | 4.4682e-13
[79 empty] | WLDFR | HFTD - Distribution - Tier 2 - 3QU CoRE ¦ 5QU LoRE | Non-Red Flag Warning - Small Fires | 2037 | 2.7948e-06 | 1.3974e-06 | 3.5933e-06 | 0.087211 | 0.040679 | 0.0017655 | 0.044766 | 0 | 0 | 0 | 0.002328 |  | 2.4374e-07 | 0 | 2.4374e-07 | 1.2187e-07 | 0 | 1.2187e-07 | 3.1338e-07 | 0 | 3.1338e-07 | [16 empty] | 7.3.1.3 Ignition probability mapping showing the probability of ignition along the electric lines and equipmentWLDFRAggregatedAggregated | WLDFR | HFTD - Distribution - Tier 2 - 3QU CoRE ¦ 5QU LoRE | Seismic - Non-Red Flag Warning - Catastrophic Fires | Aggregated | Aggregated | 2026 | 2.8949e-10 | 0 | 746.7011 | 2.1616e-07 | 2026 | Mitigation | 0.08575 | 30 | 0 | esc | 0.0012005 | 3.4753e-13 | 0.00060025 | 1.7376e-13 | 0.0015435 | 4.4682e-13
[79 empty] | WLDFR | HFTD - Distribution - Tier 2 - 3QU CoRE ¦ 5QU LoRE | Non-Red Flag Warning - Small Fires | 2038 | 2.7948e-06 | 1.3974e-06 | 3.5933e-06 | 0.091184 | 0.042438 | 0.0018418 | 0.046905 | 0 | 0 | 0 | 0.002328 |  | 2.5484e-07 | 0 | 2.5484e-07 | 1.2742e-07 | 0 | 1.2742e-07 | 3.2765e-07 | 0 | 3.2765e-07 | [16 empty] | 7.3.1.3 Ignition probability mapping showing the probability of ignition along the electric lines and equipmentWLDFRAggregatedAggregated | WLDFR | HFTD - Distribution - Tier 2 - 3QU CoRE ¦ 5QU LoRE | Seismic - Non-Red Flag Warning - Catastrophic Fires | Aggregated | Aggregated | 2027 | 2.8949e-10 | 0 | 746.7011 | 2.1616e-07 | 2027 | Mitigation | 0.08575 | 30 | 0 | esc | 0.0012005 | 3.4753e-13 | 0.00060025 | 1.7376e-13 | 0.0015435 | 4.4682e-13
[79 empty] | WLDFR | HFTD - Distribution - Tier 2 - 3QU CoRE ¦ 5QU LoRE | Non-Red Flag Warning - Small Fires | 2039 | 2.7948e-06 | 1.3974e-06 | 3.5933e-06 | 0.091184 | 0.042438 | 0.0018418 | 0.046905 | 0 | 0 | 0 | 0.002328 |  | 2.5484e-07 | 0 | 2.5484e-07 | 1.2742e-07 | 0 | 1.2742e-07 | 3.2765e-07 | 0 | 3.2765e-07 | [16 empty] | 7.3.1.3 Ignition probability mapping showing the probability of ignition along the electric lines and equipmentWLDFRAggregatedAggregated | WLDFR | HFTD - Distribution - Tier 2 - 3QU CoRE ¦ 5QU LoRE | Seismic - Non-Red Flag Warning - Catastrophic Fires | Aggregated | Aggregated | 2028 | 2.8949e-10 | 0 | 746.7011 | 2.1616e-07 | 2028 | Mitigation | 0.08575 | 30 | 0 | esc | 0.0012005 | 3.4753e-13 | 0.00060025 | 1.7376e-13 | 0.0015435 | 4.4682e-13
[79 empty] | WLDFR | HFTD - Distribution - Tier 2 - 3QU CoRE ¦ 5QU LoRE | Non-Red Flag Warning - Small Fires | 2040 | 2.7948e-06 | 1.3974e-06 | 3.5933e-06 | 0.091184 | 0.042438 | 0.0018418 | 0.046905 | 0 | 0 | 0 | 0.002328 |  | 2.5484e-07 | 0 | 2.5484e-07 | 1.2742e-07 | 0 | 1.2742e-07 | 3.2765e-07 | 0 | 3.2765e-07 | [16 empty] | 7.3.1.3 Ignition probability mapping showing the probability of ignition along the electric lines and equipmentWLDFRAggregatedAggregated | WLDFR | HFTD - Distribution - Tier 2 - 3QU CoRE ¦ 5QU LoRE | Seismic - Non-Red Flag Warning - Catastrophic Fires | Aggregated | Aggregated | 2029 | 2.8949e-10 | 0 | 746.7011 | 2.1616e-07 | 2029 | Mitigation | 0.08575 | 30 | 0 | esc | 0.0012005 | 3.4753e-13 | 0.00060025 | 1.7376e-13 | 0.0015435 | 4.4682e-13
[79 empty] | WLDFR | HFTD - Distribution - Tier 2 - 3QU CoRE ¦ 5QU LoRE | Non-Red Flag Warning - Small Fires | 2041 | 2.7948e-06 | 1.3974e-06 | 3.5933e-06 | 0.091184 | 0.042438 | 0.0018418 | 0.046905 | 0 | 0 | 0 | 0.002328 |  | 2.5484e-07 | 0 | 2.5484e-07 | 1.2742e-07 | 0 | 1.2742e-07 | 3.2765e-07 | 0 | 3.2765e-07 | [16 empty] | 7.3.1.3 Ignition probability mapping showing the probability of ignition along the electric lines and equipmentWLDFRAggregatedAggregated | WLDFR | HFTD - Distribution - Tier 2 - 3QU CoRE ¦ 5QU LoRE | Seismic - Non-Red Flag Warning - Catastrophic Fires | Aggregated | Aggregated | 2030 | 2.8949e-10 | 0 | 746.7011 | 2.1616e-07 | 2030 | Mitigation | 0.08575 | 30 | 0 | esc | 0.0012005 | 3.4753e-13 | 0.00060025 | 1.7376e-13 | 0.0015435 | 4.4682e-13
[79 empty] | WLDFR | HFTD - Distribution - Tier 2 - 3QU CoRE ¦ 5QU LoRE | Non-Red Flag Warning - Small Fires | 2042 | 2.7948e-06 | 1.3974e-06 | 3.5933e-06 | 0.091184 | 0.042438 | 0.0018418 | 0.046905 | 0 | 0 | 0 | 0.002328 |  | 2.5484e-07 | 0 | 2.5484e-07 | 1.2742e-07 | 0 | 1.2742e-07 | 3.2765e-07 | 0 | 3.2765e-07 | [16 empty] | 7.3.1.3 Ignition probability mapping showing the probability of ignition along the electric lines and equipmentWLDFRAggregatedAggregated | WLDFR | HFTD - Distribution - Tier 2 - 3QU CoRE ¦ 5QU LoRE | Seismic - Non-Red Flag Warning - Catastrophic Fires | Aggregated | Aggregated | 2031 | 2.8949e-10 | 0 | 746.7011 | 2.1616e-07 | 2031 | Mitigation | 0.08575 | 30 | 0 | esc | 0.0012005 | 3.4753e-13 | 0.00060025 | 1.7376e-13 | 0.0015435 | 4.4682e-13
[79 empty] | WLDFR | HFTD - Distribution - Tier 2 - 3QU CoRE ¦ 5QU LoRE | Non-Red Flag Warning - Small Fires | 2043 | 2.7948e-06 | 1.3974e-06 | 3.5933e-06 | 0.095486 | 0.044306 | 0.0019228 | 0.049257 | 0 | 0 | 0 | 0.002328 |  | 2.6686e-07 | 0 | 2.6686e-07 | 1.3343e-07 | 0 | 1.3343e-07 | 3.4311e-07 | 0 | 3.4311e-07 | [16 empty] | 7.3.1.3 Ignition probability mapping showing the probability of ignition along the electric lines and equipmentWLDFRAggregatedAggregated | WLDFR | HFTD - Distribution - Tier 2 - 3QU CoRE ¦ 5QU LoRE | Seismic - Non-Red Flag Warning - Catastrophic Fires | Aggregated | Aggregated | 2032 | 2.8949e-10 | 0 | 746.7011 | 2.1616e-07 | 2032 | Mitigation | 0.08575 | 30 | 0 | esc | 0.0012005 | 3.4753e-13 | 0.00060025 | 1.7376e-13 | 0.0015435 | 4.4682e-13
[79 empty] | WLDFR | HFTD - Distribution - Tier 2 - 3QU CoRE ¦ 5QU LoRE | Non-Red Flag Warning - Small Fires | 2044 | 2.7948e-06 | 1.3974e-06 | 3.5933e-06 | 0.095486 | 0.044306 | 0.0019228 | 0.049257 | 0 | 0 | 0 | 0.002328 |  | 2.6686e-07 | 0 | 2.6686e-07 | 1.3343e-07 | 0 | 1.3343e-07 | 3.4311e-07 | 0 | 3.4311e-07 | [16 empty] | 7.3.1.3 Ignition probability mapping showing the probability of ignition along the electric lines and equipmentWLDFRAggregatedAggregated | WLDFR | HFTD - Distribution - Tier 2 - 3QU CoRE ¦ 5QU LoRE | Seismic - Non-Red Flag Warning - Catastrophic Fires | Aggregated | Aggregated | 2033 | 2.8949e-10 | 0 | 746.7011 | 2.1616e-07 | 2033 | Mitigation | 0.08575 | 30 | 0 | esc | 0.0012005 | 3.4753e-13 | 0.00060025 | 1.7376e-13 | 0.0015435 | 4.4682e-13
[79 empty] | WLDFR | HFTD - Distribution - Tier 2 - 3QU CoRE ¦ 5QU LoRE | Non-Red Flag Warning - Small Fires | 2045 | 2.7948e-06 | 1.3974e-06 | 3.5933e-06 | 0.095486 | 0.044306 | 0.0019228 | 0.049257 | 0 | 0 | 0 | 0.002328 |  | 2.6686e-07 | 0 | 2.6686e-07 | 1.3343e-07 | 0 | 1.3343e-07 | 3.4311e-07 | 0 | 3.4311e-07 | [16 empty] | 7.3.1.3 Ignition probability mapping showing the probability of ignition along the electric lines and equipmentWLDFRAggregatedAggregated | WLDFR | HFTD - Distribution - Tier 2 - 3QU CoRE ¦ 5QU LoRE | Seismic - Non-Red Flag Warning - Catastrophic Fires | Aggregated | Aggregated | 2034 | 2.8949e-10 | 0 | 746.7011 | 2.1616e-07 | 2034 | Mitigation | 0.08575 | 30 | 0 | esc | 0.0012005 | 3.4753e-13 | 0.00060025 | 1.7376e-13 | 0.0015435 | 4.4682e-13
[79 empty] | WLDFR | HFTD - Distribution - Tier 2 - 3QU CoRE ¦ 5QU LoRE | Non-Red Flag Warning - Small Fires | 2046 | 2.7948e-06 | 1.3974e-06 | 3.5933e-06 | 0.095486 | 0.044306 | 0.0019228 | 0.049257 | 0 | 0 | 0 | 0.002328 |  | 2.6686e-07 | 0 | 2.6686e-07 | 1.3343e-07 | 0 | 1.3343e-07 | 3.4311e-07 | 0 | 3.4311e-07 | [16 empty] | 7.3.1.3 Ignition probability mapping showing the probability of ignition along the electric lines and equipmentWLDFRAggregatedAggregated | WLDFR | HFTD - Distribution - Tier 2 - 3QU CoRE ¦ 5QU LoRE | Seismic - Non-Red Flag Warning - Catastrophic Fires | Aggregated | Aggregated | 2035 | 2.8949e-10 | 0 | 746.7011 | 2.1616e-07 | 2035 | Mitigation | 0.08575 | 30 | 0 | esc | 0.0012005 | 3.4753e-13 | 0.00060025 | 1.7376e-13 | 0.0015435 | 4.4682e-13
[79 empty] | WLDFR | HFTD - Distribution - Tier 2 - 3QU CoRE ¦ 5QU LoRE | Non-Red Flag Warning - Small Fires | 2047 | 2.7948e-06 | 1.3974e-06 | 3.5933e-06 | 0.095486 | 0.044306 | 0.0019228 | 0.049257 | 0 | 0 | 0 | 0.002328 |  | 2.6686e-07 | 0 | 2.6686e-07 | 1.3343e-07 | 0 | 1.3343e-07 | 3.4311e-07 | 0 | 3.4311e-07 | [16 empty] | 7.3.1.3 Ignition probability mapping showing the probability of ignition along the electric lines and equipmentWLDFRAggregatedAggregated | WLDFR | HFTD - Distribution - Tier 2 - 3QU CoRE ¦ 5QU LoRE | Seismic - Non-Red Flag Warning - Catastrophic Fires | Aggregated | Aggregated | 2036 | 2.8949e-10 | 0 | 746.7011 | 2.1616e-07 | 2036 | Mitigation | 0.08575 | 30 | 0 | esc | 0.0012005 | 3.4753e-13 | 0.00060025 | 1.7376e-13 | 0.0015435 | 4.4682e-13
[79 empty] | WLDFR | HFTD - Distribution - Tier 2 - 3QU CoRE ¦ 5QU LoRE | Non-Red Flag Warning - Small Fires | 2048 | 2.7948e-06 | 1.3974e-06 | 3.5933e-06 | 0.10007 | 0.04626 | 0.0020076 | 0.051804 | 0 | 0 | 0 | 0.002328 |  | 2.7968e-07 | 0 | 2.7968e-07 | 1.3984e-07 | 0 | 1.3984e-07 | 3.5959e-07 | 0 | 3.5959e-07 | [16 empty] | 7.3.1.3 Ignition probability mapping showing the probability of ignition along the electric lines and equipmentWLDFRAggregatedAggregated | WLDFR | HFTD - Distribution - Tier 2 - 3QU CoRE ¦ 5QU LoRE | Seismic - Non-Red Flag Warning - Catastrophic Fires | Aggregated | Aggregated | 2037 | 2.8949e-10 | 0 | 746.7011 | 2.1616e-07 | 2037 | Mitigation | 0.08575 | 30 | 0 | esc | 0.0012005 | 3.4753e-13 | 0.00060025 | 1.7376e-13 | 0.0015435 | 4.4682e-13
[79 empty] | WLDFR | HFTD - Distribution - Tier 2 - 3QU CoRE ¦ 5QU LoRE | Non-Red Flag Warning - Small Fires | 2049 | 2.7948e-06 | 1.3974e-06 | 3.5933e-06 | 0.10007 | 0.04626 | 0.0020076 | 0.051804 | 0 | 0 | 0 | 0.002328 |  | 2.7968e-07 | 0 | 2.7968e-07 | 1.3984e-07 | 0 | 1.3984e-07 | 3.5959e-07 | 0 | 3.5959e-07 | [16 empty] | 7.3.1.3 Ignition probability mapping showing the probability of ignition along the electric lines and equipmentWLDFRAggregatedAggregated | WLDFR | HFTD - Distribution - Tier 2 - 3QU CoRE ¦ 5QU LoRE | Seismic - Non-Red Flag Warning - Catastrophic Fires | Aggregated | Aggregated | 2038 | 2.8949e-10 | 0 | 746.7011 | 2.1616e-07 | 2038 | Mitigation | 0.08575 | 30 | 0 | esc | 0.0012005 | 3.4753e-13 | 0.00060025 | 1.7376e-13 | 0.0015435 | 4.4682e-13
[79 empty] | WLDFR | HFTD - Distribution - Tier 2 - 3QU CoRE ¦ 5QU LoRE | Non-Red Flag Warning - Small Fires | 2050 | 0 | 1.3974e-06 | 3.5933e-06 | 0.10007 | 0.04626 | 0.0020076 | 0.051804 | 0 | 0 | 0 | 0.002328 |  | 0 | 0 | 0 | 1.3984e-07 | 0 | 1.3984e-07 | 3.5959e-07 | 0 | 3.5959e-07 | [16 empty] | 7.3.1.3 Ignition probability mapping showing the probability of ignition along the electric lines and equipmentWLDFRAggregatedAggregated | WLDFR | HFTD - Distribution - Tier 2 - 3QU CoRE ¦ 5QU LoRE | Seismic - Non-Red Flag Warning - Catastrophic Fires | Aggregated | Aggregated | 2039 | 2.8949e-10 | 0 | 746.7011 | 2.1616e-07 | 2039 | Mitigation | 0.08575 | 30 | 0 | esc | 0.0012005 | 3.4753e-13 | 0.00060025 | 1.7376e-13 | 0.0015435 | 4.4682e-13
[79 empty] | WLDFR | HFTD - Distribution - Tier 2 - 3QU CoRE ¦ 5QU LoRE | Non-Red Flag Warning - Small Fires | 2051 | 0 | 0 | 3.5933e-06 | 0.10007 | 0.04626 | 0.0020076 | 0.051804 | 0 | 0 | 0 | 0.002328 |  | 0 | 0 | 0 | 0 | 0 | 0 | 3.5959e-07 | 0 | 3.5959e-07 | [16 empty] | 7.3.1.3 Ignition probability mapping showing the probability of ignition along the electric lines and equipmentWLDFRAggregatedAggregated | WLDFR | HFTD - Distribution - Tier 2 - 3QU CoRE ¦ 5QU LoRE | Seismic - Non-Red Flag Warning - Catastrophic Fires | Aggregated | Aggregated | 2040 | 2.8949e-10 | 0 | 746.7011 | 2.1616e-07 | 2040 | Mitigation | 0.08575 | 30 | 0 | esc | 0.0012005 | 3.4753e-13 | 0.00060025 | 1.7376e-13 | 0.0015435 | 4.4682e-13
[79 empty] | WLDFR | HFTD - Distribution - Tier 2 - 3QU CoRE ¦ 5QU LoRE | Red Flag Warning - Catastrophic Fires | 2020 | 1.8965e-08 | 0 | 0 | 14146.1306 | 222.2294 | 8585.7228 | 5338.1784 | 0 | 0 | 0 | 1.5797e-05 |  | 0.00026828 | 0 | 0.00026828 | 0 | 0 | 0 | 0 | 0 | 0 | [16 empty] | 7.3.1.3 Ignition probability mapping showing the probability of ignition along the electric lines and equipmentWLDFRAggregatedAggregated | WLDFR | HFTD - Distribution - Tier 2 - 3QU CoRE ¦ 5QU LoRE | Seismic - Non-Red Flag Warning - Catastrophic Fires | Aggregated | Aggregated | 2041 | 2.8949e-10 | 0 | 746.7011 | 2.1616e-07 | 2041 | Mitigation | 0.08575 | 30 | 0 | esc | 0.0012005 | 3.4753e-13 | 0.00060025 | 1.7376e-13 | 0.0015435 | 4.4682e-13
[79 empty] | WLDFR | HFTD - Distribution - Tier 2 - 3QU CoRE ¦ 5QU LoRE | Red Flag Warning - Catastrophic Fires | 2021 | 1.8965e-08 | 9.4824e-09 | 0 | 14146.1306 | 222.2294 | 8585.7228 | 5338.1784 | 0 | 0 | 0 | 1.5797e-05 |  | 0.00026828 | 0 | 0.00026828 | 0.00013414 | 0 | 0.00013414 | 0 | 0 | 0 | [16 empty] | 7.3.1.3 Ignition probability mapping showing the probability of ignition along the electric lines and equipmentWLDFRAggregatedAggregated | WLDFR | HFTD - Distribution - Tier 2 - 3QU CoRE ¦ 5QU LoRE | Seismic - Non-Red Flag Warning - Catastrophic Fires | Aggregated | Aggregated | 2042 | 2.8949e-10 | 0 | 746.7011 | 2.1616e-07 | 2042 | Mitigation | 0.08575 | 30 | 0 | esc | 0.0012005 | 3.4753e-13 | 0.00060025 | 1.7376e-13 | 0.0015435 | 4.4682e-13
[79 empty] | WLDFR | HFTD - Distribution - Tier 2 - 3QU CoRE ¦ 5QU LoRE | Red Flag Warning - Catastrophic Fires | 2022 | 1.8965e-08 | 9.4824e-09 | 2.4383e-08 | 14146.1306 | 222.2294 | 8585.7228 | 5338.1784 | 0 | 0 | 0 | 1.5797e-05 |  | 0.00026828 | 0 | 0.00026828 | 0.00013414 | 0 | 0.00013414 | 0.00034493 | 0 | 0.00034493 | [16 empty] | 7.3.1.3 Ignition probability mapping showing the probability of ignition along the electric lines and equipmentWLDFRAggregatedAggregated | WLDFR | HFTD - Distribution - Tier 2 - 3QU CoRE ¦ 5QU LoRE | Seismic - Non-Red Flag Warning - Catastrophic Fires | Aggregated | Aggregated | 2043 | 2.8949e-10 | 0 | 746.7011 | 2.1616e-07 | 2043 | Mitigation | 0.08575 | 30 | 0 | esc | 0.0012005 | 3.4753e-13 | 0.00060025 | 1.7376e-13 | 0.0015435 | 4.4682e-13
[79 empty] | WLDFR | HFTD - Distribution - Tier 2 - 3QU CoRE ¦ 5QU LoRE | Red Flag Warning - Catastrophic Fires | 2023 | 1.8965e-08 | 9.4824e-09 | 2.4383e-08 | 14664.6376 | 233.2301 | 8896.516 | 5534.8915 | 0 | 0 | 0 | 1.5797e-05 |  | 0.00027811 | 0 | 0.00027811 | 0.00013906 | 0 | 0.00013906 | 0.00035757 | 0 | 0.00035757 | [16 empty] | 7.3.1.3 Ignition probability mapping showing the probability of ignition along the electric lines and equipmentWLDFRAggregatedAggregated | WLDFR | HFTD - Distribution - Tier 2 - 3QU CoRE ¦ 5QU LoRE | Seismic - Non-Red Flag Warning - Catastrophic Fires | Aggregated | Aggregated | 2044 | 2.8949e-10 | 0 | 746.7011 | 2.1616e-07 | 2044 | Mitigation | 0.08575 | 30 | 0 | esc | 0.0012005 | 3.4753e-13 | 0.00060025 | 1.7376e-13 | 0.0015435 | 4.4682e-13
[79 empty] | WLDFR | HFTD - Distribution - Tier 2 - 3QU CoRE ¦ 5QU LoRE | Red Flag Warning - Catastrophic Fires | 2024 | 1.8965e-08 | 9.4824e-09 | 2.4383e-08 | 14664.6376 | 233.2301 | 8896.516 | 5534.8915 | 0 | 0 | 0 | 1.5797e-05 |  | 0.00027811 | 0 | 0.00027811 | 0.00013906 | 0 | 0.00013906 | 0.00035757 | 0 | 0.00035757 | [16 empty] | 7.3.1.3 Ignition probability mapping showing the probability of ignition along the electric lines and equipmentWLDFRAggregatedAggregated | WLDFR | HFTD - Distribution - Tier 2 - 3QU CoRE ¦ 5QU LoRE | Seismic - Non-Red Flag Warning - Catastrophic Fires | Aggregated | Aggregated | 2045 | 2.8949e-10 | 0 | 746.7011 | 2.1616e-07 | 2045 | Mitigation | 0.08575 | 30 | 0 | esc | 0.0012005 | 3.4753e-13 | 0.00060025 | 1.7376e-13 | 0.0015435 | 4.4682e-13
[79 empty] | WLDFR | HFTD - Distribution - Tier 2 - 3QU CoRE ¦ 5QU LoRE | Red Flag Warning - Catastrophic Fires | 2025 | 1.8965e-08 | 9.4824e-09 | 2.4383e-08 | 14664.6376 | 233.2301 | 8896.516 | 5534.8915 | 0 | 0 | 0 | 1.5797e-05 |  | 0.00027811 | 0 | 0.00027811 | 0.00013906 | 0 | 0.00013906 | 0.00035757 | 0 | 0.00035757 | [16 empty] | 7.3.1.3 Ignition probability mapping showing the probability of ignition along the electric lines and equipmentWLDFRAggregatedAggregated | WLDFR | HFTD - Distribution - Tier 2 - 3QU CoRE ¦ 5QU LoRE | Seismic - Non-Red Flag Warning - Catastrophic Fires | Aggregated | Aggregated | 2046 | 2.8949e-10 | 0 | 746.7011 | 2.1616e-07 | 2046 | Mitigation | 0.08575 | 30 | 0 | esc | 0.0012005 | 3.4753e-13 | 0.00060025 | 1.7376e-13 | 0.0015435 | 4.4682e-13
[79 empty] | WLDFR | HFTD - Distribution - Tier 2 - 3QU CoRE ¦ 5QU LoRE | Red Flag Warning - Catastrophic Fires | 2026 | 1.8965e-08 | 9.4824e-09 | 2.4383e-08 | 14664.6376 | 233.2301 | 8896.516 | 5534.8915 | 0 | 0 | 0 | 1.5797e-05 |  | 0.00027811 | 0 | 0.00027811 | 0.00013906 | 0 | 0.00013906 | 0.00035757 | 0 | 0.00035757 | [16 empty] | 7.3.1.3 Ignition probability mapping showing the probability of ignition along the electric lines and equipmentWLDFRAggregatedAggregated | WLDFR | HFTD - Distribution - Tier 2 - 3QU CoRE ¦ 5QU LoRE | Seismic - Non-Red Flag Warning - Catastrophic Fires | Aggregated | Aggregated | 2047 | 2.8949e-10 | 0 | 746.7011 | 2.1616e-07 | 2047 | Mitigation | 0.08575 | 30 | 0 | esc | 0.0012005 | 3.4753e-13 | 0.00060025 | 1.7376e-13 | 0.0015435 | 4.4682e-13
[79 empty] | WLDFR | HFTD - Distribution - Tier 2 - 3QU CoRE ¦ 5QU LoRE | Red Flag Warning - Catastrophic Fires | 2027 | 1.8965e-08 | 9.4824e-09 | 2.4383e-08 | 14664.6376 | 233.2301 | 8896.516 | 5534.8915 | 0 | 0 | 0 | 1.5797e-05 |  | 0.00027811 | 0 | 0.00027811 | 0.00013906 | 0 | 0.00013906 | 0.00035757 | 0 | 0.00035757 | [16 empty] | 7.3.1.3 Ignition probability mapping showing the probability of ignition along the electric lines and equipmentWLDFRAggregatedAggregated | WLDFR | HFTD - Distribution - Tier 2 - 3QU CoRE ¦ 5QU LoRE | Seismic - Non-Red Flag Warning - Catastrophic Fires | Aggregated | Aggregated | 2048 | 2.8949e-10 | 0 | 746.7011 | 2.1616e-07 | 2048 | Mitigation | 0.08575 | 30 | 0 | esc | 0.0012005 | 3.4753e-13 | 0.00060025 | 1.7376e-13 | 0.0015435 | 4.4682e-13
[79 empty] | WLDFR | HFTD - Distribution - Tier 2 - 3QU CoRE ¦ 5QU LoRE | Red Flag Warning - Catastrophic Fires | 2028 | 1.8965e-08 | 9.4824e-09 | 2.4383e-08 | 15317.9909 | 247.273 | 9287.6491 | 5783.0689 | 0 | 0 | 0 | 1.5797e-05 |  | 0.0002905 | 0 | 0.0002905 | 0.00014525 | 0 | 0.00014525 | 0.0003735 | 0 | 0.0003735 | [16 empty] | 7.3.1.3 Ignition probability mapping showing the probability of ignition along the electric lines and equipmentWLDFRAggregatedAggregated | WLDFR | HFTD - Distribution - Tier 2 - 3QU CoRE ¦ 5QU LoRE | Seismic - Non-Red Flag Warning - Catastrophic Fires | Aggregated | Aggregated | 2049 | 2.8949e-10 | 0 | 746.7011 | 2.1616e-07 | 2049 | Mitigation | 0.08575 | 30 | 0 | esc | 0.0012005 | 3.4753e-13 | 0.00060025 | 1.7376e-13 | 0.0015435 | 4.4682e-13
[79 empty] | WLDFR | HFTD - Distribution - Tier 2 - 3QU CoRE ¦ 5QU LoRE | Red Flag Warning - Catastrophic Fires | 2029 | 1.8965e-08 | 9.4824e-09 | 2.4383e-08 | 15317.9909 | 247.273 | 9287.6491 | 5783.0689 | 0 | 0 | 0 | 1.5797e-05 |  | 0.0002905 | 0 | 0.0002905 | 0.00014525 | 0 | 0.00014525 | 0.0003735 | 0 | 0.0003735 | [16 empty] | 7.3.1.3 Ignition probability mapping showing the probability of ignition along the electric lines and equipmentWLDFRAggregatedAggregated | WLDFR | HFTD - Distribution - Tier 2 - 3QU CoRE ¦ 5QU LoRE | Seismic - Non-Red Flag Warning - Catastrophic Fires | Aggregated | Aggregated | 2050 | 2.8949e-10 | 0 | 746.7011 | 2.1616e-07 | 2050 | Mitigation | 0.08575 | 30 | 0 | esc | 0 | 0 | 0.00060025 | 1.7376e-13 | 0.0015435 | 4.4682e-13
[79 empty] | WLDFR | HFTD - Distribution - Tier 2 - 3QU CoRE ¦ 5QU LoRE | Red Flag Warning - Catastrophic Fires | 2030 | 1.8965e-08 | 9.4824e-09 | 2.4383e-08 | 15317.9909 | 247.273 | 9287.6491 | 5783.0689 | 0 | 0 | 0 | 1.5797e-05 |  | 0.0002905 | 0 | 0.0002905 | 0.00014525 | 0 | 0.00014525 | 0.0003735 | 0 | 0.0003735 | [16 empty] | 7.3.1.3 Ignition probability mapping showing the probability of ignition along the electric lines and equipmentWLDFRAggregatedAggregated | WLDFR | HFTD - Distribution - Tier 2 - 3QU CoRE ¦ 5QU LoRE | Seismic - Non-Red Flag Warning - Catastrophic Fires | Aggregated | Aggregated | 2051 | 2.8949e-10 | 0 | 746.7011 | 2.1616e-07 | 2051 | Mitigation | 0.08575 | 30 | 0 | esc | 0 | 0 | 0 | 0 | 0.0015435 | 4.4682e-13
[79 empty] | WLDFR | HFTD - Distribution - Tier 2 - 3QU CoRE ¦ 5QU LoRE | Red Flag Warning - Catastrophic Fires | 2031 | 1.8965e-08 | 9.4824e-09 | 2.4383e-08 | 15317.9909 | 247.273 | 9287.6491 | 5783.0689 | 0 | 0 | 0 | 1.5797e-05 |  | 0.0002905 | 0 | 0.0002905 | 0.00014525 | 0 | 0.00014525 | 0.0003735 | 0 | 0.0003735 | [16 empty] | 7.3.1.3 Ignition probability mapping showing the probability of ignition along the electric lines and equipmentWLDFRAggregatedAggregated | WLDFR | HFTD - Distribution - Tier 2 - 3QU CoRE ¦ 5QU LoRE | Seismic - Red Flag Warning - Catastrophic Fires | Aggregated | Aggregated | 2021 | 1.2485e-08 | 0 | 746.7011 | 9.3227e-06 | 2021 | Mitigation | 0.08575 | 30 | 0 | esc | 0.0012005 | 1.4989e-11 | 0.00060025 | 7.4943e-12 | 0 | 0
[79 empty] | WLDFR | HFTD - Distribution - Tier 2 - 3QU CoRE ¦ 5QU LoRE | Red Flag Warning - Catastrophic Fires | 2032 | 1.8965e-08 | 9.4824e-09 | 2.4383e-08 | 15317.9909 | 247.273 | 9287.6491 | 5783.0689 | 0 | 0 | 0 | 1.5797e-05 |  | 0.0002905 | 0 | 0.0002905 | 0.00014525 | 0 | 0.00014525 | 0.0003735 | 0 | 0.0003735 | [16 empty] | 7.3.1.3 Ignition probability mapping showing the probability of ignition along the electric lines and equipmentWLDFRAggregatedAggregated | WLDFR | HFTD - Distribution - Tier 2 - 3QU CoRE ¦ 5QU LoRE | Seismic - Red Flag Warning - Catastrophic Fires | Aggregated | Aggregated | 2022 | 1.2485e-08 | 0 | 746.7011 | 9.3227e-06 | 2022 | Mitigation | 0.08575 | 30 | 0 | esc | 0.0012005 | 1.4989e-11 | 0.00060025 | 7.4943e-12 | 0.0015435 | 1.9271e-11
[79 empty] | WLDFR | HFTD - Distribution - Tier 2 - 3QU CoRE ¦ 5QU LoRE | Red Flag Warning - Catastrophic Fires | 2033 | 1.8965e-08 | 9.4824e-09 | 2.4383e-08 | 16044.1264 | 263.1074 | 9721.74 | 6059.2791 | 0 | 0 | 0 | 1.5797e-05 |  | 0.00030427 | 0 | 0.00030427 | 0.00015214 | 0 | 0.00015214 | 0.00039121 | 0 | 0.00039121 | [16 empty] | 7.3.1.3 Ignition probability mapping showing the probability of ignition along the electric lines and equipmentWLDFRAggregatedAggregated | WLDFR | HFTD - Distribution - Tier 2 - 3QU CoRE ¦ 5QU LoRE | Seismic - Red Flag Warning - Catastrophic Fires | Aggregated | Aggregated | 2023 | 1.2485e-08 | 0 | 746.7011 | 9.3227e-06 | 2023 | Mitigation | 0.08575 | 30 | 0 | esc | 0.0012005 | 1.4989e-11 | 0.00060025 | 7.4943e-12 | 0.0015435 | 1.9271e-11
[79 empty] | WLDFR | HFTD - Distribution - Tier 2 - 3QU CoRE ¦ 5QU LoRE | Red Flag Warning - Catastrophic Fires | 2034 | 1.8965e-08 | 9.4824e-09 | 2.4383e-08 | 16044.1264 | 263.1074 | 9721.74 | 6059.2791 | 0 | 0 | 0 | 1.5797e-05 |  | 0.00030427 | 0 | 0.00030427 | 0.00015214 | 0 | 0.00015214 | 0.00039121 | 0 | 0.00039121 | [16 empty] | 7.3.1.3 Ignition probability mapping showing the probability of ignition along the electric lines and equipmentWLDFRAggregatedAggregated | WLDFR | HFTD - Distribution - Tier 2 - 3QU CoRE ¦ 5QU LoRE | Seismic - Red Flag Warning - Catastrophic Fires | Aggregated | Aggregated | 2024 | 1.2485e-08 | 0 | 746.7011 | 9.3227e-06 | 2024 | Mitigation | 0.08575 | 30 | 0 | esc | 0.0012005 | 1.4989e-11 | 0.00060025 | 7.4943e-12 | 0.0015435 | 1.9271e-11
[79 empty] | WLDFR | HFTD - Distribution - Tier 2 - 3QU CoRE ¦ 5QU LoRE | Red Flag Warning - Catastrophic Fires | 2035 | 1.8965e-08 | 9.4824e-09 | 2.4383e-08 | 16044.1264 | 263.1074 | 9721.74 | 6059.2791 | 0 | 0 | 0 | 1.5797e-05 |  | 0.00030427 | 0 | 0.00030427 | 0.00015214 | 0 | 0.00015214 | 0.00039121 | 0 | 0.00039121 | [16 empty] | 7.3.1.3 Ignition probability mapping showing the probability of ignition along the electric lines and equipmentWLDFRAggregatedAggregated | WLDFR | HFTD - Distribution - Tier 2 - 3QU CoRE ¦ 5QU LoRE | Seismic - Red Flag Warning - Catastrophic Fires | Aggregated | Aggregated | 2025 | 1.2485e-08 | 0 | 746.7011 | 9.3227e-06 | 2025 | Mitigation | 0.08575 | 30 | 0 | esc | 0.0012005 | 1.4989e-11 | 0.00060025 | 7.4943e-12 | 0.0015435 | 1.9271e-11
[79 empty] | WLDFR | HFTD - Distribution - Tier 2 - 3QU CoRE ¦ 5QU LoRE | Red Flag Warning - Catastrophic Fires | 2036 | 1.8965e-08 | 9.4824e-09 | 2.4383e-08 | 16044.1264 | 263.1074 | 9721.74 | 6059.2791 | 0 | 0 | 0 | 1.5797e-05 |  | 0.00030427 | 0 | 0.00030427 | 0.00015214 | 0 | 0.00015214 | 0.00039121 | 0 | 0.00039121 | [16 empty] | 7.3.1.3 Ignition probability mapping showing the probability of ignition along the electric lines and equipmentWLDFRAggregatedAggregated | WLDFR | HFTD - Distribution - Tier 2 - 3QU CoRE ¦ 5QU LoRE | Seismic - Red Flag Warning - Catastrophic Fires | Aggregated | Aggregated | 2026 | 1.2485e-08 | 0 | 746.7011 | 9.3227e-06 | 2026 | Mitigation | 0.08575 | 30 | 0 | esc | 0.0012005 | 1.4989e-11 | 0.00060025 | 7.4943e-12 | 0.0015435 | 1.9271e-11
[79 empty] | WLDFR | HFTD - Distribution - Tier 2 - 3QU CoRE ¦ 5QU LoRE | Red Flag Warning - Catastrophic Fires | 2037 | 1.8965e-08 | 9.4824e-09 | 2.4383e-08 | 16044.1264 | 263.1074 | 9721.74 | 6059.2791 | 0 | 0 | 0 | 1.5797e-05 |  | 0.00030427 | 0 | 0.00030427 | 0.00015214 | 0 | 0.00015214 | 0.00039121 | 0 | 0.00039121 | [16 empty] | 7.3.1.3 Ignition probability mapping showing the probability of ignition along the electric lines and equipmentWLDFRAggregatedAggregated | WLDFR | HFTD - Distribution - Tier 2 - 3QU CoRE ¦ 5QU LoRE | Seismic - Red Flag Warning - Catastrophic Fires | Aggregated | Aggregated | 2027 | 1.2485e-08 | 0 | 746.7011 | 9.3227e-06 | 2027 | Mitigation | 0.08575 | 30 | 0 | esc | 0.0012005 | 1.4989e-11 | 0.00060025 | 7.4943e-12 | 0.0015435 | 1.9271e-11
[79 empty] | WLDFR | HFTD - Distribution - Tier 2 - 3QU CoRE ¦ 5QU LoRE | Red Flag Warning - Catastrophic Fires | 2038 | 1.8965e-08 | 9.4824e-09 | 2.4383e-08 | 16832.3912 | 280.5544 | 10192.2718 | 6359.5651 | 0 | 0 | 0 | 1.5797e-05 |  | 0.00031922 | 0 | 0.00031922 | 0.00015961 | 0 | 0.00015961 | 0.00041043 | 0 | 0.00041043 | [16 empty] | 7.3.1.3 Ignition probability mapping showing the probability of ignition along the electric lines and equipmentWLDFRAggregatedAggregated | WLDFR | HFTD - Distribution - Tier 2 - 3QU CoRE ¦ 5QU LoRE | Seismic - Red Flag Warning - Catastrophic Fires | Aggregated | Aggregated | 2028 | 1.2485e-08 | 0 | 746.7011 | 9.3227e-06 | 2028 | Mitigation | 0.08575 | 30 | 0 | esc | 0.0012005 | 1.4989e-11 | 0.00060025 | 7.4943e-12 | 0.0015435 | 1.9271e-11
[79 empty] | WLDFR | HFTD - Distribution - Tier 2 - 3QU CoRE ¦ 5QU LoRE | Red Flag Warning - Catastrophic Fires | 2039 | 1.8965e-08 | 9.4824e-09 | 2.4383e-08 | 16832.3912 | 280.5544 | 10192.2718 | 6359.5651 | 0 | 0 | 0 | 1.5797e-05 |  | 0.00031922 | 0 | 0.00031922 | 0.00015961 | 0 | 0.00015961 | 0.00041043 | 0 | 0.00041043 | [16 empty] | 7.3.1.3 Ignition probability mapping showing the probability of ignition along the electric lines and equipmentWLDFRAggregatedAggregated | WLDFR | HFTD - Distribution - Tier 2 - 3QU CoRE ¦ 5QU LoRE | Seismic - Red Flag Warning - Catastrophic Fires | Aggregated | Aggregated | 2029 | 1.2485e-08 | 0 | 746.7011 | 9.3227e-06 | 2029 | Mitigation | 0.08575 | 30 | 0 | esc | 0.0012005 | 1.4989e-11 | 0.00060025 | 7.4943e-12 | 0.0015435 | 1.9271e-11
[79 empty] | WLDFR | HFTD - Distribution - Tier 2 - 3QU CoRE ¦ 5QU LoRE | Red Flag Warning - Catastrophic Fires | 2040 | 1.8965e-08 | 9.4824e-09 | 2.4383e-08 | 16832.3912 | 280.5544 | 10192.2718 | 6359.5651 | 0 | 0 | 0 | 1.5797e-05 |  | 0.00031922 | 0 | 0.00031922 | 0.00015961 | 0 | 0.00015961 | 0.00041043 | 0 | 0.00041043 | [16 empty] | 7.3.1.3 Ignition probability mapping showing the probability of ignition along the electric lines and equipmentWLDFRAggregatedAggregated | WLDFR | HFTD - Distribution - Tier 2 - 3QU CoRE ¦ 5QU LoRE | Seismic - Red Flag Warning - Catastrophic Fires | Aggregated | Aggregated | 2030 | 1.2485e-08 | 0 | 746.7011 | 9.3227e-06 | 2030 | Mitigation | 0.08575 | 30 | 0 | esc | 0.0012005 | 1.4989e-11 | 0.00060025 | 7.4943e-12 | 0.0015435 | 1.9271e-11
[79 empty] | WLDFR | HFTD - Distribution - Tier 2 - 3QU CoRE ¦ 5QU LoRE | Red Flag Warning - Catastrophic Fires | 2041 | 1.8965e-08 | 9.4824e-09 | 2.4383e-08 | 16832.3912 | 280.5544 | 10192.2718 | 6359.5651 | 0 | 0 | 0 | 1.5797e-05 |  | 0.00031922 | 0 | 0.00031922 | 0.00015961 | 0 | 0.00015961 | 0.00041043 | 0 | 0.00041043 | [16 empty] | 7.3.1.3 Ignition probability mapping showing the probability of ignition along the electric lines and equipmentWLDFRAggregatedAggregated | WLDFR | HFTD - Distribution - Tier 2 - 3QU CoRE ¦ 5QU LoRE | Seismic - Red Flag Warning - Catastrophic Fires | Aggregated | Aggregated | 2031 | 1.2485e-08 | 0 | 746.7011 | 9.3227e-06 | 2031 | Mitigation | 0.08575 | 30 | 0 | esc | 0.0012005 | 1.4989e-11 | 0.00060025 | 7.4943e-12 | 0.0015435 | 1.9271e-11
[79 empty] | WLDFR | HFTD - Distribution - Tier 2 - 3QU CoRE ¦ 5QU LoRE | Red Flag Warning - Catastrophic Fires | 2042 | 1.8965e-08 | 9.4824e-09 | 2.4383e-08 | 16832.3912 | 280.5544 | 10192.2718 | 6359.5651 | 0 | 0 | 0 | 1.5797e-05 |  | 0.00031922 | 0 | 0.00031922 | 0.00015961 | 0 | 0.00015961 | 0.00041043 | 0 | 0.00041043 | [16 empty] | 7.3.1.3 Ignition probability mapping showing the probability of ignition along the electric lines and equipmentWLDFRAggregatedAggregated | WLDFR | HFTD - Distribution - Tier 2 - 3QU CoRE ¦ 5QU LoRE | Seismic - Red Flag Warning - Catastrophic Fires | Aggregated | Aggregated | 2032 | 1.2485e-08 | 0 | 746.7011 | 9.3227e-06 | 2032 | Mitigation | 0.08575 | 30 | 0 | esc | 0.0012005 | 1.4989e-11 | 0.00060025 | 7.4943e-12 | 0.0015435 | 1.9271e-11
[79 empty] | WLDFR | HFTD - Distribution - Tier 2 - 3QU CoRE ¦ 5QU LoRE | Red Flag Warning - Catastrophic Fires | 2043 | 1.8965e-08 | 9.4824e-09 | 2.4383e-08 | 17672.0852 | 299.42 | 10692.7362 | 6679.929 | 0 | 0 | 0 | 1.5797e-05 |  | 0.00033515 | 0 | 0.00033515 | 0.00016757 | 0 | 0.00016757 | 0.00043091 | 0 | 0.00043091 | [16 empty] | 7.3.1.3 Ignition probability mapping showing the probability of ignition along the electric lines and equipmentWLDFRAggregatedAggregated | WLDFR | HFTD - Distribution - Tier 2 - 3QU CoRE ¦ 5QU LoRE | Seismic - Red Flag Warning - Catastrophic Fires | Aggregated | Aggregated | 2033 | 1.2485e-08 | 0 | 746.7011 | 9.3227e-06 | 2033 | Mitigation | 0.08575 | 30 | 0 | esc | 0.0012005 | 1.4989e-11 | 0.00060025 | 7.4943e-12 | 0.0015435 | 1.9271e-11
[79 empty] | WLDFR | HFTD - Distribution - Tier 2 - 3QU CoRE ¦ 5QU LoRE | Red Flag Warning - Catastrophic Fires | 2044 | 1.8965e-08 | 9.4824e-09 | 2.4383e-08 | 17672.0852 | 299.42 | 10692.7362 | 6679.929 | 0 | 0 | 0 | 1.5797e-05 |  | 0.00033515 | 0 | 0.00033515 | 0.00016757 | 0 | 0.00016757 | 0.00043091 | 0 | 0.00043091 | [16 empty] | 7.3.1.3 Ignition probability mapping showing the probability of ignition along the electric lines and equipmentWLDFRAggregatedAggregated | WLDFR | HFTD - Distribution - Tier 2 - 3QU CoRE ¦ 5QU LoRE | Seismic - Red Flag Warning - Catastrophic Fires | Aggregated | Aggregated | 2034 | 1.2485e-08 | 0 | 746.7011 | 9.3227e-06 | 2034 | Mitigation | 0.08575 | 30 | 0 | esc | 0.0012005 | 1.4989e-11 | 0.00060025 | 7.4943e-12 | 0.0015435 | 1.9271e-11
[79 empty] | WLDFR | HFTD - Distribution - Tier 2 - 3QU CoRE ¦ 5QU LoRE | Red Flag Warning - Catastrophic Fires | 2045 | 1.8965e-08 | 9.4824e-09 | 2.4383e-08 | 17672.0852 | 299.42 | 10692.7362 | 6679.929 | 0 | 0 | 0 | 1.5797e-05 |  | 0.00033515 | 0 | 0.00033515 | 0.00016757 | 0 | 0.00016757 | 0.00043091 | 0 | 0.00043091 | [16 empty] | 7.3.1.3 Ignition probability mapping showing the probability of ignition along the electric lines and equipmentWLDFRAggregatedAggregated | WLDFR | HFTD - Distribution - Tier 2 - 3QU CoRE ¦ 5QU LoRE | Seismic - Red Flag Warning - Catastrophic Fires | Aggregated | Aggregated | 2035 | 1.2485e-08 | 0 | 746.7011 | 9.3227e-06 | 2035 | Mitigation | 0.08575 | 30 | 0 | esc | 0.0012005 | 1.4989e-11 | 0.00060025 | 7.4943e-12 | 0.0015435 | 1.9271e-11
[79 empty] | WLDFR | HFTD - Distribution - Tier 2 - 3QU CoRE ¦ 5QU LoRE | Red Flag Warning - Catastrophic Fires | 2046 | 1.8965e-08 | 9.4824e-09 | 2.4383e-08 | 17672.0852 | 299.42 | 10692.7362 | 6679.929 | 0 | 0 | 0 | 1.5797e-05 |  | 0.00033515 | 0 | 0.00033515 | 0.00016757 | 0 | 0.00016757 | 0.00043091 | 0 | 0.00043091 | [16 empty] | 7.3.1.3 Ignition probability mapping showing the probability of ignition along the electric lines and equipmentWLDFRAggregatedAggregated | WLDFR | HFTD - Distribution - Tier 2 - 3QU CoRE ¦ 5QU LoRE | Seismic - Red Flag Warning - Catastrophic Fires | Aggregated | Aggregated | 2036 | 1.2485e-08 | 0 | 746.7011 | 9.3227e-06 | 2036 | Mitigation | 0.08575 | 30 | 0 | esc | 0.0012005 | 1.4989e-11 | 0.00060025 | 7.4943e-12 | 0.0015435 | 1.9271e-11
[79 empty] | WLDFR | HFTD - Distribution - Tier 2 - 3QU CoRE ¦ 5QU LoRE | Red Flag Warning - Catastrophic Fires | 2047 | 1.8965e-08 | 9.4824e-09 | 2.4383e-08 | 17672.0852 | 299.42 | 10692.7362 | 6679.929 | 0 | 0 | 0 | 1.5797e-05 |  | 0.00033515 | 0 | 0.00033515 | 0.00016757 | 0 | 0.00016757 | 0.00043091 | 0 | 0.00043091 | [16 empty] | 7.3.1.3 Ignition probability mapping showing the probability of ignition along the electric lines and equipmentWLDFRAggregatedAggregated | WLDFR | HFTD - Distribution - Tier 2 - 3QU CoRE ¦ 5QU LoRE | Seismic - Red Flag Warning - Catastrophic Fires | Aggregated | Aggregated | 2037 | 1.2485e-08 | 0 | 746.7011 | 9.3227e-06 | 2037 | Mitigation | 0.08575 | 30 | 0 | esc | 0.0012005 | 1.4989e-11 | 0.00060025 | 7.4943e-12 | 0.0015435 | 1.9271e-11
[79 empty] | WLDFR | HFTD - Distribution - Tier 2 - 3QU CoRE ¦ 5QU LoRE | Red Flag Warning - Catastrophic Fires | 2048 | 1.8965e-08 | 9.4824e-09 | 2.4383e-08 | 18552.3348 | 319.4911 | 11216.5626 | 7016.281 | 0 | 0 | 0 | 1.5797e-05 |  | 0.00035184 | 0 | 0.00035184 | 0.00017592 | 0 | 0.00017592 | 0.00045237 | 0 | 0.00045237 | [16 empty] | 7.3.1.3 Ignition probability mapping showing the probability of ignition along the electric lines and equipmentWLDFRAggregatedAggregated | WLDFR | HFTD - Distribution - Tier 2 - 3QU CoRE ¦ 5QU LoRE | Seismic - Red Flag Warning - Catastrophic Fires | Aggregated | Aggregated | 2038 | 1.2485e-08 | 0 | 746.7011 | 9.3227e-06 | 2038 | Mitigation | 0.08575 | 30 | 0 | esc | 0.0012005 | 1.4989e-11 | 0.00060025 | 7.4943e-12 | 0.0015435 | 1.9271e-11
[79 empty] | WLDFR | HFTD - Distribution - Tier 2 - 3QU CoRE ¦ 5QU LoRE | Red Flag Warning - Catastrophic Fires | 2049 | 1.8965e-08 | 9.4824e-09 | 2.4383e-08 | 18552.3348 | 319.4911 | 11216.5626 | 7016.281 | 0 | 0 | 0 | 1.5797e-05 |  | 0.00035184 | 0 | 0.00035184 | 0.00017592 | 0 | 0.00017592 | 0.00045237 | 0 | 0.00045237 | [16 empty] | 7.3.1.3 Ignition probability mapping showing the probability of ignition along the electric lines and equipmentWLDFRAggregatedAggregated | WLDFR | HFTD - Distribution - Tier 2 - 3QU CoRE ¦ 5QU LoRE | Seismic - Red Flag Warning - Catastrophic Fires | Aggregated | Aggregated | 2039 | 1.2485e-08 | 0 | 746.7011 | 9.3227e-06 | 2039 | Mitigation | 0.08575 | 30 | 0 | esc | 0.0012005 | 1.4989e-11 | 0.00060025 | 7.4943e-12 | 0.0015435 | 1.9271e-11
[79 empty] | WLDFR | HFTD - Distribution - Tier 2 - 3QU CoRE ¦ 5QU LoRE | Red Flag Warning - Catastrophic Fires | 2050 | 0 | 9.4824e-09 | 2.4383e-08 | 18552.3348 | 319.4911 | 11216.5626 | 7016.281 | 0 | 0 | 0 | 1.5797e-05 |  | 0 | 0 | 0 | 0.00017592 | 0 | 0.00017592 | 0.00045237 | 0 | 0.00045237 | [16 empty] | 7.3.1.3 Ignition probability mapping showing the probability of ignition along the electric lines and equipmentWLDFRAggregatedAggregated | WLDFR | HFTD - Distribution - Tier 2 - 3QU CoRE ¦ 5QU LoRE | Seismic - Red Flag Warning - Catastrophic Fires | Aggregated | Aggregated | 2040 | 1.2485e-08 | 0 | 746.7011 | 9.3227e-06 | 2040 | Mitigation | 0.08575 | 30 | 0 | esc | 0.0012005 | 1.4989e-11 | 0.00060025 | 7.4943e-12 | 0.0015435 | 1.9271e-11
[79 empty] | WLDFR | HFTD - Distribution - Tier 2 - 3QU CoRE ¦ 5QU LoRE | Red Flag Warning - Catastrophic Fires | 2051 | 0 | 0 | 2.4383e-08 | 18552.3348 | 319.4911 | 11216.5626 | 7016.281 | 0 | 0 | 0 | 1.5797e-05 |  | 0 | 0 | 0 | 0 | 0 | 0 | 0.00045237 | 0 | 0.00045237 | [16 empty] | 7.3.1.3 Ignition probability mapping showing the probability of ignition along the electric lines and equipmentWLDFRAggregatedAggregated | WLDFR | HFTD - Distribution - Tier 2 - 3QU CoRE ¦ 5QU LoRE | Seismic - Red Flag Warning - Catastrophic Fires | Aggregated | Aggregated | 2041 | 1.2485e-08 | 0 | 746.7011 | 9.3227e-06 | 2041 | Mitigation | 0.08575 | 30 | 0 | esc | 0.0012005 | 1.4989e-11 | 0.00060025 | 7.4943e-12 | 0.0015435 | 1.9271e-11
[79 empty] | WLDFR | HFTD - Distribution - Tier 2 - 3QU CoRE ¦ 5QU LoRE | Red Flag Warning - Destructive Fires | 2020 | 2.9661e-09 | 0 | 0 | 8807.9522 | 222.2294 | 8585.7228 | 0 | 0 | 0 | 0 | 2.4707e-06 |  | 2.6125e-05 | 0 | 2.6125e-05 | 0 | 0 | 0 | 0 | 0 | 0 | [16 empty] | 7.3.1.3 Ignition probability mapping showing the probability of ignition along the electric lines and equipmentWLDFRAggregatedAggregated | WLDFR | HFTD - Distribution - Tier 2 - 3QU CoRE ¦ 5QU LoRE | Seismic - Red Flag Warning - Catastrophic Fires | Aggregated | Aggregated | 2042 | 1.2485e-08 | 0 | 746.7011 | 9.3227e-06 | 2042 | Mitigation | 0.08575 | 30 | 0 | esc | 0.0012005 | 1.4989e-11 | 0.00060025 | 7.4943e-12 | 0.0015435 | 1.9271e-11
[79 empty] | WLDFR | HFTD - Distribution - Tier 2 - 3QU CoRE ¦ 5QU LoRE | Red Flag Warning - Destructive Fires | 2021 | 2.9661e-09 | 1.483e-09 | 0 | 8807.9522 | 222.2294 | 8585.7228 | 0 | 0 | 0 | 0 | 2.4707e-06 |  | 2.6125e-05 | 0 | 2.6125e-05 | 1.3063e-05 | 0 | 1.3063e-05 | 0 | 0 | 0 | [16 empty] | 7.3.1.3 Ignition probability mapping showing the probability of ignition along the electric lines and equipmentWLDFRAggregatedAggregated | WLDFR | HFTD - Distribution - Tier 2 - 3QU CoRE ¦ 5QU LoRE | Seismic - Red Flag Warning - Catastrophic Fires | Aggregated | Aggregated | 2043 | 1.2485e-08 | 0 | 746.7011 | 9.3227e-06 | 2043 | Mitigation | 0.08575 | 30 | 0 | esc | 0.0012005 | 1.4989e-11 | 0.00060025 | 7.4943e-12 | 0.0015435 | 1.9271e-11
[79 empty] | WLDFR | HFTD - Distribution - Tier 2 - 3QU CoRE ¦ 5QU LoRE | Red Flag Warning - Destructive Fires | 2022 | 2.9661e-09 | 1.483e-09 | 3.8135e-09 | 8807.9522 | 222.2294 | 8585.7228 | 0 | 0 | 0 | 0 | 2.4707e-06 |  | 2.6125e-05 | 0 | 2.6125e-05 | 1.3063e-05 | 0 | 1.3063e-05 | 3.359e-05 | 0 | 3.359e-05 | [16 empty] | 7.3.1.3 Ignition probability mapping showing the probability of ignition along the electric lines and equipmentWLDFRAggregatedAggregated | WLDFR | HFTD - Distribution - Tier 2 - 3QU CoRE ¦ 5QU LoRE | Seismic - Red Flag Warning - Catastrophic Fires | Aggregated | Aggregated | 2044 | 1.2485e-08 | 0 | 746.7011 | 9.3227e-06 | 2044 | Mitigation | 0.08575 | 30 | 0 | esc | 0.0012005 | 1.4989e-11 | 0.00060025 | 7.4943e-12 | 0.0015435 | 1.9271e-11
[79 empty] | WLDFR | HFTD - Distribution - Tier 2 - 3QU CoRE ¦ 5QU LoRE | Red Flag Warning - Destructive Fires | 2023 | 2.9661e-09 | 1.483e-09 | 3.8135e-09 | 9129.7461 | 233.2301 | 8896.516 | 0 | 0 | 0 | 0 | 2.4707e-06 |  | 2.708e-05 | 0 | 2.708e-05 | 1.354e-05 | 0 | 1.354e-05 | 3.4817e-05 | 0 | 3.4817e-05 | [16 empty] | 7.3.1.3 Ignition probability mapping showing the probability of ignition along the electric lines and equipmentWLDFRAggregatedAggregated | WLDFR | HFTD - Distribution - Tier 2 - 3QU CoRE ¦ 5QU LoRE | Seismic - Red Flag Warning - Catastrophic Fires | Aggregated | Aggregated | 2045 | 1.2485e-08 | 0 | 746.7011 | 9.3227e-06 | 2045 | Mitigation | 0.08575 | 30 | 0 | esc | 0.0012005 | 1.4989e-11 | 0.00060025 | 7.4943e-12 | 0.0015435 | 1.9271e-11
[79 empty] | WLDFR | HFTD - Distribution - Tier 2 - 3QU CoRE ¦ 5QU LoRE | Red Flag Warning - Destructive Fires | 2024 | 2.9661e-09 | 1.483e-09 | 3.8135e-09 | 9129.7461 | 233.2301 | 8896.516 | 0 | 0 | 0 | 0 | 2.4707e-06 |  | 2.708e-05 | 0 | 2.708e-05 | 1.354e-05 | 0 | 1.354e-05 | 3.4817e-05 | 0 | 3.4817e-05 | [16 empty] | 7.3.1.3 Ignition probability mapping showing the probability of ignition along the electric lines and equipmentWLDFRAggregatedAggregated | WLDFR | HFTD - Distribution - Tier 2 - 3QU CoRE ¦ 5QU LoRE | Seismic - Red Flag Warning - Catastrophic Fires | Aggregated | Aggregated | 2046 | 1.2485e-08 | 0 | 746.7011 | 9.3227e-06 | 2046 | Mitigation | 0.08575 | 30 | 0 | esc | 0.0012005 | 1.4989e-11 | 0.00060025 | 7.4943e-12 | 0.0015435 | 1.9271e-11
[79 empty] | WLDFR | HFTD - Distribution - Tier 2 - 3QU CoRE ¦ 5QU LoRE | Red Flag Warning - Destructive Fires | 2025 | 2.9661e-09 | 1.483e-09 | 3.8135e-09 | 9129.7461 | 233.2301 | 8896.516 | 0 | 0 | 0 | 0 | 2.4707e-06 |  | 2.708e-05 | 0 | 2.708e-05 | 1.354e-05 | 0 | 1.354e-05 | 3.4817e-05 | 0 | 3.4817e-05 | [16 empty] | 7.3.1.3 Ignition probability mapping showing the probability of ignition along the electric lines and equipmentWLDFRAggregatedAggregated | WLDFR | HFTD - Distribution - Tier 2 - 3QU CoRE ¦ 5QU LoRE | Seismic - Red Flag Warning - Catastrophic Fires | Aggregated | Aggregated | 2047 | 1.2485e-08 | 0 | 746.7011 | 9.3227e-06 | 2047 | Mitigation | 0.08575 | 30 | 0 | esc | 0.0012005 | 1.4989e-11 | 0.00060025 | 7.4943e-12 | 0.0015435 | 1.9271e-11
[79 empty] | WLDFR | HFTD - Distribution - Tier 2 - 3QU CoRE ¦ 5QU LoRE | Red Flag Warning - Destructive Fires | 2026 | 2.9661e-09 | 1.483e-09 | 3.8135e-09 | 9129.7461 | 233.2301 | 8896.516 | 0 | 0 | 0 | 0 | 2.4707e-06 |  | 2.708e-05 | 0 | 2.708e-05 | 1.354e-05 | 0 | 1.354e-05 | 3.4817e-05 | 0 | 3.4817e-05 | [16 empty] | 7.3.1.3 Ignition probability mapping showing the probability of ignition along the electric lines and equipmentWLDFRAggregatedAggregated | WLDFR | HFTD - Distribution - Tier 2 - 3QU CoRE ¦ 5QU LoRE | Seismic - Red Flag Warning - Catastrophic Fires | Aggregated | Aggregated | 2048 | 1.2485e-08 | 0 | 746.7011 | 9.3227e-06 | 2048 | Mitigation | 0.08575 | 30 | 0 | esc | 0.0012005 | 1.4989e-11 | 0.00060025 | 7.4943e-12 | 0.0015435 | 1.9271e-11
[79 empty] | WLDFR | HFTD - Distribution - Tier 2 - 3QU CoRE ¦ 5QU LoRE | Red Flag Warning - Destructive Fires | 2027 | 2.9661e-09 | 1.483e-09 | 3.8135e-09 | 9129.7461 | 233.2301 | 8896.516 | 0 | 0 | 0 | 0 | 2.4707e-06 |  | 2.708e-05 | 0 | 2.708e-05 | 1.354e-05 | 0 | 1.354e-05 | 3.4817e-05 | 0 | 3.4817e-05 | [16 empty] | 7.3.1.3 Ignition probability mapping showing the probability of ignition along the electric lines and equipmentWLDFRAggregatedAggregated | WLDFR | HFTD - Distribution - Tier 2 - 3QU CoRE ¦ 5QU LoRE | Seismic - Red Flag Warning - Catastrophic Fires | Aggregated | Aggregated | 2049 | 1.2485e-08 | 0 | 746.7011 | 9.3227e-06 | 2049 | Mitigation | 0.08575 | 30 | 0 | esc | 0.0012005 | 1.4989e-11 | 0.00060025 | 7.4943e-12 | 0.0015435 | 1.9271e-11
[79 empty] | WLDFR | HFTD - Distribution - Tier 2 - 3QU CoRE ¦ 5QU LoRE | Red Flag Warning - Destructive Fires | 2028 | 2.9661e-09 | 1.483e-09 | 3.8135e-09 | 9534.9221 | 247.273 | 9287.6491 | 0 | 0 | 0 | 0 | 2.4707e-06 |  | 2.8281e-05 | 0 | 2.8281e-05 | 1.4141e-05 | 0 | 1.4141e-05 | 3.6362e-05 | 0 | 3.6362e-05 | [16 empty] | 7.3.1.3 Ignition probability mapping showing the probability of ignition along the electric lines and equipmentWLDFRAggregatedAggregated | WLDFR | HFTD - Distribution - Tier 2 - 3QU CoRE ¦ 5QU LoRE | Seismic - Red Flag Warning - Catastrophic Fires | Aggregated | Aggregated | 2050 | 1.2485e-08 | 0 | 746.7011 | 9.3227e-06 | 2050 | Mitigation | 0.08575 | 30 | 0 | esc | 0 | 0 | 0.00060025 | 7.4943e-12 | 0.0015435 | 1.9271e-11
[79 empty] | WLDFR | HFTD - Distribution - Tier 2 - 3QU CoRE ¦ 5QU LoRE | Red Flag Warning - Destructive Fires | 2029 | 2.9661e-09 | 1.483e-09 | 3.8135e-09 | 9534.9221 | 247.273 | 9287.6491 | 0 | 0 | 0 | 0 | 2.4707e-06 |  | 2.8281e-05 | 0 | 2.8281e-05 | 1.4141e-05 | 0 | 1.4141e-05 | 3.6362e-05 | 0 | 3.6362e-05 | [16 empty] | 7.3.1.3 Ignition probability mapping showing the probability of ignition along the electric lines and equipmentWLDFRAggregatedAggregated | WLDFR | HFTD - Distribution - Tier 2 - 3QU CoRE ¦ 5QU LoRE | Seismic - Red Flag Warning - Catastrophic Fires | Aggregated | Aggregated | 2051 | 1.2485e-08 | 0 | 746.7011 | 9.3227e-06 | 2051 | Mitigation | 0.08575 | 30 | 0 | esc | 0 | 0 | 0 | 0 | 0.0015435 | 1.9271e-11
[79 empty] | WLDFR | HFTD - Distribution - Tier 2 - 3QU CoRE ¦ 5QU LoRE | Red Flag Warning - Destructive Fires | 2030 | 2.9661e-09 | 1.483e-09 | 3.8135e-09 | 9534.9221 | 247.273 | 9287.6491 | 0 | 0 | 0 | 0 | 2.4707e-06 |  | 2.8281e-05 | 0 | 2.8281e-05 | 1.4141e-05 | 0 | 1.4141e-05 | 3.6362e-05 | 0 | 3.6362e-05 | [16 empty] | 7.3.1.3 Ignition probability mapping showing the probability of ignition along the electric lines and equipmentWLDFRAggregatedAggregated | WLDFR | HFTD - Distribution - Tier 2 - 4QU CoRE ¦ 1QU LoRE | Non-Red Flag Warning - Catastrophic Fires | Aggregated | Aggregated | 2021 | 1.362e-06 | 0 | 692.6276 | 0.00094335 | 2021 | Mitigation | 0.08575 | 30 | 0 | esc | 0.0012005 | 1.6351e-09 | 0.00060025 | 8.1753e-10 | 0 | 0
[79 empty] | WLDFR | HFTD - Distribution - Tier 2 - 3QU CoRE ¦ 5QU LoRE | Red Flag Warning - Destructive Fires | 2031 | 2.9661e-09 | 1.483e-09 | 3.8135e-09 | 9534.9221 | 247.273 | 9287.6491 | 0 | 0 | 0 | 0 | 2.4707e-06 |  | 2.8281e-05 | 0 | 2.8281e-05 | 1.4141e-05 | 0 | 1.4141e-05 | 3.6362e-05 | 0 | 3.6362e-05 | [16 empty] | 7.3.1.3 Ignition probability mapping showing the probability of ignition along the electric lines and equipmentWLDFRAggregatedAggregated | WLDFR | HFTD - Distribution - Tier 2 - 4QU CoRE ¦ 1QU LoRE | Non-Red Flag Warning - Catastrophic Fires | Aggregated | Aggregated | 2022 | 1.362e-06 | 0 | 692.6276 | 0.00094335 | 2022 | Mitigation | 0.08575 | 30 | 0 | esc | 0.0012005 | 1.6351e-09 | 0.00060025 | 8.1753e-10 | 0.0015435 | 2.1022e-09
[79 empty] | WLDFR | HFTD - Distribution - Tier 2 - 3QU CoRE ¦ 5QU LoRE | Red Flag Warning - Destructive Fires | 2032 | 2.9661e-09 | 1.483e-09 | 3.8135e-09 | 9534.9221 | 247.273 | 9287.6491 | 0 | 0 | 0 | 0 | 2.4707e-06 |  | 2.8281e-05 | 0 | 2.8281e-05 | 1.4141e-05 | 0 | 1.4141e-05 | 3.6362e-05 | 0 | 3.6362e-05 | [16 empty] | 7.3.1.3 Ignition probability mapping showing the probability of ignition along the electric lines and equipmentWLDFRAggregatedAggregated | WLDFR | HFTD - Distribution - Tier 2 - 4QU CoRE ¦ 1QU LoRE | Non-Red Flag Warning - Catastrophic Fires | Aggregated | Aggregated | 2023 | 1.362e-06 | 0 | 692.6276 | 0.00094335 | 2023 | Mitigation | 0.08575 | 30 | 0 | esc | 0.0012005 | 1.6351e-09 | 0.00060025 | 8.1753e-10 | 0.0015435 | 2.1022e-09
[79 empty] | WLDFR | HFTD - Distribution - Tier 2 - 3QU CoRE ¦ 5QU LoRE | Red Flag Warning - Destructive Fires | 2033 | 2.9661e-09 | 1.483e-09 | 3.8135e-09 | 9984.8474 | 263.1074 | 9721.74 | 0 | 0 | 0 | 0 | 2.4707e-06 |  | 2.9616e-05 | 0 | 2.9616e-05 | 1.4808e-05 | 0 | 1.4808e-05 | 3.8078e-05 | 0 | 3.8078e-05 | [16 empty] | 7.3.1.3 Ignition probability mapping showing the probability of ignition along the electric lines and equipmentWLDFRAggregatedAggregated | WLDFR | HFTD - Distribution - Tier 2 - 4QU CoRE ¦ 1QU LoRE | Non-Red Flag Warning - Catastrophic Fires | Aggregated | Aggregated | 2024 | 1.362e-06 | 0 | 692.6276 | 0.00094335 | 2024 | Mitigation | 0.08575 | 30 | 0 | esc | 0.0012005 | 1.6351e-09 | 0.00060025 | 8.1753e-10 | 0.0015435 | 2.1022e-09
[79 empty] | WLDFR | HFTD - Distribution - Tier 2 - 3QU CoRE ¦ 5QU LoRE | Red Flag Warning - Destructive Fires | 2034 | 2.9661e-09 | 1.483e-09 | 3.8135e-09 | 9984.8474 | 263.1074 | 9721.74 | 0 | 0 | 0 | 0 | 2.4707e-06 |  | 2.9616e-05 | 0 | 2.9616e-05 | 1.4808e-05 | 0 | 1.4808e-05 | 3.8078e-05 | 0 | 3.8078e-05 | [16 empty] | 7.3.1.3 Ignition probability mapping showing the probability of ignition along the electric lines and equipmentWLDFRAggregatedAggregated | WLDFR | HFTD - Distribution - Tier 2 - 4QU CoRE ¦ 1QU LoRE | Non-Red Flag Warning - Catastrophic Fires | Aggregated | Aggregated | 2025 | 1.362e-06 | 0 | 692.6276 | 0.00094335 | 2025 | Mitigation | 0.08575 | 30 | 0 | esc | 0.0012005 | 1.6351e-09 | 0.00060025 | 8.1753e-10 | 0.0015435 | 2.1022e-09
[79 empty] | WLDFR | HFTD - Distribution - Tier 2 - 3QU CoRE ¦ 5QU LoRE | Red Flag Warning - Destructive Fires | 2035 | 2.9661e-09 | 1.483e-09 | 3.8135e-09 | 9984.8474 | 263.1074 | 9721.74 | 0 | 0 | 0 | 0 | 2.4707e-06 |  | 2.9616e-05 | 0 | 2.9616e-05 | 1.4808e-05 | 0 | 1.4808e-05 | 3.8078e-05 | 0 | 3.8078e-05 | [16 empty] | 7.3.1.3 Ignition probability mapping showing the probability of ignition along the electric lines and equipmentWLDFRAggregatedAggregated | WLDFR | HFTD - Distribution - Tier 2 - 4QU CoRE ¦ 1QU LoRE | Non-Red Flag Warning - Catastrophic Fires | Aggregated | Aggregated | 2026 | 1.362e-06 | 0 | 692.6276 | 0.00094335 | 2026 | Mitigation | 0.08575 | 30 | 0 | esc | 0.0012005 | 1.6351e-09 | 0.00060025 | 8.1753e-10 | 0.0015435 | 2.1022e-09
[79 empty] | WLDFR | HFTD - Distribution - Tier 2 - 3QU CoRE ¦ 5QU LoRE | Red Flag Warning - Destructive Fires | 2036 | 2.9661e-09 | 1.483e-09 | 3.8135e-09 | 9984.8474 | 263.1074 | 9721.74 | 0 | 0 | 0 | 0 | 2.4707e-06 |  | 2.9616e-05 | 0 | 2.9616e-05 | 1.4808e-05 | 0 | 1.4808e-05 | 3.8078e-05 | 0 | 3.8078e-05 | [16 empty] | 7.3.1.3 Ignition probability mapping showing the probability of ignition along the electric lines and equipmentWLDFRAggregatedAggregated | WLDFR | HFTD - Distribution - Tier 2 - 4QU CoRE ¦ 1QU LoRE | Non-Red Flag Warning - Catastrophic Fires | Aggregated | Aggregated | 2027 | 1.362e-06 | 0 | 692.6276 | 0.00094335 | 2027 | Mitigation | 0.08575 | 30 | 0 | esc | 0.0012005 | 1.6351e-09 | 0.00060025 | 8.1753e-10 | 0.0015435 | 2.1022e-09
[79 empty] | WLDFR | HFTD - Distribution - Tier 2 - 3QU CoRE ¦ 5QU LoRE | Red Flag Warning - Destructive Fires | 2037 | 2.9661e-09 | 1.483e-09 | 3.8135e-09 | 9984.8474 | 263.1074 | 9721.74 | 0 | 0 | 0 | 0 | 2.4707e-06 |  | 2.9616e-05 | 0 | 2.9616e-05 | 1.4808e-05 | 0 | 1.4808e-05 | 3.8078e-05 | 0 | 3.8078e-05 | [16 empty] | 7.3.1.3 Ignition probability mapping showing the probability of ignition along the electric lines and equipmentWLDFRAggregatedAggregated | WLDFR | HFTD - Distribution - Tier 2 - 4QU CoRE ¦ 1QU LoRE | Non-Red Flag Warning - Catastrophic Fires | Aggregated | Aggregated | 2028 | 1.362e-06 | 0 | 692.6276 | 0.00094335 | 2028 | Mitigation | 0.08575 | 30 | 0 | esc | 0.0012005 | 1.6351e-09 | 0.00060025 | 8.1753e-10 | 0.0015435 | 2.1022e-09
[79 empty] | WLDFR | HFTD - Distribution - Tier 2 - 3QU CoRE ¦ 5QU LoRE | Red Flag Warning - Destructive Fires | 2038 | 2.9661e-09 | 1.483e-09 | 3.8135e-09 | 10472.8261 | 280.5544 | 10192.2718 | 0 | 0 | 0 | 0 | 2.4707e-06 |  | 3.1063e-05 | 0 | 3.1063e-05 | 1.5532e-05 | 0 | 1.5532e-05 | 3.9939e-05 | 0 | 3.9939e-05 | [16 empty] | 7.3.1.3 Ignition probability mapping showing the probability of ignition along the electric lines and equipmentWLDFRAggregatedAggregated | WLDFR | HFTD - Distribution - Tier 2 - 4QU CoRE ¦ 1QU LoRE | Non-Red Flag Warning - Catastrophic Fires | Aggregated | Aggregated | 2029 | 1.362e-06 | 0 | 692.6276 | 0.00094335 | 2029 | Mitigation | 0.08575 | 30 | 0 | esc | 0.0012005 | 1.6351e-09 | 0.00060025 | 8.1753e-10 | 0.0015435 | 2.1022e-09
[79 empty] | WLDFR | HFTD - Distribution - Tier 2 - 3QU CoRE ¦ 5QU LoRE | Red Flag Warning - Destructive Fires | 2039 | 2.9661e-09 | 1.483e-09 | 3.8135e-09 | 10472.8261 | 280.5544 | 10192.2718 | 0 | 0 | 0 | 0 | 2.4707e-06 |  | 3.1063e-05 | 0 | 3.1063e-05 | 1.5532e-05 | 0 | 1.5532e-05 | 3.9939e-05 | 0 | 3.9939e-05 | [16 empty] | 7.3.1.3 Ignition probability mapping showing the probability of ignition along the electric lines and equipmentWLDFRAggregatedAggregated | WLDFR | HFTD - Distribution - Tier 2 - 4QU CoRE ¦ 1QU LoRE | Non-Red Flag Warning - Catastrophic Fires | Aggregated | Aggregated | 2030 | 1.362e-06 | 0 | 692.6276 | 0.00094335 | 2030 | Mitigation | 0.08575 | 30 | 0 | esc | 0.0012005 | 1.6351e-09 | 0.00060025 | 8.1753e-10 | 0.0015435 | 2.1022e-09
[79 empty] | WLDFR | HFTD - Distribution - Tier 2 - 3QU CoRE ¦ 5QU LoRE | Red Flag Warning - Destructive Fires | 2040 | 2.9661e-09 | 1.483e-09 | 3.8135e-09 | 10472.8261 | 280.5544 | 10192.2718 | 0 | 0 | 0 | 0 | 2.4707e-06 |  | 3.1063e-05 | 0 | 3.1063e-05 | 1.5532e-05 | 0 | 1.5532e-05 | 3.9939e-05 | 0 | 3.9939e-05 | [16 empty] | 7.3.1.3 Ignition probability mapping showing the probability of ignition along the electric lines and equipmentWLDFRAggregatedAggregated | WLDFR | HFTD - Distribution - Tier 2 - 4QU CoRE ¦ 1QU LoRE | Non-Red Flag Warning - Catastrophic Fires | Aggregated | Aggregated | 2031 | 1.362e-06 | 0 | 692.6276 | 0.00094335 | 2031 | Mitigation | 0.08575 | 30 | 0 | esc | 0.0012005 | 1.6351e-09 | 0.00060025 | 8.1753e-10 | 0.0015435 | 2.1022e-09
[79 empty] | WLDFR | HFTD - Distribution - Tier 2 - 3QU CoRE ¦ 5QU LoRE | Red Flag Warning - Destructive Fires | 2041 | 2.9661e-09 | 1.483e-09 | 3.8135e-09 | 10472.8261 | 280.5544 | 10192.2718 | 0 | 0 | 0 | 0 | 2.4707e-06 |  | 3.1063e-05 | 0 | 3.1063e-05 | 1.5532e-05 | 0 | 1.5532e-05 | 3.9939e-05 | 0 | 3.9939e-05 | [16 empty] | 7.3.1.3 Ignition probability mapping showing the probability of ignition along the electric lines and equipmentWLDFRAggregatedAggregated | WLDFR | HFTD - Distribution - Tier 2 - 4QU CoRE ¦ 1QU LoRE | Non-Red Flag Warning - Catastrophic Fires | Aggregated | Aggregated | 2032 | 1.362e-06 | 0 | 692.6276 | 0.00094335 | 2032 | Mitigation | 0.08575 | 30 | 0 | esc | 0.0012005 | 1.6351e-09 | 0.00060025 | 8.1753e-10 | 0.0015435 | 2.1022e-09
[79 empty] | WLDFR | HFTD - Distribution - Tier 2 - 3QU CoRE ¦ 5QU LoRE | Red Flag Warning - Destructive Fires | 2042 | 2.9661e-09 | 1.483e-09 | 3.8135e-09 | 10472.8261 | 280.5544 | 10192.2718 | 0 | 0 | 0 | 0 | 2.4707e-06 |  | 3.1063e-05 | 0 | 3.1063e-05 | 1.5532e-05 | 0 | 1.5532e-05 | 3.9939e-05 | 0 | 3.9939e-05 | [16 empty] | 7.3.1.3 Ignition probability mapping showing the probability of ignition along the electric lines and equipmentWLDFRAggregatedAggregated | WLDFR | HFTD - Distribution - Tier 2 - 4QU CoRE ¦ 1QU LoRE | Non-Red Flag Warning - Catastrophic Fires | Aggregated | Aggregated | 2033 | 1.362e-06 | 0 | 692.6276 | 0.00094335 | 2033 | Mitigation | 0.08575 | 30 | 0 | esc | 0.0012005 | 1.6351e-09 | 0.00060025 | 8.1753e-10 | 0.0015435 | 2.1022e-09
[79 empty] | WLDFR | HFTD - Distribution - Tier 2 - 3QU CoRE ¦ 5QU LoRE | Red Flag Warning - Destructive Fires | 2043 | 2.9661e-09 | 1.483e-09 | 3.8135e-09 | 10992.1562 | 299.42 | 10692.7362 | 0 | 0 | 0 | 0 | 2.4707e-06 |  | 3.2604e-05 | 0 | 3.2604e-05 | 1.6302e-05 | 0 | 1.6302e-05 | 4.1919e-05 | 0 | 4.1919e-05 | [16 empty] | 7.3.1.3 Ignition probability mapping showing the probability of ignition along the electric lines and equipmentWLDFRAggregatedAggregated | WLDFR | HFTD - Distribution - Tier 2 - 4QU CoRE ¦ 1QU LoRE | Non-Red Flag Warning - Catastrophic Fires | Aggregated | Aggregated | 2034 | 1.362e-06 | 0 | 692.6276 | 0.00094335 | 2034 | Mitigation | 0.08575 | 30 | 0 | esc | 0.0012005 | 1.6351e-09 | 0.00060025 | 8.1753e-10 | 0.0015435 | 2.1022e-09
[79 empty] | WLDFR | HFTD - Distribution - Tier 2 - 3QU CoRE ¦ 5QU LoRE | Red Flag Warning - Destructive Fires | 2044 | 2.9661e-09 | 1.483e-09 | 3.8135e-09 | 10992.1562 | 299.42 | 10692.7362 | 0 | 0 | 0 | 0 | 2.4707e-06 |  | 3.2604e-05 | 0 | 3.2604e-05 | 1.6302e-05 | 0 | 1.6302e-05 | 4.1919e-05 | 0 | 4.1919e-05 | [16 empty] | 7.3.1.3 Ignition probability mapping showing the probability of ignition along the electric lines and equipmentWLDFRAggregatedAggregated | WLDFR | HFTD - Distribution - Tier 2 - 4QU CoRE ¦ 1QU LoRE | Non-Red Flag Warning - Catastrophic Fires | Aggregated | Aggregated | 2035 | 1.362e-06 | 0 | 692.6276 | 0.00094335 | 2035 | Mitigation | 0.08575 | 30 | 0 | esc | 0.0012005 | 1.6351e-09 | 0.00060025 | 8.1753e-10 | 0.0015435 | 2.1022e-09
[79 empty] | WLDFR | HFTD - Distribution - Tier 2 - 3QU CoRE ¦ 5QU LoRE | Red Flag Warning - Destructive Fires | 2045 | 2.9661e-09 | 1.483e-09 | 3.8135e-09 | 10992.1562 | 299.42 | 10692.7362 | 0 | 0 | 0 | 0 | 2.4707e-06 |  | 3.2604e-05 | 0 | 3.2604e-05 | 1.6302e-05 | 0 | 1.6302e-05 | 4.1919e-05 | 0 | 4.1919e-05 | [16 empty] | 7.3.1.3 Ignition probability mapping showing the probability of ignition along the electric lines and equipmentWLDFRAggregatedAggregated | WLDFR | HFTD - Distribution - Tier 2 - 4QU CoRE ¦ 1QU LoRE | Non-Red Flag Warning - Catastrophic Fires | Aggregated | Aggregated | 2036 | 1.362e-06 | 0 | 692.6276 | 0.00094335 | 2036 | Mitigation | 0.08575 | 30 | 0 | esc | 0.0012005 | 1.6351e-09 | 0.00060025 | 8.1753e-10 | 0.0015435 | 2.1022e-09
[79 empty] | WLDFR | HFTD - Distribution - Tier 2 - 3QU CoRE ¦ 5QU LoRE | Red Flag Warning - Destructive Fires | 2046 | 2.9661e-09 | 1.483e-09 | 3.8135e-09 | 10992.1562 | 299.42 | 10692.7362 | 0 | 0 | 0 | 0 | 2.4707e-06 |  | 3.2604e-05 | 0 | 3.2604e-05 | 1.6302e-05 | 0 | 1.6302e-05 | 4.1919e-05 | 0 | 4.1919e-05 | [16 empty] | 7.3.1.3 Ignition probability mapping showing the probability of ignition along the electric lines and equipmentWLDFRAggregatedAggregated | WLDFR | HFTD - Distribution - Tier 2 - 4QU CoRE ¦ 1QU LoRE | Non-Red Flag Warning - Catastrophic Fires | Aggregated | Aggregated | 2037 | 1.362e-06 | 0 | 692.6276 | 0.00094335 | 2037 | Mitigation | 0.08575 | 30 | 0 | esc | 0.0012005 | 1.6351e-09 | 0.00060025 | 8.1753e-10 | 0.0015435 | 2.1022e-09
[79 empty] | WLDFR | HFTD - Distribution - Tier 2 - 3QU CoRE ¦ 5QU LoRE | Red Flag Warning - Destructive Fires | 2047 | 2.9661e-09 | 1.483e-09 | 3.8135e-09 | 10992.1562 | 299.42 | 10692.7362 | 0 | 0 | 0 | 0 | 2.4707e-06 |  | 3.2604e-05 | 0 | 3.2604e-05 | 1.6302e-05 | 0 | 1.6302e-05 | 4.1919e-05 | 0 | 4.1919e-05 | [16 empty] | 7.3.1.3 Ignition probability mapping showing the probability of ignition along the electric lines and equipmentWLDFRAggregatedAggregated | WLDFR | HFTD - Distribution - Tier 2 - 4QU CoRE ¦ 1QU LoRE | Non-Red Flag Warning - Catastrophic Fires | Aggregated | Aggregated | 2038 | 1.362e-06 | 0 | 692.6276 | 0.00094335 | 2038 | Mitigation | 0.08575 | 30 | 0 | esc | 0.0012005 | 1.6351e-09 | 0.00060025 | 8.1753e-10 | 0.0015435 | 2.1022e-09
[79 empty] | WLDFR | HFTD - Distribution - Tier 2 - 3QU CoRE ¦ 5QU LoRE | Red Flag Warning - Destructive Fires | 2048 | 2.9661e-09 | 1.483e-09 | 3.8135e-09 | 11536.0538 | 319.4911 | 11216.5626 | 0 | 0 | 0 | 0 | 2.4707e-06 |  | 3.4217e-05 | 0 | 3.4217e-05 | 1.7108e-05 | 0 | 1.7108e-05 | 4.3993e-05 | 0 | 4.3993e-05 | [16 empty] | 7.3.1.3 Ignition probability mapping showing the probability of ignition along the electric lines and equipmentWLDFRAggregatedAggregated | WLDFR | HFTD - Distribution - Tier 2 - 4QU CoRE ¦ 1QU LoRE | Non-Red Flag Warning - Catastrophic Fires | Aggregated | Aggregated | 2039 | 1.362e-06 | 0 | 692.6276 | 0.00094335 | 2039 | Mitigation | 0.08575 | 30 | 0 | esc | 0.0012005 | 1.6351e-09 | 0.00060025 | 8.1753e-10 | 0.0015435 | 2.1022e-09
[79 empty] | WLDFR | HFTD - Distribution - Tier 2 - 3QU CoRE ¦ 5QU LoRE | Red Flag Warning - Destructive Fires | 2049 | 2.9661e-09 | 1.483e-09 | 3.8135e-09 | 11536.0538 | 319.4911 | 11216.5626 | 0 | 0 | 0 | 0 | 2.4707e-06 |  | 3.4217e-05 | 0 | 3.4217e-05 | 1.7108e-05 | 0 | 1.7108e-05 | 4.3993e-05 | 0 | 4.3993e-05 | [16 empty] | 7.3.1.3 Ignition probability mapping showing the probability of ignition along the electric lines and equipmentWLDFRAggregatedAggregated | WLDFR | HFTD - Distribution - Tier 2 - 4QU CoRE ¦ 1QU LoRE | Non-Red Flag Warning - Catastrophic Fires | Aggregated | Aggregated | 2040 | 1.362e-06 | 0 | 692.6276 | 0.00094335 | 2040 | Mitigation | 0.08575 | 30 | 0 | esc | 0.0012005 | 1.6351e-09 | 0.00060025 | 8.1753e-10 | 0.0015435 | 2.1022e-09
[79 empty] | WLDFR | HFTD - Distribution - Tier 2 - 3QU CoRE ¦ 5QU LoRE | Red Flag Warning - Destructive Fires | 2050 | 0 | 1.483e-09 | 3.8135e-09 | 11536.0538 | 319.4911 | 11216.5626 | 0 | 0 | 0 | 0 | 2.4707e-06 |  | 0 | 0 | 0 | 1.7108e-05 | 0 | 1.7108e-05 | 4.3993e-05 | 0 | 4.3993e-05 | [16 empty] | 7.3.1.3 Ignition probability mapping showing the probability of ignition along the electric lines and equipmentWLDFRAggregatedAggregated | WLDFR | HFTD - Distribution - Tier 2 - 4QU CoRE ¦ 1QU LoRE | Non-Red Flag Warning - Catastrophic Fires | Aggregated | Aggregated | 2041 | 1.362e-06 | 0 | 692.6276 | 0.00094335 | 2041 | Mitigation | 0.08575 | 30 | 0 | esc | 0.0012005 | 1.6351e-09 | 0.00060025 | 8.1753e-10 | 0.0015435 | 2.1022e-09
[79 empty] | WLDFR | HFTD - Distribution - Tier 2 - 3QU CoRE ¦ 5QU LoRE | Red Flag Warning - Destructive Fires | 2051 | 0 | 0 | 3.8135e-09 | 11536.0538 | 319.4911 | 11216.5626 | 0 | 0 | 0 | 0 | 2.4707e-06 |  | 0 | 0 | 0 | 0 | 0 | 0 | 4.3993e-05 | 0 | 4.3993e-05 | [16 empty] | 7.3.1.3 Ignition probability mapping showing the probability of ignition along the electric lines and equipmentWLDFRAggregatedAggregated | WLDFR | HFTD - Distribution - Tier 2 - 4QU CoRE ¦ 1QU LoRE | Non-Red Flag Warning - Catastrophic Fires | Aggregated | Aggregated | 2042 | 1.362e-06 | 0 | 692.6276 | 0.00094335 | 2042 | Mitigation | 0.08575 | 30 | 0 | esc | 0.0012005 | 1.6351e-09 | 0.00060025 | 8.1753e-10 | 0.0015435 | 2.1022e-09
[79 empty] | WLDFR | HFTD - Distribution - Tier 2 - 3QU CoRE ¦ 5QU LoRE | Red Flag Warning - Large Fires | 2020 | 3.0229e-08 | 0 | 0 | 5.2406 | 0.69642 | 2.942 | 1.6022 | 0 | 0 | 0 | 2.518e-05 |  | 1.5842e-07 | 0 | 1.5842e-07 | 0 | 0 | 0 | 0 | 0 | 0 | [16 empty] | 7.3.1.3 Ignition probability mapping showing the probability of ignition along the electric lines and equipmentWLDFRAggregatedAggregated | WLDFR | HFTD - Distribution - Tier 2 - 4QU CoRE ¦ 1QU LoRE | Non-Red Flag Warning - Catastrophic Fires | Aggregated | Aggregated | 2043 | 1.362e-06 | 0 | 692.6276 | 0.00094335 | 2043 | Mitigation | 0.08575 | 30 | 0 | esc | 0.0012005 | 1.6351e-09 | 0.00060025 | 8.1753e-10 | 0.0015435 | 2.1022e-09
[79 empty] | WLDFR | HFTD - Distribution - Tier 2 - 3QU CoRE ¦ 5QU LoRE | Red Flag Warning - Large Fires | 2021 | 3.0229e-08 | 1.5115e-08 | 0 | 5.2406 | 0.69642 | 2.942 | 1.6022 | 0 | 0 | 0 | 2.518e-05 |  | 1.5842e-07 | 0 | 1.5842e-07 | 7.9208e-08 | 0 | 7.9208e-08 | 0 | 0 | 0 | [16 empty] | 7.3.1.3 Ignition probability mapping showing the probability of ignition along the electric lines and equipmentWLDFRAggregatedAggregated | WLDFR | HFTD - Distribution - Tier 2 - 4QU CoRE ¦ 1QU LoRE | Non-Red Flag Warning - Catastrophic Fires | Aggregated | Aggregated | 2044 | 1.362e-06 | 0 | 692.6276 | 0.00094335 | 2044 | Mitigation | 0.08575 | 30 | 0 | esc | 0.0012005 | 1.6351e-09 | 0.00060025 | 8.1753e-10 | 0.0015435 | 2.1022e-09
[79 empty] | WLDFR | HFTD - Distribution - Tier 2 - 3QU CoRE ¦ 5QU LoRE | Red Flag Warning - Large Fires | 2022 | 3.0229e-08 | 1.5115e-08 | 3.8866e-08 | 5.2406 | 0.69642 | 2.942 | 1.6022 | 0 | 0 | 0 | 2.518e-05 |  | 1.5842e-07 | 0 | 1.5842e-07 | 7.9208e-08 | 0 | 7.9208e-08 | 2.0368e-07 | 0 | 2.0368e-07 | [16 empty] | 7.3.1.3 Ignition probability mapping showing the probability of ignition along the electric lines and equipmentWLDFRAggregatedAggregated | WLDFR | HFTD - Distribution - Tier 2 - 4QU CoRE ¦ 1QU LoRE | Non-Red Flag Warning - Catastrophic Fires | Aggregated | Aggregated | 2045 | 1.362e-06 | 0 | 692.6276 | 0.00094335 | 2045 | Mitigation | 0.08575 | 30 | 0 | esc | 0.0012005 | 1.6351e-09 | 0.00060025 | 8.1753e-10 | 0.0015435 | 2.1022e-09
[79 empty] | WLDFR | HFTD - Distribution - Tier 2 - 3QU CoRE ¦ 5QU LoRE | Red Flag Warning - Large Fires | 2023 | 3.0229e-08 | 1.5115e-08 | 3.8866e-08 | 5.475 | 0.71896 | 3.0715 | 1.6846 | 0 | 0 | 0 | 2.518e-05 |  | 1.655e-07 | 0 | 1.655e-07 | 8.2752e-08 | 0 | 8.2752e-08 | 2.1279e-07 | 0 | 2.1279e-07 | [16 empty] | 7.3.1.3 Ignition probability mapping showing the probability of ignition along the electric lines and equipmentWLDFRAggregatedAggregated | WLDFR | HFTD - Distribution - Tier 2 - 4QU CoRE ¦ 1QU LoRE | Non-Red Flag Warning - Catastrophic Fires | Aggregated | Aggregated | 2046 | 1.362e-06 | 0 | 692.6276 | 0.00094335 | 2046 | Mitigation | 0.08575 | 30 | 0 | esc | 0.0012005 | 1.6351e-09 | 0.00060025 | 8.1753e-10 | 0.0015435 | 2.1022e-09
[79 empty] | WLDFR | HFTD - Distribution - Tier 2 - 3QU CoRE ¦ 5QU LoRE | Red Flag Warning - Large Fires | 2024 | 3.0229e-08 | 1.5115e-08 | 3.8866e-08 | 5.475 | 0.71896 | 3.0715 | 1.6846 | 0 | 0 | 0 | 2.518e-05 |  | 1.655e-07 | 0 | 1.655e-07 | 8.2752e-08 | 0 | 8.2752e-08 | 2.1279e-07 | 0 | 2.1279e-07 | [16 empty] | 7.3.1.3 Ignition probability mapping showing the probability of ignition along the electric lines and equipmentWLDFRAggregatedAggregated | WLDFR | HFTD - Distribution - Tier 2 - 4QU CoRE ¦ 1QU LoRE | Non-Red Flag Warning - Catastrophic Fires | Aggregated | Aggregated | 2047 | 1.362e-06 | 0 | 692.6276 | 0.00094335 | 2047 | Mitigation | 0.08575 | 30 | 0 | esc | 0.0012005 | 1.6351e-09 | 0.00060025 | 8.1753e-10 | 0.0015435 | 2.1022e-09
[79 empty] | WLDFR | HFTD - Distribution - Tier 2 - 3QU CoRE ¦ 5QU LoRE | Red Flag Warning - Large Fires | 2025 | 3.0229e-08 | 1.5115e-08 | 3.8866e-08 | 5.475 | 0.71896 | 3.0715 | 1.6846 | 0 | 0 | 0 | 2.518e-05 |  | 1.655e-07 | 0 | 1.655e-07 | 8.2752e-08 | 0 | 8.2752e-08 | 2.1279e-07 | 0 | 2.1279e-07 | [16 empty] | 7.3.1.3 Ignition probability mapping showing the probability of ignition along the electric lines and equipmentWLDFRAggregatedAggregated | WLDFR | HFTD - Distribution - Tier 2 - 4QU CoRE ¦ 1QU LoRE | Non-Red Flag Warning - Catastrophic Fires | Aggregated | Aggregated | 2048 | 1.362e-06 | 0 | 692.6276 | 0.00094335 | 2048 | Mitigation | 0.08575 | 30 | 0 | esc | 0.0012005 | 1.6351e-09 | 0.00060025 | 8.1753e-10 | 0.0015435 | 2.1022e-09
[79 empty] | WLDFR | HFTD - Distribution - Tier 2 - 3QU CoRE ¦ 5QU LoRE | Red Flag Warning - Large Fires | 2026 | 3.0229e-08 | 1.5115e-08 | 3.8866e-08 | 5.475 | 0.71896 | 3.0715 | 1.6846 | 0 | 0 | 0 | 2.518e-05 |  | 1.655e-07 | 0 | 1.655e-07 | 8.2752e-08 | 0 | 8.2752e-08 | 2.1279e-07 | 0 | 2.1279e-07 | [16 empty] | 7.3.1.3 Ignition probability mapping showing the probability of ignition along the electric lines and equipmentWLDFRAggregatedAggregated | WLDFR | HFTD - Distribution - Tier 2 - 4QU CoRE ¦ 1QU LoRE | Non-Red Flag Warning - Catastrophic Fires | Aggregated | Aggregated | 2049 | 1.362e-06 | 0 | 692.6276 | 0.00094335 | 2049 | Mitigation | 0.08575 | 30 | 0 | esc | 0.0012005 | 1.6351e-09 | 0.00060025 | 8.1753e-10 | 0.0015435 | 2.1022e-09
[79 empty] | WLDFR | HFTD - Distribution - Tier 2 - 3QU CoRE ¦ 5QU LoRE | Red Flag Warning - Large Fires | 2027 | 3.0229e-08 | 1.5115e-08 | 3.8866e-08 | 5.475 | 0.71896 | 3.0715 | 1.6846 | 0 | 0 | 0 | 2.518e-05 |  | 1.655e-07 | 0 | 1.655e-07 | 8.2752e-08 | 0 | 8.2752e-08 | 2.1279e-07 | 0 | 2.1279e-07 | [16 empty] | 7.3.1.3 Ignition probability mapping showing the probability of ignition along the electric lines and equipmentWLDFRAggregatedAggregated | WLDFR | HFTD - Distribution - Tier 2 - 4QU CoRE ¦ 1QU LoRE | Non-Red Flag Warning - Catastrophic Fires | Aggregated | Aggregated | 2050 | 1.362e-06 | 0 | 692.6276 | 0.00094335 | 2050 | Mitigation | 0.08575 | 30 | 0 | esc | 0 | 0 | 0.00060025 | 8.1753e-10 | 0.0015435 | 2.1022e-09
[79 empty] | WLDFR | HFTD - Distribution - Tier 2 - 3QU CoRE ¦ 5QU LoRE | Red Flag Warning - Large Fires | 2028 | 3.0229e-08 | 1.5115e-08 | 3.8866e-08 | 5.777 | 0.74734 | 3.238 | 1.7917 | 0 | 0 | 0 | 2.518e-05 |  | 1.7463e-07 | 0 | 1.7463e-07 | 8.7317e-08 | 0 | 8.7317e-08 | 2.2453e-07 | 0 | 2.2453e-07 | [16 empty] | 7.3.1.3 Ignition probability mapping showing the probability of ignition along the electric lines and equipmentWLDFRAggregatedAggregated | WLDFR | HFTD - Distribution - Tier 2 - 4QU CoRE ¦ 1QU LoRE | Non-Red Flag Warning - Catastrophic Fires | Aggregated | Aggregated | 2051 | 1.362e-06 | 0 | 692.6276 | 0.00094335 | 2051 | Mitigation | 0.08575 | 30 | 0 | esc | 0 | 0 | 0 | 0 | 0.0015435 | 2.1022e-09
[79 empty] | WLDFR | HFTD - Distribution - Tier 2 - 3QU CoRE ¦ 5QU LoRE | Red Flag Warning - Large Fires | 2029 | 3.0229e-08 | 1.5115e-08 | 3.8866e-08 | 5.777 | 0.74734 | 3.238 | 1.7917 | 0 | 0 | 0 | 2.518e-05 |  | 1.7463e-07 | 0 | 1.7463e-07 | 8.7317e-08 | 0 | 8.7317e-08 | 2.2453e-07 | 0 | 2.2453e-07 | [16 empty] | 7.3.1.3 Ignition probability mapping showing the probability of ignition along the electric lines and equipmentWLDFRAggregatedAggregated | WLDFR | HFTD - Distribution - Tier 2 - 4QU CoRE ¦ 1QU LoRE | Non-Red Flag Warning - Destructive Fires | Aggregated | Aggregated | 2021 | 1.6736e-06 | 0 | 692.6276 | 0.0011592 | 2021 | Mitigation | 0.08575 | 30 | 0 | esc | 0.0012005 | 2.0092e-09 | 0.00060025 | 1.0046e-09 | 0 | 0
[79 empty] | WLDFR | HFTD - Distribution - Tier 2 - 3QU CoRE ¦ 5QU LoRE | Red Flag Warning - Large Fires | 2030 | 3.0229e-08 | 1.5115e-08 | 3.8866e-08 | 5.777 | 0.74734 | 3.238 | 1.7917 | 0 | 0 | 0 | 2.518e-05 |  | 1.7463e-07 | 0 | 1.7463e-07 | 8.7317e-08 | 0 | 8.7317e-08 | 2.2453e-07 | 0 | 2.2453e-07 | [16 empty] | 7.3.1.3 Ignition probability mapping showing the probability of ignition along the electric lines and equipmentWLDFRAggregatedAggregated | WLDFR | HFTD - Distribution - Tier 2 - 4QU CoRE ¦ 1QU LoRE | Non-Red Flag Warning - Destructive Fires | Aggregated | Aggregated | 2022 | 1.6736e-06 | 0 | 692.6276 | 0.0011592 | 2022 | Mitigation | 0.08575 | 30 | 0 | esc | 0.0012005 | 2.0092e-09 | 0.00060025 | 1.0046e-09 | 0.0015435 | 2.5833e-09
[79 empty] | WLDFR | HFTD - Distribution - Tier 2 - 3QU CoRE ¦ 5QU LoRE | Red Flag Warning - Large Fires | 2031 | 3.0229e-08 | 1.5115e-08 | 3.8866e-08 | 5.777 | 0.74734 | 3.238 | 1.7917 | 0 | 0 | 0 | 2.518e-05 |  | 1.7463e-07 | 0 | 1.7463e-07 | 8.7317e-08 | 0 | 8.7317e-08 | 2.2453e-07 | 0 | 2.2453e-07 | [16 empty] | 7.3.1.3 Ignition probability mapping showing the probability of ignition along the electric lines and equipmentWLDFRAggregatedAggregated | WLDFR | HFTD - Distribution - Tier 2 - 4QU CoRE ¦ 1QU LoRE | Non-Red Flag Warning - Destructive Fires | Aggregated | Aggregated | 2023 | 1.6736e-06 | 0 | 692.6276 | 0.0011592 | 2023 | Mitigation | 0.08575 | 30 | 0 | esc | 0.0012005 | 2.0092e-09 | 0.00060025 | 1.0046e-09 | 0.0015435 | 2.5833e-09
[79 empty] | WLDFR | HFTD - Distribution - Tier 2 - 3QU CoRE ¦ 5QU LoRE | Red Flag Warning - Large Fires | 2032 | 3.0229e-08 | 1.5115e-08 | 3.8866e-08 | 5.777 | 0.74734 | 3.238 | 1.7917 | 0 | 0 | 0 | 2.518e-05 |  | 1.7463e-07 | 0 | 1.7463e-07 | 8.7317e-08 | 0 | 8.7317e-08 | 2.2453e-07 | 0 | 2.2453e-07 | [16 empty] | 7.3.1.3 Ignition probability mapping showing the probability of ignition along the electric lines and equipmentWLDFRAggregatedAggregated | WLDFR | HFTD - Distribution - Tier 2 - 4QU CoRE ¦ 1QU LoRE | Non-Red Flag Warning - Destructive Fires | Aggregated | Aggregated | 2024 | 1.6736e-06 | 0 | 692.6276 | 0.0011592 | 2024 | Mitigation | 0.08575 | 30 | 0 | esc | 0.0012005 | 2.0092e-09 | 0.00060025 | 1.0046e-09 | 0.0015435 | 2.5833e-09
[79 empty] | WLDFR | HFTD - Distribution - Tier 2 - 3QU CoRE ¦ 5QU LoRE | Red Flag Warning - Large Fires | 2033 | 3.0229e-08 | 1.5115e-08 | 3.8866e-08 | 6.1205 | 0.77885 | 3.4265 | 1.9151 | 0 | 0 | 0 | 2.518e-05 |  | 1.8502e-07 | 0 | 1.8502e-07 | 9.2508e-08 | 0 | 9.2508e-08 | 2.3788e-07 | 0 | 2.3788e-07 | [16 empty] | 7.3.1.3 Ignition probability mapping showing the probability of ignition along the electric lines and equipmentWLDFRAggregatedAggregated | WLDFR | HFTD - Distribution - Tier 2 - 4QU CoRE ¦ 1QU LoRE | Non-Red Flag Warning - Destructive Fires | Aggregated | Aggregated | 2025 | 1.6736e-06 | 0 | 692.6276 | 0.0011592 | 2025 | Mitigation | 0.08575 | 30 | 0 | esc | 0.0012005 | 2.0092e-09 | 0.00060025 | 1.0046e-09 | 0.0015435 | 2.5833e-09
[79 empty] | WLDFR | HFTD - Distribution - Tier 2 - 3QU CoRE ¦ 5QU LoRE | Red Flag Warning - Large Fires | 2034 | 3.0229e-08 | 1.5115e-08 | 3.8866e-08 | 6.1205 | 0.77885 | 3.4265 | 1.9151 | 0 | 0 | 0 | 2.518e-05 |  | 1.8502e-07 | 0 | 1.8502e-07 | 9.2508e-08 | 0 | 9.2508e-08 | 2.3788e-07 | 0 | 2.3788e-07 | [16 empty] | 7.3.1.3 Ignition probability mapping showing the probability of ignition along the electric lines and equipmentWLDFRAggregatedAggregated | WLDFR | HFTD - Distribution - Tier 2 - 4QU CoRE ¦ 1QU LoRE | Non-Red Flag Warning - Destructive Fires | Aggregated | Aggregated | 2026 | 1.6736e-06 | 0 | 692.6276 | 0.0011592 | 2026 | Mitigation | 0.08575 | 30 | 0 | esc | 0.0012005 | 2.0092e-09 | 0.00060025 | 1.0046e-09 | 0.0015435 | 2.5833e-09
[79 empty] | WLDFR | HFTD - Distribution - Tier 2 - 3QU CoRE ¦ 5QU LoRE | Red Flag Warning - Large Fires | 2035 | 3.0229e-08 | 1.5115e-08 | 3.8866e-08 | 6.1205 | 0.77885 | 3.4265 | 1.9151 | 0 | 0 | 0 | 2.518e-05 |  | 1.8502e-07 | 0 | 1.8502e-07 | 9.2508e-08 | 0 | 9.2508e-08 | 2.3788e-07 | 0 | 2.3788e-07 | [16 empty] | 7.3.1.3 Ignition probability mapping showing the probability of ignition along the electric lines and equipmentWLDFRAggregatedAggregated | WLDFR | HFTD - Distribution - Tier 2 - 4QU CoRE ¦ 1QU LoRE | Non-Red Flag Warning - Destructive Fires | Aggregated | Aggregated | 2027 | 1.6736e-06 | 0 | 692.6276 | 0.0011592 | 2027 | Mitigation | 0.08575 | 30 | 0 | esc | 0.0012005 | 2.0092e-09 | 0.00060025 | 1.0046e-09 | 0.0015435 | 2.5833e-09
[79 empty] | WLDFR | HFTD - Distribution - Tier 2 - 3QU CoRE ¦ 5QU LoRE | Red Flag Warning - Large Fires | 2036 | 3.0229e-08 | 1.5115e-08 | 3.8866e-08 | 6.1205 | 0.77885 | 3.4265 | 1.9151 | 0 | 0 | 0 | 2.518e-05 |  | 1.8502e-07 | 0 | 1.8502e-07 | 9.2508e-08 | 0 | 9.2508e-08 | 2.3788e-07 | 0 | 2.3788e-07 | [16 empty] | 7.3.1.3 Ignition probability mapping showing the probability of ignition along the electric lines and equipmentWLDFRAggregatedAggregated | WLDFR | HFTD - Distribution - Tier 2 - 4QU CoRE ¦ 1QU LoRE | Non-Red Flag Warning - Destructive Fires | Aggregated | Aggregated | 2028 | 1.6736e-06 | 0 | 692.6276 | 0.0011592 | 2028 | Mitigation | 0.08575 | 30 | 0 | esc | 0.0012005 | 2.0092e-09 | 0.00060025 | 1.0046e-09 | 0.0015435 | 2.5833e-09
[79 empty] | WLDFR | HFTD - Distribution - Tier 2 - 3QU CoRE ¦ 5QU LoRE | Red Flag Warning - Large Fires | 2037 | 3.0229e-08 | 1.5115e-08 | 3.8866e-08 | 6.1205 | 0.77885 | 3.4265 | 1.9151 | 0 | 0 | 0 | 2.518e-05 |  | 1.8502e-07 | 0 | 1.8502e-07 | 9.2508e-08 | 0 | 9.2508e-08 | 2.3788e-07 | 0 | 2.3788e-07 | [16 empty] | 7.3.1.3 Ignition probability mapping showing the probability of ignition along the electric lines and equipmentWLDFRAggregatedAggregated | WLDFR | HFTD - Distribution - Tier 2 - 4QU CoRE ¦ 1QU LoRE | Non-Red Flag Warning - Destructive Fires | Aggregated | Aggregated | 2029 | 1.6736e-06 | 0 | 692.6276 | 0.0011592 | 2029 | Mitigation | 0.08575 | 30 | 0 | esc | 0.0012005 | 2.0092e-09 | 0.00060025 | 1.0046e-09 | 0.0015435 | 2.5833e-09
[79 empty] | WLDFR | HFTD - Distribution - Tier 2 - 3QU CoRE ¦ 5QU LoRE | Red Flag Warning - Large Fires | 2038 | 3.0229e-08 | 1.5115e-08 | 3.8866e-08 | 6.5028 | 0.81304 | 3.6355 | 2.0543 | 0 | 0 | 0 | 2.518e-05 |  | 1.9657e-07 | 0 | 1.9657e-07 | 9.8287e-08 | 0 | 9.8287e-08 | 2.5274e-07 | 0 | 2.5274e-07 | [16 empty] | 7.3.1.3 Ignition probability mapping showing the probability of ignition along the electric lines and equipmentWLDFRAggregatedAggregated | WLDFR | HFTD - Distribution - Tier 2 - 4QU CoRE ¦ 1QU LoRE | Non-Red Flag Warning - Destructive Fires | Aggregated | Aggregated | 2030 | 1.6736e-06 | 0 | 692.6276 | 0.0011592 | 2030 | Mitigation | 0.08575 | 30 | 0 | esc | 0.0012005 | 2.0092e-09 | 0.00060025 | 1.0046e-09 | 0.0015435 | 2.5833e-09
[79 empty] | WLDFR | HFTD - Distribution - Tier 2 - 3QU CoRE ¦ 5QU LoRE | Red Flag Warning - Large Fires | 2039 | 3.0229e-08 | 1.5115e-08 | 3.8866e-08 | 6.5028 | 0.81304 | 3.6355 | 2.0543 | 0 | 0 | 0 | 2.518e-05 |  | 1.9657e-07 | 0 | 1.9657e-07 | 9.8287e-08 | 0 | 9.8287e-08 | 2.5274e-07 | 0 | 2.5274e-07 | [16 empty] | 7.3.1.3 Ignition probability mapping showing the probability of ignition along the electric lines and equipmentWLDFRAggregatedAggregated | WLDFR | HFTD - Distribution - Tier 2 - 4QU CoRE ¦ 1QU LoRE | Non-Red Flag Warning - Destructive Fires | Aggregated | Aggregated | 2031 | 1.6736e-06 | 0 | 692.6276 | 0.0011592 | 2031 | Mitigation | 0.08575 | 30 | 0 | esc | 0.0012005 | 2.0092e-09 | 0.00060025 | 1.0046e-09 | 0.0015435 | 2.5833e-09
[79 empty] | WLDFR | HFTD - Distribution - Tier 2 - 3QU CoRE ¦ 5QU LoRE | Red Flag Warning - Large Fires | 2040 | 3.0229e-08 | 1.5115e-08 | 3.8866e-08 | 6.5028 | 0.81304 | 3.6355 | 2.0543 | 0 | 0 | 0 | 2.518e-05 |  | 1.9657e-07 | 0 | 1.9657e-07 | 9.8287e-08 | 0 | 9.8287e-08 | 2.5274e-07 | 0 | 2.5274e-07 | [16 empty] | 7.3.1.3 Ignition probability mapping showing the probability of ignition along the electric lines and equipmentWLDFRAggregatedAggregated | WLDFR | HFTD - Distribution - Tier 2 - 4QU CoRE ¦ 1QU LoRE | Non-Red Flag Warning - Destructive Fires | Aggregated | Aggregated | 2032 | 1.6736e-06 | 0 | 692.6276 | 0.0011592 | 2032 | Mitigation | 0.08575 | 30 | 0 | esc | 0.0012005 | 2.0092e-09 | 0.00060025 | 1.0046e-09 | 0.0015435 | 2.5833e-09
[79 empty] | WLDFR | HFTD - Distribution - Tier 2 - 3QU CoRE ¦ 5QU LoRE | Red Flag Warning - Large Fires | 2041 | 3.0229e-08 | 1.5115e-08 | 3.8866e-08 | 6.5028 | 0.81304 | 3.6355 | 2.0543 | 0 | 0 | 0 | 2.518e-05 |  | 1.9657e-07 | 0 | 1.9657e-07 | 9.8287e-08 | 0 | 9.8287e-08 | 2.5274e-07 | 0 | 2.5274e-07 | [16 empty] | 7.3.1.3 Ignition probability mapping showing the probability of ignition along the electric lines and equipmentWLDFRAggregatedAggregated | WLDFR | HFTD - Distribution - Tier 2 - 4QU CoRE ¦ 1QU LoRE | Non-Red Flag Warning - Destructive Fires | Aggregated | Aggregated | 2033 | 1.6736e-06 | 0 | 692.6276 | 0.0011592 | 2033 | Mitigation | 0.08575 | 30 | 0 | esc | 0.0012005 | 2.0092e-09 | 0.00060025 | 1.0046e-09 | 0.0015435 | 2.5833e-09
[79 empty] | WLDFR | HFTD - Distribution - Tier 2 - 3QU CoRE ¦ 5QU LoRE | Red Flag Warning - Large Fires | 2042 | 3.0229e-08 | 1.5115e-08 | 3.8866e-08 | 6.5028 | 0.81304 | 3.6355 | 2.0543 | 0 | 0 | 0 | 2.518e-05 |  | 1.9657e-07 | 0 | 1.9657e-07 | 9.8287e-08 | 0 | 9.8287e-08 | 2.5274e-07 | 0 | 2.5274e-07 | [16 empty] | 7.3.1.3 Ignition probability mapping showing the probability of ignition along the electric lines and equipmentWLDFRAggregatedAggregated | WLDFR | HFTD - Distribution - Tier 2 - 4QU CoRE ¦ 1QU LoRE | Non-Red Flag Warning - Destructive Fires | Aggregated | Aggregated | 2034 | 1.6736e-06 | 0 | 692.6276 | 0.0011592 | 2034 | Mitigation | 0.08575 | 30 | 0 | esc | 0.0012005 | 2.0092e-09 | 0.00060025 | 1.0046e-09 | 0.0015435 | 2.5833e-09
[79 empty] | WLDFR | HFTD - Distribution - Tier 2 - 3QU CoRE ¦ 5QU LoRE | Red Flag Warning - Large Fires | 2043 | 3.0229e-08 | 1.5115e-08 | 3.8866e-08 | 6.9209 | 0.84944 | 3.8632 | 2.2083 | 0 | 0 | 0 | 2.518e-05 |  | 2.0921e-07 | 0 | 2.0921e-07 | 1.0461e-07 | 0 | 1.0461e-07 | 2.6899e-07 | 0 | 2.6899e-07 | [16 empty] | 7.3.1.3 Ignition probability mapping showing the probability of ignition along the electric lines and equipmentWLDFRAggregatedAggregated | WLDFR | HFTD - Distribution - Tier 2 - 4QU CoRE ¦ 1QU LoRE | Non-Red Flag Warning - Destructive Fires | Aggregated | Aggregated | 2035 | 1.6736e-06 | 0 | 692.6276 | 0.0011592 | 2035 | Mitigation | 0.08575 | 30 | 0 | esc | 0.0012005 | 2.0092e-09 | 0.00060025 | 1.0046e-09 | 0.0015435 | 2.5833e-09
[79 empty] | WLDFR | HFTD - Distribution - Tier 2 - 3QU CoRE ¦ 5QU LoRE | Red Flag Warning - Large Fires | 2044 | 3.0229e-08 | 1.5115e-08 | 3.8866e-08 | 6.9209 | 0.84944 | 3.8632 | 2.2083 | 0 | 0 | 0 | 2.518e-05 |  | 2.0921e-07 | 0 | 2.0921e-07 | 1.0461e-07 | 0 | 1.0461e-07 | 2.6899e-07 | 0 | 2.6899e-07 | [16 empty] | 7.3.1.3 Ignition probability mapping showing the probability of ignition along the electric lines and equipmentWLDFRAggregatedAggregated | WLDFR | HFTD - Distribution - Tier 2 - 4QU CoRE ¦ 1QU LoRE | Non-Red Flag Warning - Destructive Fires | Aggregated | Aggregated | 2036 | 1.6736e-06 | 0 | 692.6276 | 0.0011592 | 2036 | Mitigation | 0.08575 | 30 | 0 | esc | 0.0012005 | 2.0092e-09 | 0.00060025 | 1.0046e-09 | 0.0015435 | 2.5833e-09
[79 empty] | WLDFR | HFTD - Distribution - Tier 2 - 3QU CoRE ¦ 5QU LoRE | Red Flag Warning - Large Fires | 2045 | 3.0229e-08 | 1.5115e-08 | 3.8866e-08 | 6.9209 | 0.84944 | 3.8632 | 2.2083 | 0 | 0 | 0 | 2.518e-05 |  | 2.0921e-07 | 0 | 2.0921e-07 | 1.0461e-07 | 0 | 1.0461e-07 | 2.6899e-07 | 0 | 2.6899e-07 | [16 empty] | 7.3.1.3 Ignition probability mapping showing the probability of ignition along the electric lines and equipmentWLDFRAggregatedAggregated | WLDFR | HFTD - Distribution - Tier 2 - 4QU CoRE ¦ 1QU LoRE | Non-Red Flag Warning - Destructive Fires | Aggregated | Aggregated | 2037 | 1.6736e-06 | 0 | 692.6276 | 0.0011592 | 2037 | Mitigation | 0.08575 | 30 | 0 | esc | 0.0012005 | 2.0092e-09 | 0.00060025 | 1.0046e-09 | 0.0015435 | 2.5833e-09
[79 empty] | WLDFR | HFTD - Distribution - Tier 2 - 3QU CoRE ¦ 5QU LoRE | Red Flag Warning - Large Fires | 2046 | 3.0229e-08 | 1.5115e-08 | 3.8866e-08 | 6.9209 | 0.84944 | 3.8632 | 2.2083 | 0 | 0 | 0 | 2.518e-05 |  | 2.0921e-07 | 0 | 2.0921e-07 | 1.0461e-07 | 0 | 1.0461e-07 | 2.6899e-07 | 0 | 2.6899e-07 | [16 empty] | 7.3.1.3 Ignition probability mapping showing the probability of ignition along the electric lines and equipmentWLDFRAggregatedAggregated | WLDFR | HFTD - Distribution - Tier 2 - 4QU CoRE ¦ 1QU LoRE | Non-Red Flag Warning - Destructive Fires | Aggregated | Aggregated | 2038 | 1.6736e-06 | 0 | 692.6276 | 0.0011592 | 2038 | Mitigation | 0.08575 | 30 | 0 | esc | 0.0012005 | 2.0092e-09 | 0.00060025 | 1.0046e-09 | 0.0015435 | 2.5833e-09
[79 empty] | WLDFR | HFTD - Distribution - Tier 2 - 3QU CoRE ¦ 5QU LoRE | Red Flag Warning - Large Fires | 2047 | 3.0229e-08 | 1.5115e-08 | 3.8866e-08 | 6.9209 | 0.84944 | 3.8632 | 2.2083 | 0 | 0 | 0 | 2.518e-05 |  | 2.0921e-07 | 0 | 2.0921e-07 | 1.0461e-07 | 0 | 1.0461e-07 | 2.6899e-07 | 0 | 2.6899e-07 | [16 empty] | 7.3.1.3 Ignition probability mapping showing the probability of ignition along the electric lines and equipmentWLDFRAggregatedAggregated | WLDFR | HFTD - Distribution - Tier 2 - 4QU CoRE ¦ 1QU LoRE | Non-Red Flag Warning - Destructive Fires | Aggregated | Aggregated | 2039 | 1.6736e-06 | 0 | 692.6276 | 0.0011592 | 2039 | Mitigation | 0.08575 | 30 | 0 | esc | 0.0012005 | 2.0092e-09 | 0.00060025 | 1.0046e-09 | 0.0015435 | 2.5833e-09
[79 empty] | WLDFR | HFTD - Distribution - Tier 2 - 3QU CoRE ¦ 5QU LoRE | Red Flag Warning - Large Fires | 2048 | 3.0229e-08 | 1.5115e-08 | 3.8866e-08 | 7.3713 | 0.88759 | 4.1075 | 2.3763 | 0 | 0 | 0 | 2.518e-05 |  | 2.2283e-07 | 0 | 2.2283e-07 | 1.1141e-07 | 0 | 1.1141e-07 | 2.8649e-07 | 0 | 2.8649e-07 | [16 empty] | 7.3.1.3 Ignition probability mapping showing the probability of ignition along the electric lines and equipmentWLDFRAggregatedAggregated | WLDFR | HFTD - Distribution - Tier 2 - 4QU CoRE ¦ 1QU LoRE | Non-Red Flag Warning - Destructive Fires | Aggregated | Aggregated | 2040 | 1.6736e-06 | 0 | 692.6276 | 0.0011592 | 2040 | Mitigation | 0.08575 | 30 | 0 | esc | 0.0012005 | 2.0092e-09 | 0.00060025 | 1.0046e-09 | 0.0015435 | 2.5833e-09
[79 empty] | WLDFR | HFTD - Distribution - Tier 2 - 3QU CoRE ¦ 5QU LoRE | Red Flag Warning - Large Fires | 2049 | 3.0229e-08 | 1.5115e-08 | 3.8866e-08 | 7.3713 | 0.88759 | 4.1075 | 2.3763 | 0 | 0 | 0 | 2.518e-05 |  | 2.2283e-07 | 0 | 2.2283e-07 | 1.1141e-07 | 0 | 1.1141e-07 | 2.8649e-07 | 0 | 2.8649e-07 | [16 empty] | 7.3.1.3 Ignition probability mapping showing the probability of ignition along the electric lines and equipmentWLDFRAggregatedAggregated | WLDFR | HFTD - Distribution - Tier 2 - 4QU CoRE ¦ 1QU LoRE | Non-Red Flag Warning - Destructive Fires | Aggregated | Aggregated | 2041 | 1.6736e-06 | 0 | 692.6276 | 0.0011592 | 2041 | Mitigation | 0.08575 | 30 | 0 | esc | 0.0012005 | 2.0092e-09 | 0.00060025 | 1.0046e-09 | 0.0015435 | 2.5833e-09
[79 empty] | WLDFR | HFTD - Distribution - Tier 2 - 3QU CoRE ¦ 5QU LoRE | Red Flag Warning - Large Fires | 2050 | 0 | 1.5115e-08 | 3.8866e-08 | 7.3713 | 0.88759 | 4.1075 | 2.3763 | 0 | 0 | 0 | 2.518e-05 |  | 0 | 0 | 0 | 1.1141e-07 | 0 | 1.1141e-07 | 2.8649e-07 | 0 | 2.8649e-07 | [16 empty] | 7.3.1.3 Ignition probability mapping showing the probability of ignition along the electric lines and equipmentWLDFRAggregatedAggregated | WLDFR | HFTD - Distribution - Tier 2 - 4QU CoRE ¦ 1QU LoRE | Non-Red Flag Warning - Destructive Fires | Aggregated | Aggregated | 2042 | 1.6736e-06 | 0 | 692.6276 | 0.0011592 | 2042 | Mitigation | 0.08575 | 30 | 0 | esc | 0.0012005 | 2.0092e-09 | 0.00060025 | 1.0046e-09 | 0.0015435 | 2.5833e-09
[79 empty] | WLDFR | HFTD - Distribution - Tier 2 - 3QU CoRE ¦ 5QU LoRE | Red Flag Warning - Large Fires | 2051 | 0 | 0 | 3.8866e-08 | 7.3713 | 0.88759 | 4.1075 | 2.3763 | 0 | 0 | 0 | 2.518e-05 |  | 0 | 0 | 0 | 0 | 0 | 0 | 2.8649e-07 | 0 | 2.8649e-07 | [16 empty] | 7.3.1.3 Ignition probability mapping showing the probability of ignition along the electric lines and equipmentWLDFRAggregatedAggregated | WLDFR | HFTD - Distribution - Tier 2 - 4QU CoRE ¦ 1QU LoRE | Non-Red Flag Warning - Destructive Fires | Aggregated | Aggregated | 2043 | 1.6736e-06 | 0 | 692.6276 | 0.0011592 | 2043 | Mitigation | 0.08575 | 30 | 0 | esc | 0.0012005 | 2.0092e-09 | 0.00060025 | 1.0046e-09 | 0.0015435 | 2.5833e-09
[79 empty] | WLDFR | HFTD - Distribution - Tier 2 - 3QU CoRE ¦ 5QU LoRE | Red Flag Warning - Small Fires | 2020 | 3.3205e-07 | 0 | 0 | 0.077901 | 0.036425 | 0.0015809 | 0.039895 | 0 | 0 | 0 | 0.0002766 |  | 2.5867e-08 | 0 | 2.5867e-08 | 0 | 0 | 0 | 0 | 0 | 0 | [16 empty] | 7.3.1.3 Ignition probability mapping showing the probability of ignition along the electric lines and equipmentWLDFRAggregatedAggregated | WLDFR | HFTD - Distribution - Tier 2 - 4QU CoRE ¦ 1QU LoRE | Non-Red Flag Warning - Destructive Fires | Aggregated | Aggregated | 2044 | 1.6736e-06 | 0 | 692.6276 | 0.0011592 | 2044 | Mitigation | 0.08575 | 30 | 0 | esc | 0.0012005 | 2.0092e-09 | 0.00060025 | 1.0046e-09 | 0.0015435 | 2.5833e-09
[79 empty] | WLDFR | HFTD - Distribution - Tier 2 - 3QU CoRE ¦ 5QU LoRE | Red Flag Warning - Small Fires | 2021 | 3.3205e-07 | 1.6603e-07 | 0 | 0.077901 | 0.036425 | 0.0015809 | 0.039895 | 0 | 0 | 0 | 0.0002766 |  | 2.5867e-08 | 0 | 2.5867e-08 | 1.2934e-08 | 0 | 1.2934e-08 | 0 | 0 | 0 | [16 empty] | 7.3.1.3 Ignition probability mapping showing the probability of ignition along the electric lines and equipmentWLDFRAggregatedAggregated | WLDFR | HFTD - Distribution - Tier 2 - 4QU CoRE ¦ 1QU LoRE | Non-Red Flag Warning - Destructive Fires | Aggregated | Aggregated | 2045 | 1.6736e-06 | 0 | 692.6276 | 0.0011592 | 2045 | Mitigation | 0.08575 | 30 | 0 | esc | 0.0012005 | 2.0092e-09 | 0.00060025 | 1.0046e-09 | 0.0015435 | 2.5833e-09
[79 empty] | WLDFR | HFTD - Distribution - Tier 2 - 3QU CoRE ¦ 5QU LoRE | Red Flag Warning - Small Fires | 2022 | 3.3205e-07 | 1.6603e-07 | 4.2693e-07 | 0.077901 | 0.036425 | 0.0015809 | 0.039895 | 0 | 0 | 0 | 0.0002766 |  | 2.5867e-08 | 0 | 2.5867e-08 | 1.2934e-08 | 0 | 1.2934e-08 | 3.3258e-08 | 0 | 3.3258e-08 | [16 empty] | 7.3.1.3 Ignition probability mapping showing the probability of ignition along the electric lines and equipmentWLDFRAggregatedAggregated | WLDFR | HFTD - Distribution - Tier 2 - 4QU CoRE ¦ 1QU LoRE | Non-Red Flag Warning - Destructive Fires | Aggregated | Aggregated | 2046 | 1.6736e-06 | 0 | 692.6276 | 0.0011592 | 2046 | Mitigation | 0.08575 | 30 | 0 | esc | 0.0012005 | 2.0092e-09 | 0.00060025 | 1.0046e-09 | 0.0015435 | 2.5833e-09
[79 empty] | WLDFR | HFTD - Distribution - Tier 2 - 3QU CoRE ¦ 5QU LoRE | Red Flag Warning - Small Fires | 2023 | 3.3205e-07 | 1.6603e-07 | 4.2693e-07 | 0.080408 | 0.03759 | 0.0016314 | 0.041187 | 0 | 0 | 0 | 0.0002766 |  | 2.67e-08 | 0 | 2.67e-08 | 1.335e-08 | 0 | 1.335e-08 | 3.4328e-08 | 0 | 3.4328e-08 | [16 empty] | 7.3.1.3 Ignition probability mapping showing the probability of ignition along the electric lines and equipmentWLDFRAggregatedAggregated | WLDFR | HFTD - Distribution - Tier 2 - 4QU CoRE ¦ 1QU LoRE | Non-Red Flag Warning - Destructive Fires | Aggregated | Aggregated | 2047 | 1.6736e-06 | 0 | 692.6276 | 0.0011592 | 2047 | Mitigation | 0.08575 | 30 | 0 | esc | 0.0012005 | 2.0092e-09 | 0.00060025 | 1.0046e-09 | 0.0015435 | 2.5833e-09
[79 empty] | WLDFR | HFTD - Distribution - Tier 2 - 3QU CoRE ¦ 5QU LoRE | Red Flag Warning - Small Fires | 2024 | 3.3205e-07 | 1.6603e-07 | 4.2693e-07 | 0.080408 | 0.03759 | 0.0016314 | 0.041187 | 0 | 0 | 0 | 0.0002766 |  | 2.67e-08 | 0 | 2.67e-08 | 1.335e-08 | 0 | 1.335e-08 | 3.4328e-08 | 0 | 3.4328e-08 | [16 empty] | 7.3.1.3 Ignition probability mapping showing the probability of ignition along the electric lines and equipmentWLDFRAggregatedAggregated | WLDFR | HFTD - Distribution - Tier 2 - 4QU CoRE ¦ 1QU LoRE | Non-Red Flag Warning - Destructive Fires | Aggregated | Aggregated | 2048 | 1.6736e-06 | 0 | 692.6276 | 0.0011592 | 2048 | Mitigation | 0.08575 | 30 | 0 | esc | 0.0012005 | 2.0092e-09 | 0.00060025 | 1.0046e-09 | 0.0015435 | 2.5833e-09
[79 empty] | WLDFR | HFTD - Distribution - Tier 2 - 3QU CoRE ¦ 5QU LoRE | Red Flag Warning - Small Fires | 2025 | 3.3205e-07 | 1.6603e-07 | 4.2693e-07 | 0.080408 | 0.03759 | 0.0016314 | 0.041187 | 0 | 0 | 0 | 0.0002766 |  | 2.67e-08 | 0 | 2.67e-08 | 1.335e-08 | 0 | 1.335e-08 | 3.4328e-08 | 0 | 3.4328e-08 | [16 empty] | 7.3.1.3 Ignition probability mapping showing the probability of ignition along the electric lines and equipmentWLDFRAggregatedAggregated | WLDFR | HFTD - Distribution - Tier 2 - 4QU CoRE ¦ 1QU LoRE | Non-Red Flag Warning - Destructive Fires | Aggregated | Aggregated | 2049 | 1.6736e-06 | 0 | 692.6276 | 0.0011592 | 2049 | Mitigation | 0.08575 | 30 | 0 | esc | 0.0012005 | 2.0092e-09 | 0.00060025 | 1.0046e-09 | 0.0015435 | 2.5833e-09
[79 empty] | WLDFR | HFTD - Distribution - Tier 2 - 3QU CoRE ¦ 5QU LoRE | Red Flag Warning - Small Fires | 2026 | 3.3205e-07 | 1.6603e-07 | 4.2693e-07 | 0.080408 | 0.03759 | 0.0016314 | 0.041187 | 0 | 0 | 0 | 0.0002766 |  | 2.67e-08 | 0 | 2.67e-08 | 1.335e-08 | 0 | 1.335e-08 | 3.4328e-08 | 0 | 3.4328e-08 | [16 empty] | 7.3.1.3 Ignition probability mapping showing the probability of ignition along the electric lines and equipmentWLDFRAggregatedAggregated | WLDFR | HFTD - Distribution - Tier 2 - 4QU CoRE ¦ 1QU LoRE | Non-Red Flag Warning - Destructive Fires | Aggregated | Aggregated | 2050 | 1.6736e-06 | 0 | 692.6276 | 0.0011592 | 2050 | Mitigation | 0.08575 | 30 | 0 | esc | 0 | 0 | 0.00060025 | 1.0046e-09 | 0.0015435 | 2.5833e-09
[79 empty] | WLDFR | HFTD - Distribution - Tier 2 - 3QU CoRE ¦ 5QU LoRE | Red Flag Warning - Small Fires | 2027 | 3.3205e-07 | 1.6603e-07 | 4.2693e-07 | 0.080408 | 0.03759 | 0.0016314 | 0.041187 | 0 | 0 | 0 | 0.0002766 |  | 2.67e-08 | 0 | 2.67e-08 | 1.335e-08 | 0 | 1.335e-08 | 3.4328e-08 | 0 | 3.4328e-08 | [16 empty] | 7.3.1.3 Ignition probability mapping showing the probability of ignition along the electric lines and equipmentWLDFRAggregatedAggregated | WLDFR | HFTD - Distribution - Tier 2 - 4QU CoRE ¦ 1QU LoRE | Non-Red Flag Warning - Destructive Fires | Aggregated | Aggregated | 2051 | 1.6736e-06 | 0 | 692.6276 | 0.0011592 | 2051 | Mitigation | 0.08575 | 30 | 0 | esc | 0 | 0 | 0 | 0 | 0.0015435 | 2.5833e-09
[79 empty] | WLDFR | HFTD - Distribution - Tier 2 - 3QU CoRE ¦ 5QU LoRE | Red Flag Warning - Small Fires | 2028 | 3.3205e-07 | 1.6603e-07 | 4.2693e-07 | 0.083606 | 0.039055 | 0.001695 | 0.042856 | 0 | 0 | 0 | 0.0002766 |  | 2.7762e-08 | 0 | 2.7762e-08 | 1.3881e-08 | 0 | 1.3881e-08 | 3.5694e-08 | 0 | 3.5694e-08 | [16 empty] | 7.3.1.3 Ignition probability mapping showing the probability of ignition along the electric lines and equipmentWLDFRAggregatedAggregated | WLDFR | HFTD - Distribution - Tier 2 - 4QU CoRE ¦ 1QU LoRE | Non-Red Flag Warning - Large Fires | Aggregated | Aggregated | 2021 | 3.2467e-05 | 0 | 692.6276 | 0.022487 | 2021 | Mitigation | 0.08575 | 30 | 0 | esc | 0.0012005 | 3.8976e-08 | 0.00060025 | 1.9488e-08 | 0 | 0
[79 empty] | WLDFR | HFTD - Distribution - Tier 2 - 3QU CoRE ¦ 5QU LoRE | Red Flag Warning - Small Fires | 2029 | 3.3205e-07 | 1.6603e-07 | 4.2693e-07 | 0.083606 | 0.039055 | 0.001695 | 0.042856 | 0 | 0 | 0 | 0.0002766 |  | 2.7762e-08 | 0 | 2.7762e-08 | 1.3881e-08 | 0 | 1.3881e-08 | 3.5694e-08 | 0 | 3.5694e-08 | [16 empty] | 7.3.1.3 Ignition probability mapping showing the probability of ignition along the electric lines and equipmentWLDFRAggregatedAggregated | WLDFR | HFTD - Distribution - Tier 2 - 4QU CoRE ¦ 1QU LoRE | Non-Red Flag Warning - Large Fires | Aggregated | Aggregated | 2022 | 3.2467e-05 | 0 | 692.6276 | 0.022487 | 2022 | Mitigation | 0.08575 | 30 | 0 | esc | 0.0012005 | 3.8976e-08 | 0.00060025 | 1.9488e-08 | 0.0015435 | 5.0113e-08
[79 empty] | WLDFR | HFTD - Distribution - Tier 2 - 3QU CoRE ¦ 5QU LoRE | Red Flag Warning - Small Fires | 2030 | 3.3205e-07 | 1.6603e-07 | 4.2693e-07 | 0.083606 | 0.039055 | 0.001695 | 0.042856 | 0 | 0 | 0 | 0.0002766 |  | 2.7762e-08 | 0 | 2.7762e-08 | 1.3881e-08 | 0 | 1.3881e-08 | 3.5694e-08 | 0 | 3.5694e-08 | [16 empty] | 7.3.1.3 Ignition probability mapping showing the probability of ignition along the electric lines and equipmentWLDFRAggregatedAggregated | WLDFR | HFTD - Distribution - Tier 2 - 4QU CoRE ¦ 1QU LoRE | Non-Red Flag Warning - Large Fires | Aggregated | Aggregated | 2023 | 3.2467e-05 | 0 | 692.6276 | 0.022487 | 2023 | Mitigation | 0.08575 | 30 | 0 | esc | 0.0012005 | 3.8976e-08 | 0.00060025 | 1.9488e-08 | 0.0015435 | 5.0113e-08
[79 empty] | WLDFR | HFTD - Distribution - Tier 2 - 3QU CoRE ¦ 5QU LoRE | Red Flag Warning - Small Fires | 2031 | 3.3205e-07 | 1.6603e-07 | 4.2693e-07 | 0.083606 | 0.039055 | 0.001695 | 0.042856 | 0 | 0 | 0 | 0.0002766 |  | 2.7762e-08 | 0 | 2.7762e-08 | 1.3881e-08 | 0 | 1.3881e-08 | 3.5694e-08 | 0 | 3.5694e-08 | [16 empty] | 7.3.1.3 Ignition probability mapping showing the probability of ignition along the electric lines and equipmentWLDFRAggregatedAggregated | WLDFR | HFTD - Distribution - Tier 2 - 4QU CoRE ¦ 1QU LoRE | Non-Red Flag Warning - Large Fires | Aggregated | Aggregated | 2024 | 3.2467e-05 | 0 | 692.6276 | 0.022487 | 2024 | Mitigation | 0.08575 | 30 | 0 | esc | 0.0012005 | 3.8976e-08 | 0.00060025 | 1.9488e-08 | 0.0015435 | 5.0113e-08
[79 empty] | WLDFR | HFTD - Distribution - Tier 2 - 3QU CoRE ¦ 5QU LoRE | Red Flag Warning - Small Fires | 2032 | 3.3205e-07 | 1.6603e-07 | 4.2693e-07 | 0.083606 | 0.039055 | 0.001695 | 0.042856 | 0 | 0 | 0 | 0.0002766 |  | 2.7762e-08 | 0 | 2.7762e-08 | 1.3881e-08 | 0 | 1.3881e-08 | 3.5694e-08 | 0 | 3.5694e-08 | [16 empty] | 7.3.1.3 Ignition probability mapping showing the probability of ignition along the electric lines and equipmentWLDFRAggregatedAggregated | WLDFR | HFTD - Distribution - Tier 2 - 4QU CoRE ¦ 1QU LoRE | Non-Red Flag Warning - Large Fires | Aggregated | Aggregated | 2025 | 3.2467e-05 | 0 | 692.6276 | 0.022487 | 2025 | Mitigation | 0.08575 | 30 | 0 | esc | 0.0012005 | 3.8976e-08 | 0.00060025 | 1.9488e-08 | 0.0015435 | 5.0113e-08
[79 empty] | WLDFR | HFTD - Distribution - Tier 2 - 3QU CoRE ¦ 5QU LoRE | Red Flag Warning - Small Fires | 2033 | 3.3205e-07 | 1.6603e-07 | 4.2693e-07 | 0.087211 | 0.040679 | 0.0017655 | 0.044766 | 0 | 0 | 0 | 0.0002766 |  | 2.8959e-08 | 0 | 2.8959e-08 | 1.4479e-08 | 0 | 1.4479e-08 | 3.7233e-08 | 0 | 3.7233e-08 | [16 empty] | 7.3.1.3 Ignition probability mapping showing the probability of ignition along the electric lines and equipmentWLDFRAggregatedAggregated | WLDFR | HFTD - Distribution - Tier 2 - 4QU CoRE ¦ 1QU LoRE | Non-Red Flag Warning - Large Fires | Aggregated | Aggregated | 2026 | 3.2467e-05 | 0 | 692.6276 | 0.022487 | 2026 | Mitigation | 0.08575 | 30 | 0 | esc | 0.0012005 | 3.8976e-08 | 0.00060025 | 1.9488e-08 | 0.0015435 | 5.0113e-08
[79 empty] | WLDFR | HFTD - Distribution - Tier 2 - 3QU CoRE ¦ 5QU LoRE | Red Flag Warning - Small Fires | 2034 | 3.3205e-07 | 1.6603e-07 | 4.2693e-07 | 0.087211 | 0.040679 | 0.0017655 | 0.044766 | 0 | 0 | 0 | 0.0002766 |  | 2.8959e-08 | 0 | 2.8959e-08 | 1.4479e-08 | 0 | 1.4479e-08 | 3.7233e-08 | 0 | 3.7233e-08 | [16 empty] | 7.3.1.3 Ignition probability mapping showing the probability of ignition along the electric lines and equipmentWLDFRAggregatedAggregated | WLDFR | HFTD - Distribution - Tier 2 - 4QU CoRE ¦ 1QU LoRE | Non-Red Flag Warning - Large Fires | Aggregated | Aggregated | 2027 | 3.2467e-05 | 0 | 692.6276 | 0.022487 | 2027 | Mitigation | 0.08575 | 30 | 0 | esc | 0.0012005 | 3.8976e-08 | 0.00060025 | 1.9488e-08 | 0.0015435 | 5.0113e-08
[79 empty] | WLDFR | HFTD - Distribution - Tier 2 - 3QU CoRE ¦ 5QU LoRE | Red Flag Warning - Small Fires | 2035 | 3.3205e-07 | 1.6603e-07 | 4.2693e-07 | 0.087211 | 0.040679 | 0.0017655 | 0.044766 | 0 | 0 | 0 | 0.0002766 |  | 2.8959e-08 | 0 | 2.8959e-08 | 1.4479e-08 | 0 | 1.4479e-08 | 3.7233e-08 | 0 | 3.7233e-08 | [16 empty] | 7.3.1.3 Ignition probability mapping showing the probability of ignition along the electric lines and equipmentWLDFRAggregatedAggregated | WLDFR | HFTD - Distribution - Tier 2 - 4QU CoRE ¦ 1QU LoRE | Non-Red Flag Warning - Large Fires | Aggregated | Aggregated | 2028 | 3.2467e-05 | 0 | 692.6276 | 0.022487 | 2028 | Mitigation | 0.08575 | 30 | 0 | esc | 0.0012005 | 3.8976e-08 | 0.00060025 | 1.9488e-08 | 0.0015435 | 5.0113e-08
[79 empty] | WLDFR | HFTD - Distribution - Tier 2 - 3QU CoRE ¦ 5QU LoRE | Red Flag Warning - Small Fires | 2036 | 3.3205e-07 | 1.6603e-07 | 4.2693e-07 | 0.087211 | 0.040679 | 0.0017655 | 0.044766 | 0 | 0 | 0 | 0.0002766 |  | 2.8959e-08 | 0 | 2.8959e-08 | 1.4479e-08 | 0 | 1.4479e-08 | 3.7233e-08 | 0 | 3.7233e-08 | [16 empty] | 7.3.1.3 Ignition probability mapping showing the probability of ignition along the electric lines and equipmentWLDFRAggregatedAggregated | WLDFR | HFTD - Distribution - Tier 2 - 4QU CoRE ¦ 1QU LoRE | Non-Red Flag Warning - Large Fires | Aggregated | Aggregated | 2029 | 3.2467e-05 | 0 | 692.6276 | 0.022487 | 2029 | Mitigation | 0.08575 | 30 | 0 | esc | 0.0012005 | 3.8976e-08 | 0.00060025 | 1.9488e-08 | 0.0015435 | 5.0113e-08
[79 empty] | WLDFR | HFTD - Distribution - Tier 2 - 3QU CoRE ¦ 5QU LoRE | Red Flag Warning - Small Fires | 2037 | 3.3205e-07 | 1.6603e-07 | 4.2693e-07 | 0.087211 | 0.040679 | 0.0017655 | 0.044766 | 0 | 0 | 0 | 0.0002766 |  | 2.8959e-08 | 0 | 2.8959e-08 | 1.4479e-08 | 0 | 1.4479e-08 | 3.7233e-08 | 0 | 3.7233e-08 | [16 empty] | 7.3.1.3 Ignition probability mapping showing the probability of ignition along the electric lines and equipmentWLDFRAggregatedAggregated | WLDFR | HFTD - Distribution - Tier 2 - 4QU CoRE ¦ 1QU LoRE | Non-Red Flag Warning - Large Fires | Aggregated | Aggregated | 2030 | 3.2467e-05 | 0 | 692.6276 | 0.022487 | 2030 | Mitigation | 0.08575 | 30 | 0 | esc | 0.0012005 | 3.8976e-08 | 0.00060025 | 1.9488e-08 | 0.0015435 | 5.0113e-08
[79 empty] | WLDFR | HFTD - Distribution - Tier 2 - 3QU CoRE ¦ 5QU LoRE | Red Flag Warning - Small Fires | 2038 | 3.3205e-07 | 1.6603e-07 | 4.2693e-07 | 0.091184 | 0.042438 | 0.0018418 | 0.046905 | 0 | 0 | 0 | 0.0002766 |  | 3.0278e-08 | 0 | 3.0278e-08 | 1.5139e-08 | 0 | 1.5139e-08 | 3.8929e-08 | 0 | 3.8929e-08 | [16 empty] | 7.3.1.3 Ignition probability mapping showing the probability of ignition along the electric lines and equipmentWLDFRAggregatedAggregated | WLDFR | HFTD - Distribution - Tier 2 - 4QU CoRE ¦ 1QU LoRE | Non-Red Flag Warning - Large Fires | Aggregated | Aggregated | 2031 | 3.2467e-05 | 0 | 692.6276 | 0.022487 | 2031 | Mitigation | 0.08575 | 30 | 0 | esc | 0.0012005 | 3.8976e-08 | 0.00060025 | 1.9488e-08 | 0.0015435 | 5.0113e-08
[79 empty] | WLDFR | HFTD - Distribution - Tier 2 - 3QU CoRE ¦ 5QU LoRE | Red Flag Warning - Small Fires | 2039 | 3.3205e-07 | 1.6603e-07 | 4.2693e-07 | 0.091184 | 0.042438 | 0.0018418 | 0.046905 | 0 | 0 | 0 | 0.0002766 |  | 3.0278e-08 | 0 | 3.0278e-08 | 1.5139e-08 | 0 | 1.5139e-08 | 3.8929e-08 | 0 | 3.8929e-08 | [16 empty] | 7.3.1.3 Ignition probability mapping showing the probability of ignition along the electric lines and equipmentWLDFRAggregatedAggregated | WLDFR | HFTD - Distribution - Tier 2 - 4QU CoRE ¦ 1QU LoRE | Non-Red Flag Warning - Large Fires | Aggregated | Aggregated | 2032 | 3.2467e-05 | 0 | 692.6276 | 0.022487 | 2032 | Mitigation | 0.08575 | 30 | 0 | esc | 0.0012005 | 3.8976e-08 | 0.00060025 | 1.9488e-08 | 0.0015435 | 5.0113e-08
[79 empty] | WLDFR | HFTD - Distribution - Tier 2 - 3QU CoRE ¦ 5QU LoRE | Red Flag Warning - Small Fires | 2040 | 3.3205e-07 | 1.6603e-07 | 4.2693e-07 | 0.091184 | 0.042438 | 0.0018418 | 0.046905 | 0 | 0 | 0 | 0.0002766 |  | 3.0278e-08 | 0 | 3.0278e-08 | 1.5139e-08 | 0 | 1.5139e-08 | 3.8929e-08 | 0 | 3.8929e-08 | [16 empty] | 7.3.1.3 Ignition probability mapping showing the probability of ignition along the electric lines and equipmentWLDFRAggregatedAggregated | WLDFR | HFTD - Distribution - Tier 2 - 4QU CoRE ¦ 1QU LoRE | Non-Red Flag Warning - Large Fires | Aggregated | Aggregated | 2033 | 3.2467e-05 | 0 | 692.6276 | 0.022487 | 2033 | Mitigation | 0.08575 | 30 | 0 | esc | 0.0012005 | 3.8976e-08 | 0.00060025 | 1.9488e-08 | 0.0015435 | 5.0113e-08
[79 empty] | WLDFR | HFTD - Distribution - Tier 2 - 3QU CoRE ¦ 5QU LoRE | Red Flag Warning - Small Fires | 2041 | 3.3205e-07 | 1.6603e-07 | 4.2693e-07 | 0.091184 | 0.042438 | 0.0018418 | 0.046905 | 0 | 0 | 0 | 0.0002766 |  | 3.0278e-08 | 0 | 3.0278e-08 | 1.5139e-08 | 0 | 1.5139e-08 | 3.8929e-08 | 0 | 3.8929e-08 | [16 empty] | 7.3.1.3 Ignition probability mapping showing the probability of ignition along the electric lines and equipmentWLDFRAggregatedAggregated | WLDFR | HFTD - Distribution - Tier 2 - 4QU CoRE ¦ 1QU LoRE | Non-Red Flag Warning - Large Fires | Aggregated | Aggregated | 2034 | 3.2467e-05 | 0 | 692.6276 | 0.022487 | 2034 | Mitigation | 0.08575 | 30 | 0 | esc | 0.0012005 | 3.8976e-08 | 0.00060025 | 1.9488e-08 | 0.0015435 | 5.0113e-08
[79 empty] | WLDFR | HFTD - Distribution - Tier 2 - 3QU CoRE ¦ 5QU LoRE | Red Flag Warning - Small Fires | 2042 | 3.3205e-07 | 1.6603e-07 | 4.2693e-07 | 0.091184 | 0.042438 | 0.0018418 | 0.046905 | 0 | 0 | 0 | 0.0002766 |  | 3.0278e-08 | 0 | 3.0278e-08 | 1.5139e-08 | 0 | 1.5139e-08 | 3.8929e-08 | 0 | 3.8929e-08 | [16 empty] | 7.3.1.3 Ignition probability mapping showing the probability of ignition along the electric lines and equipmentWLDFRAggregatedAggregated | WLDFR | HFTD - Distribution - Tier 2 - 4QU CoRE ¦ 1QU LoRE | Non-Red Flag Warning - Large Fires | Aggregated | Aggregated | 2035 | 3.2467e-05 | 0 | 692.6276 | 0.022487 | 2035 | Mitigation | 0.08575 | 30 | 0 | esc | 0.0012005 | 3.8976e-08 | 0.00060025 | 1.9488e-08 | 0.0015435 | 5.0113e-08
[79 empty] | WLDFR | HFTD - Distribution - Tier 2 - 3QU CoRE ¦ 5QU LoRE | Red Flag Warning - Small Fires | 2043 | 3.3205e-07 | 1.6603e-07 | 4.2693e-07 | 0.095486 | 0.044306 | 0.0019228 | 0.049257 | 0 | 0 | 0 | 0.0002766 |  | 3.1706e-08 | 0 | 3.1706e-08 | 1.5853e-08 | 0 | 1.5853e-08 | 4.0765e-08 | 0 | 4.0765e-08 | [16 empty] | 7.3.1.3 Ignition probability mapping showing the probability of ignition along the electric lines and equipmentWLDFRAggregatedAggregated | WLDFR | HFTD - Distribution - Tier 2 - 4QU CoRE ¦ 1QU LoRE | Non-Red Flag Warning - Large Fires | Aggregated | Aggregated | 2036 | 3.2467e-05 | 0 | 692.6276 | 0.022487 | 2036 | Mitigation | 0.08575 | 30 | 0 | esc | 0.0012005 | 3.8976e-08 | 0.00060025 | 1.9488e-08 | 0.0015435 | 5.0113e-08
[79 empty] | WLDFR | HFTD - Distribution - Tier 2 - 3QU CoRE ¦ 5QU LoRE | Red Flag Warning - Small Fires | 2044 | 3.3205e-07 | 1.6603e-07 | 4.2693e-07 | 0.095486 | 0.044306 | 0.0019228 | 0.049257 | 0 | 0 | 0 | 0.0002766 |  | 3.1706e-08 | 0 | 3.1706e-08 | 1.5853e-08 | 0 | 1.5853e-08 | 4.0765e-08 | 0 | 4.0765e-08 | [16 empty] | 7.3.1.3 Ignition probability mapping showing the probability of ignition along the electric lines and equipmentWLDFRAggregatedAggregated | WLDFR | HFTD - Distribution - Tier 2 - 4QU CoRE ¦ 1QU LoRE | Non-Red Flag Warning - Large Fires | Aggregated | Aggregated | 2037 | 3.2467e-05 | 0 | 692.6276 | 0.022487 | 2037 | Mitigation | 0.08575 | 30 | 0 | esc | 0.0012005 | 3.8976e-08 | 0.00060025 | 1.9488e-08 | 0.0015435 | 5.0113e-08
[79 empty] | WLDFR | HFTD - Distribution - Tier 2 - 3QU CoRE ¦ 5QU LoRE | Red Flag Warning - Small Fires | 2045 | 3.3205e-07 | 1.6603e-07 | 4.2693e-07 | 0.095486 | 0.044306 | 0.0019228 | 0.049257 | 0 | 0 | 0 | 0.0002766 |  | 3.1706e-08 | 0 | 3.1706e-08 | 1.5853e-08 | 0 | 1.5853e-08 | 4.0765e-08 | 0 | 4.0765e-08 | [16 empty] | 7.3.1.3 Ignition probability mapping showing the probability of ignition along the electric lines and equipmentWLDFRAggregatedAggregated | WLDFR | HFTD - Distribution - Tier 2 - 4QU CoRE ¦ 1QU LoRE | Non-Red Flag Warning - Large Fires | Aggregated | Aggregated | 2038 | 3.2467e-05 | 0 | 692.6276 | 0.022487 | 2038 | Mitigation | 0.08575 | 30 | 0 | esc | 0.0012005 | 3.8976e-08 | 0.00060025 | 1.9488e-08 | 0.0015435 | 5.0113e-08
[79 empty] | WLDFR | HFTD - Distribution - Tier 2 - 3QU CoRE ¦ 5QU LoRE | Red Flag Warning - Small Fires | 2046 | 3.3205e-07 | 1.6603e-07 | 4.2693e-07 | 0.095486 | 0.044306 | 0.0019228 | 0.049257 | 0 | 0 | 0 | 0.0002766 |  | 3.1706e-08 | 0 | 3.1706e-08 | 1.5853e-08 | 0 | 1.5853e-08 | 4.0765e-08 | 0 | 4.0765e-08 | [16 empty] | 7.3.1.3 Ignition probability mapping showing the probability of ignition along the electric lines and equipmentWLDFRAggregatedAggregated | WLDFR | HFTD - Distribution - Tier 2 - 4QU CoRE ¦ 1QU LoRE | Non-Red Flag Warning - Large Fires | Aggregated | Aggregated | 2039 | 3.2467e-05 | 0 | 692.6276 | 0.022487 | 2039 | Mitigation | 0.08575 | 30 | 0 | esc | 0.0012005 | 3.8976e-08 | 0.00060025 | 1.9488e-08 | 0.0015435 | 5.0113e-08
[79 empty] | WLDFR | HFTD - Distribution - Tier 2 - 3QU CoRE ¦ 5QU LoRE | Red Flag Warning - Small Fires | 2047 | 3.3205e-07 | 1.6603e-07 | 4.2693e-07 | 0.095486 | 0.044306 | 0.0019228 | 0.049257 | 0 | 0 | 0 | 0.0002766 |  | 3.1706e-08 | 0 | 3.1706e-08 | 1.5853e-08 | 0 | 1.5853e-08 | 4.0765e-08 | 0 | 4.0765e-08 | [16 empty] | 7.3.1.3 Ignition probability mapping showing the probability of ignition along the electric lines and equipmentWLDFRAggregatedAggregated | WLDFR | HFTD - Distribution - Tier 2 - 4QU CoRE ¦ 1QU LoRE | Non-Red Flag Warning - Large Fires | Aggregated | Aggregated | 2040 | 3.2467e-05 | 0 | 692.6276 | 0.022487 | 2040 | Mitigation | 0.08575 | 30 | 0 | esc | 0.0012005 | 3.8976e-08 | 0.00060025 | 1.9488e-08 | 0.0015435 | 5.0113e-08
[79 empty] | WLDFR | HFTD - Distribution - Tier 2 - 3QU CoRE ¦ 5QU LoRE | Red Flag Warning - Small Fires | 2048 | 3.3205e-07 | 1.6603e-07 | 4.2693e-07 | 0.10007 | 0.04626 | 0.0020076 | 0.051804 | 0 | 0 | 0 | 0.0002766 |  | 3.3229e-08 | 0 | 3.3229e-08 | 1.6615e-08 | 0 | 1.6615e-08 | 4.2723e-08 | 0 | 4.2723e-08 | [16 empty] | 7.3.1.3 Ignition probability mapping showing the probability of ignition along the electric lines and equipmentWLDFRAggregatedAggregated | WLDFR | HFTD - Distribution - Tier 2 - 4QU CoRE ¦ 1QU LoRE | Non-Red Flag Warning - Large Fires | Aggregated | Aggregated | 2041 | 3.2467e-05 | 0 | 692.6276 | 0.022487 | 2041 | Mitigation | 0.08575 | 30 | 0 | esc | 0.0012005 | 3.8976e-08 | 0.00060025 | 1.9488e-08 | 0.0015435 | 5.0113e-08
[79 empty] | WLDFR | HFTD - Distribution - Tier 2 - 3QU CoRE ¦ 5QU LoRE | Red Flag Warning - Small Fires | 2049 | 3.3205e-07 | 1.6603e-07 | 4.2693e-07 | 0.10007 | 0.04626 | 0.0020076 | 0.051804 | 0 | 0 | 0 | 0.0002766 |  | 3.3229e-08 | 0 | 3.3229e-08 | 1.6615e-08 | 0 | 1.6615e-08 | 4.2723e-08 | 0 | 4.2723e-08 | [16 empty] | 7.3.1.3 Ignition probability mapping showing the probability of ignition along the electric lines and equipmentWLDFRAggregatedAggregated | WLDFR | HFTD - Distribution - Tier 2 - 4QU CoRE ¦ 1QU LoRE | Non-Red Flag Warning - Large Fires | Aggregated | Aggregated | 2042 | 3.2467e-05 | 0 | 692.6276 | 0.022487 | 2042 | Mitigation | 0.08575 | 30 | 0 | esc | 0.0012005 | 3.8976e-08 | 0.00060025 | 1.9488e-08 | 0.0015435 | 5.0113e-08
[79 empty] | WLDFR | HFTD - Distribution - Tier 2 - 3QU CoRE ¦ 5QU LoRE | Red Flag Warning - Small Fires | 2050 | 0 | 1.6603e-07 | 4.2693e-07 | 0.10007 | 0.04626 | 0.0020076 | 0.051804 | 0 | 0 | 0 | 0.0002766 |  | 0 | 0 | 0 | 1.6615e-08 | 0 | 1.6615e-08 | 4.2723e-08 | 0 | 4.2723e-08 | [16 empty] | 7.3.1.3 Ignition probability mapping showing the probability of ignition along the electric lines and equipmentWLDFRAggregatedAggregated | WLDFR | HFTD - Distribution - Tier 2 - 4QU CoRE ¦ 1QU LoRE | Non-Red Flag Warning - Large Fires | Aggregated | Aggregated | 2043 | 3.2467e-05 | 0 | 692.6276 | 0.022487 | 2043 | Mitigation | 0.08575 | 30 | 0 | esc | 0.0012005 | 3.8976e-08 | 0.00060025 | 1.9488e-08 | 0.0015435 | 5.0113e-08
[79 empty] | WLDFR | HFTD - Distribution - Tier 2 - 3QU CoRE ¦ 5QU LoRE | Red Flag Warning - Small Fires | 2051 | 0 | 0 | 4.2693e-07 | 0.10007 | 0.04626 | 0.0020076 | 0.051804 | 0 | 0 | 0 | 0.0002766 |  | 0 | 0 | 0 | 0 | 0 | 0 | 4.2723e-08 | 0 | 4.2723e-08 | [16 empty] | 7.3.1.3 Ignition probability mapping showing the probability of ignition along the electric lines and equipmentWLDFRAggregatedAggregated | WLDFR | HFTD - Distribution - Tier 2 - 4QU CoRE ¦ 1QU LoRE | Non-Red Flag Warning - Large Fires | Aggregated | Aggregated | 2044 | 3.2467e-05 | 0 | 692.6276 | 0.022487 | 2044 | Mitigation | 0.08575 | 30 | 0 | esc | 0.0012005 | 3.8976e-08 | 0.00060025 | 1.9488e-08 | 0.0015435 | 5.0113e-08
[79 empty] | WLDFR | HFTD - Distribution - Tier 2 - 3QU CoRE ¦ 5QU LoRE | Seismic - Non-Red Flag Warning - Catastrophic Fires | 2020 | 3.4753e-13 | 0 | 0 | 21083.8428 | 409.2237 | 13469.0878 | 7205.5313 | 0 | 0 | 0 | 2.8949e-10 |  | 7.3273e-09 | 0 | 7.3273e-09 | 0 | 0 | 0 | 0 | 0 | 0 | [16 empty] | 7.3.1.3 Ignition probability mapping showing the probability of ignition along the electric lines and equipmentWLDFRAggregatedAggregated | WLDFR | HFTD - Distribution - Tier 2 - 4QU CoRE ¦ 1QU LoRE | Non-Red Flag Warning - Large Fires | Aggregated | Aggregated | 2045 | 3.2467e-05 | 0 | 692.6276 | 0.022487 | 2045 | Mitigation | 0.08575 | 30 | 0 | esc | 0.0012005 | 3.8976e-08 | 0.00060025 | 1.9488e-08 | 0.0015435 | 5.0113e-08
[79 empty] | WLDFR | HFTD - Distribution - Tier 2 - 3QU CoRE ¦ 5QU LoRE | Seismic - Non-Red Flag Warning - Catastrophic Fires | 2021 | 3.4753e-13 | 1.7376e-13 | 0 | 21083.8428 | 409.2237 | 13469.0878 | 7205.5313 | 0 | 0 | 0 | 2.8949e-10 |  | 7.3273e-09 | 0 | 7.3273e-09 | 3.6636e-09 | 0 | 3.6636e-09 | 0 | 0 | 0 | [16 empty] | 7.3.1.3 Ignition probability mapping showing the probability of ignition along the electric lines and equipmentWLDFRAggregatedAggregated | WLDFR | HFTD - Distribution - Tier 2 - 4QU CoRE ¦ 1QU LoRE | Non-Red Flag Warning - Large Fires | Aggregated | Aggregated | 2046 | 3.2467e-05 | 0 | 692.6276 | 0.022487 | 2046 | Mitigation | 0.08575 | 30 | 0 | esc | 0.0012005 | 3.8976e-08 | 0.00060025 | 1.9488e-08 | 0.0015435 | 5.0113e-08
[79 empty] | WLDFR | HFTD - Distribution - Tier 2 - 3QU CoRE ¦ 5QU LoRE | Seismic - Non-Red Flag Warning - Catastrophic Fires | 2022 | 3.4753e-13 | 1.7376e-13 | 4.4682e-13 | 21083.8428 | 409.2237 | 13469.0878 | 7205.5313 | 0 | 0 | 0 | 2.8949e-10 |  | 7.3273e-09 | 0 | 7.3273e-09 | 3.6636e-09 | 0 | 3.6636e-09 | 9.4208e-09 | 0 | 9.4208e-09 | [16 empty] | 7.3.1.3 Ignition probability mapping showing the probability of ignition along the electric lines and equipmentWLDFRAggregatedAggregated | WLDFR | HFTD - Distribution - Tier 2 - 4QU CoRE ¦ 1QU LoRE | Non-Red Flag Warning - Large Fires | Aggregated | Aggregated | 2047 | 3.2467e-05 | 0 | 692.6276 | 0.022487 | 2047 | Mitigation | 0.08575 | 30 | 0 | esc | 0.0012005 | 3.8976e-08 | 0.00060025 | 1.9488e-08 | 0.0015435 | 5.0113e-08
[79 empty] | WLDFR | HFTD - Distribution - Tier 2 - 3QU CoRE ¦ 5QU LoRE | Seismic - Non-Red Flag Warning - Catastrophic Fires | 2023 | 3.4753e-13 | 1.7376e-13 | 4.4682e-13 | 21835.9781 | 428.6023 | 13939.561 | 7467.8148 | 0 | 0 | 0 | 2.8949e-10 |  | 7.5886e-09 | 0 | 7.5886e-09 | 3.7943e-09 | 0 | 3.7943e-09 | 9.7568e-09 | 0 | 9.7568e-09 | [16 empty] | 7.3.1.3 Ignition probability mapping showing the probability of ignition along the electric lines and equipmentWLDFRAggregatedAggregated | WLDFR | HFTD - Distribution - Tier 2 - 4QU CoRE ¦ 1QU LoRE | Non-Red Flag Warning - Large Fires | Aggregated | Aggregated | 2048 | 3.2467e-05 | 0 | 692.6276 | 0.022487 | 2048 | Mitigation | 0.08575 | 30 | 0 | esc | 0.0012005 | 3.8976e-08 | 0.00060025 | 1.9488e-08 | 0.0015435 | 5.0113e-08
[79 empty] | WLDFR | HFTD - Distribution - Tier 2 - 3QU CoRE ¦ 5QU LoRE | Seismic - Non-Red Flag Warning - Catastrophic Fires | 2024 | 3.4753e-13 | 1.7376e-13 | 4.4682e-13 | 21835.9781 | 428.6023 | 13939.561 | 7467.8148 | 0 | 0 | 0 | 2.8949e-10 |  | 7.5886e-09 | 0 | 7.5886e-09 | 3.7943e-09 | 0 | 3.7943e-09 | 9.7568e-09 | 0 | 9.7568e-09 | [16 empty] | 7.3.1.3 Ignition probability mapping showing the probability of ignition along the electric lines and equipmentWLDFRAggregatedAggregated | WLDFR | HFTD - Distribution - Tier 2 - 4QU CoRE ¦ 1QU LoRE | Non-Red Flag Warning - Large Fires | Aggregated | Aggregated | 2049 | 3.2467e-05 | 0 | 692.6276 | 0.022487 | 2049 | Mitigation | 0.08575 | 30 | 0 | esc | 0.0012005 | 3.8976e-08 | 0.00060025 | 1.9488e-08 | 0.0015435 | 5.0113e-08
[79 empty] | WLDFR | HFTD - Distribution - Tier 2 - 3QU CoRE ¦ 5QU LoRE | Seismic - Non-Red Flag Warning - Catastrophic Fires | 2025 | 3.4753e-13 | 1.7376e-13 | 4.4682e-13 | 21835.9781 | 428.6023 | 13939.561 | 7467.8148 | 0 | 0 | 0 | 2.8949e-10 |  | 7.5886e-09 | 0 | 7.5886e-09 | 3.7943e-09 | 0 | 3.7943e-09 | 9.7568e-09 | 0 | 9.7568e-09 | [16 empty] | 7.3.1.3 Ignition probability mapping showing the probability of ignition along the electric lines and equipmentWLDFRAggregatedAggregated | WLDFR | HFTD - Distribution - Tier 2 - 4QU CoRE ¦ 1QU LoRE | Non-Red Flag Warning - Large Fires | Aggregated | Aggregated | 2050 | 3.2467e-05 | 0 | 692.6276 | 0.022487 | 2050 | Mitigation | 0.08575 | 30 | 0 | esc | 0 | 0 | 0.00060025 | 1.9488e-08 | 0.0015435 | 5.0113e-08
[79 empty] | WLDFR | HFTD - Distribution - Tier 2 - 3QU CoRE ¦ 5QU LoRE | Seismic - Non-Red Flag Warning - Catastrophic Fires | 2026 | 3.4753e-13 | 1.7376e-13 | 4.4682e-13 | 21835.9781 | 428.6023 | 13939.561 | 7467.8148 | 0 | 0 | 0 | 2.8949e-10 |  | 7.5886e-09 | 0 | 7.5886e-09 | 3.7943e-09 | 0 | 3.7943e-09 | 9.7568e-09 | 0 | 9.7568e-09 | [16 empty] | 7.3.1.3 Ignition probability mapping showing the probability of ignition along the electric lines and equipmentWLDFRAggregatedAggregated | WLDFR | HFTD - Distribution - Tier 2 - 4QU CoRE ¦ 1QU LoRE | Non-Red Flag Warning - Large Fires | Aggregated | Aggregated | 2051 | 3.2467e-05 | 0 | 692.6276 | 0.022487 | 2051 | Mitigation | 0.08575 | 30 | 0 | esc | 0 | 0 | 0 | 0 | 0.0015435 | 5.0113e-08
[79 empty] | WLDFR | HFTD - Distribution - Tier 2 - 3QU CoRE ¦ 5QU LoRE | Seismic - Non-Red Flag Warning - Catastrophic Fires | 2027 | 3.4753e-13 | 1.7376e-13 | 4.4682e-13 | 21835.9781 | 428.6023 | 13939.561 | 7467.8148 | 0 | 0 | 0 | 2.8949e-10 |  | 7.5886e-09 | 0 | 7.5886e-09 | 3.7943e-09 | 0 | 3.7943e-09 | 9.7568e-09 | 0 | 9.7568e-09 | [16 empty] | 7.3.1.3 Ignition probability mapping showing the probability of ignition along the electric lines and equipmentWLDFRAggregatedAggregated | WLDFR | HFTD - Distribution - Tier 2 - 4QU CoRE ¦ 1QU LoRE | Non-Red Flag Warning - Small Fires | Aggregated | Aggregated | 2021 | 0.010681 | 0 | 692.6276 | 7.398 | 2021 | Mitigation | 0.08575 | 30 | 0 | esc | 0.0012005 | 1.2823e-05 | 0.00060025 | 6.4113e-06 | 0 | 0
[79 empty] | WLDFR | HFTD - Distribution - Tier 2 - 3QU CoRE ¦ 5QU LoRE | Seismic - Non-Red Flag Warning - Catastrophic Fires | 2028 | 3.4753e-13 | 1.7376e-13 | 4.4682e-13 | 22783.187 | 453.261 | 14531.3357 | 7798.5904 | 0 | 0 | 0 | 2.8949e-10 |  | 7.9178e-09 | 0 | 7.9178e-09 | 3.9589e-09 | 0 | 3.9589e-09 | 1.018e-08 | 0 | 1.018e-08 | [16 empty] | 7.3.1.3 Ignition probability mapping showing the probability of ignition along the electric lines and equipmentWLDFRAggregatedAggregated | WLDFR | HFTD - Distribution - Tier 2 - 4QU CoRE ¦ 1QU LoRE | Non-Red Flag Warning - Small Fires | Aggregated | Aggregated | 2022 | 0.010681 | 0 | 692.6276 | 7.398 | 2022 | Mitigation | 0.08575 | 30 | 0 | esc | 0.0012005 | 1.2823e-05 | 0.00060025 | 6.4113e-06 | 0.0015435 | 1.6486e-05
[79 empty] | WLDFR | HFTD - Distribution - Tier 2 - 3QU CoRE ¦ 5QU LoRE | Seismic - Non-Red Flag Warning - Catastrophic Fires | 2029 | 3.4753e-13 | 1.7376e-13 | 4.4682e-13 | 22783.187 | 453.261 | 14531.3357 | 7798.5904 | 0 | 0 | 0 | 2.8949e-10 |  | 7.9178e-09 | 0 | 7.9178e-09 | 3.9589e-09 | 0 | 3.9589e-09 | 1.018e-08 | 0 | 1.018e-08 | [16 empty] | 7.3.1.3 Ignition probability mapping showing the probability of ignition along the electric lines and equipmentWLDFRAggregatedAggregated | WLDFR | HFTD - Distribution - Tier 2 - 4QU CoRE ¦ 1QU LoRE | Non-Red Flag Warning - Small Fires | Aggregated | Aggregated | 2023 | 0.010681 | 0 | 692.6276 | 7.398 | 2023 | Mitigation | 0.08575 | 30 | 0 | esc | 0.0012005 | 1.2823e-05 | 0.00060025 | 6.4113e-06 | 0.0015435 | 1.6486e-05
[79 empty] | WLDFR | HFTD - Distribution - Tier 2 - 3QU CoRE ¦ 5QU LoRE | Seismic - Non-Red Flag Warning - Catastrophic Fires | 2030 | 3.4753e-13 | 1.7376e-13 | 4.4682e-13 | 22783.187 | 453.261 | 14531.3357 | 7798.5904 | 0 | 0 | 0 | 2.8949e-10 |  | 7.9178e-09 | 0 | 7.9178e-09 | 3.9589e-09 | 0 | 3.9589e-09 | 1.018e-08 | 0 | 1.018e-08 | [16 empty] | 7.3.1.3 Ignition probability mapping showing the probability of ignition along the electric lines and equipmentWLDFRAggregatedAggregated | WLDFR | HFTD - Distribution - Tier 2 - 4QU CoRE ¦ 1QU LoRE | Non-Red Flag Warning - Small Fires | Aggregated | Aggregated | 2024 | 0.010681 | 0 | 692.6276 | 7.398 | 2024 | Mitigation | 0.08575 | 30 | 0 | esc | 0.0012005 | 1.2823e-05 | 0.00060025 | 6.4113e-06 | 0.0015435 | 1.6486e-05
[79 empty] | WLDFR | HFTD - Distribution - Tier 2 - 3QU CoRE ¦ 5QU LoRE | Seismic - Non-Red Flag Warning - Catastrophic Fires | 2031 | 3.4753e-13 | 1.7376e-13 | 4.4682e-13 | 22783.187 | 453.261 | 14531.3357 | 7798.5904 | 0 | 0 | 0 | 2.8949e-10 |  | 7.9178e-09 | 0 | 7.9178e-09 | 3.9589e-09 | 0 | 3.9589e-09 | 1.018e-08 | 0 | 1.018e-08 | [16 empty] | 7.3.1.3 Ignition probability mapping showing the probability of ignition along the electric lines and equipmentWLDFRAggregatedAggregated | WLDFR | HFTD - Distribution - Tier 2 - 4QU CoRE ¦ 1QU LoRE | Non-Red Flag Warning - Small Fires | Aggregated | Aggregated | 2025 | 0.010681 | 0 | 692.6276 | 7.398 | 2025 | Mitigation | 0.08575 | 30 | 0 | esc | 0.0012005 | 1.2823e-05 | 0.00060025 | 6.4113e-06 | 0.0015435 | 1.6486e-05
[79 empty] | WLDFR | HFTD - Distribution - Tier 2 - 3QU CoRE ¦ 5QU LoRE | Seismic - Non-Red Flag Warning - Catastrophic Fires | 2032 | 3.4753e-13 | 1.7376e-13 | 4.4682e-13 | 22783.187 | 453.261 | 14531.3357 | 7798.5904 | 0 | 0 | 0 | 2.8949e-10 |  | 7.9178e-09 | 0 | 7.9178e-09 | 3.9589e-09 | 0 | 3.9589e-09 | 1.018e-08 | 0 | 1.018e-08 | [16 empty] | 7.3.1.3 Ignition probability mapping showing the probability of ignition along the electric lines and equipmentWLDFRAggregatedAggregated | WLDFR | HFTD - Distribution - Tier 2 - 4QU CoRE ¦ 1QU LoRE | Non-Red Flag Warning - Small Fires | Aggregated | Aggregated | 2026 | 0.010681 | 0 | 692.6276 | 7.398 | 2026 | Mitigation | 0.08575 | 30 | 0 | esc | 0.0012005 | 1.2823e-05 | 0.00060025 | 6.4113e-06 | 0.0015435 | 1.6486e-05
[79 empty] | WLDFR | HFTD - Distribution - Tier 2 - 3QU CoRE ¦ 5QU LoRE | Seismic - Non-Red Flag Warning - Catastrophic Fires | 2033 | 3.4753e-13 | 1.7376e-13 | 4.4682e-13 | 23835.2641 | 480.9649 | 15187.7294 | 8166.5698 | 0 | 0 | 0 | 2.8949e-10 |  | 8.2835e-09 | 0 | 8.2835e-09 | 4.1417e-09 | 0 | 4.1417e-09 | 1.065e-08 | 0 | 1.065e-08 | [16 empty] | 7.3.1.3 Ignition probability mapping showing the probability of ignition along the electric lines and equipmentWLDFRAggregatedAggregated | WLDFR | HFTD - Distribution - Tier 2 - 4QU CoRE ¦ 1QU LoRE | Non-Red Flag Warning - Small Fires | Aggregated | Aggregated | 2027 | 0.010681 | 0 | 692.6276 | 7.398 | 2027 | Mitigation | 0.08575 | 30 | 0 | esc | 0.0012005 | 1.2823e-05 | 0.00060025 | 6.4113e-06 | 0.0015435 | 1.6486e-05
[79 empty] | WLDFR | HFTD - Distribution - Tier 2 - 3QU CoRE ¦ 5QU LoRE | Seismic - Non-Red Flag Warning - Catastrophic Fires | 2034 | 3.4753e-13 | 1.7376e-13 | 4.4682e-13 | 23835.2641 | 480.9649 | 15187.7294 | 8166.5698 | 0 | 0 | 0 | 2.8949e-10 |  | 8.2835e-09 | 0 | 8.2835e-09 | 4.1417e-09 | 0 | 4.1417e-09 | 1.065e-08 | 0 | 1.065e-08 | [16 empty] | 7.3.1.3 Ignition probability mapping showing the probability of ignition along the electric lines and equipmentWLDFRAggregatedAggregated | WLDFR | HFTD - Distribution - Tier 2 - 4QU CoRE ¦ 1QU LoRE | Non-Red Flag Warning - Small Fires | Aggregated | Aggregated | 2028 | 0.010681 | 0 | 692.6276 | 7.398 | 2028 | Mitigation | 0.08575 | 30 | 0 | esc | 0.0012005 | 1.2823e-05 | 0.00060025 | 6.4113e-06 | 0.0015435 | 1.6486e-05
[79 empty] | WLDFR | HFTD - Distribution - Tier 2 - 3QU CoRE ¦ 5QU LoRE | Seismic - Non-Red Flag Warning - Catastrophic Fires | 2035 | 3.4753e-13 | 1.7376e-13 | 4.4682e-13 | 23835.2641 | 480.9649 | 15187.7294 | 8166.5698 | 0 | 0 | 0 | 2.8949e-10 |  | 8.2835e-09 | 0 | 8.2835e-09 | 4.1417e-09 | 0 | 4.1417e-09 | 1.065e-08 | 0 | 1.065e-08 | [16 empty] | 7.3.1.3 Ignition probability mapping showing the probability of ignition along the electric lines and equipmentWLDFRAggregatedAggregated | WLDFR | HFTD - Distribution - Tier 2 - 4QU CoRE ¦ 1QU LoRE | Non-Red Flag Warning - Small Fires | Aggregated | Aggregated | 2029 | 0.010681 | 0 | 692.6276 | 7.398 | 2029 | Mitigation | 0.08575 | 30 | 0 | esc | 0.0012005 | 1.2823e-05 | 0.00060025 | 6.4113e-06 | 0.0015435 | 1.6486e-05
[79 empty] | WLDFR | HFTD - Distribution - Tier 2 - 3QU CoRE ¦ 5QU LoRE | Seismic - Non-Red Flag Warning - Catastrophic Fires | 2036 | 3.4753e-13 | 1.7376e-13 | 4.4682e-13 | 23835.2641 | 480.9649 | 15187.7294 | 8166.5698 | 0 | 0 | 0 | 2.8949e-10 |  | 8.2835e-09 | 0 | 8.2835e-09 | 4.1417e-09 | 0 | 4.1417e-09 | 1.065e-08 | 0 | 1.065e-08 | [16 empty] | 7.3.1.3 Ignition probability mapping showing the probability of ignition along the electric lines and equipmentWLDFRAggregatedAggregated | WLDFR | HFTD - Distribution - Tier 2 - 4QU CoRE ¦ 1QU LoRE | Non-Red Flag Warning - Small Fires | Aggregated | Aggregated | 2030 | 0.010681 | 0 | 692.6276 | 7.398 | 2030 | Mitigation | 0.08575 | 30 | 0 | esc | 0.0012005 | 1.2823e-05 | 0.00060025 | 6.4113e-06 | 0.0015435 | 1.6486e-05
[79 empty] | WLDFR | HFTD - Distribution - Tier 2 - 3QU CoRE ¦ 5QU LoRE | Seismic - Non-Red Flag Warning - Catastrophic Fires | 2037 | 3.4753e-13 | 1.7376e-13 | 4.4682e-13 | 23835.2641 | 480.9649 | 15187.7294 | 8166.5698 | 0 | 0 | 0 | 2.8949e-10 |  | 8.2835e-09 | 0 | 8.2835e-09 | 4.1417e-09 | 0 | 4.1417e-09 | 1.065e-08 | 0 | 1.065e-08 | [16 empty] | 7.3.1.3 Ignition probability mapping showing the probability of ignition along the electric lines and equipmentWLDFRAggregatedAggregated | WLDFR | HFTD - Distribution - Tier 2 - 4QU CoRE ¦ 1QU LoRE | Non-Red Flag Warning - Small Fires | Aggregated | Aggregated | 2031 | 0.010681 | 0 | 692.6276 | 7.398 | 2031 | Mitigation | 0.08575 | 30 | 0 | esc | 0.0012005 | 1.2823e-05 | 0.00060025 | 6.4113e-06 | 0.0015435 | 1.6486e-05
[79 empty] | WLDFR | HFTD - Distribution - Tier 2 - 3QU CoRE ¦ 5QU LoRE | Seismic - Non-Red Flag Warning - Catastrophic Fires | 2038 | 3.4753e-13 | 1.7376e-13 | 4.4682e-13 | 24976.6418 | 511.3745 | 15898.8237 | 8566.4437 | 0 | 0 | 0 | 2.8949e-10 |  | 8.6801e-09 | 0 | 8.6801e-09 | 4.3401e-09 | 0 | 4.3401e-09 | 1.116e-08 | 0 | 1.116e-08 | [16 empty] | 7.3.1.3 Ignition probability mapping showing the probability of ignition along the electric lines and equipmentWLDFRAggregatedAggregated | WLDFR | HFTD - Distribution - Tier 2 - 4QU CoRE ¦ 1QU LoRE | Non-Red Flag Warning - Small Fires | Aggregated | Aggregated | 2032 | 0.010681 | 0 | 692.6276 | 7.398 | 2032 | Mitigation | 0.08575 | 30 | 0 | esc | 0.0012005 | 1.2823e-05 | 0.00060025 | 6.4113e-06 | 0.0015435 | 1.6486e-05
[79 empty] | WLDFR | HFTD - Distribution - Tier 2 - 3QU CoRE ¦ 5QU LoRE | Seismic - Non-Red Flag Warning - Catastrophic Fires | 2039 | 3.4753e-13 | 1.7376e-13 | 4.4682e-13 | 24976.6418 | 511.3745 | 15898.8237 | 8566.4437 | 0 | 0 | 0 | 2.8949e-10 |  | 8.6801e-09 | 0 | 8.6801e-09 | 4.3401e-09 | 0 | 4.3401e-09 | 1.116e-08 | 0 | 1.116e-08 | [16 empty] | 7.3.1.3 Ignition probability mapping showing the probability of ignition along the electric lines and equipmentWLDFRAggregatedAggregated | WLDFR | HFTD - Distribution - Tier 2 - 4QU CoRE ¦ 1QU LoRE | Non-Red Flag Warning - Small Fires | Aggregated | Aggregated | 2033 | 0.010681 | 0 | 692.6276 | 7.398 | 2033 | Mitigation | 0.08575 | 30 | 0 | esc | 0.0012005 | 1.2823e-05 | 0.00060025 | 6.4113e-06 | 0.0015435 | 1.6486e-05
[79 empty] | WLDFR | HFTD - Distribution - Tier 2 - 3QU CoRE ¦ 5QU LoRE | Seismic - Non-Red Flag Warning - Catastrophic Fires | 2040 | 3.4753e-13 | 1.7376e-13 | 4.4682e-13 | 24976.6418 | 511.3745 | 15898.8237 | 8566.4437 | 0 | 0 | 0 | 2.8949e-10 |  | 8.6801e-09 | 0 | 8.6801e-09 | 4.3401e-09 | 0 | 4.3401e-09 | 1.116e-08 | 0 | 1.116e-08 | [16 empty] | 7.3.1.3 Ignition probability mapping showing the probability of ignition along the electric lines and equipmentWLDFRAggregatedAggregated | WLDFR | HFTD - Distribution - Tier 2 - 4QU CoRE ¦ 1QU LoRE | Non-Red Flag Warning - Small Fires | Aggregated | Aggregated | 2034 | 0.010681 | 0 | 692.6276 | 7.398 | 2034 | Mitigation | 0.08575 | 30 | 0 | esc | 0.0012005 | 1.2823e-05 | 0.00060025 | 6.4113e-06 | 0.0015435 | 1.6486e-05
[79 empty] | WLDFR | HFTD - Distribution - Tier 2 - 3QU CoRE ¦ 5QU LoRE | Seismic - Non-Red Flag Warning - Catastrophic Fires | 2041 | 3.4753e-13 | 1.7376e-13 | 4.4682e-13 | 24976.6418 | 511.3745 | 15898.8237 | 8566.4437 | 0 | 0 | 0 | 2.8949e-10 |  | 8.6801e-09 | 0 | 8.6801e-09 | 4.3401e-09 | 0 | 4.3401e-09 | 1.116e-08 | 0 | 1.116e-08 | [16 empty] | 7.3.1.3 Ignition probability mapping showing the probability of ignition along the electric lines and equipmentWLDFRAggregatedAggregated | WLDFR | HFTD - Distribution - Tier 2 - 4QU CoRE ¦ 1QU LoRE | Non-Red Flag Warning - Small Fires | Aggregated | Aggregated | 2035 | 0.010681 | 0 | 692.6276 | 7.398 | 2035 | Mitigation | 0.08575 | 30 | 0 | esc | 0.0012005 | 1.2823e-05 | 0.00060025 | 6.4113e-06 | 0.0015435 | 1.6486e-05
[79 empty] | WLDFR | HFTD - Distribution - Tier 2 - 3QU CoRE ¦ 5QU LoRE | Seismic - Non-Red Flag Warning - Catastrophic Fires | 2042 | 3.4753e-13 | 1.7376e-13 | 4.4682e-13 | 24976.6418 | 511.3745 | 15898.8237 | 8566.4437 | 0 | 0 | 0 | 2.8949e-10 |  | 8.6801e-09 | 0 | 8.6801e-09 | 4.3401e-09 | 0 | 4.3401e-09 | 1.116e-08 | 0 | 1.116e-08 | [16 empty] | 7.3.1.3 Ignition probability mapping showing the probability of ignition along the electric lines and equipmentWLDFRAggregatedAggregated | WLDFR | HFTD - Distribution - Tier 2 - 4QU CoRE ¦ 1QU LoRE | Non-Red Flag Warning - Small Fires | Aggregated | Aggregated | 2036 | 0.010681 | 0 | 692.6276 | 7.398 | 2036 | Mitigation | 0.08575 | 30 | 0 | esc | 0.0012005 | 1.2823e-05 | 0.00060025 | 6.4113e-06 | 0.0015435 | 1.6486e-05
[79 empty] | WLDFR | HFTD - Distribution - Tier 2 - 3QU CoRE ¦ 5QU LoRE | Seismic - Non-Red Flag Warning - Catastrophic Fires | 2043 | 3.4753e-13 | 1.7376e-13 | 4.4682e-13 | 26191.7278 | 544.1291 | 16654.7414 | 8992.8573 | 0 | 0 | 0 | 2.8949e-10 |  | 9.1024e-09 | 0 | 9.1024e-09 | 4.5512e-09 | 0 | 4.5512e-09 | 1.1703e-08 | 0 | 1.1703e-08 | [16 empty] | 7.3.1.3 Ignition probability mapping showing the probability of ignition along the electric lines and equipmentWLDFRAggregatedAggregated | WLDFR | HFTD - Distribution - Tier 2 - 4QU CoRE ¦ 1QU LoRE | Non-Red Flag Warning - Small Fires | Aggregated | Aggregated | 2037 | 0.010681 | 0 | 692.6276 | 7.398 | 2037 | Mitigation | 0.08575 | 30 | 0 | esc | 0.0012005 | 1.2823e-05 | 0.00060025 | 6.4113e-06 | 0.0015435 | 1.6486e-05
[79 empty] | WLDFR | HFTD - Distribution - Tier 2 - 3QU CoRE ¦ 5QU LoRE | Seismic - Non-Red Flag Warning - Catastrophic Fires | 2044 | 3.4753e-13 | 1.7376e-13 | 4.4682e-13 | 26191.7278 | 544.1291 | 16654.7414 | 8992.8573 | 0 | 0 | 0 | 2.8949e-10 |  | 9.1024e-09 | 0 | 9.1024e-09 | 4.5512e-09 | 0 | 4.5512e-09 | 1.1703e-08 | 0 | 1.1703e-08 | [16 empty] | 7.3.1.3 Ignition probability mapping showing the probability of ignition along the electric lines and equipmentWLDFRAggregatedAggregated | WLDFR | HFTD - Distribution - Tier 2 - 4QU CoRE ¦ 1QU LoRE | Non-Red Flag Warning - Small Fires | Aggregated | Aggregated | 2038 | 0.010681 | 0 | 692.6276 | 7.398 | 2038 | Mitigation | 0.08575 | 30 | 0 | esc | 0.0012005 | 1.2823e-05 | 0.00060025 | 6.4113e-06 | 0.0015435 | 1.6486e-05
[79 empty] | WLDFR | HFTD - Distribution - Tier 2 - 3QU CoRE ¦ 5QU LoRE | Seismic - Non-Red Flag Warning - Catastrophic Fires | 2045 | 3.4753e-13 | 1.7376e-13 | 4.4682e-13 | 26191.7278 | 544.1291 | 16654.7414 | 8992.8573 | 0 | 0 | 0 | 2.8949e-10 |  | 9.1024e-09 | 0 | 9.1024e-09 | 4.5512e-09 | 0 | 4.5512e-09 | 1.1703e-08 | 0 | 1.1703e-08 | [16 empty] | 7.3.1.3 Ignition probability mapping showing the probability of ignition along the electric lines and equipmentWLDFRAggregatedAggregated | WLDFR | HFTD - Distribution - Tier 2 - 4QU CoRE ¦ 1QU LoRE | Non-Red Flag Warning - Small Fires | Aggregated | Aggregated | 2039 | 0.010681 | 0 | 692.6276 | 7.398 | 2039 | Mitigation | 0.08575 | 30 | 0 | esc | 0.0012005 | 1.2823e-05 | 0.00060025 | 6.4113e-06 | 0.0015435 | 1.6486e-05
[79 empty] | WLDFR | HFTD - Distribution - Tier 2 - 3QU CoRE ¦ 5QU LoRE | Seismic - Non-Red Flag Warning - Catastrophic Fires | 2046 | 3.4753e-13 | 1.7376e-13 | 4.4682e-13 | 26191.7278 | 544.1291 | 16654.7414 | 8992.8573 | 0 | 0 | 0 | 2.8949e-10 |  | 9.1024e-09 | 0 | 9.1024e-09 | 4.5512e-09 | 0 | 4.5512e-09 | 1.1703e-08 | 0 | 1.1703e-08 | [16 empty] | 7.3.1.3 Ignition probability mapping showing the probability of ignition along the electric lines and equipmentWLDFRAggregatedAggregated | WLDFR | HFTD - Distribution - Tier 2 - 4QU CoRE ¦ 1QU LoRE | Non-Red Flag Warning - Small Fires | Aggregated | Aggregated | 2040 | 0.010681 | 0 | 692.6276 | 7.398 | 2040 | Mitigation | 0.08575 | 30 | 0 | esc | 0.0012005 | 1.2823e-05 | 0.00060025 | 6.4113e-06 | 0.0015435 | 1.6486e-05
[79 empty] | WLDFR | HFTD - Distribution - Tier 2 - 3QU CoRE ¦ 5QU LoRE | Seismic - Non-Red Flag Warning - Catastrophic Fires | 2047 | 3.4753e-13 | 1.7376e-13 | 4.4682e-13 | 26191.7278 | 544.1291 | 16654.7414 | 8992.8573 | 0 | 0 | 0 | 2.8949e-10 |  | 9.1024e-09 | 0 | 9.1024e-09 | 4.5512e-09 | 0 | 4.5512e-09 | 1.1703e-08 | 0 | 1.1703e-08 | [16 empty] | 7.3.1.3 Ignition probability mapping showing the probability of ignition along the electric lines and equipmentWLDFRAggregatedAggregated | WLDFR | HFTD - Distribution - Tier 2 - 4QU CoRE ¦ 1QU LoRE | Non-Red Flag Warning - Small Fires | Aggregated | Aggregated | 2041 | 0.010681 | 0 | 692.6276 | 7.398 | 2041 | Mitigation | 0.08575 | 30 | 0 | esc | 0.0012005 | 1.2823e-05 | 0.00060025 | 6.4113e-06 | 0.0015435 | 1.6486e-05
[79 empty] | WLDFR | HFTD - Distribution - Tier 2 - 3QU CoRE ¦ 5QU LoRE | Seismic - Non-Red Flag Warning - Catastrophic Fires | 2048 | 3.4753e-13 | 1.7376e-13 | 4.4682e-13 | 27464.7227 | 578.8407 | 17445.538 | 9440.3441 | 0 | 0 | 0 | 2.8949e-10 |  | 9.5448e-09 | 0 | 9.5448e-09 | 4.7724e-09 | 0 | 4.7724e-09 | 1.2272e-08 | 0 | 1.2272e-08 | [16 empty] | 7.3.1.3 Ignition probability mapping showing the probability of ignition along the electric lines and equipmentWLDFRAggregatedAggregated | WLDFR | HFTD - Distribution - Tier 2 - 4QU CoRE ¦ 1QU LoRE | Non-Red Flag Warning - Small Fires | Aggregated | Aggregated | 2042 | 0.010681 | 0 | 692.6276 | 7.398 | 2042 | Mitigation | 0.08575 | 30 | 0 | esc | 0.0012005 | 1.2823e-05 | 0.00060025 | 6.4113e-06 | 0.0015435 | 1.6486e-05
[79 empty] | WLDFR | HFTD - Distribution - Tier 2 - 3QU CoRE ¦ 5QU LoRE | Seismic - Non-Red Flag Warning - Catastrophic Fires | 2049 | 3.4753e-13 | 1.7376e-13 | 4.4682e-13 | 27464.7227 | 578.8407 | 17445.538 | 9440.3441 | 0 | 0 | 0 | 2.8949e-10 |  | 9.5448e-09 | 0 | 9.5448e-09 | 4.7724e-09 | 0 | 4.7724e-09 | 1.2272e-08 | 0 | 1.2272e-08 | [16 empty] | 7.3.1.3 Ignition probability mapping showing the probability of ignition along the electric lines and equipmentWLDFRAggregatedAggregated | WLDFR | HFTD - Distribution - Tier 2 - 4QU CoRE ¦ 1QU LoRE | Non-Red Flag Warning - Small Fires | Aggregated | Aggregated | 2043 | 0.010681 | 0 | 692.6276 | 7.398 | 2043 | Mitigation | 0.08575 | 30 | 0 | esc | 0.0012005 | 1.2823e-05 | 0.00060025 | 6.4113e-06 | 0.0015435 | 1.6486e-05
[79 empty] | WLDFR | HFTD - Distribution - Tier 2 - 3QU CoRE ¦ 5QU LoRE | Seismic - Non-Red Flag Warning - Catastrophic Fires | 2050 | 0 | 1.7376e-13 | 4.4682e-13 | 27464.7227 | 578.8407 | 17445.538 | 9440.3441 | 0 | 0 | 0 | 2.8949e-10 |  | 0 | 0 | 0 | 4.7724e-09 | 0 | 4.7724e-09 | 1.2272e-08 | 0 | 1.2272e-08 | [16 empty] | 7.3.1.3 Ignition probability mapping showing the probability of ignition along the electric lines and equipmentWLDFRAggregatedAggregated | WLDFR | HFTD - Distribution - Tier 2 - 4QU CoRE ¦ 1QU LoRE | Non-Red Flag Warning - Small Fires | Aggregated | Aggregated | 2044 | 0.010681 | 0 | 692.6276 | 7.398 | 2044 | Mitigation | 0.08575 | 30 | 0 | esc | 0.0012005 | 1.2823e-05 | 0.00060025 | 6.4113e-06 | 0.0015435 | 1.6486e-05
[79 empty] | WLDFR | HFTD - Distribution - Tier 2 - 3QU CoRE ¦ 5QU LoRE | Seismic - Non-Red Flag Warning - Catastrophic Fires | 2051 | 0 | 0 | 4.4682e-13 | 27464.7227 | 578.8407 | 17445.538 | 9440.3441 | 0 | 0 | 0 | 2.8949e-10 |  | 0 | 0 | 0 | 0 | 0 | 0 | 1.2272e-08 | 0 | 1.2272e-08 | [16 empty] | 7.3.1.3 Ignition probability mapping showing the probability of ignition along the electric lines and equipmentWLDFRAggregatedAggregated | WLDFR | HFTD - Distribution - Tier 2 - 4QU CoRE ¦ 1QU LoRE | Non-Red Flag Warning - Small Fires | Aggregated | Aggregated | 2045 | 0.010681 | 0 | 692.6276 | 7.398 | 2045 | Mitigation | 0.08575 | 30 | 0 | esc | 0.0012005 | 1.2823e-05 | 0.00060025 | 6.4113e-06 | 0.0015435 | 1.6486e-05
[79 empty] | WLDFR | HFTD - Distribution - Tier 2 - 3QU CoRE ¦ 5QU LoRE | Seismic - Red Flag Warning - Catastrophic Fires | 2020 | 1.4989e-11 | 0 | 0 | 21083.8428 | 409.2237 | 13469.0878 | 7205.5313 | 0 | 0 | 0 | 1.2485e-08 |  | 3.1602e-07 | 0 | 3.1602e-07 | 0 | 0 | 0 | 0 | 0 | 0 | [16 empty] | 7.3.1.3 Ignition probability mapping showing the probability of ignition along the electric lines and equipmentWLDFRAggregatedAggregated | WLDFR | HFTD - Distribution - Tier 2 - 4QU CoRE ¦ 1QU LoRE | Non-Red Flag Warning - Small Fires | Aggregated | Aggregated | 2046 | 0.010681 | 0 | 692.6276 | 7.398 | 2046 | Mitigation | 0.08575 | 30 | 0 | esc | 0.0012005 | 1.2823e-05 | 0.00060025 | 6.4113e-06 | 0.0015435 | 1.6486e-05
[79 empty] | WLDFR | HFTD - Distribution - Tier 2 - 3QU CoRE ¦ 5QU LoRE | Seismic - Red Flag Warning - Catastrophic Fires | 2021 | 1.4989e-11 | 7.4943e-12 | 0 | 21083.8428 | 409.2237 | 13469.0878 | 7205.5313 | 0 | 0 | 0 | 1.2485e-08 |  | 3.1602e-07 | 0 | 3.1602e-07 | 1.5801e-07 | 0 | 1.5801e-07 | 0 | 0 | 0 | [16 empty] | 7.3.1.3 Ignition probability mapping showing the probability of ignition along the electric lines and equipmentWLDFRAggregatedAggregated | WLDFR | HFTD - Distribution - Tier 2 - 4QU CoRE ¦ 1QU LoRE | Non-Red Flag Warning - Small Fires | Aggregated | Aggregated | 2047 | 0.010681 | 0 | 692.6276 | 7.398 | 2047 | Mitigation | 0.08575 | 30 | 0 | esc | 0.0012005 | 1.2823e-05 | 0.00060025 | 6.4113e-06 | 0.0015435 | 1.6486e-05
[79 empty] | WLDFR | HFTD - Distribution - Tier 2 - 3QU CoRE ¦ 5QU LoRE | Seismic - Red Flag Warning - Catastrophic Fires | 2022 | 1.4989e-11 | 7.4943e-12 | 1.9271e-11 | 21083.8428 | 409.2237 | 13469.0878 | 7205.5313 | 0 | 0 | 0 | 1.2485e-08 |  | 3.1602e-07 | 0 | 3.1602e-07 | 1.5801e-07 | 0 | 1.5801e-07 | 4.0631e-07 | 0 | 4.0631e-07 | [16 empty] | 7.3.1.3 Ignition probability mapping showing the probability of ignition along the electric lines and equipmentWLDFRAggregatedAggregated | WLDFR | HFTD - Distribution - Tier 2 - 4QU CoRE ¦ 1QU LoRE | Non-Red Flag Warning - Small Fires | Aggregated | Aggregated | 2048 | 0.010681 | 0 | 692.6276 | 7.398 | 2048 | Mitigation | 0.08575 | 30 | 0 | esc | 0.0012005 | 1.2823e-05 | 0.00060025 | 6.4113e-06 | 0.0015435 | 1.6486e-05
[79 empty] | WLDFR | HFTD - Distribution - Tier 2 - 3QU CoRE ¦ 5QU LoRE | Seismic - Red Flag Warning - Catastrophic Fires | 2023 | 1.4989e-11 | 7.4943e-12 | 1.9271e-11 | 21835.9781 | 428.6023 | 13939.561 | 7467.8148 | 0 | 0 | 0 | 1.2485e-08 |  | 3.2729e-07 | 0 | 3.2729e-07 | 1.6364e-07 | 0 | 1.6364e-07 | 4.208e-07 | 0 | 4.208e-07 | [16 empty] | 7.3.1.3 Ignition probability mapping showing the probability of ignition along the electric lines and equipmentWLDFRAggregatedAggregated | WLDFR | HFTD - Distribution - Tier 2 - 4QU CoRE ¦ 1QU LoRE | Non-Red Flag Warning - Small Fires | Aggregated | Aggregated | 2049 | 0.010681 | 0 | 692.6276 | 7.398 | 2049 | Mitigation | 0.08575 | 30 | 0 | esc | 0.0012005 | 1.2823e-05 | 0.00060025 | 6.4113e-06 | 0.0015435 | 1.6486e-05
[79 empty] | WLDFR | HFTD - Distribution - Tier 2 - 3QU CoRE ¦ 5QU LoRE | Seismic - Red Flag Warning - Catastrophic Fires | 2024 | 1.4989e-11 | 7.4943e-12 | 1.9271e-11 | 21835.9781 | 428.6023 | 13939.561 | 7467.8148 | 0 | 0 | 0 | 1.2485e-08 |  | 3.2729e-07 | 0 | 3.2729e-07 | 1.6364e-07 | 0 | 1.6364e-07 | 4.208e-07 | 0 | 4.208e-07 | [16 empty] | 7.3.1.3 Ignition probability mapping showing the probability of ignition along the electric lines and equipmentWLDFRAggregatedAggregated | WLDFR | HFTD - Distribution - Tier 2 - 4QU CoRE ¦ 1QU LoRE | Non-Red Flag Warning - Small Fires | Aggregated | Aggregated | 2050 | 0.010681 | 0 | 692.6276 | 7.398 | 2050 | Mitigation | 0.08575 | 30 | 0 | esc | 0 | 0 | 0.00060025 | 6.4113e-06 | 0.0015435 | 1.6486e-05
[79 empty] | WLDFR | HFTD - Distribution - Tier 2 - 3QU CoRE ¦ 5QU LoRE | Seismic - Red Flag Warning - Catastrophic Fires | 2025 | 1.4989e-11 | 7.4943e-12 | 1.9271e-11 | 21835.9781 | 428.6023 | 13939.561 | 7467.8148 | 0 | 0 | 0 | 1.2485e-08 |  | 3.2729e-07 | 0 | 3.2729e-07 | 1.6364e-07 | 0 | 1.6364e-07 | 4.208e-07 | 0 | 4.208e-07 | [16 empty] | 7.3.1.3 Ignition probability mapping showing the probability of ignition along the electric lines and equipmentWLDFRAggregatedAggregated | WLDFR | HFTD - Distribution - Tier 2 - 4QU CoRE ¦ 1QU LoRE | Non-Red Flag Warning - Small Fires | Aggregated | Aggregated | 2051 | 0.010681 | 0 | 692.6276 | 7.398 | 2051 | Mitigation | 0.08575 | 30 | 0 | esc | 0 | 0 | 0 | 0 | 0.0015435 | 1.6486e-05
[79 empty] | WLDFR | HFTD - Distribution - Tier 2 - 3QU CoRE ¦ 5QU LoRE | Seismic - Red Flag Warning - Catastrophic Fires | 2026 | 1.4989e-11 | 7.4943e-12 | 1.9271e-11 | 21835.9781 | 428.6023 | 13939.561 | 7467.8148 | 0 | 0 | 0 | 1.2485e-08 |  | 3.2729e-07 | 0 | 3.2729e-07 | 1.6364e-07 | 0 | 1.6364e-07 | 4.208e-07 | 0 | 4.208e-07 | [16 empty] | 7.3.1.3 Ignition probability mapping showing the probability of ignition along the electric lines and equipmentWLDFRAggregatedAggregated | WLDFR | HFTD - Distribution - Tier 2 - 4QU CoRE ¦ 1QU LoRE | Red Flag Warning - Catastrophic Fires | Aggregated | Aggregated | 2021 | 2.3439e-05 | 0 | 692.6276 | 0.016235 | 2021 | Mitigation | 0.08575 | 30 | 0 | esc | 0.0012005 | 2.8139e-08 | 0.00060025 | 1.407e-08 | 0 | 0
[79 empty] | WLDFR | HFTD - Distribution - Tier 2 - 3QU CoRE ¦ 5QU LoRE | Seismic - Red Flag Warning - Catastrophic Fires | 2027 | 1.4989e-11 | 7.4943e-12 | 1.9271e-11 | 21835.9781 | 428.6023 | 13939.561 | 7467.8148 | 0 | 0 | 0 | 1.2485e-08 |  | 3.2729e-07 | 0 | 3.2729e-07 | 1.6364e-07 | 0 | 1.6364e-07 | 4.208e-07 | 0 | 4.208e-07 | [16 empty] | 7.3.1.3 Ignition probability mapping showing the probability of ignition along the electric lines and equipmentWLDFRAggregatedAggregated | WLDFR | HFTD - Distribution - Tier 2 - 4QU CoRE ¦ 1QU LoRE | Red Flag Warning - Catastrophic Fires | Aggregated | Aggregated | 2022 | 2.3439e-05 | 0 | 692.6276 | 0.016235 | 2022 | Mitigation | 0.08575 | 30 | 0 | esc | 0.0012005 | 2.8139e-08 | 0.00060025 | 1.407e-08 | 0.0015435 | 3.6179e-08
[79 empty] | WLDFR | HFTD - Distribution - Tier 2 - 3QU CoRE ¦ 5QU LoRE | Seismic - Red Flag Warning - Catastrophic Fires | 2028 | 1.4989e-11 | 7.4943e-12 | 1.9271e-11 | 22783.187 | 453.261 | 14531.3357 | 7798.5904 | 0 | 0 | 0 | 1.2485e-08 |  | 3.4149e-07 | 0 | 3.4149e-07 | 1.7074e-07 | 0 | 1.7074e-07 | 4.3905e-07 | 0 | 4.3905e-07 | [16 empty] | 7.3.1.3 Ignition probability mapping showing the probability of ignition along the electric lines and equipmentWLDFRAggregatedAggregated | WLDFR | HFTD - Distribution - Tier 2 - 4QU CoRE ¦ 1QU LoRE | Red Flag Warning - Catastrophic Fires | Aggregated | Aggregated | 2023 | 2.3439e-05 | 0 | 692.6276 | 0.016235 | 2023 | Mitigation | 0.08575 | 30 | 0 | esc | 0.0012005 | 2.8139e-08 | 0.00060025 | 1.407e-08 | 0.0015435 | 3.6179e-08
[79 empty] | WLDFR | HFTD - Distribution - Tier 2 - 3QU CoRE ¦ 5QU LoRE | Seismic - Red Flag Warning - Catastrophic Fires | 2029 | 1.4989e-11 | 7.4943e-12 | 1.9271e-11 | 22783.187 | 453.261 | 14531.3357 | 7798.5904 | 0 | 0 | 0 | 1.2485e-08 |  | 3.4149e-07 | 0 | 3.4149e-07 | 1.7074e-07 | 0 | 1.7074e-07 | 4.3905e-07 | 0 | 4.3905e-07 | [16 empty] | 7.3.1.3 Ignition probability mapping showing the probability of ignition along the electric lines and equipmentWLDFRAggregatedAggregated | WLDFR | HFTD - Distribution - Tier 2 - 4QU CoRE ¦ 1QU LoRE | Red Flag Warning - Catastrophic Fires | Aggregated | Aggregated | 2024 | 2.3439e-05 | 0 | 692.6276 | 0.016235 | 2024 | Mitigation | 0.08575 | 30 | 0 | esc | 0.0012005 | 2.8139e-08 | 0.00060025 | 1.407e-08 | 0.0015435 | 3.6179e-08
[79 empty] | WLDFR | HFTD - Distribution - Tier 2 - 3QU CoRE ¦ 5QU LoRE | Seismic - Red Flag Warning - Catastrophic Fires | 2030 | 1.4989e-11 | 7.4943e-12 | 1.9271e-11 | 22783.187 | 453.261 | 14531.3357 | 7798.5904 | 0 | 0 | 0 | 1.2485e-08 |  | 3.4149e-07 | 0 | 3.4149e-07 | 1.7074e-07 | 0 | 1.7074e-07 | 4.3905e-07 | 0 | 4.3905e-07 | [16 empty] | 7.3.1.3 Ignition probability mapping showing the probability of ignition along the electric lines and equipmentWLDFRAggregatedAggregated | WLDFR | HFTD - Distribution - Tier 2 - 4QU CoRE ¦ 1QU LoRE | Red Flag Warning - Catastrophic Fires | Aggregated | Aggregated | 2025 | 2.3439e-05 | 0 | 692.6276 | 0.016235 | 2025 | Mitigation | 0.08575 | 30 | 0 | esc | 0.0012005 | 2.8139e-08 | 0.00060025 | 1.407e-08 | 0.0015435 | 3.6179e-08
[79 empty] | WLDFR | HFTD - Distribution - Tier 2 - 3QU CoRE ¦ 5QU LoRE | Seismic - Red Flag Warning - Catastrophic Fires | 2031 | 1.4989e-11 | 7.4943e-12 | 1.9271e-11 | 22783.187 | 453.261 | 14531.3357 | 7798.5904 | 0 | 0 | 0 | 1.2485e-08 |  | 3.4149e-07 | 0 | 3.4149e-07 | 1.7074e-07 | 0 | 1.7074e-07 | 4.3905e-07 | 0 | 4.3905e-07 | [16 empty] | 7.3.1.3 Ignition probability mapping showing the probability of ignition along the electric lines and equipmentWLDFRAggregatedAggregated | WLDFR | HFTD - Distribution - Tier 2 - 4QU CoRE ¦ 1QU LoRE | Red Flag Warning - Catastrophic Fires | Aggregated | Aggregated | 2026 | 2.3439e-05 | 0 | 692.6276 | 0.016235 | 2026 | Mitigation | 0.08575 | 30 | 0 | esc | 0.0012005 | 2.8139e-08 | 0.00060025 | 1.407e-08 | 0.0015435 | 3.6179e-08
[79 empty] | WLDFR | HFTD - Distribution - Tier 2 - 3QU CoRE ¦ 5QU LoRE | Seismic - Red Flag Warning - Catastrophic Fires | 2032 | 1.4989e-11 | 7.4943e-12 | 1.9271e-11 | 22783.187 | 453.261 | 14531.3357 | 7798.5904 | 0 | 0 | 0 | 1.2485e-08 |  | 3.4149e-07 | 0 | 3.4149e-07 | 1.7074e-07 | 0 | 1.7074e-07 | 4.3905e-07 | 0 | 4.3905e-07 | [16 empty] | 7.3.1.3 Ignition probability mapping showing the probability of ignition along the electric lines and equipmentWLDFRAggregatedAggregated | WLDFR | HFTD - Distribution - Tier 2 - 4QU CoRE ¦ 1QU LoRE | Red Flag Warning - Catastrophic Fires | Aggregated | Aggregated | 2027 | 2.3439e-05 | 0 | 692.6276 | 0.016235 | 2027 | Mitigation | 0.08575 | 30 | 0 | esc | 0.0012005 | 2.8139e-08 | 0.00060025 | 1.407e-08 | 0.0015435 | 3.6179e-08
[79 empty] | WLDFR | HFTD - Distribution - Tier 2 - 3QU CoRE ¦ 5QU LoRE | Seismic - Red Flag Warning - Catastrophic Fires | 2033 | 1.4989e-11 | 7.4943e-12 | 1.9271e-11 | 23835.2641 | 480.9649 | 15187.7294 | 8166.5698 | 0 | 0 | 0 | 1.2485e-08 |  | 3.5726e-07 | 0 | 3.5726e-07 | 1.7863e-07 | 0 | 1.7863e-07 | 4.5933e-07 | 0 | 4.5933e-07 | [16 empty] | 7.3.1.3 Ignition probability mapping showing the probability of ignition along the electric lines and equipmentWLDFRAggregatedAggregated | WLDFR | HFTD - Distribution - Tier 2 - 4QU CoRE ¦ 1QU LoRE | Red Flag Warning - Catastrophic Fires | Aggregated | Aggregated | 2028 | 2.3439e-05 | 0 | 692.6276 | 0.016235 | 2028 | Mitigation | 0.08575 | 30 | 0 | esc | 0.0012005 | 2.8139e-08 | 0.00060025 | 1.407e-08 | 0.0015435 | 3.6179e-08
[79 empty] | WLDFR | HFTD - Distribution - Tier 2 - 3QU CoRE ¦ 5QU LoRE | Seismic - Red Flag Warning - Catastrophic Fires | 2034 | 1.4989e-11 | 7.4943e-12 | 1.9271e-11 | 23835.2641 | 480.9649 | 15187.7294 | 8166.5698 | 0 | 0 | 0 | 1.2485e-08 |  | 3.5726e-07 | 0 | 3.5726e-07 | 1.7863e-07 | 0 | 1.7863e-07 | 4.5933e-07 | 0 | 4.5933e-07 | [16 empty] | 7.3.1.3 Ignition probability mapping showing the probability of ignition along the electric lines and equipmentWLDFRAggregatedAggregated | WLDFR | HFTD - Distribution - Tier 2 - 4QU CoRE ¦ 1QU LoRE | Red Flag Warning - Catastrophic Fires | Aggregated | Aggregated | 2029 | 2.3439e-05 | 0 | 692.6276 | 0.016235 | 2029 | Mitigation | 0.08575 | 30 | 0 | esc | 0.0012005 | 2.8139e-08 | 0.00060025 | 1.407e-08 | 0.0015435 | 3.6179e-08
[79 empty] | WLDFR | HFTD - Distribution - Tier 2 - 3QU CoRE ¦ 5QU LoRE | Seismic - Red Flag Warning - Catastrophic Fires | 2035 | 1.4989e-11 | 7.4943e-12 | 1.9271e-11 | 23835.2641 | 480.9649 | 15187.7294 | 8166.5698 | 0 | 0 | 0 | 1.2485e-08 |  | 3.5726e-07 | 0 | 3.5726e-07 | 1.7863e-07 | 0 | 1.7863e-07 | 4.5933e-07 | 0 | 4.5933e-07 | [16 empty] | 7.3.1.3 Ignition probability mapping showing the probability of ignition along the electric lines and equipmentWLDFRAggregatedAggregated | WLDFR | HFTD - Distribution - Tier 2 - 4QU CoRE ¦ 1QU LoRE | Red Flag Warning - Catastrophic Fires | Aggregated | Aggregated | 2030 | 2.3439e-05 | 0 | 692.6276 | 0.016235 | 2030 | Mitigation | 0.08575 | 30 | 0 | esc | 0.0012005 | 2.8139e-08 | 0.00060025 | 1.407e-08 | 0.0015435 | 3.6179e-08
[79 empty] | WLDFR | HFTD - Distribution - Tier 2 - 3QU CoRE ¦ 5QU LoRE | Seismic - Red Flag Warning - Catastrophic Fires | 2036 | 1.4989e-11 | 7.4943e-12 | 1.9271e-11 | 23835.2641 | 480.9649 | 15187.7294 | 8166.5698 | 0 | 0 | 0 | 1.2485e-08 |  | 3.5726e-07 | 0 | 3.5726e-07 | 1.7863e-07 | 0 | 1.7863e-07 | 4.5933e-07 | 0 | 4.5933e-07 | [16 empty] | 7.3.1.3 Ignition probability mapping showing the probability of ignition along the electric lines and equipmentWLDFRAggregatedAggregated | WLDFR | HFTD - Distribution - Tier 2 - 4QU CoRE ¦ 1QU LoRE | Red Flag Warning - Catastrophic Fires | Aggregated | Aggregated | 2031 | 2.3439e-05 | 0 | 692.6276 | 0.016235 | 2031 | Mitigation | 0.08575 | 30 | 0 | esc | 0.0012005 | 2.8139e-08 | 0.00060025 | 1.407e-08 | 0.0015435 | 3.6179e-08
[79 empty] | WLDFR | HFTD - Distribution - Tier 2 - 3QU CoRE ¦ 5QU LoRE | Seismic - Red Flag Warning - Catastrophic Fires | 2037 | 1.4989e-11 | 7.4943e-12 | 1.9271e-11 | 23835.2641 | 480.9649 | 15187.7294 | 8166.5698 | 0 | 0 | 0 | 1.2485e-08 |  | 3.5726e-07 | 0 | 3.5726e-07 | 1.7863e-07 | 0 | 1.7863e-07 | 4.5933e-07 | 0 | 4.5933e-07 | [16 empty] | 7.3.1.3 Ignition probability mapping showing the probability of ignition along the electric lines and equipmentWLDFRAggregatedAggregated | WLDFR | HFTD - Distribution - Tier 2 - 4QU CoRE ¦ 1QU LoRE | Red Flag Warning - Catastrophic Fires | Aggregated | Aggregated | 2032 | 2.3439e-05 | 0 | 692.6276 | 0.016235 | 2032 | Mitigation | 0.08575 | 30 | 0 | esc | 0.0012005 | 2.8139e-08 | 0.00060025 | 1.407e-08 | 0.0015435 | 3.6179e-08
[79 empty] | WLDFR | HFTD - Distribution - Tier 2 - 3QU CoRE ¦ 5QU LoRE | Seismic - Red Flag Warning - Catastrophic Fires | 2038 | 1.4989e-11 | 7.4943e-12 | 1.9271e-11 | 24976.6418 | 511.3745 | 15898.8237 | 8566.4437 | 0 | 0 | 0 | 1.2485e-08 |  | 3.7436e-07 | 0 | 3.7436e-07 | 1.8718e-07 | 0 | 1.8718e-07 | 4.8132e-07 | 0 | 4.8132e-07 | [16 empty] | 7.3.1.3 Ignition probability mapping showing the probability of ignition along the electric lines and equipmentWLDFRAggregatedAggregated | WLDFR | HFTD - Distribution - Tier 2 - 4QU CoRE ¦ 1QU LoRE | Red Flag Warning - Catastrophic Fires | Aggregated | Aggregated | 2033 | 2.3439e-05 | 0 | 692.6276 | 0.016235 | 2033 | Mitigation | 0.08575 | 30 | 0 | esc | 0.0012005 | 2.8139e-08 | 0.00060025 | 1.407e-08 | 0.0015435 | 3.6179e-08
[79 empty] | WLDFR | HFTD - Distribution - Tier 2 - 3QU CoRE ¦ 5QU LoRE | Seismic - Red Flag Warning - Catastrophic Fires | 2039 | 1.4989e-11 | 7.4943e-12 | 1.9271e-11 | 24976.6418 | 511.3745 | 15898.8237 | 8566.4437 | 0 | 0 | 0 | 1.2485e-08 |  | 3.7436e-07 | 0 | 3.7436e-07 | 1.8718e-07 | 0 | 1.8718e-07 | 4.8132e-07 | 0 | 4.8132e-07 | [16 empty] | 7.3.1.3 Ignition probability mapping showing the probability of ignition along the electric lines and equipmentWLDFRAggregatedAggregated | WLDFR | HFTD - Distribution - Tier 2 - 4QU CoRE ¦ 1QU LoRE | Red Flag Warning - Catastrophic Fires | Aggregated | Aggregated | 2034 | 2.3439e-05 | 0 | 692.6276 | 0.016235 | 2034 | Mitigation | 0.08575 | 30 | 0 | esc | 0.0012005 | 2.8139e-08 | 0.00060025 | 1.407e-08 | 0.0015435 | 3.6179e-08
[79 empty] | WLDFR | HFTD - Distribution - Tier 2 - 3QU CoRE ¦ 5QU LoRE | Seismic - Red Flag Warning - Catastrophic Fires | 2040 | 1.4989e-11 | 7.4943e-12 | 1.9271e-11 | 24976.6418 | 511.3745 | 15898.8237 | 8566.4437 | 0 | 0 | 0 | 1.2485e-08 |  | 3.7436e-07 | 0 | 3.7436e-07 | 1.8718e-07 | 0 | 1.8718e-07 | 4.8132e-07 | 0 | 4.8132e-07 | [16 empty] | 7.3.1.3 Ignition probability mapping showing the probability of ignition along the electric lines and equipmentWLDFRAggregatedAggregated | WLDFR | HFTD - Distribution - Tier 2 - 4QU CoRE ¦ 1QU LoRE | Red Flag Warning - Catastrophic Fires | Aggregated | Aggregated | 2035 | 2.3439e-05 | 0 | 692.6276 | 0.016235 | 2035 | Mitigation | 0.08575 | 30 | 0 | esc | 0.0012005 | 2.8139e-08 | 0.00060025 | 1.407e-08 | 0.0015435 | 3.6179e-08
[79 empty] | WLDFR | HFTD - Distribution - Tier 2 - 3QU CoRE ¦ 5QU LoRE | Seismic - Red Flag Warning - Catastrophic Fires | 2041 | 1.4989e-11 | 7.4943e-12 | 1.9271e-11 | 24976.6418 | 511.3745 | 15898.8237 | 8566.4437 | 0 | 0 | 0 | 1.2485e-08 |  | 3.7436e-07 | 0 | 3.7436e-07 | 1.8718e-07 | 0 | 1.8718e-07 | 4.8132e-07 | 0 | 4.8132e-07 | [16 empty] | 7.3.1.3 Ignition probability mapping showing the probability of ignition along the electric lines and equipmentWLDFRAggregatedAggregated | WLDFR | HFTD - Distribution - Tier 2 - 4QU CoRE ¦ 1QU LoRE | Red Flag Warning - Catastrophic Fires | Aggregated | Aggregated | 2036 | 2.3439e-05 | 0 | 692.6276 | 0.016235 | 2036 | Mitigation | 0.08575 | 30 | 0 | esc | 0.0012005 | 2.8139e-08 | 0.00060025 | 1.407e-08 | 0.0015435 | 3.6179e-08
[79 empty] | WLDFR | HFTD - Distribution - Tier 2 - 3QU CoRE ¦ 5QU LoRE | Seismic - Red Flag Warning - Catastrophic Fires | 2042 | 1.4989e-11 | 7.4943e-12 | 1.9271e-11 | 24976.6418 | 511.3745 | 15898.8237 | 8566.4437 | 0 | 0 | 0 | 1.2485e-08 |  | 3.7436e-07 | 0 | 3.7436e-07 | 1.8718e-07 | 0 | 1.8718e-07 | 4.8132e-07 | 0 | 4.8132e-07 | [16 empty] | 7.3.1.3 Ignition probability mapping showing the probability of ignition along the electric lines and equipmentWLDFRAggregatedAggregated | WLDFR | HFTD - Distribution - Tier 2 - 4QU CoRE ¦ 1QU LoRE | Red Flag Warning - Catastrophic Fires | Aggregated | Aggregated | 2037 | 2.3439e-05 | 0 | 692.6276 | 0.016235 | 2037 | Mitigation | 0.08575 | 30 | 0 | esc | 0.0012005 | 2.8139e-08 | 0.00060025 | 1.407e-08 | 0.0015435 | 3.6179e-08
[79 empty] | WLDFR | HFTD - Distribution - Tier 2 - 3QU CoRE ¦ 5QU LoRE | Seismic - Red Flag Warning - Catastrophic Fires | 2043 | 1.4989e-11 | 7.4943e-12 | 1.9271e-11 | 26191.7278 | 544.1291 | 16654.7414 | 8992.8573 | 0 | 0 | 0 | 1.2485e-08 |  | 3.9258e-07 | 0 | 3.9258e-07 | 1.9629e-07 | 0 | 1.9629e-07 | 5.0474e-07 | 0 | 5.0474e-07 | [16 empty] | 7.3.1.3 Ignition probability mapping showing the probability of ignition along the electric lines and equipmentWLDFRAggregatedAggregated | WLDFR | HFTD - Distribution - Tier 2 - 4QU CoRE ¦ 1QU LoRE | Red Flag Warning - Catastrophic Fires | Aggregated | Aggregated | 2038 | 2.3439e-05 | 0 | 692.6276 | 0.016235 | 2038 | Mitigation | 0.08575 | 30 | 0 | esc | 0.0012005 | 2.8139e-08 | 0.00060025 | 1.407e-08 | 0.0015435 | 3.6179e-08
[79 empty] | WLDFR | HFTD - Distribution - Tier 2 - 3QU CoRE ¦ 5QU LoRE | Seismic - Red Flag Warning - Catastrophic Fires | 2044 | 1.4989e-11 | 7.4943e-12 | 1.9271e-11 | 26191.7278 | 544.1291 | 16654.7414 | 8992.8573 | 0 | 0 | 0 | 1.2485e-08 |  | 3.9258e-07 | 0 | 3.9258e-07 | 1.9629e-07 | 0 | 1.9629e-07 | 5.0474e-07 | 0 | 5.0474e-07 | [16 empty] | 7.3.1.3 Ignition probability mapping showing the probability of ignition along the electric lines and equipmentWLDFRAggregatedAggregated | WLDFR | HFTD - Distribution - Tier 2 - 4QU CoRE ¦ 1QU LoRE | Red Flag Warning - Catastrophic Fires | Aggregated | Aggregated | 2039 | 2.3439e-05 | 0 | 692.6276 | 0.016235 | 2039 | Mitigation | 0.08575 | 30 | 0 | esc | 0.0012005 | 2.8139e-08 | 0.00060025 | 1.407e-08 | 0.0015435 | 3.6179e-08
[79 empty] | WLDFR | HFTD - Distribution - Tier 2 - 3QU CoRE ¦ 5QU LoRE | Seismic - Red Flag Warning - Catastrophic Fires | 2045 | 1.4989e-11 | 7.4943e-12 | 1.9271e-11 | 26191.7278 | 544.1291 | 16654.7414 | 8992.8573 | 0 | 0 | 0 | 1.2485e-08 |  | 3.9258e-07 | 0 | 3.9258e-07 | 1.9629e-07 | 0 | 1.9629e-07 | 5.0474e-07 | 0 | 5.0474e-07 | [16 empty] | 7.3.1.3 Ignition probability mapping showing the probability of ignition along the electric lines and equipmentWLDFRAggregatedAggregated | WLDFR | HFTD - Distribution - Tier 2 - 4QU CoRE ¦ 1QU LoRE | Red Flag Warning - Catastrophic Fires | Aggregated | Aggregated | 2040 | 2.3439e-05 | 0 | 692.6276 | 0.016235 | 2040 | Mitigation | 0.08575 | 30 | 0 | esc | 0.0012005 | 2.8139e-08 | 0.00060025 | 1.407e-08 | 0.0015435 | 3.6179e-08
[79 empty] | WLDFR | HFTD - Distribution - Tier 2 - 3QU CoRE ¦ 5QU LoRE | Seismic - Red Flag Warning - Catastrophic Fires | 2046 | 1.4989e-11 | 7.4943e-12 | 1.9271e-11 | 26191.7278 | 544.1291 | 16654.7414 | 8992.8573 | 0 | 0 | 0 | 1.2485e-08 |  | 3.9258e-07 | 0 | 3.9258e-07 | 1.9629e-07 | 0 | 1.9629e-07 | 5.0474e-07 | 0 | 5.0474e-07 | [16 empty] | 7.3.1.3 Ignition probability mapping showing the probability of ignition along the electric lines and equipmentWLDFRAggregatedAggregated | WLDFR | HFTD - Distribution - Tier 2 - 4QU CoRE ¦ 1QU LoRE | Red Flag Warning - Catastrophic Fires | Aggregated | Aggregated | 2041 | 2.3439e-05 | 0 | 692.6276 | 0.016235 | 2041 | Mitigation | 0.08575 | 30 | 0 | esc | 0.0012005 | 2.8139e-08 | 0.00060025 | 1.407e-08 | 0.0015435 | 3.6179e-08
[79 empty] | WLDFR | HFTD - Distribution - Tier 2 - 3QU CoRE ¦ 5QU LoRE | Seismic - Red Flag Warning - Catastrophic Fires | 2047 | 1.4989e-11 | 7.4943e-12 | 1.9271e-11 | 26191.7278 | 544.1291 | 16654.7414 | 8992.8573 | 0 | 0 | 0 | 1.2485e-08 |  | 3.9258e-07 | 0 | 3.9258e-07 | 1.9629e-07 | 0 | 1.9629e-07 | 5.0474e-07 | 0 | 5.0474e-07 | [16 empty] | 7.3.1.3 Ignition probability mapping showing the probability of ignition along the electric lines and equipmentWLDFRAggregatedAggregated | WLDFR | HFTD - Distribution - Tier 2 - 4QU CoRE ¦ 1QU LoRE | Red Flag Warning - Catastrophic Fires | Aggregated | Aggregated | 2042 | 2.3439e-05 | 0 | 692.6276 | 0.016235 | 2042 | Mitigation | 0.08575 | 30 | 0 | esc | 0.0012005 | 2.8139e-08 | 0.00060025 | 1.407e-08 | 0.0015435 | 3.6179e-08
[79 empty] | WLDFR | HFTD - Distribution - Tier 2 - 3QU CoRE ¦ 5QU LoRE | Seismic - Red Flag Warning - Catastrophic Fires | 2048 | 1.4989e-11 | 7.4943e-12 | 1.9271e-11 | 27464.7227 | 578.8407 | 17445.538 | 9440.3441 | 0 | 0 | 0 | 1.2485e-08 |  | 4.1166e-07 | 0 | 4.1166e-07 | 2.0583e-07 | 0 | 2.0583e-07 | 5.2927e-07 | 0 | 5.2927e-07 | [16 empty] | 7.3.1.3 Ignition probability mapping showing the probability of ignition along the electric lines and equipmentWLDFRAggregatedAggregated | WLDFR | HFTD - Distribution - Tier 2 - 4QU CoRE ¦ 1QU LoRE | Red Flag Warning - Catastrophic Fires | Aggregated | Aggregated | 2043 | 2.3439e-05 | 0 | 692.6276 | 0.016235 | 2043 | Mitigation | 0.08575 | 30 | 0 | esc | 0.0012005 | 2.8139e-08 | 0.00060025 | 1.407e-08 | 0.0015435 | 3.6179e-08
[79 empty] | WLDFR | HFTD - Distribution - Tier 2 - 3QU CoRE ¦ 5QU LoRE | Seismic - Red Flag Warning - Catastrophic Fires | 2049 | 1.4989e-11 | 7.4943e-12 | 1.9271e-11 | 27464.7227 | 578.8407 | 17445.538 | 9440.3441 | 0 | 0 | 0 | 1.2485e-08 |  | 4.1166e-07 | 0 | 4.1166e-07 | 2.0583e-07 | 0 | 2.0583e-07 | 5.2927e-07 | 0 | 5.2927e-07 | [16 empty] | 7.3.1.3 Ignition probability mapping showing the probability of ignition along the electric lines and equipmentWLDFRAggregatedAggregated | WLDFR | HFTD - Distribution - Tier 2 - 4QU CoRE ¦ 1QU LoRE | Red Flag Warning - Catastrophic Fires | Aggregated | Aggregated | 2044 | 2.3439e-05 | 0 | 692.6276 | 0.016235 | 2044 | Mitigation | 0.08575 | 30 | 0 | esc | 0.0012005 | 2.8139e-08 | 0.00060025 | 1.407e-08 | 0.0015435 | 3.6179e-08
[79 empty] | WLDFR | HFTD - Distribution - Tier 2 - 3QU CoRE ¦ 5QU LoRE | Seismic - Red Flag Warning - Catastrophic Fires | 2050 | 0 | 7.4943e-12 | 1.9271e-11 | 27464.7227 | 578.8407 | 17445.538 | 9440.3441 | 0 | 0 | 0 | 1.2485e-08 |  | 0 | 0 | 0 | 2.0583e-07 | 0 | 2.0583e-07 | 5.2927e-07 | 0 | 5.2927e-07 | [16 empty] | 7.3.1.3 Ignition probability mapping showing the probability of ignition along the electric lines and equipmentWLDFRAggregatedAggregated | WLDFR | HFTD - Distribution - Tier 2 - 4QU CoRE ¦ 1QU LoRE | Red Flag Warning - Catastrophic Fires | Aggregated | Aggregated | 2045 | 2.3439e-05 | 0 | 692.6276 | 0.016235 | 2045 | Mitigation | 0.08575 | 30 | 0 | esc | 0.0012005 | 2.8139e-08 | 0.00060025 | 1.407e-08 | 0.0015435 | 3.6179e-08
[79 empty] | WLDFR | HFTD - Distribution - Tier 2 - 3QU CoRE ¦ 5QU LoRE | Seismic - Red Flag Warning - Catastrophic Fires | 2051 | 0 | 0 | 1.9271e-11 | 27464.7227 | 578.8407 | 17445.538 | 9440.3441 | 0 | 0 | 0 | 1.2485e-08 |  | 0 | 0 | 0 | 0 | 0 | 0 | 5.2927e-07 | 0 | 5.2927e-07 | [16 empty] | 7.3.1.3 Ignition probability mapping showing the probability of ignition along the electric lines and equipmentWLDFRAggregatedAggregated | WLDFR | HFTD - Distribution - Tier 2 - 4QU CoRE ¦ 1QU LoRE | Red Flag Warning - Catastrophic Fires | Aggregated | Aggregated | 2046 | 2.3439e-05 | 0 | 692.6276 | 0.016235 | 2046 | Mitigation | 0.08575 | 30 | 0 | esc | 0.0012005 | 2.8139e-08 | 0.00060025 | 1.407e-08 | 0.0015435 | 3.6179e-08
[79 empty] | WLDFR | HFTD - Distribution - Tier 2 - 4QU CoRE ¦ 1QU LoRE | Non-Red Flag Warning - Catastrophic Fires | 2020 | 1.6351e-09 | 0 | 0 | 14146.1306 | 222.2294 | 8585.7228 | 5338.1784 | 0 | 0 | 0 | 1.362e-06 |  | 2.313e-05 | 0 | 2.313e-05 | 0 | 0 | 0 | 0 | 0 | 0 | [16 empty] | 7.3.1.3 Ignition probability mapping showing the probability of ignition along the electric lines and equipmentWLDFRAggregatedAggregated | WLDFR | HFTD - Distribution - Tier 2 - 4QU CoRE ¦ 1QU LoRE | Red Flag Warning - Catastrophic Fires | Aggregated | Aggregated | 2047 | 2.3439e-05 | 0 | 692.6276 | 0.016235 | 2047 | Mitigation | 0.08575 | 30 | 0 | esc | 0.0012005 | 2.8139e-08 | 0.00060025 | 1.407e-08 | 0.0015435 | 3.6179e-08
[79 empty] | WLDFR | HFTD - Distribution - Tier 2 - 4QU CoRE ¦ 1QU LoRE | Non-Red Flag Warning - Catastrophic Fires | 2021 | 1.6351e-09 | 8.1753e-10 | 0 | 14146.1306 | 222.2294 | 8585.7228 | 5338.1784 | 0 | 0 | 0 | 1.362e-06 |  | 2.313e-05 | 0 | 2.313e-05 | 1.1565e-05 | 0 | 1.1565e-05 | 0 | 0 | 0 | [16 empty] | 7.3.1.3 Ignition probability mapping showing the probability of ignition along the electric lines and equipmentWLDFRAggregatedAggregated | WLDFR | HFTD - Distribution - Tier 2 - 4QU CoRE ¦ 1QU LoRE | Red Flag Warning - Catastrophic Fires | Aggregated | Aggregated | 2048 | 2.3439e-05 | 0 | 692.6276 | 0.016235 | 2048 | Mitigation | 0.08575 | 30 | 0 | esc | 0.0012005 | 2.8139e-08 | 0.00060025 | 1.407e-08 | 0.0015435 | 3.6179e-08
[79 empty] | WLDFR | HFTD - Distribution - Tier 2 - 4QU CoRE ¦ 1QU LoRE | Non-Red Flag Warning - Catastrophic Fires | 2022 | 1.6351e-09 | 8.1753e-10 | 2.1022e-09 | 14146.1306 | 222.2294 | 8585.7228 | 5338.1784 | 0 | 0 | 0 | 1.362e-06 |  | 2.313e-05 | 0 | 2.313e-05 | 1.1565e-05 | 0 | 1.1565e-05 | 2.9738e-05 | 0 | 2.9738e-05 | [16 empty] | 7.3.1.3 Ignition probability mapping showing the probability of ignition along the electric lines and equipmentWLDFRAggregatedAggregated | WLDFR | HFTD - Distribution - Tier 2 - 4QU CoRE ¦ 1QU LoRE | Red Flag Warning - Catastrophic Fires | Aggregated | Aggregated | 2049 | 2.3439e-05 | 0 | 692.6276 | 0.016235 | 2049 | Mitigation | 0.08575 | 30 | 0 | esc | 0.0012005 | 2.8139e-08 | 0.00060025 | 1.407e-08 | 0.0015435 | 3.6179e-08
[79 empty] | WLDFR | HFTD - Distribution - Tier 2 - 4QU CoRE ¦ 1QU LoRE | Non-Red Flag Warning - Catastrophic Fires | 2023 | 1.6351e-09 | 8.1753e-10 | 2.1022e-09 | 14664.6376 | 233.2301 | 8896.516 | 5534.8915 | 0 | 0 | 0 | 1.362e-06 |  | 2.3978e-05 | 0 | 2.3978e-05 | 1.1989e-05 | 0 | 1.1989e-05 | 3.0828e-05 | 0 | 3.0828e-05 | [16 empty] | 7.3.1.3 Ignition probability mapping showing the probability of ignition along the electric lines and equipmentWLDFRAggregatedAggregated | WLDFR | HFTD - Distribution - Tier 2 - 4QU CoRE ¦ 1QU LoRE | Red Flag Warning - Catastrophic Fires | Aggregated | Aggregated | 2050 | 2.3439e-05 | 0 | 692.6276 | 0.016235 | 2050 | Mitigation | 0.08575 | 30 | 0 | esc | 0 | 0 | 0.00060025 | 1.407e-08 | 0.0015435 | 3.6179e-08
[79 empty] | WLDFR | HFTD - Distribution - Tier 2 - 4QU CoRE ¦ 1QU LoRE | Non-Red Flag Warning - Catastrophic Fires | 2024 | 1.6351e-09 | 8.1753e-10 | 2.1022e-09 | 14664.6376 | 233.2301 | 8896.516 | 5534.8915 | 0 | 0 | 0 | 1.362e-06 |  | 2.3978e-05 | 0 | 2.3978e-05 | 1.1989e-05 | 0 | 1.1989e-05 | 3.0828e-05 | 0 | 3.0828e-05 | [16 empty] | 7.3.1.3 Ignition probability mapping showing the probability of ignition along the electric lines and equipmentWLDFRAggregatedAggregated | WLDFR | HFTD - Distribution - Tier 2 - 4QU CoRE ¦ 1QU LoRE | Red Flag Warning - Catastrophic Fires | Aggregated | Aggregated | 2051 | 2.3439e-05 | 0 | 692.6276 | 0.016235 | 2051 | Mitigation | 0.08575 | 30 | 0 | esc | 0 | 0 | 0 | 0 | 0.0015435 | 3.6179e-08
[79 empty] | WLDFR | HFTD - Distribution - Tier 2 - 4QU CoRE ¦ 1QU LoRE | Non-Red Flag Warning - Catastrophic Fires | 2025 | 1.6351e-09 | 8.1753e-10 | 2.1022e-09 | 14664.6376 | 233.2301 | 8896.516 | 5534.8915 | 0 | 0 | 0 | 1.362e-06 |  | 2.3978e-05 | 0 | 2.3978e-05 | 1.1989e-05 | 0 | 1.1989e-05 | 3.0828e-05 | 0 | 3.0828e-05 | [16 empty] | 7.3.1.3 Ignition probability mapping showing the probability of ignition along the electric lines and equipmentWLDFRAggregatedAggregated | WLDFR | HFTD - Distribution - Tier 2 - 4QU CoRE ¦ 1QU LoRE | Red Flag Warning - Destructive Fires | Aggregated | Aggregated | 2021 | 3.8764e-06 | 0 | 692.6276 | 0.0026849 | 2021 | Mitigation | 0.08575 | 30 | 0 | esc | 0.0012005 | 4.6537e-09 | 0.00060025 | 2.3268e-09 | 0 | 0
[79 empty] | WLDFR | HFTD - Distribution - Tier 2 - 4QU CoRE ¦ 1QU LoRE | Non-Red Flag Warning - Catastrophic Fires | 2026 | 1.6351e-09 | 8.1753e-10 | 2.1022e-09 | 14664.6376 | 233.2301 | 8896.516 | 5534.8915 | 0 | 0 | 0 | 1.362e-06 |  | 2.3978e-05 | 0 | 2.3978e-05 | 1.1989e-05 | 0 | 1.1989e-05 | 3.0828e-05 | 0 | 3.0828e-05 | [16 empty] | 7.3.1.3 Ignition probability mapping showing the probability of ignition along the electric lines and equipmentWLDFRAggregatedAggregated | WLDFR | HFTD - Distribution - Tier 2 - 4QU CoRE ¦ 1QU LoRE | Red Flag Warning - Destructive Fires | Aggregated | Aggregated | 2022 | 3.8764e-06 | 0 | 692.6276 | 0.0026849 | 2022 | Mitigation | 0.08575 | 30 | 0 | esc | 0.0012005 | 4.6537e-09 | 0.00060025 | 2.3268e-09 | 0.0015435 | 5.9833e-09
[79 empty] | WLDFR | HFTD - Distribution - Tier 2 - 4QU CoRE ¦ 1QU LoRE | Non-Red Flag Warning - Catastrophic Fires | 2027 | 1.6351e-09 | 8.1753e-10 | 2.1022e-09 | 14664.6376 | 233.2301 | 8896.516 | 5534.8915 | 0 | 0 | 0 | 1.362e-06 |  | 2.3978e-05 | 0 | 2.3978e-05 | 1.1989e-05 | 0 | 1.1989e-05 | 3.0828e-05 | 0 | 3.0828e-05 | [16 empty] | 7.3.1.3 Ignition probability mapping showing the probability of ignition along the electric lines and equipmentWLDFRAggregatedAggregated | WLDFR | HFTD - Distribution - Tier 2 - 4QU CoRE ¦ 1QU LoRE | Red Flag Warning - Destructive Fires | Aggregated | Aggregated | 2023 | 3.8764e-06 | 0 | 692.6276 | 0.0026849 | 2023 | Mitigation | 0.08575 | 30 | 0 | esc | 0.0012005 | 4.6537e-09 | 0.00060025 | 2.3268e-09 | 0.0015435 | 5.9833e-09
[79 empty] | WLDFR | HFTD - Distribution - Tier 2 - 4QU CoRE ¦ 1QU LoRE | Non-Red Flag Warning - Catastrophic Fires | 2028 | 1.6351e-09 | 8.1753e-10 | 2.1022e-09 | 15317.9909 | 247.273 | 9287.6491 | 5783.0689 | 0 | 0 | 0 | 1.362e-06 |  | 2.5046e-05 | 0 | 2.5046e-05 | 1.2523e-05 | 0 | 1.2523e-05 | 3.2202e-05 | 0 | 3.2202e-05 | [16 empty] | 7.3.1.3 Ignition probability mapping showing the probability of ignition along the electric lines and equipmentWLDFRAggregatedAggregated | WLDFR | HFTD - Distribution - Tier 2 - 4QU CoRE ¦ 1QU LoRE | Red Flag Warning - Destructive Fires | Aggregated | Aggregated | 2024 | 3.8764e-06 | 0 | 692.6276 | 0.0026849 | 2024 | Mitigation | 0.08575 | 30 | 0 | esc | 0.0012005 | 4.6537e-09 | 0.00060025 | 2.3268e-09 | 0.0015435 | 5.9833e-09
[79 empty] | WLDFR | HFTD - Distribution - Tier 2 - 4QU CoRE ¦ 1QU LoRE | Non-Red Flag Warning - Catastrophic Fires | 2029 | 1.6351e-09 | 8.1753e-10 | 2.1022e-09 | 15317.9909 | 247.273 | 9287.6491 | 5783.0689 | 0 | 0 | 0 | 1.362e-06 |  | 2.5046e-05 | 0 | 2.5046e-05 | 1.2523e-05 | 0 | 1.2523e-05 | 3.2202e-05 | 0 | 3.2202e-05 | [16 empty] | 7.3.1.3 Ignition probability mapping showing the probability of ignition along the electric lines and equipmentWLDFRAggregatedAggregated | WLDFR | HFTD - Distribution - Tier 2 - 4QU CoRE ¦ 1QU LoRE | Red Flag Warning - Destructive Fires | Aggregated | Aggregated | 2025 | 3.8764e-06 | 0 | 692.6276 | 0.0026849 | 2025 | Mitigation | 0.08575 | 30 | 0 | esc | 0.0012005 | 4.6537e-09 | 0.00060025 | 2.3268e-09 | 0.0015435 | 5.9833e-09
[79 empty] | WLDFR | HFTD - Distribution - Tier 2 - 4QU CoRE ¦ 1QU LoRE | Non-Red Flag Warning - Catastrophic Fires | 2030 | 1.6351e-09 | 8.1753e-10 | 2.1022e-09 | 15317.9909 | 247.273 | 9287.6491 | 5783.0689 | 0 | 0 | 0 | 1.362e-06 |  | 2.5046e-05 | 0 | 2.5046e-05 | 1.2523e-05 | 0 | 1.2523e-05 | 3.2202e-05 | 0 | 3.2202e-05 | [16 empty] | 7.3.1.3 Ignition probability mapping showing the probability of ignition along the electric lines and equipmentWLDFRAggregatedAggregated | WLDFR | HFTD - Distribution - Tier 2 - 4QU CoRE ¦ 1QU LoRE | Red Flag Warning - Destructive Fires | Aggregated | Aggregated | 2026 | 3.8764e-06 | 0 | 692.6276 | 0.0026849 | 2026 | Mitigation | 0.08575 | 30 | 0 | esc | 0.0012005 | 4.6537e-09 | 0.00060025 | 2.3268e-09 | 0.0015435 | 5.9833e-09
[79 empty] | WLDFR | HFTD - Distribution - Tier 2 - 4QU CoRE ¦ 1QU LoRE | Non-Red Flag Warning - Catastrophic Fires | 2031 | 1.6351e-09 | 8.1753e-10 | 2.1022e-09 | 15317.9909 | 247.273 | 9287.6491 | 5783.0689 | 0 | 0 | 0 | 1.362e-06 |  | 2.5046e-05 | 0 | 2.5046e-05 | 1.2523e-05 | 0 | 1.2523e-05 | 3.2202e-05 | 0 | 3.2202e-05 | [16 empty] | 7.3.1.3 Ignition probability mapping showing the probability of ignition along the electric lines and equipmentWLDFRAggregatedAggregated | WLDFR | HFTD - Distribution - Tier 2 - 4QU CoRE ¦ 1QU LoRE | Red Flag Warning - Destructive Fires | Aggregated | Aggregated | 2027 | 3.8764e-06 | 0 | 692.6276 | 0.0026849 | 2027 | Mitigation | 0.08575 | 30 | 0 | esc | 0.0012005 | 4.6537e-09 | 0.00060025 | 2.3268e-09 | 0.0015435 | 5.9833e-09
[79 empty] | WLDFR | HFTD - Distribution - Tier 2 - 4QU CoRE ¦ 1QU LoRE | Non-Red Flag Warning - Catastrophic Fires | 2032 | 1.6351e-09 | 8.1753e-10 | 2.1022e-09 | 15317.9909 | 247.273 | 9287.6491 | 5783.0689 | 0 | 0 | 0 | 1.362e-06 |  | 2.5046e-05 | 0 | 2.5046e-05 | 1.2523e-05 | 0 | 1.2523e-05 | 3.2202e-05 | 0 | 3.2202e-05 | [16 empty] | 7.3.1.3 Ignition probability mapping showing the probability of ignition along the electric lines and equipmentWLDFRAggregatedAggregated | WLDFR | HFTD - Distribution - Tier 2 - 4QU CoRE ¦ 1QU LoRE | Red Flag Warning - Destructive Fires | Aggregated | Aggregated | 2028 | 3.8764e-06 | 0 | 692.6276 | 0.0026849 | 2028 | Mitigation | 0.08575 | 30 | 0 | esc | 0.0012005 | 4.6537e-09 | 0.00060025 | 2.3268e-09 | 0.0015435 | 5.9833e-09
[79 empty] | WLDFR | HFTD - Distribution - Tier 2 - 4QU CoRE ¦ 1QU LoRE | Non-Red Flag Warning - Catastrophic Fires | 2033 | 1.6351e-09 | 8.1753e-10 | 2.1022e-09 | 16044.1264 | 263.1074 | 9721.74 | 6059.2791 | 0 | 0 | 0 | 1.362e-06 |  | 2.6233e-05 | 0 | 2.6233e-05 | 1.3117e-05 | 0 | 1.3117e-05 | 3.3728e-05 | 0 | 3.3728e-05 | [16 empty] | 7.3.1.3 Ignition probability mapping showing the probability of ignition along the electric lines and equipmentWLDFRAggregatedAggregated | WLDFR | HFTD - Distribution - Tier 2 - 4QU CoRE ¦ 1QU LoRE | Red Flag Warning - Destructive Fires | Aggregated | Aggregated | 2029 | 3.8764e-06 | 0 | 692.6276 | 0.0026849 | 2029 | Mitigation | 0.08575 | 30 | 0 | esc | 0.0012005 | 4.6537e-09 | 0.00060025 | 2.3268e-09 | 0.0015435 | 5.9833e-09
[79 empty] | WLDFR | HFTD - Distribution - Tier 2 - 4QU CoRE ¦ 1QU LoRE | Non-Red Flag Warning - Catastrophic Fires | 2034 | 1.6351e-09 | 8.1753e-10 | 2.1022e-09 | 16044.1264 | 263.1074 | 9721.74 | 6059.2791 | 0 | 0 | 0 | 1.362e-06 |  | 2.6233e-05 | 0 | 2.6233e-05 | 1.3117e-05 | 0 | 1.3117e-05 | 3.3728e-05 | 0 | 3.3728e-05 | [16 empty] | 7.3.1.3 Ignition probability mapping showing the probability of ignition along the electric lines and equipmentWLDFRAggregatedAggregated | WLDFR | HFTD - Distribution - Tier 2 - 4QU CoRE ¦ 1QU LoRE | Red Flag Warning - Destructive Fires | Aggregated | Aggregated | 2030 | 3.8764e-06 | 0 | 692.6276 | 0.0026849 | 2030 | Mitigation | 0.08575 | 30 | 0 | esc | 0.0012005 | 4.6537e-09 | 0.00060025 | 2.3268e-09 | 0.0015435 | 5.9833e-09
[79 empty] | WLDFR | HFTD - Distribution - Tier 2 - 4QU CoRE ¦ 1QU LoRE | Non-Red Flag Warning - Catastrophic Fires | 2035 | 1.6351e-09 | 8.1753e-10 | 2.1022e-09 | 16044.1264 | 263.1074 | 9721.74 | 6059.2791 | 0 | 0 | 0 | 1.362e-06 |  | 2.6233e-05 | 0 | 2.6233e-05 | 1.3117e-05 | 0 | 1.3117e-05 | 3.3728e-05 | 0 | 3.3728e-05 | [16 empty] | 7.3.1.3 Ignition probability mapping showing the probability of ignition along the electric lines and equipmentWLDFRAggregatedAggregated | WLDFR | HFTD - Distribution - Tier 2 - 4QU CoRE ¦ 1QU LoRE | Red Flag Warning - Destructive Fires | Aggregated | Aggregated | 2031 | 3.8764e-06 | 0 | 692.6276 | 0.0026849 | 2031 | Mitigation | 0.08575 | 30 | 0 | esc | 0.0012005 | 4.6537e-09 | 0.00060025 | 2.3268e-09 | 0.0015435 | 5.9833e-09
[79 empty] | WLDFR | HFTD - Distribution - Tier 2 - 4QU CoRE ¦ 1QU LoRE | Non-Red Flag Warning - Catastrophic Fires | 2036 | 1.6351e-09 | 8.1753e-10 | 2.1022e-09 | 16044.1264 | 263.1074 | 9721.74 | 6059.2791 | 0 | 0 | 0 | 1.362e-06 |  | 2.6233e-05 | 0 | 2.6233e-05 | 1.3117e-05 | 0 | 1.3117e-05 | 3.3728e-05 | 0 | 3.3728e-05 | [16 empty] | 7.3.1.3 Ignition probability mapping showing the probability of ignition along the electric lines and equipmentWLDFRAggregatedAggregated | WLDFR | HFTD - Distribution - Tier 2 - 4QU CoRE ¦ 1QU LoRE | Red Flag Warning - Destructive Fires | Aggregated | Aggregated | 2032 | 3.8764e-06 | 0 | 692.6276 | 0.0026849 | 2032 | Mitigation | 0.08575 | 30 | 0 | esc | 0.0012005 | 4.6537e-09 | 0.00060025 | 2.3268e-09 | 0.0015435 | 5.9833e-09
[79 empty] | WLDFR | HFTD - Distribution - Tier 2 - 4QU CoRE ¦ 1QU LoRE | Non-Red Flag Warning - Catastrophic Fires | 2037 | 1.6351e-09 | 8.1753e-10 | 2.1022e-09 | 16044.1264 | 263.1074 | 9721.74 | 6059.2791 | 0 | 0 | 0 | 1.362e-06 |  | 2.6233e-05 | 0 | 2.6233e-05 | 1.3117e-05 | 0 | 1.3117e-05 | 3.3728e-05 | 0 | 3.3728e-05 | [16 empty] | 7.3.1.3 Ignition probability mapping showing the probability of ignition along the electric lines and equipmentWLDFRAggregatedAggregated | WLDFR | HFTD - Distribution - Tier 2 - 4QU CoRE ¦ 1QU LoRE | Red Flag Warning - Destructive Fires | Aggregated | Aggregated | 2033 | 3.8764e-06 | 0 | 692.6276 | 0.0026849 | 2033 | Mitigation | 0.08575 | 30 | 0 | esc | 0.0012005 | 4.6537e-09 | 0.00060025 | 2.3268e-09 | 0.0015435 | 5.9833e-09
[79 empty] | WLDFR | HFTD - Distribution - Tier 2 - 4QU CoRE ¦ 1QU LoRE | Non-Red Flag Warning - Catastrophic Fires | 2038 | 1.6351e-09 | 8.1753e-10 | 2.1022e-09 | 16832.3912 | 280.5544 | 10192.2718 | 6359.5651 | 0 | 0 | 0 | 1.362e-06 |  | 2.7522e-05 | 0 | 2.7522e-05 | 1.3761e-05 | 0 | 1.3761e-05 | 3.5386e-05 | 0 | 3.5386e-05 | [16 empty] | 7.3.1.3 Ignition probability mapping showing the probability of ignition along the electric lines and equipmentWLDFRAggregatedAggregated | WLDFR | HFTD - Distribution - Tier 2 - 4QU CoRE ¦ 1QU LoRE | Red Flag Warning - Destructive Fires | Aggregated | Aggregated | 2034 | 3.8764e-06 | 0 | 692.6276 | 0.0026849 | 2034 | Mitigation | 0.08575 | 30 | 0 | esc | 0.0012005 | 4.6537e-09 | 0.00060025 | 2.3268e-09 | 0.0015435 | 5.9833e-09
[79 empty] | WLDFR | HFTD - Distribution - Tier 2 - 4QU CoRE ¦ 1QU LoRE | Non-Red Flag Warning - Catastrophic Fires | 2039 | 1.6351e-09 | 8.1753e-10 | 2.1022e-09 | 16832.3912 | 280.5544 | 10192.2718 | 6359.5651 | 0 | 0 | 0 | 1.362e-06 |  | 2.7522e-05 | 0 | 2.7522e-05 | 1.3761e-05 | 0 | 1.3761e-05 | 3.5386e-05 | 0 | 3.5386e-05 | [16 empty] | 7.3.1.3 Ignition probability mapping showing the probability of ignition along the electric lines and equipmentWLDFRAggregatedAggregated | WLDFR | HFTD - Distribution - Tier 2 - 4QU CoRE ¦ 1QU LoRE | Red Flag Warning - Destructive Fires | Aggregated | Aggregated | 2035 | 3.8764e-06 | 0 | 692.6276 | 0.0026849 | 2035 | Mitigation | 0.08575 | 30 | 0 | esc | 0.0012005 | 4.6537e-09 | 0.00060025 | 2.3268e-09 | 0.0015435 | 5.9833e-09
[79 empty] | WLDFR | HFTD - Distribution - Tier 2 - 4QU CoRE ¦ 1QU LoRE | Non-Red Flag Warning - Catastrophic Fires | 2040 | 1.6351e-09 | 8.1753e-10 | 2.1022e-09 | 16832.3912 | 280.5544 | 10192.2718 | 6359.5651 | 0 | 0 | 0 | 1.362e-06 |  | 2.7522e-05 | 0 | 2.7522e-05 | 1.3761e-05 | 0 | 1.3761e-05 | 3.5386e-05 | 0 | 3.5386e-05 | [16 empty] | 7.3.1.3 Ignition probability mapping showing the probability of ignition along the electric lines and equipmentWLDFRAggregatedAggregated | WLDFR | HFTD - Distribution - Tier 2 - 4QU CoRE ¦ 1QU LoRE | Red Flag Warning - Destructive Fires | Aggregated | Aggregated | 2036 | 3.8764e-06 | 0 | 692.6276 | 0.0026849 | 2036 | Mitigation | 0.08575 | 30 | 0 | esc | 0.0012005 | 4.6537e-09 | 0.00060025 | 2.3268e-09 | 0.0015435 | 5.9833e-09
[79 empty] | WLDFR | HFTD - Distribution - Tier 2 - 4QU CoRE ¦ 1QU LoRE | Non-Red Flag Warning - Catastrophic Fires | 2041 | 1.6351e-09 | 8.1753e-10 | 2.1022e-09 | 16832.3912 | 280.5544 | 10192.2718 | 6359.5651 | 0 | 0 | 0 | 1.362e-06 |  | 2.7522e-05 | 0 | 2.7522e-05 | 1.3761e-05 | 0 | 1.3761e-05 | 3.5386e-05 | 0 | 3.5386e-05 | [16 empty] | 7.3.1.3 Ignition probability mapping showing the probability of ignition along the electric lines and equipmentWLDFRAggregatedAggregated | WLDFR | HFTD - Distribution - Tier 2 - 4QU CoRE ¦ 1QU LoRE | Red Flag Warning - Destructive Fires | Aggregated | Aggregated | 2037 | 3.8764e-06 | 0 | 692.6276 | 0.0026849 | 2037 | Mitigation | 0.08575 | 30 | 0 | esc | 0.0012005 | 4.6537e-09 | 0.00060025 | 2.3268e-09 | 0.0015435 | 5.9833e-09
[79 empty] | WLDFR | HFTD - Distribution - Tier 2 - 4QU CoRE ¦ 1QU LoRE | Non-Red Flag Warning - Catastrophic Fires | 2042 | 1.6351e-09 | 8.1753e-10 | 2.1022e-09 | 16832.3912 | 280.5544 | 10192.2718 | 6359.5651 | 0 | 0 | 0 | 1.362e-06 |  | 2.7522e-05 | 0 | 2.7522e-05 | 1.3761e-05 | 0 | 1.3761e-05 | 3.5386e-05 | 0 | 3.5386e-05 | [16 empty] | 7.3.1.3 Ignition probability mapping showing the probability of ignition along the electric lines and equipmentWLDFRAggregatedAggregated | WLDFR | HFTD - Distribution - Tier 2 - 4QU CoRE ¦ 1QU LoRE | Red Flag Warning - Destructive Fires | Aggregated | Aggregated | 2038 | 3.8764e-06 | 0 | 692.6276 | 0.0026849 | 2038 | Mitigation | 0.08575 | 30 | 0 | esc | 0.0012005 | 4.6537e-09 | 0.00060025 | 2.3268e-09 | 0.0015435 | 5.9833e-09
[79 empty] | WLDFR | HFTD - Distribution - Tier 2 - 4QU CoRE ¦ 1QU LoRE | Non-Red Flag Warning - Catastrophic Fires | 2043 | 1.6351e-09 | 8.1753e-10 | 2.1022e-09 | 17672.0852 | 299.42 | 10692.7362 | 6679.929 | 0 | 0 | 0 | 1.362e-06 |  | 2.8895e-05 | 0 | 2.8895e-05 | 1.4448e-05 | 0 | 1.4448e-05 | 3.7151e-05 | 0 | 3.7151e-05 | [16 empty] | 7.3.1.3 Ignition probability mapping showing the probability of ignition along the electric lines and equipmentWLDFRAggregatedAggregated | WLDFR | HFTD - Distribution - Tier 2 - 4QU CoRE ¦ 1QU LoRE | Red Flag Warning - Destructive Fires | Aggregated | Aggregated | 2039 | 3.8764e-06 | 0 | 692.6276 | 0.0026849 | 2039 | Mitigation | 0.08575 | 30 | 0 | esc | 0.0012005 | 4.6537e-09 | 0.00060025 | 2.3268e-09 | 0.0015435 | 5.9833e-09
[79 empty] | WLDFR | HFTD - Distribution - Tier 2 - 4QU CoRE ¦ 1QU LoRE | Non-Red Flag Warning - Catastrophic Fires | 2044 | 1.6351e-09 | 8.1753e-10 | 2.1022e-09 | 17672.0852 | 299.42 | 10692.7362 | 6679.929 | 0 | 0 | 0 | 1.362e-06 |  | 2.8895e-05 | 0 | 2.8895e-05 | 1.4448e-05 | 0 | 1.4448e-05 | 3.7151e-05 | 0 | 3.7151e-05 | [16 empty] | 7.3.1.3 Ignition probability mapping showing the probability of ignition along the electric lines and equipmentWLDFRAggregatedAggregated | WLDFR | HFTD - Distribution - Tier 2 - 4QU CoRE ¦ 1QU LoRE | Red Flag Warning - Destructive Fires | Aggregated | Aggregated | 2040 | 3.8764e-06 | 0 | 692.6276 | 0.0026849 | 2040 | Mitigation | 0.08575 | 30 | 0 | esc | 0.0012005 | 4.6537e-09 | 0.00060025 | 2.3268e-09 | 0.0015435 | 5.9833e-09
[79 empty] | WLDFR | HFTD - Distribution - Tier 2 - 4QU CoRE ¦ 1QU LoRE | Non-Red Flag Warning - Catastrophic Fires | 2045 | 1.6351e-09 | 8.1753e-10 | 2.1022e-09 | 17672.0852 | 299.42 | 10692.7362 | 6679.929 | 0 | 0 | 0 | 1.362e-06 |  | 2.8895e-05 | 0 | 2.8895e-05 | 1.4448e-05 | 0 | 1.4448e-05 | 3.7151e-05 | 0 | 3.7151e-05 | [16 empty] | 7.3.1.3 Ignition probability mapping showing the probability of ignition along the electric lines and equipmentWLDFRAggregatedAggregated | WLDFR | HFTD - Distribution - Tier 2 - 4QU CoRE ¦ 1QU LoRE | Red Flag Warning - Destructive Fires | Aggregated | Aggregated | 2041 | 3.8764e-06 | 0 | 692.6276 | 0.0026849 | 2041 | Mitigation | 0.08575 | 30 | 0 | esc | 0.0012005 | 4.6537e-09 | 0.00060025 | 2.3268e-09 | 0.0015435 | 5.9833e-09
[79 empty] | WLDFR | HFTD - Distribution - Tier 2 - 4QU CoRE ¦ 1QU LoRE | Non-Red Flag Warning - Catastrophic Fires | 2046 | 1.6351e-09 | 8.1753e-10 | 2.1022e-09 | 17672.0852 | 299.42 | 10692.7362 | 6679.929 | 0 | 0 | 0 | 1.362e-06 |  | 2.8895e-05 | 0 | 2.8895e-05 | 1.4448e-05 | 0 | 1.4448e-05 | 3.7151e-05 | 0 | 3.7151e-05 | [16 empty] | 7.3.1.3 Ignition probability mapping showing the probability of ignition along the electric lines and equipmentWLDFRAggregatedAggregated | WLDFR | HFTD - Distribution - Tier 2 - 4QU CoRE ¦ 1QU LoRE | Red Flag Warning - Destructive Fires | Aggregated | Aggregated | 2042 | 3.8764e-06 | 0 | 692.6276 | 0.0026849 | 2042 | Mitigation | 0.08575 | 30 | 0 | esc | 0.0012005 | 4.6537e-09 | 0.00060025 | 2.3268e-09 | 0.0015435 | 5.9833e-09
[79 empty] | WLDFR | HFTD - Distribution - Tier 2 - 4QU CoRE ¦ 1QU LoRE | Non-Red Flag Warning - Catastrophic Fires | 2047 | 1.6351e-09 | 8.1753e-10 | 2.1022e-09 | 17672.0852 | 299.42 | 10692.7362 | 6679.929 | 0 | 0 | 0 | 1.362e-06 |  | 2.8895e-05 | 0 | 2.8895e-05 | 1.4448e-05 | 0 | 1.4448e-05 | 3.7151e-05 | 0 | 3.7151e-05 | [16 empty] | 7.3.1.3 Ignition probability mapping showing the probability of ignition along the electric lines and equipmentWLDFRAggregatedAggregated | WLDFR | HFTD - Distribution - Tier 2 - 4QU CoRE ¦ 1QU LoRE | Red Flag Warning - Destructive Fires | Aggregated | Aggregated | 2043 | 3.8764e-06 | 0 | 692.6276 | 0.0026849 | 2043 | Mitigation | 0.08575 | 30 | 0 | esc | 0.0012005 | 4.6537e-09 | 0.00060025 | 2.3268e-09 | 0.0015435 | 5.9833e-09
[79 empty] | WLDFR | HFTD - Distribution - Tier 2 - 4QU CoRE ¦ 1QU LoRE | Non-Red Flag Warning - Catastrophic Fires | 2048 | 1.6351e-09 | 8.1753e-10 | 2.1022e-09 | 18552.3348 | 319.4911 | 11216.5626 | 7016.281 | 0 | 0 | 0 | 1.362e-06 |  | 3.0334e-05 | 0 | 3.0334e-05 | 1.5167e-05 | 0 | 1.5167e-05 | 3.9001e-05 | 0 | 3.9001e-05 | [16 empty] | 7.3.1.3 Ignition probability mapping showing the probability of ignition along the electric lines and equipmentWLDFRAggregatedAggregated | WLDFR | HFTD - Distribution - Tier 2 - 4QU CoRE ¦ 1QU LoRE | Red Flag Warning - Destructive Fires | Aggregated | Aggregated | 2044 | 3.8764e-06 | 0 | 692.6276 | 0.0026849 | 2044 | Mitigation | 0.08575 | 30 | 0 | esc | 0.0012005 | 4.6537e-09 | 0.00060025 | 2.3268e-09 | 0.0015435 | 5.9833e-09
[79 empty] | WLDFR | HFTD - Distribution - Tier 2 - 4QU CoRE ¦ 1QU LoRE | Non-Red Flag Warning - Catastrophic Fires | 2049 | 1.6351e-09 | 8.1753e-10 | 2.1022e-09 | 18552.3348 | 319.4911 | 11216.5626 | 7016.281 | 0 | 0 | 0 | 1.362e-06 |  | 3.0334e-05 | 0 | 3.0334e-05 | 1.5167e-05 | 0 | 1.5167e-05 | 3.9001e-05 | 0 | 3.9001e-05 | [16 empty] | 7.3.1.3 Ignition probability mapping showing the probability of ignition along the electric lines and equipmentWLDFRAggregatedAggregated | WLDFR | HFTD - Distribution - Tier 2 - 4QU CoRE ¦ 1QU LoRE | Red Flag Warning - Destructive Fires | Aggregated | Aggregated | 2045 | 3.8764e-06 | 0 | 692.6276 | 0.0026849 | 2045 | Mitigation | 0.08575 | 30 | 0 | esc | 0.0012005 | 4.6537e-09 | 0.00060025 | 2.3268e-09 | 0.0015435 | 5.9833e-09
[79 empty] | WLDFR | HFTD - Distribution - Tier 2 - 4QU CoRE ¦ 1QU LoRE | Non-Red Flag Warning - Catastrophic Fires | 2050 | 0 | 8.1753e-10 | 2.1022e-09 | 18552.3348 | 319.4911 | 11216.5626 | 7016.281 | 0 | 0 | 0 | 1.362e-06 |  | 0 | 0 | 0 | 1.5167e-05 | 0 | 1.5167e-05 | 3.9001e-05 | 0 | 3.9001e-05 | [16 empty] | 7.3.1.3 Ignition probability mapping showing the probability of ignition along the electric lines and equipmentWLDFRAggregatedAggregated | WLDFR | HFTD - Distribution - Tier 2 - 4QU CoRE ¦ 1QU LoRE | Red Flag Warning - Destructive Fires | Aggregated | Aggregated | 2046 | 3.8764e-06 | 0 | 692.6276 | 0.0026849 | 2046 | Mitigation | 0.08575 | 30 | 0 | esc | 0.0012005 | 4.6537e-09 | 0.00060025 | 2.3268e-09 | 0.0015435 | 5.9833e-09
[79 empty] | WLDFR | HFTD - Distribution - Tier 2 - 4QU CoRE ¦ 1QU LoRE | Non-Red Flag Warning - Catastrophic Fires | 2051 | 0 | 0 | 2.1022e-09 | 18552.3348 | 319.4911 | 11216.5626 | 7016.281 | 0 | 0 | 0 | 1.362e-06 |  | 0 | 0 | 0 | 0 | 0 | 0 | 3.9001e-05 | 0 | 3.9001e-05 | [16 empty] | 7.3.1.3 Ignition probability mapping showing the probability of ignition along the electric lines and equipmentWLDFRAggregatedAggregated | WLDFR | HFTD - Distribution - Tier 2 - 4QU CoRE ¦ 1QU LoRE | Red Flag Warning - Destructive Fires | Aggregated | Aggregated | 2047 | 3.8764e-06 | 0 | 692.6276 | 0.0026849 | 2047 | Mitigation | 0.08575 | 30 | 0 | esc | 0.0012005 | 4.6537e-09 | 0.00060025 | 2.3268e-09 | 0.0015435 | 5.9833e-09
[79 empty] | WLDFR | HFTD - Distribution - Tier 2 - 4QU CoRE ¦ 1QU LoRE | Non-Red Flag Warning - Destructive Fires | 2020 | 2.0092e-09 | 0 | 0 | 8807.9522 | 222.2294 | 8585.7228 | 0 | 0 | 0 | 0 | 1.6736e-06 |  | 1.7697e-05 | 0 | 1.7697e-05 | 0 | 0 | 0 | 0 | 0 | 0 | [16 empty] | 7.3.1.3 Ignition probability mapping showing the probability of ignition along the electric lines and equipmentWLDFRAggregatedAggregated | WLDFR | HFTD - Distribution - Tier 2 - 4QU CoRE ¦ 1QU LoRE | Red Flag Warning - Destructive Fires | Aggregated | Aggregated | 2048 | 3.8764e-06 | 0 | 692.6276 | 0.0026849 | 2048 | Mitigation | 0.08575 | 30 | 0 | esc | 0.0012005 | 4.6537e-09 | 0.00060025 | 2.3268e-09 | 0.0015435 | 5.9833e-09
[79 empty] | WLDFR | HFTD - Distribution - Tier 2 - 4QU CoRE ¦ 1QU LoRE | Non-Red Flag Warning - Destructive Fires | 2021 | 2.0092e-09 | 1.0046e-09 | 0 | 8807.9522 | 222.2294 | 8585.7228 | 0 | 0 | 0 | 0 | 1.6736e-06 |  | 1.7697e-05 | 0 | 1.7697e-05 | 8.8485e-06 | 0 | 8.8485e-06 | 0 | 0 | 0 | [16 empty] | 7.3.1.3 Ignition probability mapping showing the probability of ignition along the electric lines and equipmentWLDFRAggregatedAggregated | WLDFR | HFTD - Distribution - Tier 2 - 4QU CoRE ¦ 1QU LoRE | Red Flag Warning - Destructive Fires | Aggregated | Aggregated | 2049 | 3.8764e-06 | 0 | 692.6276 | 0.0026849 | 2049 | Mitigation | 0.08575 | 30 | 0 | esc | 0.0012005 | 4.6537e-09 | 0.00060025 | 2.3268e-09 | 0.0015435 | 5.9833e-09
[79 empty] | WLDFR | HFTD - Distribution - Tier 2 - 4QU CoRE ¦ 1QU LoRE | Non-Red Flag Warning - Destructive Fires | 2022 | 2.0092e-09 | 1.0046e-09 | 2.5833e-09 | 8807.9522 | 222.2294 | 8585.7228 | 0 | 0 | 0 | 0 | 1.6736e-06 |  | 1.7697e-05 | 0 | 1.7697e-05 | 8.8485e-06 | 0 | 8.8485e-06 | 2.2753e-05 | 0 | 2.2753e-05 | [16 empty] | 7.3.1.3 Ignition probability mapping showing the probability of ignition along the electric lines and equipmentWLDFRAggregatedAggregated | WLDFR | HFTD - Distribution - Tier 2 - 4QU CoRE ¦ 1QU LoRE | Red Flag Warning - Destructive Fires | Aggregated | Aggregated | 2050 | 3.8764e-06 | 0 | 692.6276 | 0.0026849 | 2050 | Mitigation | 0.08575 | 30 | 0 | esc | 0 | 0 | 0.00060025 | 2.3268e-09 | 0.0015435 | 5.9833e-09
[79 empty] | WLDFR | HFTD - Distribution - Tier 2 - 4QU CoRE ¦ 1QU LoRE | Non-Red Flag Warning - Destructive Fires | 2023 | 2.0092e-09 | 1.0046e-09 | 2.5833e-09 | 9129.7461 | 233.2301 | 8896.516 | 0 | 0 | 0 | 0 | 1.6736e-06 |  | 1.8344e-05 | 0 | 1.8344e-05 | 9.1718e-06 | 0 | 9.1718e-06 | 2.3585e-05 | 0 | 2.3585e-05 | [16 empty] | 7.3.1.3 Ignition probability mapping showing the probability of ignition along the electric lines and equipmentWLDFRAggregatedAggregated | WLDFR | HFTD - Distribution - Tier 2 - 4QU CoRE ¦ 1QU LoRE | Red Flag Warning - Destructive Fires | Aggregated | Aggregated | 2051 | 3.8764e-06 | 0 | 692.6276 | 0.0026849 | 2051 | Mitigation | 0.08575 | 30 | 0 | esc | 0 | 0 | 0 | 0 | 0.0015435 | 5.9833e-09
[79 empty] | WLDFR | HFTD - Distribution - Tier 2 - 4QU CoRE ¦ 1QU LoRE | Non-Red Flag Warning - Destructive Fires | 2024 | 2.0092e-09 | 1.0046e-09 | 2.5833e-09 | 9129.7461 | 233.2301 | 8896.516 | 0 | 0 | 0 | 0 | 1.6736e-06 |  | 1.8344e-05 | 0 | 1.8344e-05 | 9.1718e-06 | 0 | 9.1718e-06 | 2.3585e-05 | 0 | 2.3585e-05 | [16 empty] | 7.3.1.3 Ignition probability mapping showing the probability of ignition along the electric lines and equipmentWLDFRAggregatedAggregated | WLDFR | HFTD - Distribution - Tier 2 - 4QU CoRE ¦ 1QU LoRE | Red Flag Warning - Large Fires | Aggregated | Aggregated | 2021 | 5.164e-05 | 0 | 692.6276 | 0.035767 | 2021 | Mitigation | 0.08575 | 30 | 0 | esc | 0.0012005 | 6.1994e-08 | 0.00060025 | 3.0997e-08 | 0 | 0
[79 empty] | WLDFR | HFTD - Distribution - Tier 2 - 4QU CoRE ¦ 1QU LoRE | Non-Red Flag Warning - Destructive Fires | 2025 | 2.0092e-09 | 1.0046e-09 | 2.5833e-09 | 9129.7461 | 233.2301 | 8896.516 | 0 | 0 | 0 | 0 | 1.6736e-06 |  | 1.8344e-05 | 0 | 1.8344e-05 | 9.1718e-06 | 0 | 9.1718e-06 | 2.3585e-05 | 0 | 2.3585e-05 | [16 empty] | 7.3.1.3 Ignition probability mapping showing the probability of ignition along the electric lines and equipmentWLDFRAggregatedAggregated | WLDFR | HFTD - Distribution - Tier 2 - 4QU CoRE ¦ 1QU LoRE | Red Flag Warning - Large Fires | Aggregated | Aggregated | 2022 | 5.164e-05 | 0 | 692.6276 | 0.035767 | 2022 | Mitigation | 0.08575 | 30 | 0 | esc | 0.0012005 | 6.1994e-08 | 0.00060025 | 3.0997e-08 | 0.0015435 | 7.9707e-08
[79 empty] | WLDFR | HFTD - Distribution - Tier 2 - 4QU CoRE ¦ 1QU LoRE | Non-Red Flag Warning - Destructive Fires | 2026 | 2.0092e-09 | 1.0046e-09 | 2.5833e-09 | 9129.7461 | 233.2301 | 8896.516 | 0 | 0 | 0 | 0 | 1.6736e-06 |  | 1.8344e-05 | 0 | 1.8344e-05 | 9.1718e-06 | 0 | 9.1718e-06 | 2.3585e-05 | 0 | 2.3585e-05 | [16 empty] | 7.3.1.3 Ignition probability mapping showing the probability of ignition along the electric lines and equipmentWLDFRAggregatedAggregated | WLDFR | HFTD - Distribution - Tier 2 - 4QU CoRE ¦ 1QU LoRE | Red Flag Warning - Large Fires | Aggregated | Aggregated | 2023 | 5.164e-05 | 0 | 692.6276 | 0.035767 | 2023 | Mitigation | 0.08575 | 30 | 0 | esc | 0.0012005 | 6.1994e-08 | 0.00060025 | 3.0997e-08 | 0.0015435 | 7.9707e-08
[79 empty] | WLDFR | HFTD - Distribution - Tier 2 - 4QU CoRE ¦ 1QU LoRE | Non-Red Flag Warning - Destructive Fires | 2027 | 2.0092e-09 | 1.0046e-09 | 2.5833e-09 | 9129.7461 | 233.2301 | 8896.516 | 0 | 0 | 0 | 0 | 1.6736e-06 |  | 1.8344e-05 | 0 | 1.8344e-05 | 9.1718e-06 | 0 | 9.1718e-06 | 2.3585e-05 | 0 | 2.3585e-05 | [16 empty] | 7.3.1.3 Ignition probability mapping showing the probability of ignition along the electric lines and equipmentWLDFRAggregatedAggregated | WLDFR | HFTD - Distribution - Tier 2 - 4QU CoRE ¦ 1QU LoRE | Red Flag Warning - Large Fires | Aggregated | Aggregated | 2024 | 5.164e-05 | 0 | 692.6276 | 0.035767 | 2024 | Mitigation | 0.08575 | 30 | 0 | esc | 0.0012005 | 6.1994e-08 | 0.00060025 | 3.0997e-08 | 0.0015435 | 7.9707e-08
[79 empty] | WLDFR | HFTD - Distribution - Tier 2 - 4QU CoRE ¦ 1QU LoRE | Non-Red Flag Warning - Destructive Fires | 2028 | 2.0092e-09 | 1.0046e-09 | 2.5833e-09 | 9534.9221 | 247.273 | 9287.6491 | 0 | 0 | 0 | 0 | 1.6736e-06 |  | 1.9158e-05 | 0 | 1.9158e-05 | 9.5788e-06 | 0 | 9.5788e-06 | 2.4631e-05 | 0 | 2.4631e-05 | [16 empty] | 7.3.1.3 Ignition probability mapping showing the probability of ignition along the electric lines and equipmentWLDFRAggregatedAggregated | WLDFR | HFTD - Distribution - Tier 2 - 4QU CoRE ¦ 1QU LoRE | Red Flag Warning - Large Fires | Aggregated | Aggregated | 2025 | 5.164e-05 | 0 | 692.6276 | 0.035767 | 2025 | Mitigation | 0.08575 | 30 | 0 | esc | 0.0012005 | 6.1994e-08 | 0.00060025 | 3.0997e-08 | 0.0015435 | 7.9707e-08
[79 empty] | WLDFR | HFTD - Distribution - Tier 2 - 4QU CoRE ¦ 1QU LoRE | Non-Red Flag Warning - Destructive Fires | 2029 | 2.0092e-09 | 1.0046e-09 | 2.5833e-09 | 9534.9221 | 247.273 | 9287.6491 | 0 | 0 | 0 | 0 | 1.6736e-06 |  | 1.9158e-05 | 0 | 1.9158e-05 | 9.5788e-06 | 0 | 9.5788e-06 | 2.4631e-05 | 0 | 2.4631e-05 | [16 empty] | 7.3.1.3 Ignition probability mapping showing the probability of ignition along the electric lines and equipmentWLDFRAggregatedAggregated | WLDFR | HFTD - Distribution - Tier 2 - 4QU CoRE ¦ 1QU LoRE | Red Flag Warning - Large Fires | Aggregated | Aggregated | 2026 | 5.164e-05 | 0 | 692.6276 | 0.035767 | 2026 | Mitigation | 0.08575 | 30 | 0 | esc | 0.0012005 | 6.1994e-08 | 0.00060025 | 3.0997e-08 | 0.0015435 | 7.9707e-08
[79 empty] | WLDFR | HFTD - Distribution - Tier 2 - 4QU CoRE ¦ 1QU LoRE | Non-Red Flag Warning - Destructive Fires | 2030 | 2.0092e-09 | 1.0046e-09 | 2.5833e-09 | 9534.9221 | 247.273 | 9287.6491 | 0 | 0 | 0 | 0 | 1.6736e-06 |  | 1.9158e-05 | 0 | 1.9158e-05 | 9.5788e-06 | 0 | 9.5788e-06 | 2.4631e-05 | 0 | 2.4631e-05 | [16 empty] | 7.3.1.3 Ignition probability mapping showing the probability of ignition along the electric lines and equipmentWLDFRAggregatedAggregated | WLDFR | HFTD - Distribution - Tier 2 - 4QU CoRE ¦ 1QU LoRE | Red Flag Warning - Large Fires | Aggregated | Aggregated | 2027 | 5.164e-05 | 0 | 692.6276 | 0.035767 | 2027 | Mitigation | 0.08575 | 30 | 0 | esc | 0.0012005 | 6.1994e-08 | 0.00060025 | 3.0997e-08 | 0.0015435 | 7.9707e-08
[79 empty] | WLDFR | HFTD - Distribution - Tier 2 - 4QU CoRE ¦ 1QU LoRE | Non-Red Flag Warning - Destructive Fires | 2031 | 2.0092e-09 | 1.0046e-09 | 2.5833e-09 | 9534.9221 | 247.273 | 9287.6491 | 0 | 0 | 0 | 0 | 1.6736e-06 |  | 1.9158e-05 | 0 | 1.9158e-05 | 9.5788e-06 | 0 | 9.5788e-06 | 2.4631e-05 | 0 | 2.4631e-05 | [16 empty] | 7.3.1.3 Ignition probability mapping showing the probability of ignition along the electric lines and equipmentWLDFRAggregatedAggregated | WLDFR | HFTD - Distribution - Tier 2 - 4QU CoRE ¦ 1QU LoRE | Red Flag Warning - Large Fires | Aggregated | Aggregated | 2028 | 5.164e-05 | 0 | 692.6276 | 0.035767 | 2028 | Mitigation | 0.08575 | 30 | 0 | esc | 0.0012005 | 6.1994e-08 | 0.00060025 | 3.0997e-08 | 0.0015435 | 7.9707e-08
[79 empty] | WLDFR | HFTD - Distribution - Tier 2 - 4QU CoRE ¦ 1QU LoRE | Non-Red Flag Warning - Destructive Fires | 2032 | 2.0092e-09 | 1.0046e-09 | 2.5833e-09 | 9534.9221 | 247.273 | 9287.6491 | 0 | 0 | 0 | 0 | 1.6736e-06 |  | 1.9158e-05 | 0 | 1.9158e-05 | 9.5788e-06 | 0 | 9.5788e-06 | 2.4631e-05 | 0 | 2.4631e-05 | [16 empty] | 7.3.1.3 Ignition probability mapping showing the probability of ignition along the electric lines and equipmentWLDFRAggregatedAggregated | WLDFR | HFTD - Distribution - Tier 2 - 4QU CoRE ¦ 1QU LoRE | Red Flag Warning - Large Fires | Aggregated | Aggregated | 2029 | 5.164e-05 | 0 | 692.6276 | 0.035767 | 2029 | Mitigation | 0.08575 | 30 | 0 | esc | 0.0012005 | 6.1994e-08 | 0.00060025 | 3.0997e-08 | 0.0015435 | 7.9707e-08
[79 empty] | WLDFR | HFTD - Distribution - Tier 2 - 4QU CoRE ¦ 1QU LoRE | Non-Red Flag Warning - Destructive Fires | 2033 | 2.0092e-09 | 1.0046e-09 | 2.5833e-09 | 9984.8474 | 263.1074 | 9721.74 | 0 | 0 | 0 | 0 | 1.6736e-06 |  | 2.0062e-05 | 0 | 2.0062e-05 | 1.0031e-05 | 0 | 1.0031e-05 | 2.5794e-05 | 0 | 2.5794e-05 | [16 empty] | 7.3.1.3 Ignition probability mapping showing the probability of ignition along the electric lines and equipmentWLDFRAggregatedAggregated | WLDFR | HFTD - Distribution - Tier 2 - 4QU CoRE ¦ 1QU LoRE | Red Flag Warning - Large Fires | Aggregated | Aggregated | 2030 | 5.164e-05 | 0 | 692.6276 | 0.035767 | 2030 | Mitigation | 0.08575 | 30 | 0 | esc | 0.0012005 | 6.1994e-08 | 0.00060025 | 3.0997e-08 | 0.0015435 | 7.9707e-08
[79 empty] | WLDFR | HFTD - Distribution - Tier 2 - 4QU CoRE ¦ 1QU LoRE | Non-Red Flag Warning - Destructive Fires | 2034 | 2.0092e-09 | 1.0046e-09 | 2.5833e-09 | 9984.8474 | 263.1074 | 9721.74 | 0 | 0 | 0 | 0 | 1.6736e-06 |  | 2.0062e-05 | 0 | 2.0062e-05 | 1.0031e-05 | 0 | 1.0031e-05 | 2.5794e-05 | 0 | 2.5794e-05 | [16 empty] | 7.3.1.3 Ignition probability mapping showing the probability of ignition along the electric lines and equipmentWLDFRAggregatedAggregated | WLDFR | HFTD - Distribution - Tier 2 - 4QU CoRE ¦ 1QU LoRE | Red Flag Warning - Large Fires | Aggregated | Aggregated | 2031 | 5.164e-05 | 0 | 692.6276 | 0.035767 | 2031 | Mitigation | 0.08575 | 30 | 0 | esc | 0.0012005 | 6.1994e-08 | 0.00060025 | 3.0997e-08 | 0.0015435 | 7.9707e-08
[79 empty] | WLDFR | HFTD - Distribution - Tier 2 - 4QU CoRE ¦ 1QU LoRE | Non-Red Flag Warning - Destructive Fires | 2035 | 2.0092e-09 | 1.0046e-09 | 2.5833e-09 | 9984.8474 | 263.1074 | 9721.74 | 0 | 0 | 0 | 0 | 1.6736e-06 |  | 2.0062e-05 | 0 | 2.0062e-05 | 1.0031e-05 | 0 | 1.0031e-05 | 2.5794e-05 | 0 | 2.5794e-05 | [16 empty] | 7.3.1.3 Ignition probability mapping showing the probability of ignition along the electric lines and equipmentWLDFRAggregatedAggregated | WLDFR | HFTD - Distribution - Tier 2 - 4QU CoRE ¦ 1QU LoRE | Red Flag Warning - Large Fires | Aggregated | Aggregated | 2032 | 5.164e-05 | 0 | 692.6276 | 0.035767 | 2032 | Mitigation | 0.08575 | 30 | 0 | esc | 0.0012005 | 6.1994e-08 | 0.00060025 | 3.0997e-08 | 0.0015435 | 7.9707e-08
[79 empty] | WLDFR | HFTD - Distribution - Tier 2 - 4QU CoRE ¦ 1QU LoRE | Non-Red Flag Warning - Destructive Fires | 2036 | 2.0092e-09 | 1.0046e-09 | 2.5833e-09 | 9984.8474 | 263.1074 | 9721.74 | 0 | 0 | 0 | 0 | 1.6736e-06 |  | 2.0062e-05 | 0 | 2.0062e-05 | 1.0031e-05 | 0 | 1.0031e-05 | 2.5794e-05 | 0 | 2.5794e-05 | [16 empty] | 7.3.1.3 Ignition probability mapping showing the probability of ignition along the electric lines and equipmentWLDFRAggregatedAggregated | WLDFR | HFTD - Distribution - Tier 2 - 4QU CoRE ¦ 1QU LoRE | Red Flag Warning - Large Fires | Aggregated | Aggregated | 2033 | 5.164e-05 | 0 | 692.6276 | 0.035767 | 2033 | Mitigation | 0.08575 | 30 | 0 | esc | 0.0012005 | 6.1994e-08 | 0.00060025 | 3.0997e-08 | 0.0015435 | 7.9707e-08
[79 empty] | WLDFR | HFTD - Distribution - Tier 2 - 4QU CoRE ¦ 1QU LoRE | Non-Red Flag Warning - Destructive Fires | 2037 | 2.0092e-09 | 1.0046e-09 | 2.5833e-09 | 9984.8474 | 263.1074 | 9721.74 | 0 | 0 | 0 | 0 | 1.6736e-06 |  | 2.0062e-05 | 0 | 2.0062e-05 | 1.0031e-05 | 0 | 1.0031e-05 | 2.5794e-05 | 0 | 2.5794e-05 | [16 empty] | 7.3.1.3 Ignition probability mapping showing the probability of ignition along the electric lines and equipmentWLDFRAggregatedAggregated | WLDFR | HFTD - Distribution - Tier 2 - 4QU CoRE ¦ 1QU LoRE | Red Flag Warning - Large Fires | Aggregated | Aggregated | 2034 | 5.164e-05 | 0 | 692.6276 | 0.035767 | 2034 | Mitigation | 0.08575 | 30 | 0 | esc | 0.0012005 | 6.1994e-08 | 0.00060025 | 3.0997e-08 | 0.0015435 | 7.9707e-08
[79 empty] | WLDFR | HFTD - Distribution - Tier 2 - 4QU CoRE ¦ 1QU LoRE | Non-Red Flag Warning - Destructive Fires | 2038 | 2.0092e-09 | 1.0046e-09 | 2.5833e-09 | 10472.8261 | 280.5544 | 10192.2718 | 0 | 0 | 0 | 0 | 1.6736e-06 |  | 2.1042e-05 | 0 | 2.1042e-05 | 1.0521e-05 | 0 | 1.0521e-05 | 2.7054e-05 | 0 | 2.7054e-05 | [16 empty] | 7.3.1.3 Ignition probability mapping showing the probability of ignition along the electric lines and equipmentWLDFRAggregatedAggregated | WLDFR | HFTD - Distribution - Tier 2 - 4QU CoRE ¦ 1QU LoRE | Red Flag Warning - Large Fires | Aggregated | Aggregated | 2035 | 5.164e-05 | 0 | 692.6276 | 0.035767 | 2035 | Mitigation | 0.08575 | 30 | 0 | esc | 0.0012005 | 6.1994e-08 | 0.00060025 | 3.0997e-08 | 0.0015435 | 7.9707e-08
[79 empty] | WLDFR | HFTD - Distribution - Tier 2 - 4QU CoRE ¦ 1QU LoRE | Non-Red Flag Warning - Destructive Fires | 2039 | 2.0092e-09 | 1.0046e-09 | 2.5833e-09 | 10472.8261 | 280.5544 | 10192.2718 | 0 | 0 | 0 | 0 | 1.6736e-06 |  | 2.1042e-05 | 0 | 2.1042e-05 | 1.0521e-05 | 0 | 1.0521e-05 | 2.7054e-05 | 0 | 2.7054e-05 | [16 empty] | 7.3.1.3 Ignition probability mapping showing the probability of ignition along the electric lines and equipmentWLDFRAggregatedAggregated | WLDFR | HFTD - Distribution - Tier 2 - 4QU CoRE ¦ 1QU LoRE | Red Flag Warning - Large Fires | Aggregated | Aggregated | 2036 | 5.164e-05 | 0 | 692.6276 | 0.035767 | 2036 | Mitigation | 0.08575 | 30 | 0 | esc | 0.0012005 | 6.1994e-08 | 0.00060025 | 3.0997e-08 | 0.0015435 | 7.9707e-08
[79 empty] | WLDFR | HFTD - Distribution - Tier 2 - 4QU CoRE ¦ 1QU LoRE | Non-Red Flag Warning - Destructive Fires | 2040 | 2.0092e-09 | 1.0046e-09 | 2.5833e-09 | 10472.8261 | 280.5544 | 10192.2718 | 0 | 0 | 0 | 0 | 1.6736e-06 |  | 2.1042e-05 | 0 | 2.1042e-05 | 1.0521e-05 | 0 | 1.0521e-05 | 2.7054e-05 | 0 | 2.7054e-05 | [16 empty] | 7.3.1.3 Ignition probability mapping showing the probability of ignition along the electric lines and equipmentWLDFRAggregatedAggregated | WLDFR | HFTD - Distribution - Tier 2 - 4QU CoRE ¦ 1QU LoRE | Red Flag Warning - Large Fires | Aggregated | Aggregated | 2037 | 5.164e-05 | 0 | 692.6276 | 0.035767 | 2037 | Mitigation | 0.08575 | 30 | 0 | esc | 0.0012005 | 6.1994e-08 | 0.00060025 | 3.0997e-08 | 0.0015435 | 7.9707e-08
[79 empty] | WLDFR | HFTD - Distribution - Tier 2 - 4QU CoRE ¦ 1QU LoRE | Non-Red Flag Warning - Destructive Fires | 2041 | 2.0092e-09 | 1.0046e-09 | 2.5833e-09 | 10472.8261 | 280.5544 | 10192.2718 | 0 | 0 | 0 | 0 | 1.6736e-06 |  | 2.1042e-05 | 0 | 2.1042e-05 | 1.0521e-05 | 0 | 1.0521e-05 | 2.7054e-05 | 0 | 2.7054e-05 | [16 empty] | 7.3.1.3 Ignition probability mapping showing the probability of ignition along the electric lines and equipmentWLDFRAggregatedAggregated | WLDFR | HFTD - Distribution - Tier 2 - 4QU CoRE ¦ 1QU LoRE | Red Flag Warning - Large Fires | Aggregated | Aggregated | 2038 | 5.164e-05 | 0 | 692.6276 | 0.035767 | 2038 | Mitigation | 0.08575 | 30 | 0 | esc | 0.0012005 | 6.1994e-08 | 0.00060025 | 3.0997e-08 | 0.0015435 | 7.9707e-08
[79 empty] | WLDFR | HFTD - Distribution - Tier 2 - 4QU CoRE ¦ 1QU LoRE | Non-Red Flag Warning - Destructive Fires | 2042 | 2.0092e-09 | 1.0046e-09 | 2.5833e-09 | 10472.8261 | 280.5544 | 10192.2718 | 0 | 0 | 0 | 0 | 1.6736e-06 |  | 2.1042e-05 | 0 | 2.1042e-05 | 1.0521e-05 | 0 | 1.0521e-05 | 2.7054e-05 | 0 | 2.7054e-05 | [16 empty] | 7.3.1.3 Ignition probability mapping showing the probability of ignition along the electric lines and equipmentWLDFRAggregatedAggregated | WLDFR | HFTD - Distribution - Tier 2 - 4QU CoRE ¦ 1QU LoRE | Red Flag Warning - Large Fires | Aggregated | Aggregated | 2039 | 5.164e-05 | 0 | 692.6276 | 0.035767 | 2039 | Mitigation | 0.08575 | 30 | 0 | esc | 0.0012005 | 6.1994e-08 | 0.00060025 | 3.0997e-08 | 0.0015435 | 7.9707e-08
[79 empty] | WLDFR | HFTD - Distribution - Tier 2 - 4QU CoRE ¦ 1QU LoRE | Non-Red Flag Warning - Destructive Fires | 2043 | 2.0092e-09 | 1.0046e-09 | 2.5833e-09 | 10992.1562 | 299.42 | 10692.7362 | 0 | 0 | 0 | 0 | 1.6736e-06 |  | 2.2086e-05 | 0 | 2.2086e-05 | 1.1043e-05 | 0 | 1.1043e-05 | 2.8396e-05 | 0 | 2.8396e-05 | [16 empty] | 7.3.1.3 Ignition probability mapping showing the probability of ignition along the electric lines and equipmentWLDFRAggregatedAggregated | WLDFR | HFTD - Distribution - Tier 2 - 4QU CoRE ¦ 1QU LoRE | Red Flag Warning - Large Fires | Aggregated | Aggregated | 2040 | 5.164e-05 | 0 | 692.6276 | 0.035767 | 2040 | Mitigation | 0.08575 | 30 | 0 | esc | 0.0012005 | 6.1994e-08 | 0.00060025 | 3.0997e-08 | 0.0015435 | 7.9707e-08
[79 empty] | WLDFR | HFTD - Distribution - Tier 2 - 4QU CoRE ¦ 1QU LoRE | Non-Red Flag Warning - Destructive Fires | 2044 | 2.0092e-09 | 1.0046e-09 | 2.5833e-09 | 10992.1562 | 299.42 | 10692.7362 | 0 | 0 | 0 | 0 | 1.6736e-06 |  | 2.2086e-05 | 0 | 2.2086e-05 | 1.1043e-05 | 0 | 1.1043e-05 | 2.8396e-05 | 0 | 2.8396e-05 | [16 empty] | 7.3.1.3 Ignition probability mapping showing the probability of ignition along the electric lines and equipmentWLDFRAggregatedAggregated | WLDFR | HFTD - Distribution - Tier 2 - 4QU CoRE ¦ 1QU LoRE | Red Flag Warning - Large Fires | Aggregated | Aggregated | 2041 | 5.164e-05 | 0 | 692.6276 | 0.035767 | 2041 | Mitigation | 0.08575 | 30 | 0 | esc | 0.0012005 | 6.1994e-08 | 0.00060025 | 3.0997e-08 | 0.0015435 | 7.9707e-08
[79 empty] | WLDFR | HFTD - Distribution - Tier 2 - 4QU CoRE ¦ 1QU LoRE | Non-Red Flag Warning - Destructive Fires | 2045 | 2.0092e-09 | 1.0046e-09 | 2.5833e-09 | 10992.1562 | 299.42 | 10692.7362 | 0 | 0 | 0 | 0 | 1.6736e-06 |  | 2.2086e-05 | 0 | 2.2086e-05 | 1.1043e-05 | 0 | 1.1043e-05 | 2.8396e-05 | 0 | 2.8396e-05 | [16 empty] | 7.3.1.3 Ignition probability mapping showing the probability of ignition along the electric lines and equipmentWLDFRAggregatedAggregated | WLDFR | HFTD - Distribution - Tier 2 - 4QU CoRE ¦ 1QU LoRE | Red Flag Warning - Large Fires | Aggregated | Aggregated | 2042 | 5.164e-05 | 0 | 692.6276 | 0.035767 | 2042 | Mitigation | 0.08575 | 30 | 0 | esc | 0.0012005 | 6.1994e-08 | 0.00060025 | 3.0997e-08 | 0.0015435 | 7.9707e-08
[79 empty] | WLDFR | HFTD - Distribution - Tier 2 - 4QU CoRE ¦ 1QU LoRE | Non-Red Flag Warning - Destructive Fires | 2046 | 2.0092e-09 | 1.0046e-09 | 2.5833e-09 | 10992.1562 | 299.42 | 10692.7362 | 0 | 0 | 0 | 0 | 1.6736e-06 |  | 2.2086e-05 | 0 | 2.2086e-05 | 1.1043e-05 | 0 | 1.1043e-05 | 2.8396e-05 | 0 | 2.8396e-05 | [16 empty] | 7.3.1.3 Ignition probability mapping showing the probability of ignition along the electric lines and equipmentWLDFRAggregatedAggregated | WLDFR | HFTD - Distribution - Tier 2 - 4QU CoRE ¦ 1QU LoRE | Red Flag Warning - Large Fires | Aggregated | Aggregated | 2043 | 5.164e-05 | 0 | 692.6276 | 0.035767 | 2043 | Mitigation | 0.08575 | 30 | 0 | esc | 0.0012005 | 6.1994e-08 | 0.00060025 | 3.0997e-08 | 0.0015435 | 7.9707e-08
[79 empty] | WLDFR | HFTD - Distribution - Tier 2 - 4QU CoRE ¦ 1QU LoRE | Non-Red Flag Warning - Destructive Fires | 2047 | 2.0092e-09 | 1.0046e-09 | 2.5833e-09 | 10992.1562 | 299.42 | 10692.7362 | 0 | 0 | 0 | 0 | 1.6736e-06 |  | 2.2086e-05 | 0 | 2.2086e-05 | 1.1043e-05 | 0 | 1.1043e-05 | 2.8396e-05 | 0 | 2.8396e-05 | [16 empty] | 7.3.1.3 Ignition probability mapping showing the probability of ignition along the electric lines and equipmentWLDFRAggregatedAggregated | WLDFR | HFTD - Distribution - Tier 2 - 4QU CoRE ¦ 1QU LoRE | Red Flag Warning - Large Fires | Aggregated | Aggregated | 2044 | 5.164e-05 | 0 | 692.6276 | 0.035767 | 2044 | Mitigation | 0.08575 | 30 | 0 | esc | 0.0012005 | 6.1994e-08 | 0.00060025 | 3.0997e-08 | 0.0015435 | 7.9707e-08
[79 empty] | WLDFR | HFTD - Distribution - Tier 2 - 4QU CoRE ¦ 1QU LoRE | Non-Red Flag Warning - Destructive Fires | 2048 | 2.0092e-09 | 1.0046e-09 | 2.5833e-09 | 11536.0538 | 319.4911 | 11216.5626 | 0 | 0 | 0 | 0 | 1.6736e-06 |  | 2.3178e-05 | 0 | 2.3178e-05 | 1.1589e-05 | 0 | 1.1589e-05 | 2.9801e-05 | 0 | 2.9801e-05 | [16 empty] | 7.3.1.3 Ignition probability mapping showing the probability of ignition along the electric lines and equipmentWLDFRAggregatedAggregated | WLDFR | HFTD - Distribution - Tier 2 - 4QU CoRE ¦ 1QU LoRE | Red Flag Warning - Large Fires | Aggregated | Aggregated | 2045 | 5.164e-05 | 0 | 692.6276 | 0.035767 | 2045 | Mitigation | 0.08575 | 30 | 0 | esc | 0.0012005 | 6.1994e-08 | 0.00060025 | 3.0997e-08 | 0.0015435 | 7.9707e-08
[79 empty] | WLDFR | HFTD - Distribution - Tier 2 - 4QU CoRE ¦ 1QU LoRE | Non-Red Flag Warning - Destructive Fires | 2049 | 2.0092e-09 | 1.0046e-09 | 2.5833e-09 | 11536.0538 | 319.4911 | 11216.5626 | 0 | 0 | 0 | 0 | 1.6736e-06 |  | 2.3178e-05 | 0 | 2.3178e-05 | 1.1589e-05 | 0 | 1.1589e-05 | 2.9801e-05 | 0 | 2.9801e-05 | [16 empty] | 7.3.1.3 Ignition probability mapping showing the probability of ignition along the electric lines and equipmentWLDFRAggregatedAggregated | WLDFR | HFTD - Distribution - Tier 2 - 4QU CoRE ¦ 1QU LoRE | Red Flag Warning - Large Fires | Aggregated | Aggregated | 2046 | 5.164e-05 | 0 | 692.6276 | 0.035767 | 2046 | Mitigation | 0.08575 | 30 | 0 | esc | 0.0012005 | 6.1994e-08 | 0.00060025 | 3.0997e-08 | 0.0015435 | 7.9707e-08
[79 empty] | WLDFR | HFTD - Distribution - Tier 2 - 4QU CoRE ¦ 1QU LoRE | Non-Red Flag Warning - Destructive Fires | 2050 | 0 | 1.0046e-09 | 2.5833e-09 | 11536.0538 | 319.4911 | 11216.5626 | 0 | 0 | 0 | 0 | 1.6736e-06 |  | 0 | 0 | 0 | 1.1589e-05 | 0 | 1.1589e-05 | 2.9801e-05 | 0 | 2.9801e-05 | [16 empty] | 7.3.1.3 Ignition probability mapping showing the probability of ignition along the electric lines and equipmentWLDFRAggregatedAggregated | WLDFR | HFTD - Distribution - Tier 2 - 4QU CoRE ¦ 1QU LoRE | Red Flag Warning - Large Fires | Aggregated | Aggregated | 2047 | 5.164e-05 | 0 | 692.6276 | 0.035767 | 2047 | Mitigation | 0.08575 | 30 | 0 | esc | 0.0012005 | 6.1994e-08 | 0.00060025 | 3.0997e-08 | 0.0015435 | 7.9707e-08
[79 empty] | WLDFR | HFTD - Distribution - Tier 2 - 4QU CoRE ¦ 1QU LoRE | Non-Red Flag Warning - Destructive Fires | 2051 | 0 | 0 | 2.5833e-09 | 11536.0538 | 319.4911 | 11216.5626 | 0 | 0 | 0 | 0 | 1.6736e-06 |  | 0 | 0 | 0 | 0 | 0 | 0 | 2.9801e-05 | 0 | 2.9801e-05 | [16 empty] | 7.3.1.3 Ignition probability mapping showing the probability of ignition along the electric lines and equipmentWLDFRAggregatedAggregated | WLDFR | HFTD - Distribution - Tier 2 - 4QU CoRE ¦ 1QU LoRE | Red Flag Warning - Large Fires | Aggregated | Aggregated | 2048 | 5.164e-05 | 0 | 692.6276 | 0.035767 | 2048 | Mitigation | 0.08575 | 30 | 0 | esc | 0.0012005 | 6.1994e-08 | 0.00060025 | 3.0997e-08 | 0.0015435 | 7.9707e-08
[79 empty] | WLDFR | HFTD - Distribution - Tier 2 - 4QU CoRE ¦ 1QU LoRE | Non-Red Flag Warning - Large Fires | 2020 | 3.8976e-08 | 0 | 0 | 5.2406 | 0.69642 | 2.942 | 1.6022 | 0 | 0 | 0 | 3.2467e-05 |  | 2.0426e-07 | 0 | 2.0426e-07 | 0 | 0 | 0 | 0 | 0 | 0 | [16 empty] | 7.3.1.3 Ignition probability mapping showing the probability of ignition along the electric lines and equipmentWLDFRAggregatedAggregated | WLDFR | HFTD - Distribution - Tier 2 - 4QU CoRE ¦ 1QU LoRE | Red Flag Warning - Large Fires | Aggregated | Aggregated | 2049 | 5.164e-05 | 0 | 692.6276 | 0.035767 | 2049 | Mitigation | 0.08575 | 30 | 0 | esc | 0.0012005 | 6.1994e-08 | 0.00060025 | 3.0997e-08 | 0.0015435 | 7.9707e-08
[79 empty] | WLDFR | HFTD - Distribution - Tier 2 - 4QU CoRE ¦ 1QU LoRE | Non-Red Flag Warning - Large Fires | 2021 | 3.8976e-08 | 1.9488e-08 | 0 | 5.2406 | 0.69642 | 2.942 | 1.6022 | 0 | 0 | 0 | 3.2467e-05 |  | 2.0426e-07 | 0 | 2.0426e-07 | 1.0213e-07 | 0 | 1.0213e-07 | 0 | 0 | 0 | [16 empty] | 7.3.1.3 Ignition probability mapping showing the probability of ignition along the electric lines and equipmentWLDFRAggregatedAggregated | WLDFR | HFTD - Distribution - Tier 2 - 4QU CoRE ¦ 1QU LoRE | Red Flag Warning - Large Fires | Aggregated | Aggregated | 2050 | 5.164e-05 | 0 | 692.6276 | 0.035767 | 2050 | Mitigation | 0.08575 | 30 | 0 | esc | 0 | 0 | 0.00060025 | 3.0997e-08 | 0.0015435 | 7.9707e-08
[79 empty] | WLDFR | HFTD - Distribution - Tier 2 - 4QU CoRE ¦ 1QU LoRE | Non-Red Flag Warning - Large Fires | 2022 | 3.8976e-08 | 1.9488e-08 | 5.0113e-08 | 5.2406 | 0.69642 | 2.942 | 1.6022 | 0 | 0 | 0 | 3.2467e-05 |  | 2.0426e-07 | 0 | 2.0426e-07 | 1.0213e-07 | 0 | 1.0213e-07 | 2.6262e-07 | 0 | 2.6262e-07 | [16 empty] | 7.3.1.3 Ignition probability mapping showing the probability of ignition along the electric lines and equipmentWLDFRAggregatedAggregated | WLDFR | HFTD - Distribution - Tier 2 - 4QU CoRE ¦ 1QU LoRE | Red Flag Warning - Large Fires | Aggregated | Aggregated | 2051 | 5.164e-05 | 0 | 692.6276 | 0.035767 | 2051 | Mitigation | 0.08575 | 30 | 0 | esc | 0 | 0 | 0 | 0 | 0.0015435 | 7.9707e-08
[79 empty] | WLDFR | HFTD - Distribution - Tier 2 - 4QU CoRE ¦ 1QU LoRE | Non-Red Flag Warning - Large Fires | 2023 | 3.8976e-08 | 1.9488e-08 | 5.0113e-08 | 5.475 | 0.71896 | 3.0715 | 1.6846 | 0 | 0 | 0 | 3.2467e-05 |  | 2.134e-07 | 0 | 2.134e-07 | 1.067e-07 | 0 | 1.067e-07 | 2.7437e-07 | 0 | 2.7437e-07 | [16 empty] | 7.3.1.3 Ignition probability mapping showing the probability of ignition along the electric lines and equipmentWLDFRAggregatedAggregated | WLDFR | HFTD - Distribution - Tier 2 - 4QU CoRE ¦ 1QU LoRE | Red Flag Warning - Small Fires | Aggregated | Aggregated | 2021 | 0.0014769 | 0 | 692.6276 | 1.0229 | 2021 | Mitigation | 0.08575 | 30 | 0 | esc | 0.0012005 | 1.773e-06 | 0.00060025 | 8.8648e-07 | 0 | 0
[79 empty] | WLDFR | HFTD - Distribution - Tier 2 - 4QU CoRE ¦ 1QU LoRE | Non-Red Flag Warning - Large Fires | 2024 | 3.8976e-08 | 1.9488e-08 | 5.0113e-08 | 5.475 | 0.71896 | 3.0715 | 1.6846 | 0 | 0 | 0 | 3.2467e-05 |  | 2.134e-07 | 0 | 2.134e-07 | 1.067e-07 | 0 | 1.067e-07 | 2.7437e-07 | 0 | 2.7437e-07 | [16 empty] | 7.3.1.3 Ignition probability mapping showing the probability of ignition along the electric lines and equipmentWLDFRAggregatedAggregated | WLDFR | HFTD - Distribution - Tier 2 - 4QU CoRE ¦ 1QU LoRE | Red Flag Warning - Small Fires | Aggregated | Aggregated | 2022 | 0.0014769 | 0 | 692.6276 | 1.0229 | 2022 | Mitigation | 0.08575 | 30 | 0 | esc | 0.0012005 | 1.773e-06 | 0.00060025 | 8.8648e-07 | 0.0015435 | 2.2795e-06
[79 empty] | WLDFR | HFTD - Distribution - Tier 2 - 4QU CoRE ¦ 1QU LoRE | Non-Red Flag Warning - Large Fires | 2025 | 3.8976e-08 | 1.9488e-08 | 5.0113e-08 | 5.475 | 0.71896 | 3.0715 | 1.6846 | 0 | 0 | 0 | 3.2467e-05 |  | 2.134e-07 | 0 | 2.134e-07 | 1.067e-07 | 0 | 1.067e-07 | 2.7437e-07 | 0 | 2.7437e-07 | [16 empty] | 7.3.1.3 Ignition probability mapping showing the probability of ignition along the electric lines and equipmentWLDFRAggregatedAggregated | WLDFR | HFTD - Distribution - Tier 2 - 4QU CoRE ¦ 1QU LoRE | Red Flag Warning - Small Fires | Aggregated | Aggregated | 2023 | 0.0014769 | 0 | 692.6276 | 1.0229 | 2023 | Mitigation | 0.08575 | 30 | 0 | esc | 0.0012005 | 1.773e-06 | 0.00060025 | 8.8648e-07 | 0.0015435 | 2.2795e-06
[79 empty] | WLDFR | HFTD - Distribution - Tier 2 - 4QU CoRE ¦ 1QU LoRE | Non-Red Flag Warning - Large Fires | 2026 | 3.8976e-08 | 1.9488e-08 | 5.0113e-08 | 5.475 | 0.71896 | 3.0715 | 1.6846 | 0 | 0 | 0 | 3.2467e-05 |  | 2.134e-07 | 0 | 2.134e-07 | 1.067e-07 | 0 | 1.067e-07 | 2.7437e-07 | 0 | 2.7437e-07 | [16 empty] | 7.3.1.3 Ignition probability mapping showing the probability of ignition along the electric lines and equipmentWLDFRAggregatedAggregated | WLDFR | HFTD - Distribution - Tier 2 - 4QU CoRE ¦ 1QU LoRE | Red Flag Warning - Small Fires | Aggregated | Aggregated | 2024 | 0.0014769 | 0 | 692.6276 | 1.0229 | 2024 | Mitigation | 0.08575 | 30 | 0 | esc | 0.0012005 | 1.773e-06 | 0.00060025 | 8.8648e-07 | 0.0015435 | 2.2795e-06
[79 empty] | WLDFR | HFTD - Distribution - Tier 2 - 4QU CoRE ¦ 1QU LoRE | Non-Red Flag Warning - Large Fires | 2027 | 3.8976e-08 | 1.9488e-08 | 5.0113e-08 | 5.475 | 0.71896 | 3.0715 | 1.6846 | 0 | 0 | 0 | 3.2467e-05 |  | 2.134e-07 | 0 | 2.134e-07 | 1.067e-07 | 0 | 1.067e-07 | 2.7437e-07 | 0 | 2.7437e-07 | [16 empty] | 7.3.1.3 Ignition probability mapping showing the probability of ignition along the electric lines and equipmentWLDFRAggregatedAggregated | WLDFR | HFTD - Distribution - Tier 2 - 4QU CoRE ¦ 1QU LoRE | Red Flag Warning - Small Fires | Aggregated | Aggregated | 2025 | 0.0014769 | 0 | 692.6276 | 1.0229 | 2025 | Mitigation | 0.08575 | 30 | 0 | esc | 0.0012005 | 1.773e-06 | 0.00060025 | 8.8648e-07 | 0.0015435 | 2.2795e-06
[79 empty] | WLDFR | HFTD - Distribution - Tier 2 - 4QU CoRE ¦ 1QU LoRE | Non-Red Flag Warning - Large Fires | 2028 | 3.8976e-08 | 1.9488e-08 | 5.0113e-08 | 5.777 | 0.74734 | 3.238 | 1.7917 | 0 | 0 | 0 | 3.2467e-05 |  | 2.2517e-07 | 0 | 2.2517e-07 | 1.1258e-07 | 0 | 1.1258e-07 | 2.895e-07 | 0 | 2.895e-07 | [16 empty] | 7.3.1.3 Ignition probability mapping showing the probability of ignition along the electric lines and equipmentWLDFRAggregatedAggregated | WLDFR | HFTD - Distribution - Tier 2 - 4QU CoRE ¦ 1QU LoRE | Red Flag Warning - Small Fires | Aggregated | Aggregated | 2026 | 0.0014769 | 0 | 692.6276 | 1.0229 | 2026 | Mitigation | 0.08575 | 30 | 0 | esc | 0.0012005 | 1.773e-06 | 0.00060025 | 8.8648e-07 | 0.0015435 | 2.2795e-06
[79 empty] | WLDFR | HFTD - Distribution - Tier 2 - 4QU CoRE ¦ 1QU LoRE | Non-Red Flag Warning - Large Fires | 2029 | 3.8976e-08 | 1.9488e-08 | 5.0113e-08 | 5.777 | 0.74734 | 3.238 | 1.7917 | 0 | 0 | 0 | 3.2467e-05 |  | 2.2517e-07 | 0 | 2.2517e-07 | 1.1258e-07 | 0 | 1.1258e-07 | 2.895e-07 | 0 | 2.895e-07 | [16 empty] | 7.3.1.3 Ignition probability mapping showing the probability of ignition along the electric lines and equipmentWLDFRAggregatedAggregated | WLDFR | HFTD - Distribution - Tier 2 - 4QU CoRE ¦ 1QU LoRE | Red Flag Warning - Small Fires | Aggregated | Aggregated | 2027 | 0.0014769 | 0 | 692.6276 | 1.0229 | 2027 | Mitigation | 0.08575 | 30 | 0 | esc | 0.0012005 | 1.773e-06 | 0.00060025 | 8.8648e-07 | 0.0015435 | 2.2795e-06
[79 empty] | WLDFR | HFTD - Distribution - Tier 2 - 4QU CoRE ¦ 1QU LoRE | Non-Red Flag Warning - Large Fires | 2030 | 3.8976e-08 | 1.9488e-08 | 5.0113e-08 | 5.777 | 0.74734 | 3.238 | 1.7917 | 0 | 0 | 0 | 3.2467e-05 |  | 2.2517e-07 | 0 | 2.2517e-07 | 1.1258e-07 | 0 | 1.1258e-07 | 2.895e-07 | 0 | 2.895e-07 | [16 empty] | 7.3.1.3 Ignition probability mapping showing the probability of ignition along the electric lines and equipmentWLDFRAggregatedAggregated | WLDFR | HFTD - Distribution - Tier 2 - 4QU CoRE ¦ 1QU LoRE | Red Flag Warning - Small Fires | Aggregated | Aggregated | 2028 | 0.0014769 | 0 | 692.6276 | 1.0229 | 2028 | Mitigation | 0.08575 | 30 | 0 | esc | 0.0012005 | 1.773e-06 | 0.00060025 | 8.8648e-07 | 0.0015435 | 2.2795e-06
[79 empty] | WLDFR | HFTD - Distribution - Tier 2 - 4QU CoRE ¦ 1QU LoRE | Non-Red Flag Warning - Large Fires | 2031 | 3.8976e-08 | 1.9488e-08 | 5.0113e-08 | 5.777 | 0.74734 | 3.238 | 1.7917 | 0 | 0 | 0 | 3.2467e-05 |  | 2.2517e-07 | 0 | 2.2517e-07 | 1.1258e-07 | 0 | 1.1258e-07 | 2.895e-07 | 0 | 2.895e-07 | [16 empty] | 7.3.1.3 Ignition probability mapping showing the probability of ignition along the electric lines and equipmentWLDFRAggregatedAggregated | WLDFR | HFTD - Distribution - Tier 2 - 4QU CoRE ¦ 1QU LoRE | Red Flag Warning - Small Fires | Aggregated | Aggregated | 2029 | 0.0014769 | 0 | 692.6276 | 1.0229 | 2029 | Mitigation | 0.08575 | 30 | 0 | esc | 0.0012005 | 1.773e-06 | 0.00060025 | 8.8648e-07 | 0.0015435 | 2.2795e-06
[79 empty] | WLDFR | HFTD - Distribution - Tier 2 - 4QU CoRE ¦ 1QU LoRE | Non-Red Flag Warning - Large Fires | 2032 | 3.8976e-08 | 1.9488e-08 | 5.0113e-08 | 5.777 | 0.74734 | 3.238 | 1.7917 | 0 | 0 | 0 | 3.2467e-05 |  | 2.2517e-07 | 0 | 2.2517e-07 | 1.1258e-07 | 0 | 1.1258e-07 | 2.895e-07 | 0 | 2.895e-07 | [16 empty] | 7.3.1.3 Ignition probability mapping showing the probability of ignition along the electric lines and equipmentWLDFRAggregatedAggregated | WLDFR | HFTD - Distribution - Tier 2 - 4QU CoRE ¦ 1QU LoRE | Red Flag Warning - Small Fires | Aggregated | Aggregated | 2030 | 0.0014769 | 0 | 692.6276 | 1.0229 | 2030 | Mitigation | 0.08575 | 30 | 0 | esc | 0.0012005 | 1.773e-06 | 0.00060025 | 8.8648e-07 | 0.0015435 | 2.2795e-06
[79 empty] | WLDFR | HFTD - Distribution - Tier 2 - 4QU CoRE ¦ 1QU LoRE | Non-Red Flag Warning - Large Fires | 2033 | 3.8976e-08 | 1.9488e-08 | 5.0113e-08 | 6.1205 | 0.77885 | 3.4265 | 1.9151 | 0 | 0 | 0 | 3.2467e-05 |  | 2.3856e-07 | 0 | 2.3856e-07 | 1.1928e-07 | 0 | 1.1928e-07 | 3.0671e-07 | 0 | 3.0671e-07 | [16 empty] | 7.3.1.3 Ignition probability mapping showing the probability of ignition along the electric lines and equipmentWLDFRAggregatedAggregated | WLDFR | HFTD - Distribution - Tier 2 - 4QU CoRE ¦ 1QU LoRE | Red Flag Warning - Small Fires | Aggregated | Aggregated | 2031 | 0.0014769 | 0 | 692.6276 | 1.0229 | 2031 | Mitigation | 0.08575 | 30 | 0 | esc | 0.0012005 | 1.773e-06 | 0.00060025 | 8.8648e-07 | 0.0015435 | 2.2795e-06
[79 empty] | WLDFR | HFTD - Distribution - Tier 2 - 4QU CoRE ¦ 1QU LoRE | Non-Red Flag Warning - Large Fires | 2034 | 3.8976e-08 | 1.9488e-08 | 5.0113e-08 | 6.1205 | 0.77885 | 3.4265 | 1.9151 | 0 | 0 | 0 | 3.2467e-05 |  | 2.3856e-07 | 0 | 2.3856e-07 | 1.1928e-07 | 0 | 1.1928e-07 | 3.0671e-07 | 0 | 3.0671e-07 | [16 empty] | 7.3.1.3 Ignition probability mapping showing the probability of ignition along the electric lines and equipmentWLDFRAggregatedAggregated | WLDFR | HFTD - Distribution - Tier 2 - 4QU CoRE ¦ 1QU LoRE | Red Flag Warning - Small Fires | Aggregated | Aggregated | 2032 | 0.0014769 | 0 | 692.6276 | 1.0229 | 2032 | Mitigation | 0.08575 | 30 | 0 | esc | 0.0012005 | 1.773e-06 | 0.00060025 | 8.8648e-07 | 0.0015435 | 2.2795e-06
[79 empty] | WLDFR | HFTD - Distribution - Tier 2 - 4QU CoRE ¦ 1QU LoRE | Non-Red Flag Warning - Large Fires | 2035 | 3.8976e-08 | 1.9488e-08 | 5.0113e-08 | 6.1205 | 0.77885 | 3.4265 | 1.9151 | 0 | 0 | 0 | 3.2467e-05 |  | 2.3856e-07 | 0 | 2.3856e-07 | 1.1928e-07 | 0 | 1.1928e-07 | 3.0671e-07 | 0 | 3.0671e-07 | [16 empty] | 7.3.1.3 Ignition probability mapping showing the probability of ignition along the electric lines and equipmentWLDFRAggregatedAggregated | WLDFR | HFTD - Distribution - Tier 2 - 4QU CoRE ¦ 1QU LoRE | Red Flag Warning - Small Fires | Aggregated | Aggregated | 2033 | 0.0014769 | 0 | 692.6276 | 1.0229 | 2033 | Mitigation | 0.08575 | 30 | 0 | esc | 0.0012005 | 1.773e-06 | 0.00060025 | 8.8648e-07 | 0.0015435 | 2.2795e-06
[79 empty] | WLDFR | HFTD - Distribution - Tier 2 - 4QU CoRE ¦ 1QU LoRE | Non-Red Flag Warning - Large Fires | 2036 | 3.8976e-08 | 1.9488e-08 | 5.0113e-08 | 6.1205 | 0.77885 | 3.4265 | 1.9151 | 0 | 0 | 0 | 3.2467e-05 |  | 2.3856e-07 | 0 | 2.3856e-07 | 1.1928e-07 | 0 | 1.1928e-07 | 3.0671e-07 | 0 | 3.0671e-07 | [16 empty] | 7.3.1.3 Ignition probability mapping showing the probability of ignition along the electric lines and equipmentWLDFRAggregatedAggregated | WLDFR | HFTD - Distribution - Tier 2 - 4QU CoRE ¦ 1QU LoRE | Red Flag Warning - Small Fires | Aggregated | Aggregated | 2034 | 0.0014769 | 0 | 692.6276 | 1.0229 | 2034 | Mitigation | 0.08575 | 30 | 0 | esc | 0.0012005 | 1.773e-06 | 0.00060025 | 8.8648e-07 | 0.0015435 | 2.2795e-06
[79 empty] | WLDFR | HFTD - Distribution - Tier 2 - 4QU CoRE ¦ 1QU LoRE | Non-Red Flag Warning - Large Fires | 2037 | 3.8976e-08 | 1.9488e-08 | 5.0113e-08 | 6.1205 | 0.77885 | 3.4265 | 1.9151 | 0 | 0 | 0 | 3.2467e-05 |  | 2.3856e-07 | 0 | 2.3856e-07 | 1.1928e-07 | 0 | 1.1928e-07 | 3.0671e-07 | 0 | 3.0671e-07 | [16 empty] | 7.3.1.3 Ignition probability mapping showing the probability of ignition along the electric lines and equipmentWLDFRAggregatedAggregated | WLDFR | HFTD - Distribution - Tier 2 - 4QU CoRE ¦ 1QU LoRE | Red Flag Warning - Small Fires | Aggregated | Aggregated | 2035 | 0.0014769 | 0 | 692.6276 | 1.0229 | 2035 | Mitigation | 0.08575 | 30 | 0 | esc | 0.0012005 | 1.773e-06 | 0.00060025 | 8.8648e-07 | 0.0015435 | 2.2795e-06
[79 empty] | WLDFR | HFTD - Distribution - Tier 2 - 4QU CoRE ¦ 1QU LoRE | Non-Red Flag Warning - Large Fires | 2038 | 3.8976e-08 | 1.9488e-08 | 5.0113e-08 | 6.5028 | 0.81304 | 3.6355 | 2.0543 | 0 | 0 | 0 | 3.2467e-05 |  | 2.5346e-07 | 0 | 2.5346e-07 | 1.2673e-07 | 0 | 1.2673e-07 | 3.2587e-07 | 0 | 3.2587e-07 | [16 empty] | 7.3.1.3 Ignition probability mapping showing the probability of ignition along the electric lines and equipmentWLDFRAggregatedAggregated | WLDFR | HFTD - Distribution - Tier 2 - 4QU CoRE ¦ 1QU LoRE | Red Flag Warning - Small Fires | Aggregated | Aggregated | 2036 | 0.0014769 | 0 | 692.6276 | 1.0229 | 2036 | Mitigation | 0.08575 | 30 | 0 | esc | 0.0012005 | 1.773e-06 | 0.00060025 | 8.8648e-07 | 0.0015435 | 2.2795e-06
[79 empty] | WLDFR | HFTD - Distribution - Tier 2 - 4QU CoRE ¦ 1QU LoRE | Non-Red Flag Warning - Large Fires | 2039 | 3.8976e-08 | 1.9488e-08 | 5.0113e-08 | 6.5028 | 0.81304 | 3.6355 | 2.0543 | 0 | 0 | 0 | 3.2467e-05 |  | 2.5346e-07 | 0 | 2.5346e-07 | 1.2673e-07 | 0 | 1.2673e-07 | 3.2587e-07 | 0 | 3.2587e-07 | [16 empty] | 7.3.1.3 Ignition probability mapping showing the probability of ignition along the electric lines and equipmentWLDFRAggregatedAggregated | WLDFR | HFTD - Distribution - Tier 2 - 4QU CoRE ¦ 1QU LoRE | Red Flag Warning - Small Fires | Aggregated | Aggregated | 2037 | 0.0014769 | 0 | 692.6276 | 1.0229 | 2037 | Mitigation | 0.08575 | 30 | 0 | esc | 0.0012005 | 1.773e-06 | 0.00060025 | 8.8648e-07 | 0.0015435 | 2.2795e-06
[79 empty] | WLDFR | HFTD - Distribution - Tier 2 - 4QU CoRE ¦ 1QU LoRE | Non-Red Flag Warning - Large Fires | 2040 | 3.8976e-08 | 1.9488e-08 | 5.0113e-08 | 6.5028 | 0.81304 | 3.6355 | 2.0543 | 0 | 0 | 0 | 3.2467e-05 |  | 2.5346e-07 | 0 | 2.5346e-07 | 1.2673e-07 | 0 | 1.2673e-07 | 3.2587e-07 | 0 | 3.2587e-07 | [16 empty] | 7.3.1.3 Ignition probability mapping showing the probability of ignition along the electric lines and equipmentWLDFRAggregatedAggregated | WLDFR | HFTD - Distribution - Tier 2 - 4QU CoRE ¦ 1QU LoRE | Red Flag Warning - Small Fires | Aggregated | Aggregated | 2038 | 0.0014769 | 0 | 692.6276 | 1.0229 | 2038 | Mitigation | 0.08575 | 30 | 0 | esc | 0.0012005 | 1.773e-06 | 0.00060025 | 8.8648e-07 | 0.0015435 | 2.2795e-06
[79 empty] | WLDFR | HFTD - Distribution - Tier 2 - 4QU CoRE ¦ 1QU LoRE | Non-Red Flag Warning - Large Fires | 2041 | 3.8976e-08 | 1.9488e-08 | 5.0113e-08 | 6.5028 | 0.81304 | 3.6355 | 2.0543 | 0 | 0 | 0 | 3.2467e-05 |  | 2.5346e-07 | 0 | 2.5346e-07 | 1.2673e-07 | 0 | 1.2673e-07 | 3.2587e-07 | 0 | 3.2587e-07 | [16 empty] | 7.3.1.3 Ignition probability mapping showing the probability of ignition along the electric lines and equipmentWLDFRAggregatedAggregated | WLDFR | HFTD - Distribution - Tier 2 - 4QU CoRE ¦ 1QU LoRE | Red Flag Warning - Small Fires | Aggregated | Aggregated | 2039 | 0.0014769 | 0 | 692.6276 | 1.0229 | 2039 | Mitigation | 0.08575 | 30 | 0 | esc | 0.0012005 | 1.773e-06 | 0.00060025 | 8.8648e-07 | 0.0015435 | 2.2795e-06
[79 empty] | WLDFR | HFTD - Distribution - Tier 2 - 4QU CoRE ¦ 1QU LoRE | Non-Red Flag Warning - Large Fires | 2042 | 3.8976e-08 | 1.9488e-08 | 5.0113e-08 | 6.5028 | 0.81304 | 3.6355 | 2.0543 | 0 | 0 | 0 | 3.2467e-05 |  | 2.5346e-07 | 0 | 2.5346e-07 | 1.2673e-07 | 0 | 1.2673e-07 | 3.2587e-07 | 0 | 3.2587e-07 | [16 empty] | 7.3.1.3 Ignition probability mapping showing the probability of ignition along the electric lines and equipmentWLDFRAggregatedAggregated | WLDFR | HFTD - Distribution - Tier 2 - 4QU CoRE ¦ 1QU LoRE | Red Flag Warning - Small Fires | Aggregated | Aggregated | 2040 | 0.0014769 | 0 | 692.6276 | 1.0229 | 2040 | Mitigation | 0.08575 | 30 | 0 | esc | 0.0012005 | 1.773e-06 | 0.00060025 | 8.8648e-07 | 0.0015435 | 2.2795e-06
[79 empty] | WLDFR | HFTD - Distribution - Tier 2 - 4QU CoRE ¦ 1QU LoRE | Non-Red Flag Warning - Large Fires | 2043 | 3.8976e-08 | 1.9488e-08 | 5.0113e-08 | 6.9209 | 0.84944 | 3.8632 | 2.2083 | 0 | 0 | 0 | 3.2467e-05 |  | 2.6975e-07 | 0 | 2.6975e-07 | 1.3488e-07 | 0 | 1.3488e-07 | 3.4683e-07 | 0 | 3.4683e-07 | [16 empty] | 7.3.1.3 Ignition probability mapping showing the probability of ignition along the electric lines and equipmentWLDFRAggregatedAggregated | WLDFR | HFTD - Distribution - Tier 2 - 4QU CoRE ¦ 1QU LoRE | Red Flag Warning - Small Fires | Aggregated | Aggregated | 2041 | 0.0014769 | 0 | 692.6276 | 1.0229 | 2041 | Mitigation | 0.08575 | 30 | 0 | esc | 0.0012005 | 1.773e-06 | 0.00060025 | 8.8648e-07 | 0.0015435 | 2.2795e-06
[79 empty] | WLDFR | HFTD - Distribution - Tier 2 - 4QU CoRE ¦ 1QU LoRE | Non-Red Flag Warning - Large Fires | 2044 | 3.8976e-08 | 1.9488e-08 | 5.0113e-08 | 6.9209 | 0.84944 | 3.8632 | 2.2083 | 0 | 0 | 0 | 3.2467e-05 |  | 2.6975e-07 | 0 | 2.6975e-07 | 1.3488e-07 | 0 | 1.3488e-07 | 3.4683e-07 | 0 | 3.4683e-07 | [16 empty] | 7.3.1.3 Ignition probability mapping showing the probability of ignition along the electric lines and equipmentWLDFRAggregatedAggregated | WLDFR | HFTD - Distribution - Tier 2 - 4QU CoRE ¦ 1QU LoRE | Red Flag Warning - Small Fires | Aggregated | Aggregated | 2042 | 0.0014769 | 0 | 692.6276 | 1.0229 | 2042 | Mitigation | 0.08575 | 30 | 0 | esc | 0.0012005 | 1.773e-06 | 0.00060025 | 8.8648e-07 | 0.0015435 | 2.2795e-06
[79 empty] | WLDFR | HFTD - Distribution - Tier 2 - 4QU CoRE ¦ 1QU LoRE | Non-Red Flag Warning - Large Fires | 2045 | 3.8976e-08 | 1.9488e-08 | 5.0113e-08 | 6.9209 | 0.84944 | 3.8632 | 2.2083 | 0 | 0 | 0 | 3.2467e-05 |  | 2.6975e-07 | 0 | 2.6975e-07 | 1.3488e-07 | 0 | 1.3488e-07 | 3.4683e-07 | 0 | 3.4683e-07 | [16 empty] | 7.3.1.3 Ignition probability mapping showing the probability of ignition along the electric lines and equipmentWLDFRAggregatedAggregated | WLDFR | HFTD - Distribution - Tier 2 - 4QU CoRE ¦ 1QU LoRE | Red Flag Warning - Small Fires | Aggregated | Aggregated | 2043 | 0.0014769 | 0 | 692.6276 | 1.0229 | 2043 | Mitigation | 0.08575 | 30 | 0 | esc | 0.0012005 | 1.773e-06 | 0.00060025 | 8.8648e-07 | 0.0015435 | 2.2795e-06
[79 empty] | WLDFR | HFTD - Distribution - Tier 2 - 4QU CoRE ¦ 1QU LoRE | Non-Red Flag Warning - Large Fires | 2046 | 3.8976e-08 | 1.9488e-08 | 5.0113e-08 | 6.9209 | 0.84944 | 3.8632 | 2.2083 | 0 | 0 | 0 | 3.2467e-05 |  | 2.6975e-07 | 0 | 2.6975e-07 | 1.3488e-07 | 0 | 1.3488e-07 | 3.4683e-07 | 0 | 3.4683e-07 | [16 empty] | 7.3.1.3 Ignition probability mapping showing the probability of ignition along the electric lines and equipmentWLDFRAggregatedAggregated | WLDFR | HFTD - Distribution - Tier 2 - 4QU CoRE ¦ 1QU LoRE | Red Flag Warning - Small Fires | Aggregated | Aggregated | 2044 | 0.0014769 | 0 | 692.6276 | 1.0229 | 2044 | Mitigation | 0.08575 | 30 | 0 | esc | 0.0012005 | 1.773e-06 | 0.00060025 | 8.8648e-07 | 0.0015435 | 2.2795e-06
[79 empty] | WLDFR | HFTD - Distribution - Tier 2 - 4QU CoRE ¦ 1QU LoRE | Non-Red Flag Warning - Large Fires | 2047 | 3.8976e-08 | 1.9488e-08 | 5.0113e-08 | 6.9209 | 0.84944 | 3.8632 | 2.2083 | 0 | 0 | 0 | 3.2467e-05 |  | 2.6975e-07 | 0 | 2.6975e-07 | 1.3488e-07 | 0 | 1.3488e-07 | 3.4683e-07 | 0 | 3.4683e-07 | [16 empty] | 7.3.1.3 Ignition probability mapping showing the probability of ignition along the electric lines and equipmentWLDFRAggregatedAggregated | WLDFR | HFTD - Distribution - Tier 2 - 4QU CoRE ¦ 1QU LoRE | Red Flag Warning - Small Fires | Aggregated | Aggregated | 2045 | 0.0014769 | 0 | 692.6276 | 1.0229 | 2045 | Mitigation | 0.08575 | 30 | 0 | esc | 0.0012005 | 1.773e-06 | 0.00060025 | 8.8648e-07 | 0.0015435 | 2.2795e-06
[79 empty] | WLDFR | HFTD - Distribution - Tier 2 - 4QU CoRE ¦ 1QU LoRE | Non-Red Flag Warning - Large Fires | 2048 | 3.8976e-08 | 1.9488e-08 | 5.0113e-08 | 7.3713 | 0.88759 | 4.1075 | 2.3763 | 0 | 0 | 0 | 3.2467e-05 |  | 2.8731e-07 | 0 | 2.8731e-07 | 1.4365e-07 | 0 | 1.4365e-07 | 3.694e-07 | 0 | 3.694e-07 | [16 empty] | 7.3.1.3 Ignition probability mapping showing the probability of ignition along the electric lines and equipmentWLDFRAggregatedAggregated | WLDFR | HFTD - Distribution - Tier 2 - 4QU CoRE ¦ 1QU LoRE | Red Flag Warning - Small Fires | Aggregated | Aggregated | 2046 | 0.0014769 | 0 | 692.6276 | 1.0229 | 2046 | Mitigation | 0.08575 | 30 | 0 | esc | 0.0012005 | 1.773e-06 | 0.00060025 | 8.8648e-07 | 0.0015435 | 2.2795e-06
[79 empty] | WLDFR | HFTD - Distribution - Tier 2 - 4QU CoRE ¦ 1QU LoRE | Non-Red Flag Warning - Large Fires | 2049 | 3.8976e-08 | 1.9488e-08 | 5.0113e-08 | 7.3713 | 0.88759 | 4.1075 | 2.3763 | 0 | 0 | 0 | 3.2467e-05 |  | 2.8731e-07 | 0 | 2.8731e-07 | 1.4365e-07 | 0 | 1.4365e-07 | 3.694e-07 | 0 | 3.694e-07 | [16 empty] | 7.3.1.3 Ignition probability mapping showing the probability of ignition along the electric lines and equipmentWLDFRAggregatedAggregated | WLDFR | HFTD - Distribution - Tier 2 - 4QU CoRE ¦ 1QU LoRE | Red Flag Warning - Small Fires | Aggregated | Aggregated | 2047 | 0.0014769 | 0 | 692.6276 | 1.0229 | 2047 | Mitigation | 0.08575 | 30 | 0 | esc | 0.0012005 | 1.773e-06 | 0.00060025 | 8.8648e-07 | 0.0015435 | 2.2795e-06
[79 empty] | WLDFR | HFTD - Distribution - Tier 2 - 4QU CoRE ¦ 1QU LoRE | Non-Red Flag Warning - Large Fires | 2050 | 0 | 1.9488e-08 | 5.0113e-08 | 7.3713 | 0.88759 | 4.1075 | 2.3763 | 0 | 0 | 0 | 3.2467e-05 |  | 0 | 0 | 0 | 1.4365e-07 | 0 | 1.4365e-07 | 3.694e-07 | 0 | 3.694e-07 | [16 empty] | 7.3.1.3 Ignition probability mapping showing the probability of ignition along the electric lines and equipmentWLDFRAggregatedAggregated | WLDFR | HFTD - Distribution - Tier 2 - 4QU CoRE ¦ 1QU LoRE | Red Flag Warning - Small Fires | Aggregated | Aggregated | 2048 | 0.0014769 | 0 | 692.6276 | 1.0229 | 2048 | Mitigation | 0.08575 | 30 | 0 | esc | 0.0012005 | 1.773e-06 | 0.00060025 | 8.8648e-07 | 0.0015435 | 2.2795e-06
[79 empty] | WLDFR | HFTD - Distribution - Tier 2 - 4QU CoRE ¦ 1QU LoRE | Non-Red Flag Warning - Large Fires | 2051 | 0 | 0 | 5.0113e-08 | 7.3713 | 0.88759 | 4.1075 | 2.3763 | 0 | 0 | 0 | 3.2467e-05 |  | 0 | 0 | 0 | 0 | 0 | 0 | 3.694e-07 | 0 | 3.694e-07 | [16 empty] | 7.3.1.3 Ignition probability mapping showing the probability of ignition along the electric lines and equipmentWLDFRAggregatedAggregated | WLDFR | HFTD - Distribution - Tier 2 - 4QU CoRE ¦ 1QU LoRE | Red Flag Warning - Small Fires | Aggregated | Aggregated | 2049 | 0.0014769 | 0 | 692.6276 | 1.0229 | 2049 | Mitigation | 0.08575 | 30 | 0 | esc | 0.0012005 | 1.773e-06 | 0.00060025 | 8.8648e-07 | 0.0015435 | 2.2795e-06
[79 empty] | WLDFR | HFTD - Distribution - Tier 2 - 4QU CoRE ¦ 1QU LoRE | Non-Red Flag Warning - Small Fires | 2020 | 1.2823e-05 | 0 | 0 | 0.077901 | 0.036425 | 0.0015809 | 0.039895 | 0 | 0 | 0 | 0.010681 |  | 9.9888e-07 | 0 | 9.9888e-07 | 0 | 0 | 0 | 0 | 0 | 0 | [16 empty] | 7.3.1.3 Ignition probability mapping showing the probability of ignition along the electric lines and equipmentWLDFRAggregatedAggregated | WLDFR | HFTD - Distribution - Tier 2 - 4QU CoRE ¦ 1QU LoRE | Red Flag Warning - Small Fires | Aggregated | Aggregated | 2050 | 0.0014769 | 0 | 692.6276 | 1.0229 | 2050 | Mitigation | 0.08575 | 30 | 0 | esc | 0 | 0 | 0.00060025 | 8.8648e-07 | 0.0015435 | 2.2795e-06
[79 empty] | WLDFR | HFTD - Distribution - Tier 2 - 4QU CoRE ¦ 1QU LoRE | Non-Red Flag Warning - Small Fires | 2021 | 1.2823e-05 | 6.4113e-06 | 0 | 0.077901 | 0.036425 | 0.0015809 | 0.039895 | 0 | 0 | 0 | 0.010681 |  | 9.9888e-07 | 0 | 9.9888e-07 | 4.9944e-07 | 0 | 4.9944e-07 | 0 | 0 | 0 | [16 empty] | 7.3.1.3 Ignition probability mapping showing the probability of ignition along the electric lines and equipmentWLDFRAggregatedAggregated | WLDFR | HFTD - Distribution - Tier 2 - 4QU CoRE ¦ 1QU LoRE | Red Flag Warning - Small Fires | Aggregated | Aggregated | 2051 | 0.0014769 | 0 | 692.6276 | 1.0229 | 2051 | Mitigation | 0.08575 | 30 | 0 | esc | 0 | 0 | 0 | 0 | 0.0015435 | 2.2795e-06
[79 empty] | WLDFR | HFTD - Distribution - Tier 2 - 4QU CoRE ¦ 1QU LoRE | Non-Red Flag Warning - Small Fires | 2022 | 1.2823e-05 | 6.4113e-06 | 1.6486e-05 | 0.077901 | 0.036425 | 0.0015809 | 0.039895 | 0 | 0 | 0 | 0.010681 |  | 9.9888e-07 | 0 | 9.9888e-07 | 4.9944e-07 | 0 | 4.9944e-07 | 1.2843e-06 | 0 | 1.2843e-06 | [16 empty] | 7.3.1.3 Ignition probability mapping showing the probability of ignition along the electric lines and equipmentWLDFRAggregatedAggregated | WLDFR | HFTD - Distribution - Tier 2 - 4QU CoRE ¦ 1QU LoRE | Seismic - Non-Red Flag Warning - Catastrophic Fires | Aggregated | Aggregated | 2021 | 6.7192e-10 | 0 | 692.6276 | 4.6539e-07 | 2021 | Mitigation | 0.08575 | 30 | 0 | esc | 0.0012005 | 8.0664e-13 | 0.00060025 | 4.0332e-13 | 0 | 0
[79 empty] | WLDFR | HFTD - Distribution - Tier 2 - 4QU CoRE ¦ 1QU LoRE | Non-Red Flag Warning - Small Fires | 2023 | 1.2823e-05 | 6.4113e-06 | 1.6486e-05 | 0.080408 | 0.03759 | 0.0016314 | 0.041187 | 0 | 0 | 0 | 0.010681 |  | 1.031e-06 | 0 | 1.031e-06 | 5.1552e-07 | 0 | 5.1552e-07 | 1.3256e-06 | 0 | 1.3256e-06 | [16 empty] | 7.3.1.3 Ignition probability mapping showing the probability of ignition along the electric lines and equipmentWLDFRAggregatedAggregated | WLDFR | HFTD - Distribution - Tier 2 - 4QU CoRE ¦ 1QU LoRE | Seismic - Non-Red Flag Warning - Catastrophic Fires | Aggregated | Aggregated | 2022 | 6.7192e-10 | 0 | 692.6276 | 4.6539e-07 | 2022 | Mitigation | 0.08575 | 30 | 0 | esc | 0.0012005 | 8.0664e-13 | 0.00060025 | 4.0332e-13 | 0.0015435 | 1.0371e-12
[79 empty] | WLDFR | HFTD - Distribution - Tier 2 - 4QU CoRE ¦ 1QU LoRE | Non-Red Flag Warning - Small Fires | 2024 | 1.2823e-05 | 6.4113e-06 | 1.6486e-05 | 0.080408 | 0.03759 | 0.0016314 | 0.041187 | 0 | 0 | 0 | 0.010681 |  | 1.031e-06 | 0 | 1.031e-06 | 5.1552e-07 | 0 | 5.1552e-07 | 1.3256e-06 | 0 | 1.3256e-06 | [16 empty] | 7.3.1.3 Ignition probability mapping showing the probability of ignition along the electric lines and equipmentWLDFRAggregatedAggregated | WLDFR | HFTD - Distribution - Tier 2 - 4QU CoRE ¦ 1QU LoRE | Seismic - Non-Red Flag Warning - Catastrophic Fires | Aggregated | Aggregated | 2023 | 6.7192e-10 | 0 | 692.6276 | 4.6539e-07 | 2023 | Mitigation | 0.08575 | 30 | 0 | esc | 0.0012005 | 8.0664e-13 | 0.00060025 | 4.0332e-13 | 0.0015435 | 1.0371e-12
[79 empty] | WLDFR | HFTD - Distribution - Tier 2 - 4QU CoRE ¦ 1QU LoRE | Non-Red Flag Warning - Small Fires | 2025 | 1.2823e-05 | 6.4113e-06 | 1.6486e-05 | 0.080408 | 0.03759 | 0.0016314 | 0.041187 | 0 | 0 | 0 | 0.010681 |  | 1.031e-06 | 0 | 1.031e-06 | 5.1552e-07 | 0 | 5.1552e-07 | 1.3256e-06 | 0 | 1.3256e-06 | [16 empty] | 7.3.1.3 Ignition probability mapping showing the probability of ignition along the electric lines and equipmentWLDFRAggregatedAggregated | WLDFR | HFTD - Distribution - Tier 2 - 4QU CoRE ¦ 1QU LoRE | Seismic - Non-Red Flag Warning - Catastrophic Fires | Aggregated | Aggregated | 2024 | 6.7192e-10 | 0 | 692.6276 | 4.6539e-07 | 2024 | Mitigation | 0.08575 | 30 | 0 | esc | 0.0012005 | 8.0664e-13 | 0.00060025 | 4.0332e-13 | 0.0015435 | 1.0371e-12
[79 empty] | WLDFR | HFTD - Distribution - Tier 2 - 4QU CoRE ¦ 1QU LoRE | Non-Red Flag Warning - Small Fires | 2026 | 1.2823e-05 | 6.4113e-06 | 1.6486e-05 | 0.080408 | 0.03759 | 0.0016314 | 0.041187 | 0 | 0 | 0 | 0.010681 |  | 1.031e-06 | 0 | 1.031e-06 | 5.1552e-07 | 0 | 5.1552e-07 | 1.3256e-06 | 0 | 1.3256e-06 | [16 empty] | 7.3.1.3 Ignition probability mapping showing the probability of ignition along the electric lines and equipmentWLDFRAggregatedAggregated | WLDFR | HFTD - Distribution - Tier 2 - 4QU CoRE ¦ 1QU LoRE | Seismic - Non-Red Flag Warning - Catastrophic Fires | Aggregated | Aggregated | 2025 | 6.7192e-10 | 0 | 692.6276 | 4.6539e-07 | 2025 | Mitigation | 0.08575 | 30 | 0 | esc | 0.0012005 | 8.0664e-13 | 0.00060025 | 4.0332e-13 | 0.0015435 | 1.0371e-12
[79 empty] | WLDFR | HFTD - Distribution - Tier 2 - 4QU CoRE ¦ 1QU LoRE | Non-Red Flag Warning - Small Fires | 2027 | 1.2823e-05 | 6.4113e-06 | 1.6486e-05 | 0.080408 | 0.03759 | 0.0016314 | 0.041187 | 0 | 0 | 0 | 0.010681 |  | 1.031e-06 | 0 | 1.031e-06 | 5.1552e-07 | 0 | 5.1552e-07 | 1.3256e-06 | 0 | 1.3256e-06 | [16 empty] | 7.3.1.3 Ignition probability mapping showing the probability of ignition along the electric lines and equipmentWLDFRAggregatedAggregated | WLDFR | HFTD - Distribution - Tier 2 - 4QU CoRE ¦ 1QU LoRE | Seismic - Non-Red Flag Warning - Catastrophic Fires | Aggregated | Aggregated | 2026 | 6.7192e-10 | 0 | 692.6276 | 4.6539e-07 | 2026 | Mitigation | 0.08575 | 30 | 0 | esc | 0.0012005 | 8.0664e-13 | 0.00060025 | 4.0332e-13 | 0.0015435 | 1.0371e-12
[79 empty] | WLDFR | HFTD - Distribution - Tier 2 - 4QU CoRE ¦ 1QU LoRE | Non-Red Flag Warning - Small Fires | 2028 | 1.2823e-05 | 6.4113e-06 | 1.6486e-05 | 0.083606 | 0.039055 | 0.001695 | 0.042856 | 0 | 0 | 0 | 0.010681 |  | 1.072e-06 | 0 | 1.072e-06 | 5.3602e-07 | 0 | 5.3602e-07 | 1.3783e-06 | 0 | 1.3783e-06 | [16 empty] | 7.3.1.3 Ignition probability mapping showing the probability of ignition along the electric lines and equipmentWLDFRAggregatedAggregated | WLDFR | HFTD - Distribution - Tier 2 - 4QU CoRE ¦ 1QU LoRE | Seismic - Non-Red Flag Warning - Catastrophic Fires | Aggregated | Aggregated | 2027 | 6.7192e-10 | 0 | 692.6276 | 4.6539e-07 | 2027 | Mitigation | 0.08575 | 30 | 0 | esc | 0.0012005 | 8.0664e-13 | 0.00060025 | 4.0332e-13 | 0.0015435 | 1.0371e-12
[79 empty] | WLDFR | HFTD - Distribution - Tier 2 - 4QU CoRE ¦ 1QU LoRE | Non-Red Flag Warning - Small Fires | 2029 | 1.2823e-05 | 6.4113e-06 | 1.6486e-05 | 0.083606 | 0.039055 | 0.001695 | 0.042856 | 0 | 0 | 0 | 0.010681 |  | 1.072e-06 | 0 | 1.072e-06 | 5.3602e-07 | 0 | 5.3602e-07 | 1.3783e-06 | 0 | 1.3783e-06 | [16 empty] | 7.3.1.3 Ignition probability mapping showing the probability of ignition along the electric lines and equipmentWLDFRAggregatedAggregated | WLDFR | HFTD - Distribution - Tier 2 - 4QU CoRE ¦ 1QU LoRE | Seismic - Non-Red Flag Warning - Catastrophic Fires | Aggregated | Aggregated | 2028 | 6.7192e-10 | 0 | 692.6276 | 4.6539e-07 | 2028 | Mitigation | 0.08575 | 30 | 0 | esc | 0.0012005 | 8.0664e-13 | 0.00060025 | 4.0332e-13 | 0.0015435 | 1.0371e-12
[79 empty] | WLDFR | HFTD - Distribution - Tier 2 - 4QU CoRE ¦ 1QU LoRE | Non-Red Flag Warning - Small Fires | 2030 | 1.2823e-05 | 6.4113e-06 | 1.6486e-05 | 0.083606 | 0.039055 | 0.001695 | 0.042856 | 0 | 0 | 0 | 0.010681 |  | 1.072e-06 | 0 | 1.072e-06 | 5.3602e-07 | 0 | 5.3602e-07 | 1.3783e-06 | 0 | 1.3783e-06 | [16 empty] | 7.3.1.3 Ignition probability mapping showing the probability of ignition along the electric lines and equipmentWLDFRAggregatedAggregated | WLDFR | HFTD - Distribution - Tier 2 - 4QU CoRE ¦ 1QU LoRE | Seismic - Non-Red Flag Warning - Catastrophic Fires | Aggregated | Aggregated | 2029 | 6.7192e-10 | 0 | 692.6276 | 4.6539e-07 | 2029 | Mitigation | 0.08575 | 30 | 0 | esc | 0.0012005 | 8.0664e-13 | 0.00060025 | 4.0332e-13 | 0.0015435 | 1.0371e-12
[79 empty] | WLDFR | HFTD - Distribution - Tier 2 - 4QU CoRE ¦ 1QU LoRE | Non-Red Flag Warning - Small Fires | 2031 | 1.2823e-05 | 6.4113e-06 | 1.6486e-05 | 0.083606 | 0.039055 | 0.001695 | 0.042856 | 0 | 0 | 0 | 0.010681 |  | 1.072e-06 | 0 | 1.072e-06 | 5.3602e-07 | 0 | 5.3602e-07 | 1.3783e-06 | 0 | 1.3783e-06 | [16 empty] | 7.3.1.3 Ignition probability mapping showing the probability of ignition along the electric lines and equipmentWLDFRAggregatedAggregated | WLDFR | HFTD - Distribution - Tier 2 - 4QU CoRE ¦ 1QU LoRE | Seismic - Non-Red Flag Warning - Catastrophic Fires | Aggregated | Aggregated | 2030 | 6.7192e-10 | 0 | 692.6276 | 4.6539e-07 | 2030 | Mitigation | 0.08575 | 30 | 0 | esc | 0.0012005 | 8.0664e-13 | 0.00060025 | 4.0332e-13 | 0.0015435 | 1.0371e-12
[79 empty] | WLDFR | HFTD - Distribution - Tier 2 - 4QU CoRE ¦ 1QU LoRE | Non-Red Flag Warning - Small Fires | 2032 | 1.2823e-05 | 6.4113e-06 | 1.6486e-05 | 0.083606 | 0.039055 | 0.001695 | 0.042856 | 0 | 0 | 0 | 0.010681 |  | 1.072e-06 | 0 | 1.072e-06 | 5.3602e-07 | 0 | 5.3602e-07 | 1.3783e-06 | 0 | 1.3783e-06 | [16 empty] | 7.3.1.3 Ignition probability mapping showing the probability of ignition along the electric lines and equipmentWLDFRAggregatedAggregated | WLDFR | HFTD - Distribution - Tier 2 - 4QU CoRE ¦ 1QU LoRE | Seismic - Non-Red Flag Warning - Catastrophic Fires | Aggregated | Aggregated | 2031 | 6.7192e-10 | 0 | 692.6276 | 4.6539e-07 | 2031 | Mitigation | 0.08575 | 30 | 0 | esc | 0.0012005 | 8.0664e-13 | 0.00060025 | 4.0332e-13 | 0.0015435 | 1.0371e-12
[79 empty] | WLDFR | HFTD - Distribution - Tier 2 - 4QU CoRE ¦ 1QU LoRE | Non-Red Flag Warning - Small Fires | 2033 | 1.2823e-05 | 6.4113e-06 | 1.6486e-05 | 0.087211 | 0.040679 | 0.0017655 | 0.044766 | 0 | 0 | 0 | 0.010681 |  | 1.1183e-06 | 0 | 1.1183e-06 | 5.5913e-07 | 0 | 5.5913e-07 | 1.4378e-06 | 0 | 1.4378e-06 | [16 empty] | 7.3.1.3 Ignition probability mapping showing the probability of ignition along the electric lines and equipmentWLDFRAggregatedAggregated | WLDFR | HFTD - Distribution - Tier 2 - 4QU CoRE ¦ 1QU LoRE | Seismic - Non-Red Flag Warning - Catastrophic Fires | Aggregated | Aggregated | 2032 | 6.7192e-10 | 0 | 692.6276 | 4.6539e-07 | 2032 | Mitigation | 0.08575 | 30 | 0 | esc | 0.0012005 | 8.0664e-13 | 0.00060025 | 4.0332e-13 | 0.0015435 | 1.0371e-12
[79 empty] | WLDFR | HFTD - Distribution - Tier 2 - 4QU CoRE ¦ 1QU LoRE | Non-Red Flag Warning - Small Fires | 2034 | 1.2823e-05 | 6.4113e-06 | 1.6486e-05 | 0.087211 | 0.040679 | 0.0017655 | 0.044766 | 0 | 0 | 0 | 0.010681 |  | 1.1183e-06 | 0 | 1.1183e-06 | 5.5913e-07 | 0 | 5.5913e-07 | 1.4378e-06 | 0 | 1.4378e-06 | [16 empty] | 7.3.1.3 Ignition probability mapping showing the probability of ignition along the electric lines and equipmentWLDFRAggregatedAggregated | WLDFR | HFTD - Distribution - Tier 2 - 4QU CoRE ¦ 1QU LoRE | Seismic - Non-Red Flag Warning - Catastrophic Fires | Aggregated | Aggregated | 2033 | 6.7192e-10 | 0 | 692.6276 | 4.6539e-07 | 2033 | Mitigation | 0.08575 | 30 | 0 | esc | 0.0012005 | 8.0664e-13 | 0.00060025 | 4.0332e-13 | 0.0015435 | 1.0371e-12
[79 empty] | WLDFR | HFTD - Distribution - Tier 2 - 4QU CoRE ¦ 1QU LoRE | Non-Red Flag Warning - Small Fires | 2035 | 1.2823e-05 | 6.4113e-06 | 1.6486e-05 | 0.087211 | 0.040679 | 0.0017655 | 0.044766 | 0 | 0 | 0 | 0.010681 |  | 1.1183e-06 | 0 | 1.1183e-06 | 5.5913e-07 | 0 | 5.5913e-07 | 1.4378e-06 | 0 | 1.4378e-06 | [16 empty] | 7.3.1.3 Ignition probability mapping showing the probability of ignition along the electric lines and equipmentWLDFRAggregatedAggregated | WLDFR | HFTD - Distribution - Tier 2 - 4QU CoRE ¦ 1QU LoRE | Seismic - Non-Red Flag Warning - Catastrophic Fires | Aggregated | Aggregated | 2034 | 6.7192e-10 | 0 | 692.6276 | 4.6539e-07 | 2034 | Mitigation | 0.08575 | 30 | 0 | esc | 0.0012005 | 8.0664e-13 | 0.00060025 | 4.0332e-13 | 0.0015435 | 1.0371e-12
[79 empty] | WLDFR | HFTD - Distribution - Tier 2 - 4QU CoRE ¦ 1QU LoRE | Non-Red Flag Warning - Small Fires | 2036 | 1.2823e-05 | 6.4113e-06 | 1.6486e-05 | 0.087211 | 0.040679 | 0.0017655 | 0.044766 | 0 | 0 | 0 | 0.010681 |  | 1.1183e-06 | 0 | 1.1183e-06 | 5.5913e-07 | 0 | 5.5913e-07 | 1.4378e-06 | 0 | 1.4378e-06 | [16 empty] | 7.3.1.3 Ignition probability mapping showing the probability of ignition along the electric lines and equipmentWLDFRAggregatedAggregated | WLDFR | HFTD - Distribution - Tier 2 - 4QU CoRE ¦ 1QU LoRE | Seismic - Non-Red Flag Warning - Catastrophic Fires | Aggregated | Aggregated | 2035 | 6.7192e-10 | 0 | 692.6276 | 4.6539e-07 | 2035 | Mitigation | 0.08575 | 30 | 0 | esc | 0.0012005 | 8.0664e-13 | 0.00060025 | 4.0332e-13 | 0.0015435 | 1.0371e-12
[79 empty] | WLDFR | HFTD - Distribution - Tier 2 - 4QU CoRE ¦ 1QU LoRE | Non-Red Flag Warning - Small Fires | 2037 | 1.2823e-05 | 6.4113e-06 | 1.6486e-05 | 0.087211 | 0.040679 | 0.0017655 | 0.044766 | 0 | 0 | 0 | 0.010681 |  | 1.1183e-06 | 0 | 1.1183e-06 | 5.5913e-07 | 0 | 5.5913e-07 | 1.4378e-06 | 0 | 1.4378e-06 | [16 empty] | 7.3.1.3 Ignition probability mapping showing the probability of ignition along the electric lines and equipmentWLDFRAggregatedAggregated | WLDFR | HFTD - Distribution - Tier 2 - 4QU CoRE ¦ 1QU LoRE | Seismic - Non-Red Flag Warning - Catastrophic Fires | Aggregated | Aggregated | 2036 | 6.7192e-10 | 0 | 692.6276 | 4.6539e-07 | 2036 | Mitigation | 0.08575 | 30 | 0 | esc | 0.0012005 | 8.0664e-13 | 0.00060025 | 4.0332e-13 | 0.0015435 | 1.0371e-12
[79 empty] | WLDFR | HFTD - Distribution - Tier 2 - 4QU CoRE ¦ 1QU LoRE | Non-Red Flag Warning - Small Fires | 2038 | 1.2823e-05 | 6.4113e-06 | 1.6486e-05 | 0.091184 | 0.042438 | 0.0018418 | 0.046905 | 0 | 0 | 0 | 0.010681 |  | 1.1692e-06 | 0 | 1.1692e-06 | 5.8461e-07 | 0 | 5.8461e-07 | 1.5033e-06 | 0 | 1.5033e-06 | [16 empty] | 7.3.1.3 Ignition probability mapping showing the probability of ignition along the electric lines and equipmentWLDFRAggregatedAggregated | WLDFR | HFTD - Distribution - Tier 2 - 4QU CoRE ¦ 1QU LoRE | Seismic - Non-Red Flag Warning - Catastrophic Fires | Aggregated | Aggregated | 2037 | 6.7192e-10 | 0 | 692.6276 | 4.6539e-07 | 2037 | Mitigation | 0.08575 | 30 | 0 | esc | 0.0012005 | 8.0664e-13 | 0.00060025 | 4.0332e-13 | 0.0015435 | 1.0371e-12
[79 empty] | WLDFR | HFTD - Distribution - Tier 2 - 4QU CoRE ¦ 1QU LoRE | Non-Red Flag Warning - Small Fires | 2039 | 1.2823e-05 | 6.4113e-06 | 1.6486e-05 | 0.091184 | 0.042438 | 0.0018418 | 0.046905 | 0 | 0 | 0 | 0.010681 |  | 1.1692e-06 | 0 | 1.1692e-06 | 5.8461e-07 | 0 | 5.8461e-07 | 1.5033e-06 | 0 | 1.5033e-06 | [16 empty] | 7.3.1.3 Ignition probability mapping showing the probability of ignition along the electric lines and equipmentWLDFRAggregatedAggregated | WLDFR | HFTD - Distribution - Tier 2 - 4QU CoRE ¦ 1QU LoRE | Seismic - Non-Red Flag Warning - Catastrophic Fires | Aggregated | Aggregated | 2038 | 6.7192e-10 | 0 | 692.6276 | 4.6539e-07 | 2038 | Mitigation | 0.08575 | 30 | 0 | esc | 0.0012005 | 8.0664e-13 | 0.00060025 | 4.0332e-13 | 0.0015435 | 1.0371e-12
[79 empty] | WLDFR | HFTD - Distribution - Tier 2 - 4QU CoRE ¦ 1QU LoRE | Non-Red Flag Warning - Small Fires | 2040 | 1.2823e-05 | 6.4113e-06 | 1.6486e-05 | 0.091184 | 0.042438 | 0.0018418 | 0.046905 | 0 | 0 | 0 | 0.010681 |  | 1.1692e-06 | 0 | 1.1692e-06 | 5.8461e-07 | 0 | 5.8461e-07 | 1.5033e-06 | 0 | 1.5033e-06 | [16 empty] | 7.3.1.3 Ignition probability mapping showing the probability of ignition along the electric lines and equipmentWLDFRAggregatedAggregated | WLDFR | HFTD - Distribution - Tier 2 - 4QU CoRE ¦ 1QU LoRE | Seismic - Non-Red Flag Warning - Catastrophic Fires | Aggregated | Aggregated | 2039 | 6.7192e-10 | 0 | 692.6276 | 4.6539e-07 | 2039 | Mitigation | 0.08575 | 30 | 0 | esc | 0.0012005 | 8.0664e-13 | 0.00060025 | 4.0332e-13 | 0.0015435 | 1.0371e-12
[79 empty] | WLDFR | HFTD - Distribution - Tier 2 - 4QU CoRE ¦ 1QU LoRE | Non-Red Flag Warning - Small Fires | 2041 | 1.2823e-05 | 6.4113e-06 | 1.6486e-05 | 0.091184 | 0.042438 | 0.0018418 | 0.046905 | 0 | 0 | 0 | 0.010681 |  | 1.1692e-06 | 0 | 1.1692e-06 | 5.8461e-07 | 0 | 5.8461e-07 | 1.5033e-06 | 0 | 1.5033e-06 | [16 empty] | 7.3.1.3 Ignition probability mapping showing the probability of ignition along the electric lines and equipmentWLDFRAggregatedAggregated | WLDFR | HFTD - Distribution - Tier 2 - 4QU CoRE ¦ 1QU LoRE | Seismic - Non-Red Flag Warning - Catastrophic Fires | Aggregated | Aggregated | 2040 | 6.7192e-10 | 0 | 692.6276 | 4.6539e-07 | 2040 | Mitigation | 0.08575 | 30 | 0 | esc | 0.0012005 | 8.0664e-13 | 0.00060025 | 4.0332e-13 | 0.0015435 | 1.0371e-12
[79 empty] | WLDFR | HFTD - Distribution - Tier 2 - 4QU CoRE ¦ 1QU LoRE | Non-Red Flag Warning - Small Fires | 2042 | 1.2823e-05 | 6.4113e-06 | 1.6486e-05 | 0.091184 | 0.042438 | 0.0018418 | 0.046905 | 0 | 0 | 0 | 0.010681 |  | 1.1692e-06 | 0 | 1.1692e-06 | 5.8461e-07 | 0 | 5.8461e-07 | 1.5033e-06 | 0 | 1.5033e-06 | [16 empty] | 7.3.1.3 Ignition probability mapping showing the probability of ignition along the electric lines and equipmentWLDFRAggregatedAggregated | WLDFR | HFTD - Distribution - Tier 2 - 4QU CoRE ¦ 1QU LoRE | Seismic - Non-Red Flag Warning - Catastrophic Fires | Aggregated | Aggregated | 2041 | 6.7192e-10 | 0 | 692.6276 | 4.6539e-07 | 2041 | Mitigation | 0.08575 | 30 | 0 | esc | 0.0012005 | 8.0664e-13 | 0.00060025 | 4.0332e-13 | 0.0015435 | 1.0371e-12
[79 empty] | WLDFR | HFTD - Distribution - Tier 2 - 4QU CoRE ¦ 1QU LoRE | Non-Red Flag Warning - Small Fires | 2043 | 1.2823e-05 | 6.4113e-06 | 1.6486e-05 | 0.095486 | 0.044306 | 0.0019228 | 0.049257 | 0 | 0 | 0 | 0.010681 |  | 1.2244e-06 | 0 | 1.2244e-06 | 6.1218e-07 | 0 | 6.1218e-07 | 1.5742e-06 | 0 | 1.5742e-06 | [16 empty] | 7.3.1.3 Ignition probability mapping showing the probability of ignition along the electric lines and equipmentWLDFRAggregatedAggregated | WLDFR | HFTD - Distribution - Tier 2 - 4QU CoRE ¦ 1QU LoRE | Seismic - Non-Red Flag Warning - Catastrophic Fires | Aggregated | Aggregated | 2042 | 6.7192e-10 | 0 | 692.6276 | 4.6539e-07 | 2042 | Mitigation | 0.08575 | 30 | 0 | esc | 0.0012005 | 8.0664e-13 | 0.00060025 | 4.0332e-13 | 0.0015435 | 1.0371e-12
[79 empty] | WLDFR | HFTD - Distribution - Tier 2 - 4QU CoRE ¦ 1QU LoRE | Non-Red Flag Warning - Small Fires | 2044 | 1.2823e-05 | 6.4113e-06 | 1.6486e-05 | 0.095486 | 0.044306 | 0.0019228 | 0.049257 | 0 | 0 | 0 | 0.010681 |  | 1.2244e-06 | 0 | 1.2244e-06 | 6.1218e-07 | 0 | 6.1218e-07 | 1.5742e-06 | 0 | 1.5742e-06 | [16 empty] | 7.3.1.3 Ignition probability mapping showing the probability of ignition along the electric lines and equipmentWLDFRAggregatedAggregated | WLDFR | HFTD - Distribution - Tier 2 - 4QU CoRE ¦ 1QU LoRE | Seismic - Non-Red Flag Warning - Catastrophic Fires | Aggregated | Aggregated | 2043 | 6.7192e-10 | 0 | 692.6276 | 4.6539e-07 | 2043 | Mitigation | 0.08575 | 30 | 0 | esc | 0.0012005 | 8.0664e-13 | 0.00060025 | 4.0332e-13 | 0.0015435 | 1.0371e-12
[79 empty] | WLDFR | HFTD - Distribution - Tier 2 - 4QU CoRE ¦ 1QU LoRE | Non-Red Flag Warning - Small Fires | 2045 | 1.2823e-05 | 6.4113e-06 | 1.6486e-05 | 0.095486 | 0.044306 | 0.0019228 | 0.049257 | 0 | 0 | 0 | 0.010681 |  | 1.2244e-06 | 0 | 1.2244e-06 | 6.1218e-07 | 0 | 6.1218e-07 | 1.5742e-06 | 0 | 1.5742e-06 | [16 empty] | 7.3.1.3 Ignition probability mapping showing the probability of ignition along the electric lines and equipmentWLDFRAggregatedAggregated | WLDFR | HFTD - Distribution - Tier 2 - 4QU CoRE ¦ 1QU LoRE | Seismic - Non-Red Flag Warning - Catastrophic Fires | Aggregated | Aggregated | 2044 | 6.7192e-10 | 0 | 692.6276 | 4.6539e-07 | 2044 | Mitigation | 0.08575 | 30 | 0 | esc | 0.0012005 | 8.0664e-13 | 0.00060025 | 4.0332e-13 | 0.0015435 | 1.0371e-12
[79 empty] | WLDFR | HFTD - Distribution - Tier 2 - 4QU CoRE ¦ 1QU LoRE | Non-Red Flag Warning - Small Fires | 2046 | 1.2823e-05 | 6.4113e-06 | 1.6486e-05 | 0.095486 | 0.044306 | 0.0019228 | 0.049257 | 0 | 0 | 0 | 0.010681 |  | 1.2244e-06 | 0 | 1.2244e-06 | 6.1218e-07 | 0 | 6.1218e-07 | 1.5742e-06 | 0 | 1.5742e-06 | [16 empty] | 7.3.1.3 Ignition probability mapping showing the probability of ignition along the electric lines and equipmentWLDFRAggregatedAggregated | WLDFR | HFTD - Distribution - Tier 2 - 4QU CoRE ¦ 1QU LoRE | Seismic - Non-Red Flag Warning - Catastrophic Fires | Aggregated | Aggregated | 2045 | 6.7192e-10 | 0 | 692.6276 | 4.6539e-07 | 2045 | Mitigation | 0.08575 | 30 | 0 | esc | 0.0012005 | 8.0664e-13 | 0.00060025 | 4.0332e-13 | 0.0015435 | 1.0371e-12
[79 empty] | WLDFR | HFTD - Distribution - Tier 2 - 4QU CoRE ¦ 1QU LoRE | Non-Red Flag Warning - Small Fires | 2047 | 1.2823e-05 | 6.4113e-06 | 1.6486e-05 | 0.095486 | 0.044306 | 0.0019228 | 0.049257 | 0 | 0 | 0 | 0.010681 |  | 1.2244e-06 | 0 | 1.2244e-06 | 6.1218e-07 | 0 | 6.1218e-07 | 1.5742e-06 | 0 | 1.5742e-06 | [16 empty] | 7.3.1.3 Ignition probability mapping showing the probability of ignition along the electric lines and equipmentWLDFRAggregatedAggregated | WLDFR | HFTD - Distribution - Tier 2 - 4QU CoRE ¦ 1QU LoRE | Seismic - Non-Red Flag Warning - Catastrophic Fires | Aggregated | Aggregated | 2046 | 6.7192e-10 | 0 | 692.6276 | 4.6539e-07 | 2046 | Mitigation | 0.08575 | 30 | 0 | esc | 0.0012005 | 8.0664e-13 | 0.00060025 | 4.0332e-13 | 0.0015435 | 1.0371e-12
[79 empty] | WLDFR | HFTD - Distribution - Tier 2 - 4QU CoRE ¦ 1QU LoRE | Non-Red Flag Warning - Small Fires | 2048 | 1.2823e-05 | 6.4113e-06 | 1.6486e-05 | 0.10007 | 0.04626 | 0.0020076 | 0.051804 | 0 | 0 | 0 | 0.010681 |  | 1.2832e-06 | 0 | 1.2832e-06 | 6.4159e-07 | 0 | 6.4159e-07 | 1.6498e-06 | 0 | 1.6498e-06 | [16 empty] | 7.3.1.3 Ignition probability mapping showing the probability of ignition along the electric lines and equipmentWLDFRAggregatedAggregated | WLDFR | HFTD - Distribution - Tier 2 - 4QU CoRE ¦ 1QU LoRE | Seismic - Non-Red Flag Warning - Catastrophic Fires | Aggregated | Aggregated | 2047 | 6.7192e-10 | 0 | 692.6276 | 4.6539e-07 | 2047 | Mitigation | 0.08575 | 30 | 0 | esc | 0.0012005 | 8.0664e-13 | 0.00060025 | 4.0332e-13 | 0.0015435 | 1.0371e-12
[79 empty] | WLDFR | HFTD - Distribution - Tier 2 - 4QU CoRE ¦ 1QU LoRE | Non-Red Flag Warning - Small Fires | 2049 | 1.2823e-05 | 6.4113e-06 | 1.6486e-05 | 0.10007 | 0.04626 | 0.0020076 | 0.051804 | 0 | 0 | 0 | 0.010681 |  | 1.2832e-06 | 0 | 1.2832e-06 | 6.4159e-07 | 0 | 6.4159e-07 | 1.6498e-06 | 0 | 1.6498e-06 | [16 empty] | 7.3.1.3 Ignition probability mapping showing the probability of ignition along the electric lines and equipmentWLDFRAggregatedAggregated | WLDFR | HFTD - Distribution - Tier 2 - 4QU CoRE ¦ 1QU LoRE | Seismic - Non-Red Flag Warning - Catastrophic Fires | Aggregated | Aggregated | 2048 | 6.7192e-10 | 0 | 692.6276 | 4.6539e-07 | 2048 | Mitigation | 0.08575 | 30 | 0 | esc | 0.0012005 | 8.0664e-13 | 0.00060025 | 4.0332e-13 | 0.0015435 | 1.0371e-12
[79 empty] | WLDFR | HFTD - Distribution - Tier 2 - 4QU CoRE ¦ 1QU LoRE | Non-Red Flag Warning - Small Fires | 2050 | 0 | 6.4113e-06 | 1.6486e-05 | 0.10007 | 0.04626 | 0.0020076 | 0.051804 | 0 | 0 | 0 | 0.010681 |  | 0 | 0 | 0 | 6.4159e-07 | 0 | 6.4159e-07 | 1.6498e-06 | 0 | 1.6498e-06 | [16 empty] | 7.3.1.3 Ignition probability mapping showing the probability of ignition along the electric lines and equipmentWLDFRAggregatedAggregated | WLDFR | HFTD - Distribution - Tier 2 - 4QU CoRE ¦ 1QU LoRE | Seismic - Non-Red Flag Warning - Catastrophic Fires | Aggregated | Aggregated | 2049 | 6.7192e-10 | 0 | 692.6276 | 4.6539e-07 | 2049 | Mitigation | 0.08575 | 30 | 0 | esc | 0.0012005 | 8.0664e-13 | 0.00060025 | 4.0332e-13 | 0.0015435 | 1.0371e-12
[79 empty] | WLDFR | HFTD - Distribution - Tier 2 - 4QU CoRE ¦ 1QU LoRE | Non-Red Flag Warning - Small Fires | 2051 | 0 | 0 | 1.6486e-05 | 0.10007 | 0.04626 | 0.0020076 | 0.051804 | 0 | 0 | 0 | 0.010681 |  | 0 | 0 | 0 | 0 | 0 | 0 | 1.6498e-06 | 0 | 1.6498e-06 | [16 empty] | 7.3.1.3 Ignition probability mapping showing the probability of ignition along the electric lines and equipmentWLDFRAggregatedAggregated | WLDFR | HFTD - Distribution - Tier 2 - 4QU CoRE ¦ 1QU LoRE | Seismic - Non-Red Flag Warning - Catastrophic Fires | Aggregated | Aggregated | 2050 | 6.7192e-10 | 0 | 692.6276 | 4.6539e-07 | 2050 | Mitigation | 0.08575 | 30 | 0 | esc | 0 | 0 | 0.00060025 | 4.0332e-13 | 0.0015435 | 1.0371e-12
[79 empty] | WLDFR | HFTD - Distribution - Tier 2 - 4QU CoRE ¦ 1QU LoRE | Red Flag Warning - Catastrophic Fires | 2020 | 2.8139e-08 | 0 | 0 | 14146.1306 | 222.2294 | 8585.7228 | 5338.1784 | 0 | 0 | 0 | 2.3439e-05 |  | 0.00039806 | 0 | 0.00039806 | 0 | 0 | 0 | 0 | 0 | 0 | [16 empty] | 7.3.1.3 Ignition probability mapping showing the probability of ignition along the electric lines and equipmentWLDFRAggregatedAggregated | WLDFR | HFTD - Distribution - Tier 2 - 4QU CoRE ¦ 1QU LoRE | Seismic - Non-Red Flag Warning - Catastrophic Fires | Aggregated | Aggregated | 2051 | 6.7192e-10 | 0 | 692.6276 | 4.6539e-07 | 2051 | Mitigation | 0.08575 | 30 | 0 | esc | 0 | 0 | 0 | 0 | 0.0015435 | 1.0371e-12
[79 empty] | WLDFR | HFTD - Distribution - Tier 2 - 4QU CoRE ¦ 1QU LoRE | Red Flag Warning - Catastrophic Fires | 2021 | 2.8139e-08 | 1.407e-08 | 0 | 14146.1306 | 222.2294 | 8585.7228 | 5338.1784 | 0 | 0 | 0 | 2.3439e-05 |  | 0.00039806 | 0 | 0.00039806 | 0.00019903 | 0 | 0.00019903 | 0 | 0 | 0 | [16 empty] | 7.3.1.3 Ignition probability mapping showing the probability of ignition along the electric lines and equipmentWLDFRAggregatedAggregated | WLDFR | HFTD - Distribution - Tier 2 - 4QU CoRE ¦ 1QU LoRE | Seismic - Red Flag Warning - Catastrophic Fires | Aggregated | Aggregated | 2021 | 2.8979e-08 | 0 | 692.6276 | 2.0072e-05 | 2021 | Mitigation | 0.08575 | 30 | 0 | esc | 0.0012005 | 3.479e-11 | 0.00060025 | 1.7395e-11 | 0 | 0
[79 empty] | WLDFR | HFTD - Distribution - Tier 2 - 4QU CoRE ¦ 1QU LoRE | Red Flag Warning - Catastrophic Fires | 2022 | 2.8139e-08 | 1.407e-08 | 3.6179e-08 | 14146.1306 | 222.2294 | 8585.7228 | 5338.1784 | 0 | 0 | 0 | 2.3439e-05 |  | 0.00039806 | 0 | 0.00039806 | 0.00019903 | 0 | 0.00019903 | 0.00051179 | 0 | 0.00051179 | [16 empty] | 7.3.1.3 Ignition probability mapping showing the probability of ignition along the electric lines and equipmentWLDFRAggregatedAggregated | WLDFR | HFTD - Distribution - Tier 2 - 4QU CoRE ¦ 1QU LoRE | Seismic - Red Flag Warning - Catastrophic Fires | Aggregated | Aggregated | 2022 | 2.8979e-08 | 0 | 692.6276 | 2.0072e-05 | 2022 | Mitigation | 0.08575 | 30 | 0 | esc | 0.0012005 | 3.479e-11 | 0.00060025 | 1.7395e-11 | 0.0015435 | 4.4729e-11
[79 empty] | WLDFR | HFTD - Distribution - Tier 2 - 4QU CoRE ¦ 1QU LoRE | Red Flag Warning - Catastrophic Fires | 2023 | 2.8139e-08 | 1.407e-08 | 3.6179e-08 | 14664.6376 | 233.2301 | 8896.516 | 5534.8915 | 0 | 0 | 0 | 2.3439e-05 |  | 0.00041265 | 0 | 0.00041265 | 0.00020632 | 0 | 0.00020632 | 0.00053055 | 0 | 0.00053055 | [16 empty] | 7.3.1.3 Ignition probability mapping showing the probability of ignition along the electric lines and equipmentWLDFRAggregatedAggregated | WLDFR | HFTD - Distribution - Tier 2 - 4QU CoRE ¦ 1QU LoRE | Seismic - Red Flag Warning - Catastrophic Fires | Aggregated | Aggregated | 2023 | 2.8979e-08 | 0 | 692.6276 | 2.0072e-05 | 2023 | Mitigation | 0.08575 | 30 | 0 | esc | 0.0012005 | 3.479e-11 | 0.00060025 | 1.7395e-11 | 0.0015435 | 4.4729e-11
[79 empty] | WLDFR | HFTD - Distribution - Tier 2 - 4QU CoRE ¦ 1QU LoRE | Red Flag Warning - Catastrophic Fires | 2024 | 2.8139e-08 | 1.407e-08 | 3.6179e-08 | 14664.6376 | 233.2301 | 8896.516 | 5534.8915 | 0 | 0 | 0 | 2.3439e-05 |  | 0.00041265 | 0 | 0.00041265 | 0.00020632 | 0 | 0.00020632 | 0.00053055 | 0 | 0.00053055 | [16 empty] | 7.3.1.3 Ignition probability mapping showing the probability of ignition along the electric lines and equipmentWLDFRAggregatedAggregated | WLDFR | HFTD - Distribution - Tier 2 - 4QU CoRE ¦ 1QU LoRE | Seismic - Red Flag Warning - Catastrophic Fires | Aggregated | Aggregated | 2024 | 2.8979e-08 | 0 | 692.6276 | 2.0072e-05 | 2024 | Mitigation | 0.08575 | 30 | 0 | esc | 0.0012005 | 3.479e-11 | 0.00060025 | 1.7395e-11 | 0.0015435 | 4.4729e-11
[79 empty] | WLDFR | HFTD - Distribution - Tier 2 - 4QU CoRE ¦ 1QU LoRE | Red Flag Warning - Catastrophic Fires | 2025 | 2.8139e-08 | 1.407e-08 | 3.6179e-08 | 14664.6376 | 233.2301 | 8896.516 | 5534.8915 | 0 | 0 | 0 | 2.3439e-05 |  | 0.00041265 | 0 | 0.00041265 | 0.00020632 | 0 | 0.00020632 | 0.00053055 | 0 | 0.00053055 | [16 empty] | 7.3.1.3 Ignition probability mapping showing the probability of ignition along the electric lines and equipmentWLDFRAggregatedAggregated | WLDFR | HFTD - Distribution - Tier 2 - 4QU CoRE ¦ 1QU LoRE | Seismic - Red Flag Warning - Catastrophic Fires | Aggregated | Aggregated | 2025 | 2.8979e-08 | 0 | 692.6276 | 2.0072e-05 | 2025 | Mitigation | 0.08575 | 30 | 0 | esc | 0.0012005 | 3.479e-11 | 0.00060025 | 1.7395e-11 | 0.0015435 | 4.4729e-11
[79 empty] | WLDFR | HFTD - Distribution - Tier 2 - 4QU CoRE ¦ 1QU LoRE | Red Flag Warning - Catastrophic Fires | 2026 | 2.8139e-08 | 1.407e-08 | 3.6179e-08 | 14664.6376 | 233.2301 | 8896.516 | 5534.8915 | 0 | 0 | 0 | 2.3439e-05 |  | 0.00041265 | 0 | 0.00041265 | 0.00020632 | 0 | 0.00020632 | 0.00053055 | 0 | 0.00053055 | [16 empty] | 7.3.1.3 Ignition probability mapping showing the probability of ignition along the electric lines and equipmentWLDFRAggregatedAggregated | WLDFR | HFTD - Distribution - Tier 2 - 4QU CoRE ¦ 1QU LoRE | Seismic - Red Flag Warning - Catastrophic Fires | Aggregated | Aggregated | 2026 | 2.8979e-08 | 0 | 692.6276 | 2.0072e-05 | 2026 | Mitigation | 0.08575 | 30 | 0 | esc | 0.0012005 | 3.479e-11 | 0.00060025 | 1.7395e-11 | 0.0015435 | 4.4729e-11
[79 empty] | WLDFR | HFTD - Distribution - Tier 2 - 4QU CoRE ¦ 1QU LoRE | Red Flag Warning - Catastrophic Fires | 2027 | 2.8139e-08 | 1.407e-08 | 3.6179e-08 | 14664.6376 | 233.2301 | 8896.516 | 5534.8915 | 0 | 0 | 0 | 2.3439e-05 |  | 0.00041265 | 0 | 0.00041265 | 0.00020632 | 0 | 0.00020632 | 0.00053055 | 0 | 0.00053055 | [16 empty] | 7.3.1.3 Ignition probability mapping showing the probability of ignition along the electric lines and equipmentWLDFRAggregatedAggregated | WLDFR | HFTD - Distribution - Tier 2 - 4QU CoRE ¦ 1QU LoRE | Seismic - Red Flag Warning - Catastrophic Fires | Aggregated | Aggregated | 2027 | 2.8979e-08 | 0 | 692.6276 | 2.0072e-05 | 2027 | Mitigation | 0.08575 | 30 | 0 | esc | 0.0012005 | 3.479e-11 | 0.00060025 | 1.7395e-11 | 0.0015435 | 4.4729e-11
[79 empty] | WLDFR | HFTD - Distribution - Tier 2 - 4QU CoRE ¦ 1QU LoRE | Red Flag Warning - Catastrophic Fires | 2028 | 2.8139e-08 | 1.407e-08 | 3.6179e-08 | 15317.9909 | 247.273 | 9287.6491 | 5783.0689 | 0 | 0 | 0 | 2.3439e-05 |  | 0.00043103 | 0 | 0.00043103 | 0.00021552 | 0 | 0.00021552 | 0.00055419 | 0 | 0.00055419 | [16 empty] | 7.3.1.3 Ignition probability mapping showing the probability of ignition along the electric lines and equipmentWLDFRAggregatedAggregated | WLDFR | HFTD - Distribution - Tier 2 - 4QU CoRE ¦ 1QU LoRE | Seismic - Red Flag Warning - Catastrophic Fires | Aggregated | Aggregated | 2028 | 2.8979e-08 | 0 | 692.6276 | 2.0072e-05 | 2028 | Mitigation | 0.08575 | 30 | 0 | esc | 0.0012005 | 3.479e-11 | 0.00060025 | 1.7395e-11 | 0.0015435 | 4.4729e-11
[79 empty] | WLDFR | HFTD - Distribution - Tier 2 - 4QU CoRE ¦ 1QU LoRE | Red Flag Warning - Catastrophic Fires | 2029 | 2.8139e-08 | 1.407e-08 | 3.6179e-08 | 15317.9909 | 247.273 | 9287.6491 | 5783.0689 | 0 | 0 | 0 | 2.3439e-05 |  | 0.00043103 | 0 | 0.00043103 | 0.00021552 | 0 | 0.00021552 | 0.00055419 | 0 | 0.00055419 | [16 empty] | 7.3.1.3 Ignition probability mapping showing the probability of ignition along the electric lines and equipmentWLDFRAggregatedAggregated | WLDFR | HFTD - Distribution - Tier 2 - 4QU CoRE ¦ 1QU LoRE | Seismic - Red Flag Warning - Catastrophic Fires | Aggregated | Aggregated | 2029 | 2.8979e-08 | 0 | 692.6276 | 2.0072e-05 | 2029 | Mitigation | 0.08575 | 30 | 0 | esc | 0.0012005 | 3.479e-11 | 0.00060025 | 1.7395e-11 | 0.0015435 | 4.4729e-11
[79 empty] | WLDFR | HFTD - Distribution - Tier 2 - 4QU CoRE ¦ 1QU LoRE | Red Flag Warning - Catastrophic Fires | 2030 | 2.8139e-08 | 1.407e-08 | 3.6179e-08 | 15317.9909 | 247.273 | 9287.6491 | 5783.0689 | 0 | 0 | 0 | 2.3439e-05 |  | 0.00043103 | 0 | 0.00043103 | 0.00021552 | 0 | 0.00021552 | 0.00055419 | 0 | 0.00055419 | [16 empty] | 7.3.1.3 Ignition probability mapping showing the probability of ignition along the electric lines and equipmentWLDFRAggregatedAggregated | WLDFR | HFTD - Distribution - Tier 2 - 4QU CoRE ¦ 1QU LoRE | Seismic - Red Flag Warning - Catastrophic Fires | Aggregated | Aggregated | 2030 | 2.8979e-08 | 0 | 692.6276 | 2.0072e-05 | 2030 | Mitigation | 0.08575 | 30 | 0 | esc | 0.0012005 | 3.479e-11 | 0.00060025 | 1.7395e-11 | 0.0015435 | 4.4729e-11
[79 empty] | WLDFR | HFTD - Distribution - Tier 2 - 4QU CoRE ¦ 1QU LoRE | Red Flag Warning - Catastrophic Fires | 2031 | 2.8139e-08 | 1.407e-08 | 3.6179e-08 | 15317.9909 | 247.273 | 9287.6491 | 5783.0689 | 0 | 0 | 0 | 2.3439e-05 |  | 0.00043103 | 0 | 0.00043103 | 0.00021552 | 0 | 0.00021552 | 0.00055419 | 0 | 0.00055419 | [16 empty] | 7.3.1.3 Ignition probability mapping showing the probability of ignition along the electric lines and equipmentWLDFRAggregatedAggregated | WLDFR | HFTD - Distribution - Tier 2 - 4QU CoRE ¦ 1QU LoRE | Seismic - Red Flag Warning - Catastrophic Fires | Aggregated | Aggregated | 2031 | 2.8979e-08 | 0 | 692.6276 | 2.0072e-05 | 2031 | Mitigation | 0.08575 | 30 | 0 | esc | 0.0012005 | 3.479e-11 | 0.00060025 | 1.7395e-11 | 0.0015435 | 4.4729e-11
[79 empty] | WLDFR | HFTD - Distribution - Tier 2 - 4QU CoRE ¦ 1QU LoRE | Red Flag Warning - Catastrophic Fires | 2032 | 2.8139e-08 | 1.407e-08 | 3.6179e-08 | 15317.9909 | 247.273 | 9287.6491 | 5783.0689 | 0 | 0 | 0 | 2.3439e-05 |  | 0.00043103 | 0 | 0.00043103 | 0.00021552 | 0 | 0.00021552 | 0.00055419 | 0 | 0.00055419 | [16 empty] | 7.3.1.3 Ignition probability mapping showing the probability of ignition along the electric lines and equipmentWLDFRAggregatedAggregated | WLDFR | HFTD - Distribution - Tier 2 - 4QU CoRE ¦ 1QU LoRE | Seismic - Red Flag Warning - Catastrophic Fires | Aggregated | Aggregated | 2032 | 2.8979e-08 | 0 | 692.6276 | 2.0072e-05 | 2032 | Mitigation | 0.08575 | 30 | 0 | esc | 0.0012005 | 3.479e-11 | 0.00060025 | 1.7395e-11 | 0.0015435 | 4.4729e-11
[79 empty] | WLDFR | HFTD - Distribution - Tier 2 - 4QU CoRE ¦ 1QU LoRE | Red Flag Warning - Catastrophic Fires | 2033 | 2.8139e-08 | 1.407e-08 | 3.6179e-08 | 16044.1264 | 263.1074 | 9721.74 | 6059.2791 | 0 | 0 | 0 | 2.3439e-05 |  | 0.00045147 | 0 | 0.00045147 | 0.00022573 | 0 | 0.00022573 | 0.00058046 | 0 | 0.00058046 | [16 empty] | 7.3.1.3 Ignition probability mapping showing the probability of ignition along the electric lines and equipmentWLDFRAggregatedAggregated | WLDFR | HFTD - Distribution - Tier 2 - 4QU CoRE ¦ 1QU LoRE | Seismic - Red Flag Warning - Catastrophic Fires | Aggregated | Aggregated | 2033 | 2.8979e-08 | 0 | 692.6276 | 2.0072e-05 | 2033 | Mitigation | 0.08575 | 30 | 0 | esc | 0.0012005 | 3.479e-11 | 0.00060025 | 1.7395e-11 | 0.0015435 | 4.4729e-11
[79 empty] | WLDFR | HFTD - Distribution - Tier 2 - 4QU CoRE ¦ 1QU LoRE | Red Flag Warning - Catastrophic Fires | 2034 | 2.8139e-08 | 1.407e-08 | 3.6179e-08 | 16044.1264 | 263.1074 | 9721.74 | 6059.2791 | 0 | 0 | 0 | 2.3439e-05 |  | 0.00045147 | 0 | 0.00045147 | 0.00022573 | 0 | 0.00022573 | 0.00058046 | 0 | 0.00058046 | [16 empty] | 7.3.1.3 Ignition probability mapping showing the probability of ignition along the electric lines and equipmentWLDFRAggregatedAggregated | WLDFR | HFTD - Distribution - Tier 2 - 4QU CoRE ¦ 1QU LoRE | Seismic - Red Flag Warning - Catastrophic Fires | Aggregated | Aggregated | 2034 | 2.8979e-08 | 0 | 692.6276 | 2.0072e-05 | 2034 | Mitigation | 0.08575 | 30 | 0 | esc | 0.0012005 | 3.479e-11 | 0.00060025 | 1.7395e-11 | 0.0015435 | 4.4729e-11
[79 empty] | WLDFR | HFTD - Distribution - Tier 2 - 4QU CoRE ¦ 1QU LoRE | Red Flag Warning - Catastrophic Fires | 2035 | 2.8139e-08 | 1.407e-08 | 3.6179e-08 | 16044.1264 | 263.1074 | 9721.74 | 6059.2791 | 0 | 0 | 0 | 2.3439e-05 |  | 0.00045147 | 0 | 0.00045147 | 0.00022573 | 0 | 0.00022573 | 0.00058046 | 0 | 0.00058046 | [16 empty] | 7.3.1.3 Ignition probability mapping showing the probability of ignition along the electric lines and equipmentWLDFRAggregatedAggregated | WLDFR | HFTD - Distribution - Tier 2 - 4QU CoRE ¦ 1QU LoRE | Seismic - Red Flag Warning - Catastrophic Fires | Aggregated | Aggregated | 2035 | 2.8979e-08 | 0 | 692.6276 | 2.0072e-05 | 2035 | Mitigation | 0.08575 | 30 | 0 | esc | 0.0012005 | 3.479e-11 | 0.00060025 | 1.7395e-11 | 0.0015435 | 4.4729e-11
[79 empty] | WLDFR | HFTD - Distribution - Tier 2 - 4QU CoRE ¦ 1QU LoRE | Red Flag Warning - Catastrophic Fires | 2036 | 2.8139e-08 | 1.407e-08 | 3.6179e-08 | 16044.1264 | 263.1074 | 9721.74 | 6059.2791 | 0 | 0 | 0 | 2.3439e-05 |  | 0.00045147 | 0 | 0.00045147 | 0.00022573 | 0 | 0.00022573 | 0.00058046 | 0 | 0.00058046 | [16 empty] | 7.3.1.3 Ignition probability mapping showing the probability of ignition along the electric lines and equipmentWLDFRAggregatedAggregated | WLDFR | HFTD - Distribution - Tier 2 - 4QU CoRE ¦ 1QU LoRE | Seismic - Red Flag Warning - Catastrophic Fires | Aggregated | Aggregated | 2036 | 2.8979e-08 | 0 | 692.6276 | 2.0072e-05 | 2036 | Mitigation | 0.08575 | 30 | 0 | esc | 0.0012005 | 3.479e-11 | 0.00060025 | 1.7395e-11 | 0.0015435 | 4.4729e-11
[79 empty] | WLDFR | HFTD - Distribution - Tier 2 - 4QU CoRE ¦ 1QU LoRE | Red Flag Warning - Catastrophic Fires | 2037 | 2.8139e-08 | 1.407e-08 | 3.6179e-08 | 16044.1264 | 263.1074 | 9721.74 | 6059.2791 | 0 | 0 | 0 | 2.3439e-05 |  | 0.00045147 | 0 | 0.00045147 | 0.00022573 | 0 | 0.00022573 | 0.00058046 | 0 | 0.00058046 | [16 empty] | 7.3.1.3 Ignition probability mapping showing the probability of ignition along the electric lines and equipmentWLDFRAggregatedAggregated | WLDFR | HFTD - Distribution - Tier 2 - 4QU CoRE ¦ 1QU LoRE | Seismic - Red Flag Warning - Catastrophic Fires | Aggregated | Aggregated | 2037 | 2.8979e-08 | 0 | 692.6276 | 2.0072e-05 | 2037 | Mitigation | 0.08575 | 30 | 0 | esc | 0.0012005 | 3.479e-11 | 0.00060025 | 1.7395e-11 | 0.0015435 | 4.4729e-11
[79 empty] | WLDFR | HFTD - Distribution - Tier 2 - 4QU CoRE ¦ 1QU LoRE | Red Flag Warning - Catastrophic Fires | 2038 | 2.8139e-08 | 1.407e-08 | 3.6179e-08 | 16832.3912 | 280.5544 | 10192.2718 | 6359.5651 | 0 | 0 | 0 | 2.3439e-05 |  | 0.00047365 | 0 | 0.00047365 | 0.00023682 | 0 | 0.00023682 | 0.00060898 | 0 | 0.00060898 | [16 empty] | 7.3.1.3 Ignition probability mapping showing the probability of ignition along the electric lines and equipmentWLDFRAggregatedAggregated | WLDFR | HFTD - Distribution - Tier 2 - 4QU CoRE ¦ 1QU LoRE | Seismic - Red Flag Warning - Catastrophic Fires | Aggregated | Aggregated | 2038 | 2.8979e-08 | 0 | 692.6276 | 2.0072e-05 | 2038 | Mitigation | 0.08575 | 30 | 0 | esc | 0.0012005 | 3.479e-11 | 0.00060025 | 1.7395e-11 | 0.0015435 | 4.4729e-11
[79 empty] | WLDFR | HFTD - Distribution - Tier 2 - 4QU CoRE ¦ 1QU LoRE | Red Flag Warning - Catastrophic Fires | 2039 | 2.8139e-08 | 1.407e-08 | 3.6179e-08 | 16832.3912 | 280.5544 | 10192.2718 | 6359.5651 | 0 | 0 | 0 | 2.3439e-05 |  | 0.00047365 | 0 | 0.00047365 | 0.00023682 | 0 | 0.00023682 | 0.00060898 | 0 | 0.00060898 | [16 empty] | 7.3.1.3 Ignition probability mapping showing the probability of ignition along the electric lines and equipmentWLDFRAggregatedAggregated | WLDFR | HFTD - Distribution - Tier 2 - 4QU CoRE ¦ 1QU LoRE | Seismic - Red Flag Warning - Catastrophic Fires | Aggregated | Aggregated | 2039 | 2.8979e-08 | 0 | 692.6276 | 2.0072e-05 | 2039 | Mitigation | 0.08575 | 30 | 0 | esc | 0.0012005 | 3.479e-11 | 0.00060025 | 1.7395e-11 | 0.0015435 | 4.4729e-11
[79 empty] | WLDFR | HFTD - Distribution - Tier 2 - 4QU CoRE ¦ 1QU LoRE | Red Flag Warning - Catastrophic Fires | 2040 | 2.8139e-08 | 1.407e-08 | 3.6179e-08 | 16832.3912 | 280.5544 | 10192.2718 | 6359.5651 | 0 | 0 | 0 | 2.3439e-05 |  | 0.00047365 | 0 | 0.00047365 | 0.00023682 | 0 | 0.00023682 | 0.00060898 | 0 | 0.00060898 | [16 empty] | 7.3.1.3 Ignition probability mapping showing the probability of ignition along the electric lines and equipmentWLDFRAggregatedAggregated | WLDFR | HFTD - Distribution - Tier 2 - 4QU CoRE ¦ 1QU LoRE | Seismic - Red Flag Warning - Catastrophic Fires | Aggregated | Aggregated | 2040 | 2.8979e-08 | 0 | 692.6276 | 2.0072e-05 | 2040 | Mitigation | 0.08575 | 30 | 0 | esc | 0.0012005 | 3.479e-11 | 0.00060025 | 1.7395e-11 | 0.0015435 | 4.4729e-11
[79 empty] | WLDFR | HFTD - Distribution - Tier 2 - 4QU CoRE ¦ 1QU LoRE | Red Flag Warning - Catastrophic Fires | 2041 | 2.8139e-08 | 1.407e-08 | 3.6179e-08 | 16832.3912 | 280.5544 | 10192.2718 | 6359.5651 | 0 | 0 | 0 | 2.3439e-05 |  | 0.00047365 | 0 | 0.00047365 | 0.00023682 | 0 | 0.00023682 | 0.00060898 | 0 | 0.00060898 | [16 empty] | 7.3.1.3 Ignition probability mapping showing the probability of ignition along the electric lines and equipmentWLDFRAggregatedAggregated | WLDFR | HFTD - Distribution - Tier 2 - 4QU CoRE ¦ 1QU LoRE | Seismic - Red Flag Warning - Catastrophic Fires | Aggregated | Aggregated | 2041 | 2.8979e-08 | 0 | 692.6276 | 2.0072e-05 | 2041 | Mitigation | 0.08575 | 30 | 0 | esc | 0.0012005 | 3.479e-11 | 0.00060025 | 1.7395e-11 | 0.0015435 | 4.4729e-11
[79 empty] | WLDFR | HFTD - Distribution - Tier 2 - 4QU CoRE ¦ 1QU LoRE | Red Flag Warning - Catastrophic Fires | 2042 | 2.8139e-08 | 1.407e-08 | 3.6179e-08 | 16832.3912 | 280.5544 | 10192.2718 | 6359.5651 | 0 | 0 | 0 | 2.3439e-05 |  | 0.00047365 | 0 | 0.00047365 | 0.00023682 | 0 | 0.00023682 | 0.00060898 | 0 | 0.00060898 | [16 empty] | 7.3.1.3 Ignition probability mapping showing the probability of ignition along the electric lines and equipmentWLDFRAggregatedAggregated | WLDFR | HFTD - Distribution - Tier 2 - 4QU CoRE ¦ 1QU LoRE | Seismic - Red Flag Warning - Catastrophic Fires | Aggregated | Aggregated | 2042 | 2.8979e-08 | 0 | 692.6276 | 2.0072e-05 | 2042 | Mitigation | 0.08575 | 30 | 0 | esc | 0.0012005 | 3.479e-11 | 0.00060025 | 1.7395e-11 | 0.0015435 | 4.4729e-11
[79 empty] | WLDFR | HFTD - Distribution - Tier 2 - 4QU CoRE ¦ 1QU LoRE | Red Flag Warning - Catastrophic Fires | 2043 | 2.8139e-08 | 1.407e-08 | 3.6179e-08 | 17672.0852 | 299.42 | 10692.7362 | 6679.929 | 0 | 0 | 0 | 2.3439e-05 |  | 0.00049728 | 0 | 0.00049728 | 0.00024864 | 0 | 0.00024864 | 0.00063935 | 0 | 0.00063935 | [16 empty] | 7.3.1.3 Ignition probability mapping showing the probability of ignition along the electric lines and equipmentWLDFRAggregatedAggregated | WLDFR | HFTD - Distribution - Tier 2 - 4QU CoRE ¦ 1QU LoRE | Seismic - Red Flag Warning - Catastrophic Fires | Aggregated | Aggregated | 2043 | 2.8979e-08 | 0 | 692.6276 | 2.0072e-05 | 2043 | Mitigation | 0.08575 | 30 | 0 | esc | 0.0012005 | 3.479e-11 | 0.00060025 | 1.7395e-11 | 0.0015435 | 4.4729e-11
[79 empty] | WLDFR | HFTD - Distribution - Tier 2 - 4QU CoRE ¦ 1QU LoRE | Red Flag Warning - Catastrophic Fires | 2044 | 2.8139e-08 | 1.407e-08 | 3.6179e-08 | 17672.0852 | 299.42 | 10692.7362 | 6679.929 | 0 | 0 | 0 | 2.3439e-05 |  | 0.00049728 | 0 | 0.00049728 | 0.00024864 | 0 | 0.00024864 | 0.00063935 | 0 | 0.00063935 | [16 empty] | 7.3.1.3 Ignition probability mapping showing the probability of ignition along the electric lines and equipmentWLDFRAggregatedAggregated | WLDFR | HFTD - Distribution - Tier 2 - 4QU CoRE ¦ 1QU LoRE | Seismic - Red Flag Warning - Catastrophic Fires | Aggregated | Aggregated | 2044 | 2.8979e-08 | 0 | 692.6276 | 2.0072e-05 | 2044 | Mitigation | 0.08575 | 30 | 0 | esc | 0.0012005 | 3.479e-11 | 0.00060025 | 1.7395e-11 | 0.0015435 | 4.4729e-11
[79 empty] | WLDFR | HFTD - Distribution - Tier 2 - 4QU CoRE ¦ 1QU LoRE | Red Flag Warning - Catastrophic Fires | 2045 | 2.8139e-08 | 1.407e-08 | 3.6179e-08 | 17672.0852 | 299.42 | 10692.7362 | 6679.929 | 0 | 0 | 0 | 2.3439e-05 |  | 0.00049728 | 0 | 0.00049728 | 0.00024864 | 0 | 0.00024864 | 0.00063935 | 0 | 0.00063935 | [16 empty] | 7.3.1.3 Ignition probability mapping showing the probability of ignition along the electric lines and equipmentWLDFRAggregatedAggregated | WLDFR | HFTD - Distribution - Tier 2 - 4QU CoRE ¦ 1QU LoRE | Seismic - Red Flag Warning - Catastrophic Fires | Aggregated | Aggregated | 2045 | 2.8979e-08 | 0 | 692.6276 | 2.0072e-05 | 2045 | Mitigation | 0.08575 | 30 | 0 | esc | 0.0012005 | 3.479e-11 | 0.00060025 | 1.7395e-11 | 0.0015435 | 4.4729e-11
[79 empty] | WLDFR | HFTD - Distribution - Tier 2 - 4QU CoRE ¦ 1QU LoRE | Red Flag Warning - Catastrophic Fires | 2046 | 2.8139e-08 | 1.407e-08 | 3.6179e-08 | 17672.0852 | 299.42 | 10692.7362 | 6679.929 | 0 | 0 | 0 | 2.3439e-05 |  | 0.00049728 | 0 | 0.00049728 | 0.00024864 | 0 | 0.00024864 | 0.00063935 | 0 | 0.00063935 | [16 empty] | 7.3.1.3 Ignition probability mapping showing the probability of ignition along the electric lines and equipmentWLDFRAggregatedAggregated | WLDFR | HFTD - Distribution - Tier 2 - 4QU CoRE ¦ 1QU LoRE | Seismic - Red Flag Warning - Catastrophic Fires | Aggregated | Aggregated | 2046 | 2.8979e-08 | 0 | 692.6276 | 2.0072e-05 | 2046 | Mitigation | 0.08575 | 30 | 0 | esc | 0.0012005 | 3.479e-11 | 0.00060025 | 1.7395e-11 | 0.0015435 | 4.4729e-11
[79 empty] | WLDFR | HFTD - Distribution - Tier 2 - 4QU CoRE ¦ 1QU LoRE | Red Flag Warning - Catastrophic Fires | 2047 | 2.8139e-08 | 1.407e-08 | 3.6179e-08 | 17672.0852 | 299.42 | 10692.7362 | 6679.929 | 0 | 0 | 0 | 2.3439e-05 |  | 0.00049728 | 0 | 0.00049728 | 0.00024864 | 0 | 0.00024864 | 0.00063935 | 0 | 0.00063935 | [16 empty] | 7.3.1.3 Ignition probability mapping showing the probability of ignition along the electric lines and equipmentWLDFRAggregatedAggregated | WLDFR | HFTD - Distribution - Tier 2 - 4QU CoRE ¦ 1QU LoRE | Seismic - Red Flag Warning - Catastrophic Fires | Aggregated | Aggregated | 2047 | 2.8979e-08 | 0 | 692.6276 | 2.0072e-05 | 2047 | Mitigation | 0.08575 | 30 | 0 | esc | 0.0012005 | 3.479e-11 | 0.00060025 | 1.7395e-11 | 0.0015435 | 4.4729e-11
[79 empty] | WLDFR | HFTD - Distribution - Tier 2 - 4QU CoRE ¦ 1QU LoRE | Red Flag Warning - Catastrophic Fires | 2048 | 2.8139e-08 | 1.407e-08 | 3.6179e-08 | 18552.3348 | 319.4911 | 11216.5626 | 7016.281 | 0 | 0 | 0 | 2.3439e-05 |  | 0.00052205 | 0 | 0.00052205 | 0.00026102 | 0 | 0.00026102 | 0.0006712 | 0 | 0.0006712 | [16 empty] | 7.3.1.3 Ignition probability mapping showing the probability of ignition along the electric lines and equipmentWLDFRAggregatedAggregated | WLDFR | HFTD - Distribution - Tier 2 - 4QU CoRE ¦ 1QU LoRE | Seismic - Red Flag Warning - Catastrophic Fires | Aggregated | Aggregated | 2048 | 2.8979e-08 | 0 | 692.6276 | 2.0072e-05 | 2048 | Mitigation | 0.08575 | 30 | 0 | esc | 0.0012005 | 3.479e-11 | 0.00060025 | 1.7395e-11 | 0.0015435 | 4.4729e-11
[79 empty] | WLDFR | HFTD - Distribution - Tier 2 - 4QU CoRE ¦ 1QU LoRE | Red Flag Warning - Catastrophic Fires | 2049 | 2.8139e-08 | 1.407e-08 | 3.6179e-08 | 18552.3348 | 319.4911 | 11216.5626 | 7016.281 | 0 | 0 | 0 | 2.3439e-05 |  | 0.00052205 | 0 | 0.00052205 | 0.00026102 | 0 | 0.00026102 | 0.0006712 | 0 | 0.0006712 | [16 empty] | 7.3.1.3 Ignition probability mapping showing the probability of ignition along the electric lines and equipmentWLDFRAggregatedAggregated | WLDFR | HFTD - Distribution - Tier 2 - 4QU CoRE ¦ 1QU LoRE | Seismic - Red Flag Warning - Catastrophic Fires | Aggregated | Aggregated | 2049 | 2.8979e-08 | 0 | 692.6276 | 2.0072e-05 | 2049 | Mitigation | 0.08575 | 30 | 0 | esc | 0.0012005 | 3.479e-11 | 0.00060025 | 1.7395e-11 | 0.0015435 | 4.4729e-11
[79 empty] | WLDFR | HFTD - Distribution - Tier 2 - 4QU CoRE ¦ 1QU LoRE | Red Flag Warning - Catastrophic Fires | 2050 | 0 | 1.407e-08 | 3.6179e-08 | 18552.3348 | 319.4911 | 11216.5626 | 7016.281 | 0 | 0 | 0 | 2.3439e-05 |  | 0 | 0 | 0 | 0.00026102 | 0 | 0.00026102 | 0.0006712 | 0 | 0.0006712 | [16 empty] | 7.3.1.3 Ignition probability mapping showing the probability of ignition along the electric lines and equipmentWLDFRAggregatedAggregated | WLDFR | HFTD - Distribution - Tier 2 - 4QU CoRE ¦ 1QU LoRE | Seismic - Red Flag Warning - Catastrophic Fires | Aggregated | Aggregated | 2050 | 2.8979e-08 | 0 | 692.6276 | 2.0072e-05 | 2050 | Mitigation | 0.08575 | 30 | 0 | esc | 0 | 0 | 0.00060025 | 1.7395e-11 | 0.0015435 | 4.4729e-11
[79 empty] | WLDFR | HFTD - Distribution - Tier 2 - 4QU CoRE ¦ 1QU LoRE | Red Flag Warning - Catastrophic Fires | 2051 | 0 | 0 | 3.6179e-08 | 18552.3348 | 319.4911 | 11216.5626 | 7016.281 | 0 | 0 | 0 | 2.3439e-05 |  | 0 | 0 | 0 | 0 | 0 | 0 | 0.0006712 | 0 | 0.0006712 | [16 empty] | 7.3.1.3 Ignition probability mapping showing the probability of ignition along the electric lines and equipmentWLDFRAggregatedAggregated | WLDFR | HFTD - Distribution - Tier 2 - 4QU CoRE ¦ 1QU LoRE | Seismic - Red Flag Warning - Catastrophic Fires | Aggregated | Aggregated | 2051 | 2.8979e-08 | 0 | 692.6276 | 2.0072e-05 | 2051 | Mitigation | 0.08575 | 30 | 0 | esc | 0 | 0 | 0 | 0 | 0.0015435 | 4.4729e-11
[79 empty] | WLDFR | HFTD - Distribution - Tier 2 - 4QU CoRE ¦ 1QU LoRE | Red Flag Warning - Destructive Fires | 2020 | 4.6537e-09 | 0 | 0 | 8807.9522 | 222.2294 | 8585.7228 | 0 | 0 | 0 | 0 | 3.8764e-06 |  | 4.0989e-05 | 0 | 4.0989e-05 | 0 | 0 | 0 | 0 | 0 | 0 | [16 empty] | 7.3.1.3 Ignition probability mapping showing the probability of ignition along the electric lines and equipmentWLDFRAggregatedAggregated | WLDFR | HFTD - Distribution - Tier 2 - 4QU CoRE ¦ 2QU LoRE | Non-Red Flag Warning - Catastrophic Fires | Aggregated | Aggregated | 2021 | 8.438e-07 | 0 | 574.6424 | 0.00048488 | 2021 | Mitigation | 0.08575 | 30 | 0 | esc | 0.0012005 | 1.013e-09 | 0.00060025 | 5.0649e-10 | 0 | 0
[79 empty] | WLDFR | HFTD - Distribution - Tier 2 - 4QU CoRE ¦ 1QU LoRE | Red Flag Warning - Destructive Fires | 2021 | 4.6537e-09 | 2.3268e-09 | 0 | 8807.9522 | 222.2294 | 8585.7228 | 0 | 0 | 0 | 0 | 3.8764e-06 |  | 4.0989e-05 | 0 | 4.0989e-05 | 2.0495e-05 | 0 | 2.0495e-05 | 0 | 0 | 0 | [16 empty] | 7.3.1.3 Ignition probability mapping showing the probability of ignition along the electric lines and equipmentWLDFRAggregatedAggregated | WLDFR | HFTD - Distribution - Tier 2 - 4QU CoRE ¦ 2QU LoRE | Non-Red Flag Warning - Catastrophic Fires | Aggregated | Aggregated | 2022 | 8.438e-07 | 0 | 574.6424 | 0.00048488 | 2022 | Mitigation | 0.08575 | 30 | 0 | esc | 0.0012005 | 1.013e-09 | 0.00060025 | 5.0649e-10 | 0.0015435 | 1.3024e-09
[79 empty] | WLDFR | HFTD - Distribution - Tier 2 - 4QU CoRE ¦ 1QU LoRE | Red Flag Warning - Destructive Fires | 2022 | 4.6537e-09 | 2.3268e-09 | 5.9833e-09 | 8807.9522 | 222.2294 | 8585.7228 | 0 | 0 | 0 | 0 | 3.8764e-06 |  | 4.0989e-05 | 0 | 4.0989e-05 | 2.0495e-05 | 0 | 2.0495e-05 | 5.27e-05 | 0 | 5.27e-05 | [16 empty] | 7.3.1.3 Ignition probability mapping showing the probability of ignition along the electric lines and equipmentWLDFRAggregatedAggregated | WLDFR | HFTD - Distribution - Tier 2 - 4QU CoRE ¦ 2QU LoRE | Non-Red Flag Warning - Catastrophic Fires | Aggregated | Aggregated | 2023 | 8.438e-07 | 0 | 574.6424 | 0.00048488 | 2023 | Mitigation | 0.08575 | 30 | 0 | esc | 0.0012005 | 1.013e-09 | 0.00060025 | 5.0649e-10 | 0.0015435 | 1.3024e-09
[79 empty] | WLDFR | HFTD - Distribution - Tier 2 - 4QU CoRE ¦ 1QU LoRE | Red Flag Warning - Destructive Fires | 2023 | 4.6537e-09 | 2.3268e-09 | 5.9833e-09 | 9129.7461 | 233.2301 | 8896.516 | 0 | 0 | 0 | 0 | 3.8764e-06 |  | 4.2487e-05 | 0 | 4.2487e-05 | 2.1243e-05 | 0 | 2.1243e-05 | 5.4626e-05 | 0 | 5.4626e-05 | [16 empty] | 7.3.1.3 Ignition probability mapping showing the probability of ignition along the electric lines and equipmentWLDFRAggregatedAggregated | WLDFR | HFTD - Distribution - Tier 2 - 4QU CoRE ¦ 2QU LoRE | Non-Red Flag Warning - Catastrophic Fires | Aggregated | Aggregated | 2024 | 8.438e-07 | 0 | 574.6424 | 0.00048488 | 2024 | Mitigation | 0.08575 | 30 | 0 | esc | 0.0012005 | 1.013e-09 | 0.00060025 | 5.0649e-10 | 0.0015435 | 1.3024e-09
[79 empty] | WLDFR | HFTD - Distribution - Tier 2 - 4QU CoRE ¦ 1QU LoRE | Red Flag Warning - Destructive Fires | 2024 | 4.6537e-09 | 2.3268e-09 | 5.9833e-09 | 9129.7461 | 233.2301 | 8896.516 | 0 | 0 | 0 | 0 | 3.8764e-06 |  | 4.2487e-05 | 0 | 4.2487e-05 | 2.1243e-05 | 0 | 2.1243e-05 | 5.4626e-05 | 0 | 5.4626e-05 | [16 empty] | 7.3.1.3 Ignition probability mapping showing the probability of ignition along the electric lines and equipmentWLDFRAggregatedAggregated | WLDFR | HFTD - Distribution - Tier 2 - 4QU CoRE ¦ 2QU LoRE | Non-Red Flag Warning - Catastrophic Fires | Aggregated | Aggregated | 2025 | 8.438e-07 | 0 | 574.6424 | 0.00048488 | 2025 | Mitigation | 0.08575 | 30 | 0 | esc | 0.0012005 | 1.013e-09 | 0.00060025 | 5.0649e-10 | 0.0015435 | 1.3024e-09
[79 empty] | WLDFR | HFTD - Distribution - Tier 2 - 4QU CoRE ¦ 1QU LoRE | Red Flag Warning - Destructive Fires | 2025 | 4.6537e-09 | 2.3268e-09 | 5.9833e-09 | 9129.7461 | 233.2301 | 8896.516 | 0 | 0 | 0 | 0 | 3.8764e-06 |  | 4.2487e-05 | 0 | 4.2487e-05 | 2.1243e-05 | 0 | 2.1243e-05 | 5.4626e-05 | 0 | 5.4626e-05 | [16 empty] | 7.3.1.3 Ignition probability mapping showing the probability of ignition along the electric lines and equipmentWLDFRAggregatedAggregated | WLDFR | HFTD - Distribution - Tier 2 - 4QU CoRE ¦ 2QU LoRE | Non-Red Flag Warning - Catastrophic Fires | Aggregated | Aggregated | 2026 | 8.438e-07 | 0 | 574.6424 | 0.00048488 | 2026 | Mitigation | 0.08575 | 30 | 0 | esc | 0.0012005 | 1.013e-09 | 0.00060025 | 5.0649e-10 | 0.0015435 | 1.3024e-09
[79 empty] | WLDFR | HFTD - Distribution - Tier 2 - 4QU CoRE ¦ 1QU LoRE | Red Flag Warning - Destructive Fires | 2026 | 4.6537e-09 | 2.3268e-09 | 5.9833e-09 | 9129.7461 | 233.2301 | 8896.516 | 0 | 0 | 0 | 0 | 3.8764e-06 |  | 4.2487e-05 | 0 | 4.2487e-05 | 2.1243e-05 | 0 | 2.1243e-05 | 5.4626e-05 | 0 | 5.4626e-05 | [16 empty] | 7.3.1.3 Ignition probability mapping showing the probability of ignition along the electric lines and equipmentWLDFRAggregatedAggregated | WLDFR | HFTD - Distribution - Tier 2 - 4QU CoRE ¦ 2QU LoRE | Non-Red Flag Warning - Catastrophic Fires | Aggregated | Aggregated | 2027 | 8.438e-07 | 0 | 574.6424 | 0.00048488 | 2027 | Mitigation | 0.08575 | 30 | 0 | esc | 0.0012005 | 1.013e-09 | 0.00060025 | 5.0649e-10 | 0.0015435 | 1.3024e-09
[79 empty] | WLDFR | HFTD - Distribution - Tier 2 - 4QU CoRE ¦ 1QU LoRE | Red Flag Warning - Destructive Fires | 2027 | 4.6537e-09 | 2.3268e-09 | 5.9833e-09 | 9129.7461 | 233.2301 | 8896.516 | 0 | 0 | 0 | 0 | 3.8764e-06 |  | 4.2487e-05 | 0 | 4.2487e-05 | 2.1243e-05 | 0 | 2.1243e-05 | 5.4626e-05 | 0 | 5.4626e-05 | [16 empty] | 7.3.1.3 Ignition probability mapping showing the probability of ignition along the electric lines and equipmentWLDFRAggregatedAggregated | WLDFR | HFTD - Distribution - Tier 2 - 4QU CoRE ¦ 2QU LoRE | Non-Red Flag Warning - Catastrophic Fires | Aggregated | Aggregated | 2028 | 8.438e-07 | 0 | 574.6424 | 0.00048488 | 2028 | Mitigation | 0.08575 | 30 | 0 | esc | 0.0012005 | 1.013e-09 | 0.00060025 | 5.0649e-10 | 0.0015435 | 1.3024e-09
[79 empty] | WLDFR | HFTD - Distribution - Tier 2 - 4QU CoRE ¦ 1QU LoRE | Red Flag Warning - Destructive Fires | 2028 | 4.6537e-09 | 2.3268e-09 | 5.9833e-09 | 9534.9221 | 247.273 | 9287.6491 | 0 | 0 | 0 | 0 | 3.8764e-06 |  | 4.4372e-05 | 0 | 4.4372e-05 | 2.2186e-05 | 0 | 2.2186e-05 | 5.705e-05 | 0 | 5.705e-05 | [16 empty] | 7.3.1.3 Ignition probability mapping showing the probability of ignition along the electric lines and equipmentWLDFRAggregatedAggregated | WLDFR | HFTD - Distribution - Tier 2 - 4QU CoRE ¦ 2QU LoRE | Non-Red Flag Warning - Catastrophic Fires | Aggregated | Aggregated | 2029 | 8.438e-07 | 0 | 574.6424 | 0.00048488 | 2029 | Mitigation | 0.08575 | 30 | 0 | esc | 0.0012005 | 1.013e-09 | 0.00060025 | 5.0649e-10 | 0.0015435 | 1.3024e-09
[79 empty] | WLDFR | HFTD - Distribution - Tier 2 - 4QU CoRE ¦ 1QU LoRE | Red Flag Warning - Destructive Fires | 2029 | 4.6537e-09 | 2.3268e-09 | 5.9833e-09 | 9534.9221 | 247.273 | 9287.6491 | 0 | 0 | 0 | 0 | 3.8764e-06 |  | 4.4372e-05 | 0 | 4.4372e-05 | 2.2186e-05 | 0 | 2.2186e-05 | 5.705e-05 | 0 | 5.705e-05 | [16 empty] | 7.3.1.3 Ignition probability mapping showing the probability of ignition along the electric lines and equipmentWLDFRAggregatedAggregated | WLDFR | HFTD - Distribution - Tier 2 - 4QU CoRE ¦ 2QU LoRE | Non-Red Flag Warning - Catastrophic Fires | Aggregated | Aggregated | 2030 | 8.438e-07 | 0 | 574.6424 | 0.00048488 | 2030 | Mitigation | 0.08575 | 30 | 0 | esc | 0.0012005 | 1.013e-09 | 0.00060025 | 5.0649e-10 | 0.0015435 | 1.3024e-09
[79 empty] | WLDFR | HFTD - Distribution - Tier 2 - 4QU CoRE ¦ 1QU LoRE | Red Flag Warning - Destructive Fires | 2030 | 4.6537e-09 | 2.3268e-09 | 5.9833e-09 | 9534.9221 | 247.273 | 9287.6491 | 0 | 0 | 0 | 0 | 3.8764e-06 |  | 4.4372e-05 | 0 | 4.4372e-05 | 2.2186e-05 | 0 | 2.2186e-05 | 5.705e-05 | 0 | 5.705e-05 | [16 empty] | 7.3.1.3 Ignition probability mapping showing the probability of ignition along the electric lines and equipmentWLDFRAggregatedAggregated | WLDFR | HFTD - Distribution - Tier 2 - 4QU CoRE ¦ 2QU LoRE | Non-Red Flag Warning - Catastrophic Fires | Aggregated | Aggregated | 2031 | 8.438e-07 | 0 | 574.6424 | 0.00048488 | 2031 | Mitigation | 0.08575 | 30 | 0 | esc | 0.0012005 | 1.013e-09 | 0.00060025 | 5.0649e-10 | 0.0015435 | 1.3024e-09
[79 empty] | WLDFR | HFTD - Distribution - Tier 2 - 4QU CoRE ¦ 1QU LoRE | Red Flag Warning - Destructive Fires | 2031 | 4.6537e-09 | 2.3268e-09 | 5.9833e-09 | 9534.9221 | 247.273 | 9287.6491 | 0 | 0 | 0 | 0 | 3.8764e-06 |  | 4.4372e-05 | 0 | 4.4372e-05 | 2.2186e-05 | 0 | 2.2186e-05 | 5.705e-05 | 0 | 5.705e-05 | [16 empty] | 7.3.1.3 Ignition probability mapping showing the probability of ignition along the electric lines and equipmentWLDFRAggregatedAggregated | WLDFR | HFTD - Distribution - Tier 2 - 4QU CoRE ¦ 2QU LoRE | Non-Red Flag Warning - Catastrophic Fires | Aggregated | Aggregated | 2032 | 8.438e-07 | 0 | 574.6424 | 0.00048488 | 2032 | Mitigation | 0.08575 | 30 | 0 | esc | 0.0012005 | 1.013e-09 | 0.00060025 | 5.0649e-10 | 0.0015435 | 1.3024e-09
[79 empty] | WLDFR | HFTD - Distribution - Tier 2 - 4QU CoRE ¦ 1QU LoRE | Red Flag Warning - Destructive Fires | 2032 | 4.6537e-09 | 2.3268e-09 | 5.9833e-09 | 9534.9221 | 247.273 | 9287.6491 | 0 | 0 | 0 | 0 | 3.8764e-06 |  | 4.4372e-05 | 0 | 4.4372e-05 | 2.2186e-05 | 0 | 2.2186e-05 | 5.705e-05 | 0 | 5.705e-05 | [16 empty] | 7.3.1.3 Ignition probability mapping showing the probability of ignition along the electric lines and equipmentWLDFRAggregatedAggregated | WLDFR | HFTD - Distribution - Tier 2 - 4QU CoRE ¦ 2QU LoRE | Non-Red Flag Warning - Catastrophic Fires | Aggregated | Aggregated | 2033 | 8.438e-07 | 0 | 574.6424 | 0.00048488 | 2033 | Mitigation | 0.08575 | 30 | 0 | esc | 0.0012005 | 1.013e-09 | 0.00060025 | 5.0649e-10 | 0.0015435 | 1.3024e-09
[79 empty] | WLDFR | HFTD - Distribution - Tier 2 - 4QU CoRE ¦ 1QU LoRE | Red Flag Warning - Destructive Fires | 2033 | 4.6537e-09 | 2.3268e-09 | 5.9833e-09 | 9984.8474 | 263.1074 | 9721.74 | 0 | 0 | 0 | 0 | 3.8764e-06 |  | 4.6466e-05 | 0 | 4.6466e-05 | 2.3233e-05 | 0 | 2.3233e-05 | 5.9742e-05 | 0 | 5.9742e-05 | [16 empty] | 7.3.1.3 Ignition probability mapping showing the probability of ignition along the electric lines and equipmentWLDFRAggregatedAggregated | WLDFR | HFTD - Distribution - Tier 2 - 4QU CoRE ¦ 2QU LoRE | Non-Red Flag Warning - Catastrophic Fires | Aggregated | Aggregated | 2034 | 8.438e-07 | 0 | 574.6424 | 0.00048488 | 2034 | Mitigation | 0.08575 | 30 | 0 | esc | 0.0012005 | 1.013e-09 | 0.00060025 | 5.0649e-10 | 0.0015435 | 1.3024e-09
[79 empty] | WLDFR | HFTD - Distribution - Tier 2 - 4QU CoRE ¦ 1QU LoRE | Red Flag Warning - Destructive Fires | 2034 | 4.6537e-09 | 2.3268e-09 | 5.9833e-09 | 9984.8474 | 263.1074 | 9721.74 | 0 | 0 | 0 | 0 | 3.8764e-06 |  | 4.6466e-05 | 0 | 4.6466e-05 | 2.3233e-05 | 0 | 2.3233e-05 | 5.9742e-05 | 0 | 5.9742e-05 | [16 empty] | 7.3.1.3 Ignition probability mapping showing the probability of ignition along the electric lines and equipmentWLDFRAggregatedAggregated | WLDFR | HFTD - Distribution - Tier 2 - 4QU CoRE ¦ 2QU LoRE | Non-Red Flag Warning - Catastrophic Fires | Aggregated | Aggregated | 2035 | 8.438e-07 | 0 | 574.6424 | 0.00048488 | 2035 | Mitigation | 0.08575 | 30 | 0 | esc | 0.0012005 | 1.013e-09 | 0.00060025 | 5.0649e-10 | 0.0015435 | 1.3024e-09
[79 empty] | WLDFR | HFTD - Distribution - Tier 2 - 4QU CoRE ¦ 1QU LoRE | Red Flag Warning - Destructive Fires | 2035 | 4.6537e-09 | 2.3268e-09 | 5.9833e-09 | 9984.8474 | 263.1074 | 9721.74 | 0 | 0 | 0 | 0 | 3.8764e-06 |  | 4.6466e-05 | 0 | 4.6466e-05 | 2.3233e-05 | 0 | 2.3233e-05 | 5.9742e-05 | 0 | 5.9742e-05 | [16 empty] | 7.3.1.3 Ignition probability mapping showing the probability of ignition along the electric lines and equipmentWLDFRAggregatedAggregated | WLDFR | HFTD - Distribution - Tier 2 - 4QU CoRE ¦ 2QU LoRE | Non-Red Flag Warning - Catastrophic Fires | Aggregated | Aggregated | 2036 | 8.438e-07 | 0 | 574.6424 | 0.00048488 | 2036 | Mitigation | 0.08575 | 30 | 0 | esc | 0.0012005 | 1.013e-09 | 0.00060025 | 5.0649e-10 | 0.0015435 | 1.3024e-09
[79 empty] | WLDFR | HFTD - Distribution - Tier 2 - 4QU CoRE ¦ 1QU LoRE | Red Flag Warning - Destructive Fires | 2036 | 4.6537e-09 | 2.3268e-09 | 5.9833e-09 | 9984.8474 | 263.1074 | 9721.74 | 0 | 0 | 0 | 0 | 3.8764e-06 |  | 4.6466e-05 | 0 | 4.6466e-05 | 2.3233e-05 | 0 | 2.3233e-05 | 5.9742e-05 | 0 | 5.9742e-05 | [16 empty] | 7.3.1.3 Ignition probability mapping showing the probability of ignition along the electric lines and equipmentWLDFRAggregatedAggregated | WLDFR | HFTD - Distribution - Tier 2 - 4QU CoRE ¦ 2QU LoRE | Non-Red Flag Warning - Catastrophic Fires | Aggregated | Aggregated | 2037 | 8.438e-07 | 0 | 574.6424 | 0.00048488 | 2037 | Mitigation | 0.08575 | 30 | 0 | esc | 0.0012005 | 1.013e-09 | 0.00060025 | 5.0649e-10 | 0.0015435 | 1.3024e-09
[79 empty] | WLDFR | HFTD - Distribution - Tier 2 - 4QU CoRE ¦ 1QU LoRE | Red Flag Warning - Destructive Fires | 2037 | 4.6537e-09 | 2.3268e-09 | 5.9833e-09 | 9984.8474 | 263.1074 | 9721.74 | 0 | 0 | 0 | 0 | 3.8764e-06 |  | 4.6466e-05 | 0 | 4.6466e-05 | 2.3233e-05 | 0 | 2.3233e-05 | 5.9742e-05 | 0 | 5.9742e-05 | [16 empty] | 7.3.1.3 Ignition probability mapping showing the probability of ignition along the electric lines and equipmentWLDFRAggregatedAggregated | WLDFR | HFTD - Distribution - Tier 2 - 4QU CoRE ¦ 2QU LoRE | Non-Red Flag Warning - Catastrophic Fires | Aggregated | Aggregated | 2038 | 8.438e-07 | 0 | 574.6424 | 0.00048488 | 2038 | Mitigation | 0.08575 | 30 | 0 | esc | 0.0012005 | 1.013e-09 | 0.00060025 | 5.0649e-10 | 0.0015435 | 1.3024e-09
[79 empty] | WLDFR | HFTD - Distribution - Tier 2 - 4QU CoRE ¦ 1QU LoRE | Red Flag Warning - Destructive Fires | 2038 | 4.6537e-09 | 2.3268e-09 | 5.9833e-09 | 10472.8261 | 280.5544 | 10192.2718 | 0 | 0 | 0 | 0 | 3.8764e-06 |  | 4.8737e-05 | 0 | 4.8737e-05 | 2.4368e-05 | 0 | 2.4368e-05 | 6.2662e-05 | 0 | 6.2662e-05 | [16 empty] | 7.3.1.3 Ignition probability mapping showing the probability of ignition along the electric lines and equipmentWLDFRAggregatedAggregated | WLDFR | HFTD - Distribution - Tier 2 - 4QU CoRE ¦ 2QU LoRE | Non-Red Flag Warning - Catastrophic Fires | Aggregated | Aggregated | 2039 | 8.438e-07 | 0 | 574.6424 | 0.00048488 | 2039 | Mitigation | 0.08575 | 30 | 0 | esc | 0.0012005 | 1.013e-09 | 0.00060025 | 5.0649e-10 | 0.0015435 | 1.3024e-09
[79 empty] | WLDFR | HFTD - Distribution - Tier 2 - 4QU CoRE ¦ 1QU LoRE | Red Flag Warning - Destructive Fires | 2039 | 4.6537e-09 | 2.3268e-09 | 5.9833e-09 | 10472.8261 | 280.5544 | 10192.2718 | 0 | 0 | 0 | 0 | 3.8764e-06 |  | 4.8737e-05 | 0 | 4.8737e-05 | 2.4368e-05 | 0 | 2.4368e-05 | 6.2662e-05 | 0 | 6.2662e-05 | [16 empty] | 7.3.1.3 Ignition probability mapping showing the probability of ignition along the electric lines and equipmentWLDFRAggregatedAggregated | WLDFR | HFTD - Distribution - Tier 2 - 4QU CoRE ¦ 2QU LoRE | Non-Red Flag Warning - Catastrophic Fires | Aggregated | Aggregated | 2040 | 8.438e-07 | 0 | 574.6424 | 0.00048488 | 2040 | Mitigation | 0.08575 | 30 | 0 | esc | 0.0012005 | 1.013e-09 | 0.00060025 | 5.0649e-10 | 0.0015435 | 1.3024e-09
[79 empty] | WLDFR | HFTD - Distribution - Tier 2 - 4QU CoRE ¦ 1QU LoRE | Red Flag Warning - Destructive Fires | 2040 | 4.6537e-09 | 2.3268e-09 | 5.9833e-09 | 10472.8261 | 280.5544 | 10192.2718 | 0 | 0 | 0 | 0 | 3.8764e-06 |  | 4.8737e-05 | 0 | 4.8737e-05 | 2.4368e-05 | 0 | 2.4368e-05 | 6.2662e-05 | 0 | 6.2662e-05 | [16 empty] | 7.3.1.3 Ignition probability mapping showing the probability of ignition along the electric lines and equipmentWLDFRAggregatedAggregated | WLDFR | HFTD - Distribution - Tier 2 - 4QU CoRE ¦ 2QU LoRE | Non-Red Flag Warning - Catastrophic Fires | Aggregated | Aggregated | 2041 | 8.438e-07 | 0 | 574.6424 | 0.00048488 | 2041 | Mitigation | 0.08575 | 30 | 0 | esc | 0.0012005 | 1.013e-09 | 0.00060025 | 5.0649e-10 | 0.0015435 | 1.3024e-09
[79 empty] | WLDFR | HFTD - Distribution - Tier 2 - 4QU CoRE ¦ 1QU LoRE | Red Flag Warning - Destructive Fires | 2041 | 4.6537e-09 | 2.3268e-09 | 5.9833e-09 | 10472.8261 | 280.5544 | 10192.2718 | 0 | 0 | 0 | 0 | 3.8764e-06 |  | 4.8737e-05 | 0 | 4.8737e-05 | 2.4368e-05 | 0 | 2.4368e-05 | 6.2662e-05 | 0 | 6.2662e-05 | [16 empty] | 7.3.1.3 Ignition probability mapping showing the probability of ignition along the electric lines and equipmentWLDFRAggregatedAggregated | WLDFR | HFTD - Distribution - Tier 2 - 4QU CoRE ¦ 2QU LoRE | Non-Red Flag Warning - Catastrophic Fires | Aggregated | Aggregated | 2042 | 8.438e-07 | 0 | 574.6424 | 0.00048488 | 2042 | Mitigation | 0.08575 | 30 | 0 | esc | 0.0012005 | 1.013e-09 | 0.00060025 | 5.0649e-10 | 0.0015435 | 1.3024e-09
[79 empty] | WLDFR | HFTD - Distribution - Tier 2 - 4QU CoRE ¦ 1QU LoRE | Red Flag Warning - Destructive Fires | 2042 | 4.6537e-09 | 2.3268e-09 | 5.9833e-09 | 10472.8261 | 280.5544 | 10192.2718 | 0 | 0 | 0 | 0 | 3.8764e-06 |  | 4.8737e-05 | 0 | 4.8737e-05 | 2.4368e-05 | 0 | 2.4368e-05 | 6.2662e-05 | 0 | 6.2662e-05 | [16 empty] | 7.3.1.3 Ignition probability mapping showing the probability of ignition along the electric lines and equipmentWLDFRAggregatedAggregated | WLDFR | HFTD - Distribution - Tier 2 - 4QU CoRE ¦ 2QU LoRE | Non-Red Flag Warning - Catastrophic Fires | Aggregated | Aggregated | 2043 | 8.438e-07 | 0 | 574.6424 | 0.00048488 | 2043 | Mitigation | 0.08575 | 30 | 0 | esc | 0.0012005 | 1.013e-09 | 0.00060025 | 5.0649e-10 | 0.0015435 | 1.3024e-09
[79 empty] | WLDFR | HFTD - Distribution - Tier 2 - 4QU CoRE ¦ 1QU LoRE | Red Flag Warning - Destructive Fires | 2043 | 4.6537e-09 | 2.3268e-09 | 5.9833e-09 | 10992.1562 | 299.42 | 10692.7362 | 0 | 0 | 0 | 0 | 3.8764e-06 |  | 5.1154e-05 | 0 | 5.1154e-05 | 2.5577e-05 | 0 | 2.5577e-05 | 6.5769e-05 | 0 | 6.5769e-05 | [16 empty] | 7.3.1.3 Ignition probability mapping showing the probability of ignition along the electric lines and equipmentWLDFRAggregatedAggregated | WLDFR | HFTD - Distribution - Tier 2 - 4QU CoRE ¦ 2QU LoRE | Non-Red Flag Warning - Catastrophic Fires | Aggregated | Aggregated | 2044 | 8.438e-07 | 0 | 574.6424 | 0.00048488 | 2044 | Mitigation | 0.08575 | 30 | 0 | esc | 0.0012005 | 1.013e-09 | 0.00060025 | 5.0649e-10 | 0.0015435 | 1.3024e-09
[79 empty] | WLDFR | HFTD - Distribution - Tier 2 - 4QU CoRE ¦ 1QU LoRE | Red Flag Warning - Destructive Fires | 2044 | 4.6537e-09 | 2.3268e-09 | 5.9833e-09 | 10992.1562 | 299.42 | 10692.7362 | 0 | 0 | 0 | 0 | 3.8764e-06 |  | 5.1154e-05 | 0 | 5.1154e-05 | 2.5577e-05 | 0 | 2.5577e-05 | 6.5769e-05 | 0 | 6.5769e-05 | [16 empty] | 7.3.1.3 Ignition probability mapping showing the probability of ignition along the electric lines and equipmentWLDFRAggregatedAggregated | WLDFR | HFTD - Distribution - Tier 2 - 4QU CoRE ¦ 2QU LoRE | Non-Red Flag Warning - Catastrophic Fires | Aggregated | Aggregated | 2045 | 8.438e-07 | 0 | 574.6424 | 0.00048488 | 2045 | Mitigation | 0.08575 | 30 | 0 | esc | 0.0012005 | 1.013e-09 | 0.00060025 | 5.0649e-10 | 0.0015435 | 1.3024e-09
[79 empty] | WLDFR | HFTD - Distribution - Tier 2 - 4QU CoRE ¦ 1QU LoRE | Red Flag Warning - Destructive Fires | 2045 | 4.6537e-09 | 2.3268e-09 | 5.9833e-09 | 10992.1562 | 299.42 | 10692.7362 | 0 | 0 | 0 | 0 | 3.8764e-06 |  | 5.1154e-05 | 0 | 5.1154e-05 | 2.5577e-05 | 0 | 2.5577e-05 | 6.5769e-05 | 0 | 6.5769e-05 | [16 empty] | 7.3.1.3 Ignition probability mapping showing the probability of ignition along the electric lines and equipmentWLDFRAggregatedAggregated | WLDFR | HFTD - Distribution - Tier 2 - 4QU CoRE ¦ 2QU LoRE | Non-Red Flag Warning - Catastrophic Fires | Aggregated | Aggregated | 2046 | 8.438e-07 | 0 | 574.6424 | 0.00048488 | 2046 | Mitigation | 0.08575 | 30 | 0 | esc | 0.0012005 | 1.013e-09 | 0.00060025 | 5.0649e-10 | 0.0015435 | 1.3024e-09
[79 empty] | WLDFR | HFTD - Distribution - Tier 2 - 4QU CoRE ¦ 1QU LoRE | Red Flag Warning - Destructive Fires | 2046 | 4.6537e-09 | 2.3268e-09 | 5.9833e-09 | 10992.1562 | 299.42 | 10692.7362 | 0 | 0 | 0 | 0 | 3.8764e-06 |  | 5.1154e-05 | 0 | 5.1154e-05 | 2.5577e-05 | 0 | 2.5577e-05 | 6.5769e-05 | 0 | 6.5769e-05 | [16 empty] | 7.3.1.3 Ignition probability mapping showing the probability of ignition along the electric lines and equipmentWLDFRAggregatedAggregated | WLDFR | HFTD - Distribution - Tier 2 - 4QU CoRE ¦ 2QU LoRE | Non-Red Flag Warning - Catastrophic Fires | Aggregated | Aggregated | 2047 | 8.438e-07 | 0 | 574.6424 | 0.00048488 | 2047 | Mitigation | 0.08575 | 30 | 0 | esc | 0.0012005 | 1.013e-09 | 0.00060025 | 5.0649e-10 | 0.0015435 | 1.3024e-09
[79 empty] | WLDFR | HFTD - Distribution - Tier 2 - 4QU CoRE ¦ 1QU LoRE | Red Flag Warning - Destructive Fires | 2047 | 4.6537e-09 | 2.3268e-09 | 5.9833e-09 | 10992.1562 | 299.42 | 10692.7362 | 0 | 0 | 0 | 0 | 3.8764e-06 |  | 5.1154e-05 | 0 | 5.1154e-05 | 2.5577e-05 | 0 | 2.5577e-05 | 6.5769e-05 | 0 | 6.5769e-05 | [16 empty] | 7.3.1.3 Ignition probability mapping showing the probability of ignition along the electric lines and equipmentWLDFRAggregatedAggregated | WLDFR | HFTD - Distribution - Tier 2 - 4QU CoRE ¦ 2QU LoRE | Non-Red Flag Warning - Catastrophic Fires | Aggregated | Aggregated | 2048 | 8.438e-07 | 0 | 574.6424 | 0.00048488 | 2048 | Mitigation | 0.08575 | 30 | 0 | esc | 0.0012005 | 1.013e-09 | 0.00060025 | 5.0649e-10 | 0.0015435 | 1.3024e-09
[79 empty] | WLDFR | HFTD - Distribution - Tier 2 - 4QU CoRE ¦ 1QU LoRE | Red Flag Warning - Destructive Fires | 2048 | 4.6537e-09 | 2.3268e-09 | 5.9833e-09 | 11536.0538 | 319.4911 | 11216.5626 | 0 | 0 | 0 | 0 | 3.8764e-06 |  | 5.3685e-05 | 0 | 5.3685e-05 | 2.6842e-05 | 0 | 2.6842e-05 | 6.9023e-05 | 0 | 6.9023e-05 | [16 empty] | 7.3.1.3 Ignition probability mapping showing the probability of ignition along the electric lines and equipmentWLDFRAggregatedAggregated | WLDFR | HFTD - Distribution - Tier 2 - 4QU CoRE ¦ 2QU LoRE | Non-Red Flag Warning - Catastrophic Fires | Aggregated | Aggregated | 2049 | 8.438e-07 | 0 | 574.6424 | 0.00048488 | 2049 | Mitigation | 0.08575 | 30 | 0 | esc | 0.0012005 | 1.013e-09 | 0.00060025 | 5.0649e-10 | 0.0015435 | 1.3024e-09
[79 empty] | WLDFR | HFTD - Distribution - Tier 2 - 4QU CoRE ¦ 1QU LoRE | Red Flag Warning - Destructive Fires | 2049 | 4.6537e-09 | 2.3268e-09 | 5.9833e-09 | 11536.0538 | 319.4911 | 11216.5626 | 0 | 0 | 0 | 0 | 3.8764e-06 |  | 5.3685e-05 | 0 | 5.3685e-05 | 2.6842e-05 | 0 | 2.6842e-05 | 6.9023e-05 | 0 | 6.9023e-05 | [16 empty] | 7.3.1.3 Ignition probability mapping showing the probability of ignition along the electric lines and equipmentWLDFRAggregatedAggregated | WLDFR | HFTD - Distribution - Tier 2 - 4QU CoRE ¦ 2QU LoRE | Non-Red Flag Warning - Catastrophic Fires | Aggregated | Aggregated | 2050 | 8.438e-07 | 0 | 574.6424 | 0.00048488 | 2050 | Mitigation | 0.08575 | 30 | 0 | esc | 0 | 0 | 0.00060025 | 5.0649e-10 | 0.0015435 | 1.3024e-09
[79 empty] | WLDFR | HFTD - Distribution - Tier 2 - 4QU CoRE ¦ 1QU LoRE | Red Flag Warning - Destructive Fires | 2050 | 0 | 2.3268e-09 | 5.9833e-09 | 11536.0538 | 319.4911 | 11216.5626 | 0 | 0 | 0 | 0 | 3.8764e-06 |  | 0 | 0 | 0 | 2.6842e-05 | 0 | 2.6842e-05 | 6.9023e-05 | 0 | 6.9023e-05 | [16 empty] | 7.3.1.3 Ignition probability mapping showing the probability of ignition along the electric lines and equipmentWLDFRAggregatedAggregated | WLDFR | HFTD - Distribution - Tier 2 - 4QU CoRE ¦ 2QU LoRE | Non-Red Flag Warning - Catastrophic Fires | Aggregated | Aggregated | 2051 | 8.438e-07 | 0 | 574.6424 | 0.00048488 | 2051 | Mitigation | 0.08575 | 30 | 0 | esc | 0 | 0 | 0 | 0 | 0.0015435 | 1.3024e-09
[79 empty] | WLDFR | HFTD - Distribution - Tier 2 - 4QU CoRE ¦ 1QU LoRE | Red Flag Warning - Destructive Fires | 2051 | 0 | 0 | 5.9833e-09 | 11536.0538 | 319.4911 | 11216.5626 | 0 | 0 | 0 | 0 | 3.8764e-06 |  | 0 | 0 | 0 | 0 | 0 | 0 | 6.9023e-05 | 0 | 6.9023e-05 | [16 empty] | 7.3.1.3 Ignition probability mapping showing the probability of ignition along the electric lines and equipmentWLDFRAggregatedAggregated | WLDFR | HFTD - Distribution - Tier 2 - 4QU CoRE ¦ 2QU LoRE | Non-Red Flag Warning - Destructive Fires | Aggregated | Aggregated | 2021 | 8.7614e-07 | 0 | 574.6424 | 0.00050346 | 2021 | Mitigation | 0.08575 | 30 | 0 | esc | 0.0012005 | 1.0518e-09 | 0.00060025 | 5.259e-10 | 0 | 0
[79 empty] | WLDFR | HFTD - Distribution - Tier 2 - 4QU CoRE ¦ 1QU LoRE | Red Flag Warning - Large Fires | 2020 | 6.1994e-08 | 0 | 0 | 5.2406 | 0.69642 | 2.942 | 1.6022 | 0 | 0 | 0 | 5.164e-05 |  | 3.2488e-07 | 0 | 3.2488e-07 | 0 | 0 | 0 | 0 | 0 | 0 | [16 empty] | 7.3.1.3 Ignition probability mapping showing the probability of ignition along the electric lines and equipmentWLDFRAggregatedAggregated | WLDFR | HFTD - Distribution - Tier 2 - 4QU CoRE ¦ 2QU LoRE | Non-Red Flag Warning - Destructive Fires | Aggregated | Aggregated | 2022 | 8.7614e-07 | 0 | 574.6424 | 0.00050346 | 2022 | Mitigation | 0.08575 | 30 | 0 | esc | 0.0012005 | 1.0518e-09 | 0.00060025 | 5.259e-10 | 0.0015435 | 1.3523e-09
[79 empty] | WLDFR | HFTD - Distribution - Tier 2 - 4QU CoRE ¦ 1QU LoRE | Red Flag Warning - Large Fires | 2021 | 6.1994e-08 | 3.0997e-08 | 0 | 5.2406 | 0.69642 | 2.942 | 1.6022 | 0 | 0 | 0 | 5.164e-05 |  | 3.2488e-07 | 0 | 3.2488e-07 | 1.6244e-07 | 0 | 1.6244e-07 | 0 | 0 | 0 | [16 empty] | 7.3.1.3 Ignition probability mapping showing the probability of ignition along the electric lines and equipmentWLDFRAggregatedAggregated | WLDFR | HFTD - Distribution - Tier 2 - 4QU CoRE ¦ 2QU LoRE | Non-Red Flag Warning - Destructive Fires | Aggregated | Aggregated | 2023 | 8.7614e-07 | 0 | 574.6424 | 0.00050346 | 2023 | Mitigation | 0.08575 | 30 | 0 | esc | 0.0012005 | 1.0518e-09 | 0.00060025 | 5.259e-10 | 0.0015435 | 1.3523e-09
[79 empty] | WLDFR | HFTD - Distribution - Tier 2 - 4QU CoRE ¦ 1QU LoRE | Red Flag Warning - Large Fires | 2022 | 6.1994e-08 | 3.0997e-08 | 7.9707e-08 | 5.2406 | 0.69642 | 2.942 | 1.6022 | 0 | 0 | 0 | 5.164e-05 |  | 3.2488e-07 | 0 | 3.2488e-07 | 1.6244e-07 | 0 | 1.6244e-07 | 4.1771e-07 | 0 | 4.1771e-07 | [16 empty] | 7.3.1.3 Ignition probability mapping showing the probability of ignition along the electric lines and equipmentWLDFRAggregatedAggregated | WLDFR | HFTD - Distribution - Tier 2 - 4QU CoRE ¦ 2QU LoRE | Non-Red Flag Warning - Destructive Fires | Aggregated | Aggregated | 2024 | 8.7614e-07 | 0 | 574.6424 | 0.00050346 | 2024 | Mitigation | 0.08575 | 30 | 0 | esc | 0.0012005 | 1.0518e-09 | 0.00060025 | 5.259e-10 | 0.0015435 | 1.3523e-09
[79 empty] | WLDFR | HFTD - Distribution - Tier 2 - 4QU CoRE ¦ 1QU LoRE | Red Flag Warning - Large Fires | 2023 | 6.1994e-08 | 3.0997e-08 | 7.9707e-08 | 5.475 | 0.71896 | 3.0715 | 1.6846 | 0 | 0 | 0 | 5.164e-05 |  | 3.3942e-07 | 0 | 3.3942e-07 | 1.6971e-07 | 0 | 1.6971e-07 | 4.364e-07 | 0 | 4.364e-07 | [16 empty] | 7.3.1.3 Ignition probability mapping showing the probability of ignition along the electric lines and equipmentWLDFRAggregatedAggregated | WLDFR | HFTD - Distribution - Tier 2 - 4QU CoRE ¦ 2QU LoRE | Non-Red Flag Warning - Destructive Fires | Aggregated | Aggregated | 2025 | 8.7614e-07 | 0 | 574.6424 | 0.00050346 | 2025 | Mitigation | 0.08575 | 30 | 0 | esc | 0.0012005 | 1.0518e-09 | 0.00060025 | 5.259e-10 | 0.0015435 | 1.3523e-09
[79 empty] | WLDFR | HFTD - Distribution - Tier 2 - 4QU CoRE ¦ 1QU LoRE | Red Flag Warning - Large Fires | 2024 | 6.1994e-08 | 3.0997e-08 | 7.9707e-08 | 5.475 | 0.71896 | 3.0715 | 1.6846 | 0 | 0 | 0 | 5.164e-05 |  | 3.3942e-07 | 0 | 3.3942e-07 | 1.6971e-07 | 0 | 1.6971e-07 | 4.364e-07 | 0 | 4.364e-07 | [16 empty] | 7.3.1.3 Ignition probability mapping showing the probability of ignition along the electric lines and equipmentWLDFRAggregatedAggregated | WLDFR | HFTD - Distribution - Tier 2 - 4QU CoRE ¦ 2QU LoRE | Non-Red Flag Warning - Destructive Fires | Aggregated | Aggregated | 2026 | 8.7614e-07 | 0 | 574.6424 | 0.00050346 | 2026 | Mitigation | 0.08575 | 30 | 0 | esc | 0.0012005 | 1.0518e-09 | 0.00060025 | 5.259e-10 | 0.0015435 | 1.3523e-09
[79 empty] | WLDFR | HFTD - Distribution - Tier 2 - 4QU CoRE ¦ 1QU LoRE | Red Flag Warning - Large Fires | 2025 | 6.1994e-08 | 3.0997e-08 | 7.9707e-08 | 5.475 | 0.71896 | 3.0715 | 1.6846 | 0 | 0 | 0 | 5.164e-05 |  | 3.3942e-07 | 0 | 3.3942e-07 | 1.6971e-07 | 0 | 1.6971e-07 | 4.364e-07 | 0 | 4.364e-07 | [16 empty] | 7.3.1.3 Ignition probability mapping showing the probability of ignition along the electric lines and equipmentWLDFRAggregatedAggregated | WLDFR | HFTD - Distribution - Tier 2 - 4QU CoRE ¦ 2QU LoRE | Non-Red Flag Warning - Destructive Fires | Aggregated | Aggregated | 2027 | 8.7614e-07 | 0 | 574.6424 | 0.00050346 | 2027 | Mitigation | 0.08575 | 30 | 0 | esc | 0.0012005 | 1.0518e-09 | 0.00060025 | 5.259e-10 | 0.0015435 | 1.3523e-09
[79 empty] | WLDFR | HFTD - Distribution - Tier 2 - 4QU CoRE ¦ 1QU LoRE | Red Flag Warning - Large Fires | 2026 | 6.1994e-08 | 3.0997e-08 | 7.9707e-08 | 5.475 | 0.71896 | 3.0715 | 1.6846 | 0 | 0 | 0 | 5.164e-05 |  | 3.3942e-07 | 0 | 3.3942e-07 | 1.6971e-07 | 0 | 1.6971e-07 | 4.364e-07 | 0 | 4.364e-07 | [16 empty] | 7.3.1.3 Ignition probability mapping showing the probability of ignition along the electric lines and equipmentWLDFRAggregatedAggregated | WLDFR | HFTD - Distribution - Tier 2 - 4QU CoRE ¦ 2QU LoRE | Non-Red Flag Warning - Destructive Fires | Aggregated | Aggregated | 2028 | 8.7614e-07 | 0 | 574.6424 | 0.00050346 | 2028 | Mitigation | 0.08575 | 30 | 0 | esc | 0.0012005 | 1.0518e-09 | 0.00060025 | 5.259e-10 | 0.0015435 | 1.3523e-09
[79 empty] | WLDFR | HFTD - Distribution - Tier 2 - 4QU CoRE ¦ 1QU LoRE | Red Flag Warning - Large Fires | 2027 | 6.1994e-08 | 3.0997e-08 | 7.9707e-08 | 5.475 | 0.71896 | 3.0715 | 1.6846 | 0 | 0 | 0 | 5.164e-05 |  | 3.3942e-07 | 0 | 3.3942e-07 | 1.6971e-07 | 0 | 1.6971e-07 | 4.364e-07 | 0 | 4.364e-07 | [16 empty] | 7.3.1.3 Ignition probability mapping showing the probability of ignition along the electric lines and equipmentWLDFRAggregatedAggregated | WLDFR | HFTD - Distribution - Tier 2 - 4QU CoRE ¦ 2QU LoRE | Non-Red Flag Warning - Destructive Fires | Aggregated | Aggregated | 2029 | 8.7614e-07 | 0 | 574.6424 | 0.00050346 | 2029 | Mitigation | 0.08575 | 30 | 0 | esc | 0.0012005 | 1.0518e-09 | 0.00060025 | 5.259e-10 | 0.0015435 | 1.3523e-09
[79 empty] | WLDFR | HFTD - Distribution - Tier 2 - 4QU CoRE ¦ 1QU LoRE | Red Flag Warning - Large Fires | 2028 | 6.1994e-08 | 3.0997e-08 | 7.9707e-08 | 5.777 | 0.74734 | 3.238 | 1.7917 | 0 | 0 | 0 | 5.164e-05 |  | 3.5814e-07 | 0 | 3.5814e-07 | 1.7907e-07 | 0 | 1.7907e-07 | 4.6047e-07 | 0 | 4.6047e-07 | [16 empty] | 7.3.1.3 Ignition probability mapping showing the probability of ignition along the electric lines and equipmentWLDFRAggregatedAggregated | WLDFR | HFTD - Distribution - Tier 2 - 4QU CoRE ¦ 2QU LoRE | Non-Red Flag Warning - Destructive Fires | Aggregated | Aggregated | 2030 | 8.7614e-07 | 0 | 574.6424 | 0.00050346 | 2030 | Mitigation | 0.08575 | 30 | 0 | esc | 0.0012005 | 1.0518e-09 | 0.00060025 | 5.259e-10 | 0.0015435 | 1.3523e-09
[79 empty] | WLDFR | HFTD - Distribution - Tier 2 - 4QU CoRE ¦ 1QU LoRE | Red Flag Warning - Large Fires | 2029 | 6.1994e-08 | 3.0997e-08 | 7.9707e-08 | 5.777 | 0.74734 | 3.238 | 1.7917 | 0 | 0 | 0 | 5.164e-05 |  | 3.5814e-07 | 0 | 3.5814e-07 | 1.7907e-07 | 0 | 1.7907e-07 | 4.6047e-07 | 0 | 4.6047e-07 | [16 empty] | 7.3.1.3 Ignition probability mapping showing the probability of ignition along the electric lines and equipmentWLDFRAggregatedAggregated | WLDFR | HFTD - Distribution - Tier 2 - 4QU CoRE ¦ 2QU LoRE | Non-Red Flag Warning - Destructive Fires | Aggregated | Aggregated | 2031 | 8.7614e-07 | 0 | 574.6424 | 0.00050346 | 2031 | Mitigation | 0.08575 | 30 | 0 | esc | 0.0012005 | 1.0518e-09 | 0.00060025 | 5.259e-10 | 0.0015435 | 1.3523e-09
[79 empty] | WLDFR | HFTD - Distribution - Tier 2 - 4QU CoRE ¦ 1QU LoRE | Red Flag Warning - Large Fires | 2030 | 6.1994e-08 | 3.0997e-08 | 7.9707e-08 | 5.777 | 0.74734 | 3.238 | 1.7917 | 0 | 0 | 0 | 5.164e-05 |  | 3.5814e-07 | 0 | 3.5814e-07 | 1.7907e-07 | 0 | 1.7907e-07 | 4.6047e-07 | 0 | 4.6047e-07 | [16 empty] | 7.3.1.3 Ignition probability mapping showing the probability of ignition along the electric lines and equipmentWLDFRAggregatedAggregated | WLDFR | HFTD - Distribution - Tier 2 - 4QU CoRE ¦ 2QU LoRE | Non-Red Flag Warning - Destructive Fires | Aggregated | Aggregated | 2032 | 8.7614e-07 | 0 | 574.6424 | 0.00050346 | 2032 | Mitigation | 0.08575 | 30 | 0 | esc | 0.0012005 | 1.0518e-09 | 0.00060025 | 5.259e-10 | 0.0015435 | 1.3523e-09
[79 empty] | WLDFR | HFTD - Distribution - Tier 2 - 4QU CoRE ¦ 1QU LoRE | Red Flag Warning - Large Fires | 2031 | 6.1994e-08 | 3.0997e-08 | 7.9707e-08 | 5.777 | 0.74734 | 3.238 | 1.7917 | 0 | 0 | 0 | 5.164e-05 |  | 3.5814e-07 | 0 | 3.5814e-07 | 1.7907e-07 | 0 | 1.7907e-07 | 4.6047e-07 | 0 | 4.6047e-07 | [16 empty] | 7.3.1.3 Ignition probability mapping showing the probability of ignition along the electric lines and equipmentWLDFRAggregatedAggregated | WLDFR | HFTD - Distribution - Tier 2 - 4QU CoRE ¦ 2QU LoRE | Non-Red Flag Warning - Destructive Fires | Aggregated | Aggregated | 2033 | 8.7614e-07 | 0 | 574.6424 | 0.00050346 | 2033 | Mitigation | 0.08575 | 30 | 0 | esc | 0.0012005 | 1.0518e-09 | 0.00060025 | 5.259e-10 | 0.0015435 | 1.3523e-09
[79 empty] | WLDFR | HFTD - Distribution - Tier 2 - 4QU CoRE ¦ 1QU LoRE | Red Flag Warning - Large Fires | 2032 | 6.1994e-08 | 3.0997e-08 | 7.9707e-08 | 5.777 | 0.74734 | 3.238 | 1.7917 | 0 | 0 | 0 | 5.164e-05 |  | 3.5814e-07 | 0 | 3.5814e-07 | 1.7907e-07 | 0 | 1.7907e-07 | 4.6047e-07 | 0 | 4.6047e-07 | [16 empty] | 7.3.1.3 Ignition probability mapping showing the probability of ignition along the electric lines and equipmentWLDFRAggregatedAggregated | WLDFR | HFTD - Distribution - Tier 2 - 4QU CoRE ¦ 2QU LoRE | Non-Red Flag Warning - Destructive Fires | Aggregated | Aggregated | 2034 | 8.7614e-07 | 0 | 574.6424 | 0.00050346 | 2034 | Mitigation | 0.08575 | 30 | 0 | esc | 0.0012005 | 1.0518e-09 | 0.00060025 | 5.259e-10 | 0.0015435 | 1.3523e-09
[79 empty] | WLDFR | HFTD - Distribution - Tier 2 - 4QU CoRE ¦ 1QU LoRE | Red Flag Warning - Large Fires | 2033 | 6.1994e-08 | 3.0997e-08 | 7.9707e-08 | 6.1205 | 0.77885 | 3.4265 | 1.9151 | 0 | 0 | 0 | 5.164e-05 |  | 3.7943e-07 | 0 | 3.7943e-07 | 1.8972e-07 | 0 | 1.8972e-07 | 4.8784e-07 | 0 | 4.8784e-07 | [16 empty] | 7.3.1.3 Ignition probability mapping showing the probability of ignition along the electric lines and equipmentWLDFRAggregatedAggregated | WLDFR | HFTD - Distribution - Tier 2 - 4QU CoRE ¦ 2QU LoRE | Non-Red Flag Warning - Destructive Fires | Aggregated | Aggregated | 2035 | 8.7614e-07 | 0 | 574.6424 | 0.00050346 | 2035 | Mitigation | 0.08575 | 30 | 0 | esc | 0.0012005 | 1.0518e-09 | 0.00060025 | 5.259e-10 | 0.0015435 | 1.3523e-09
[79 empty] | WLDFR | HFTD - Distribution - Tier 2 - 4QU CoRE ¦ 1QU LoRE | Red Flag Warning - Large Fires | 2034 | 6.1994e-08 | 3.0997e-08 | 7.9707e-08 | 6.1205 | 0.77885 | 3.4265 | 1.9151 | 0 | 0 | 0 | 5.164e-05 |  | 3.7943e-07 | 0 | 3.7943e-07 | 1.8972e-07 | 0 | 1.8972e-07 | 4.8784e-07 | 0 | 4.8784e-07 | [16 empty] | 7.3.1.3 Ignition probability mapping showing the probability of ignition along the electric lines and equipmentWLDFRAggregatedAggregated | WLDFR | HFTD - Distribution - Tier 2 - 4QU CoRE ¦ 2QU LoRE | Non-Red Flag Warning - Destructive Fires | Aggregated | Aggregated | 2036 | 8.7614e-07 | 0 | 574.6424 | 0.00050346 | 2036 | Mitigation | 0.08575 | 30 | 0 | esc | 0.0012005 | 1.0518e-09 | 0.00060025 | 5.259e-10 | 0.0015435 | 1.3523e-09
[79 empty] | WLDFR | HFTD - Distribution - Tier 2 - 4QU CoRE ¦ 1QU LoRE | Red Flag Warning - Large Fires | 2035 | 6.1994e-08 | 3.0997e-08 | 7.9707e-08 | 6.1205 | 0.77885 | 3.4265 | 1.9151 | 0 | 0 | 0 | 5.164e-05 |  | 3.7943e-07 | 0 | 3.7943e-07 | 1.8972e-07 | 0 | 1.8972e-07 | 4.8784e-07 | 0 | 4.8784e-07 | [16 empty] | 7.3.1.3 Ignition probability mapping showing the probability of ignition along the electric lines and equipmentWLDFRAggregatedAggregated | WLDFR | HFTD - Distribution - Tier 2 - 4QU CoRE ¦ 2QU LoRE | Non-Red Flag Warning - Destructive Fires | Aggregated | Aggregated | 2037 | 8.7614e-07 | 0 | 574.6424 | 0.00050346 | 2037 | Mitigation | 0.08575 | 30 | 0 | esc | 0.0012005 | 1.0518e-09 | 0.00060025 | 5.259e-10 | 0.0015435 | 1.3523e-09
[79 empty] | WLDFR | HFTD - Distribution - Tier 2 - 4QU CoRE ¦ 1QU LoRE | Red Flag Warning - Large Fires | 2036 | 6.1994e-08 | 3.0997e-08 | 7.9707e-08 | 6.1205 | 0.77885 | 3.4265 | 1.9151 | 0 | 0 | 0 | 5.164e-05 |  | 3.7943e-07 | 0 | 3.7943e-07 | 1.8972e-07 | 0 | 1.8972e-07 | 4.8784e-07 | 0 | 4.8784e-07 | [16 empty] | 7.3.1.3 Ignition probability mapping showing the probability of ignition along the electric lines and equipmentWLDFRAggregatedAggregated | WLDFR | HFTD - Distribution - Tier 2 - 4QU CoRE ¦ 2QU LoRE | Non-Red Flag Warning - Destructive Fires | Aggregated | Aggregated | 2038 | 8.7614e-07 | 0 | 574.6424 | 0.00050346 | 2038 | Mitigation | 0.08575 | 30 | 0 | esc | 0.0012005 | 1.0518e-09 | 0.00060025 | 5.259e-10 | 0.0015435 | 1.3523e-09
[79 empty] | WLDFR | HFTD - Distribution - Tier 2 - 4QU CoRE ¦ 1QU LoRE | Red Flag Warning - Large Fires | 2037 | 6.1994e-08 | 3.0997e-08 | 7.9707e-08 | 6.1205 | 0.77885 | 3.4265 | 1.9151 | 0 | 0 | 0 | 5.164e-05 |  | 3.7943e-07 | 0 | 3.7943e-07 | 1.8972e-07 | 0 | 1.8972e-07 | 4.8784e-07 | 0 | 4.8784e-07 | [16 empty] | 7.3.1.3 Ignition probability mapping showing the probability of ignition along the electric lines and equipmentWLDFRAggregatedAggregated | WLDFR | HFTD - Distribution - Tier 2 - 4QU CoRE ¦ 2QU LoRE | Non-Red Flag Warning - Destructive Fires | Aggregated | Aggregated | 2039 | 8.7614e-07 | 0 | 574.6424 | 0.00050346 | 2039 | Mitigation | 0.08575 | 30 | 0 | esc | 0.0012005 | 1.0518e-09 | 0.00060025 | 5.259e-10 | 0.0015435 | 1.3523e-09
[79 empty] | WLDFR | HFTD - Distribution - Tier 2 - 4QU CoRE ¦ 1QU LoRE | Red Flag Warning - Large Fires | 2038 | 6.1994e-08 | 3.0997e-08 | 7.9707e-08 | 6.5028 | 0.81304 | 3.6355 | 2.0543 | 0 | 0 | 0 | 5.164e-05 |  | 4.0314e-07 | 0 | 4.0314e-07 | 2.0157e-07 | 0 | 2.0157e-07 | 5.1832e-07 | 0 | 5.1832e-07 | [16 empty] | 7.3.1.3 Ignition probability mapping showing the probability of ignition along the electric lines and equipmentWLDFRAggregatedAggregated | WLDFR | HFTD - Distribution - Tier 2 - 4QU CoRE ¦ 2QU LoRE | Non-Red Flag Warning - Destructive Fires | Aggregated | Aggregated | 2040 | 8.7614e-07 | 0 | 574.6424 | 0.00050346 | 2040 | Mitigation | 0.08575 | 30 | 0 | esc | 0.0012005 | 1.0518e-09 | 0.00060025 | 5.259e-10 | 0.0015435 | 1.3523e-09
[79 empty] | WLDFR | HFTD - Distribution - Tier 2 - 4QU CoRE ¦ 1QU LoRE | Red Flag Warning - Large Fires | 2039 | 6.1994e-08 | 3.0997e-08 | 7.9707e-08 | 6.5028 | 0.81304 | 3.6355 | 2.0543 | 0 | 0 | 0 | 5.164e-05 |  | 4.0314e-07 | 0 | 4.0314e-07 | 2.0157e-07 | 0 | 2.0157e-07 | 5.1832e-07 | 0 | 5.1832e-07 | [16 empty] | 7.3.1.3 Ignition probability mapping showing the probability of ignition along the electric lines and equipmentWLDFRAggregatedAggregated | WLDFR | HFTD - Distribution - Tier 2 - 4QU CoRE ¦ 2QU LoRE | Non-Red Flag Warning - Destructive Fires | Aggregated | Aggregated | 2041 | 8.7614e-07 | 0 | 574.6424 | 0.00050346 | 2041 | Mitigation | 0.08575 | 30 | 0 | esc | 0.0012005 | 1.0518e-09 | 0.00060025 | 5.259e-10 | 0.0015435 | 1.3523e-09
[79 empty] | WLDFR | HFTD - Distribution - Tier 2 - 4QU CoRE ¦ 1QU LoRE | Red Flag Warning - Large Fires | 2040 | 6.1994e-08 | 3.0997e-08 | 7.9707e-08 | 6.5028 | 0.81304 | 3.6355 | 2.0543 | 0 | 0 | 0 | 5.164e-05 |  | 4.0314e-07 | 0 | 4.0314e-07 | 2.0157e-07 | 0 | 2.0157e-07 | 5.1832e-07 | 0 | 5.1832e-07 | [16 empty] | 7.3.1.3 Ignition probability mapping showing the probability of ignition along the electric lines and equipmentWLDFRAggregatedAggregated | WLDFR | HFTD - Distribution - Tier 2 - 4QU CoRE ¦ 2QU LoRE | Non-Red Flag Warning - Destructive Fires | Aggregated | Aggregated | 2042 | 8.7614e-07 | 0 | 574.6424 | 0.00050346 | 2042 | Mitigation | 0.08575 | 30 | 0 | esc | 0.0012005 | 1.0518e-09 | 0.00060025 | 5.259e-10 | 0.0015435 | 1.3523e-09
[79 empty] | WLDFR | HFTD - Distribution - Tier 2 - 4QU CoRE ¦ 1QU LoRE | Red Flag Warning - Large Fires | 2041 | 6.1994e-08 | 3.0997e-08 | 7.9707e-08 | 6.5028 | 0.81304 | 3.6355 | 2.0543 | 0 | 0 | 0 | 5.164e-05 |  | 4.0314e-07 | 0 | 4.0314e-07 | 2.0157e-07 | 0 | 2.0157e-07 | 5.1832e-07 | 0 | 5.1832e-07 | [16 empty] | 7.3.1.3 Ignition probability mapping showing the probability of ignition along the electric lines and equipmentWLDFRAggregatedAggregated | WLDFR | HFTD - Distribution - Tier 2 - 4QU CoRE ¦ 2QU LoRE | Non-Red Flag Warning - Destructive Fires | Aggregated | Aggregated | 2043 | 8.7614e-07 | 0 | 574.6424 | 0.00050346 | 2043 | Mitigation | 0.08575 | 30 | 0 | esc | 0.0012005 | 1.0518e-09 | 0.00060025 | 5.259e-10 | 0.0015435 | 1.3523e-09
[79 empty] | WLDFR | HFTD - Distribution - Tier 2 - 4QU CoRE ¦ 1QU LoRE | Red Flag Warning - Large Fires | 2042 | 6.1994e-08 | 3.0997e-08 | 7.9707e-08 | 6.5028 | 0.81304 | 3.6355 | 2.0543 | 0 | 0 | 0 | 5.164e-05 |  | 4.0314e-07 | 0 | 4.0314e-07 | 2.0157e-07 | 0 | 2.0157e-07 | 5.1832e-07 | 0 | 5.1832e-07 | [16 empty] | 7.3.1.3 Ignition probability mapping showing the probability of ignition along the electric lines and equipmentWLDFRAggregatedAggregated | WLDFR | HFTD - Distribution - Tier 2 - 4QU CoRE ¦ 2QU LoRE | Non-Red Flag Warning - Destructive Fires | Aggregated | Aggregated | 2044 | 8.7614e-07 | 0 | 574.6424 | 0.00050346 | 2044 | Mitigation | 0.08575 | 30 | 0 | esc | 0.0012005 | 1.0518e-09 | 0.00060025 | 5.259e-10 | 0.0015435 | 1.3523e-09
[79 empty] | WLDFR | HFTD - Distribution - Tier 2 - 4QU CoRE ¦ 1QU LoRE | Red Flag Warning - Large Fires | 2043 | 6.1994e-08 | 3.0997e-08 | 7.9707e-08 | 6.9209 | 0.84944 | 3.8632 | 2.2083 | 0 | 0 | 0 | 5.164e-05 |  | 4.2906e-07 | 0 | 4.2906e-07 | 2.1453e-07 | 0 | 2.1453e-07 | 5.5164e-07 | 0 | 5.5164e-07 | [16 empty] | 7.3.1.3 Ignition probability mapping showing the probability of ignition along the electric lines and equipmentWLDFRAggregatedAggregated | WLDFR | HFTD - Distribution - Tier 2 - 4QU CoRE ¦ 2QU LoRE | Non-Red Flag Warning - Destructive Fires | Aggregated | Aggregated | 2045 | 8.7614e-07 | 0 | 574.6424 | 0.00050346 | 2045 | Mitigation | 0.08575 | 30 | 0 | esc | 0.0012005 | 1.0518e-09 | 0.00060025 | 5.259e-10 | 0.0015435 | 1.3523e-09
[79 empty] | WLDFR | HFTD - Distribution - Tier 2 - 4QU CoRE ¦ 1QU LoRE | Red Flag Warning - Large Fires | 2044 | 6.1994e-08 | 3.0997e-08 | 7.9707e-08 | 6.9209 | 0.84944 | 3.8632 | 2.2083 | 0 | 0 | 0 | 5.164e-05 |  | 4.2906e-07 | 0 | 4.2906e-07 | 2.1453e-07 | 0 | 2.1453e-07 | 5.5164e-07 | 0 | 5.5164e-07 | [16 empty] | 7.3.1.3 Ignition probability mapping showing the probability of ignition along the electric lines and equipmentWLDFRAggregatedAggregated | WLDFR | HFTD - Distribution - Tier 2 - 4QU CoRE ¦ 2QU LoRE | Non-Red Flag Warning - Destructive Fires | Aggregated | Aggregated | 2046 | 8.7614e-07 | 0 | 574.6424 | 0.00050346 | 2046 | Mitigation | 0.08575 | 30 | 0 | esc | 0.0012005 | 1.0518e-09 | 0.00060025 | 5.259e-10 | 0.0015435 | 1.3523e-09
[79 empty] | WLDFR | HFTD - Distribution - Tier 2 - 4QU CoRE ¦ 1QU LoRE | Red Flag Warning - Large Fires | 2045 | 6.1994e-08 | 3.0997e-08 | 7.9707e-08 | 6.9209 | 0.84944 | 3.8632 | 2.2083 | 0 | 0 | 0 | 5.164e-05 |  | 4.2906e-07 | 0 | 4.2906e-07 | 2.1453e-07 | 0 | 2.1453e-07 | 5.5164e-07 | 0 | 5.5164e-07 | [16 empty] | 7.3.1.3 Ignition probability mapping showing the probability of ignition along the electric lines and equipmentWLDFRAggregatedAggregated | WLDFR | HFTD - Distribution - Tier 2 - 4QU CoRE ¦ 2QU LoRE | Non-Red Flag Warning - Destructive Fires | Aggregated | Aggregated | 2047 | 8.7614e-07 | 0 | 574.6424 | 0.00050346 | 2047 | Mitigation | 0.08575 | 30 | 0 | esc | 0.0012005 | 1.0518e-09 | 0.00060025 | 5.259e-10 | 0.0015435 | 1.3523e-09
[79 empty] | WLDFR | HFTD - Distribution - Tier 2 - 4QU CoRE ¦ 1QU LoRE | Red Flag Warning - Large Fires | 2046 | 6.1994e-08 | 3.0997e-08 | 7.9707e-08 | 6.9209 | 0.84944 | 3.8632 | 2.2083 | 0 | 0 | 0 | 5.164e-05 |  | 4.2906e-07 | 0 | 4.2906e-07 | 2.1453e-07 | 0 | 2.1453e-07 | 5.5164e-07 | 0 | 5.5164e-07 | [16 empty] | 7.3.1.3 Ignition probability mapping showing the probability of ignition along the electric lines and equipmentWLDFRAggregatedAggregated | WLDFR | HFTD - Distribution - Tier 2 - 4QU CoRE ¦ 2QU LoRE | Non-Red Flag Warning - Destructive Fires | Aggregated | Aggregated | 2048 | 8.7614e-07 | 0 | 574.6424 | 0.00050346 | 2048 | Mitigation | 0.08575 | 30 | 0 | esc | 0.0012005 | 1.0518e-09 | 0.00060025 | 5.259e-10 | 0.0015435 | 1.3523e-09
[79 empty] | WLDFR | HFTD - Distribution - Tier 2 - 4QU CoRE ¦ 1QU LoRE | Red Flag Warning - Large Fires | 2047 | 6.1994e-08 | 3.0997e-08 | 7.9707e-08 | 6.9209 | 0.84944 | 3.8632 | 2.2083 | 0 | 0 | 0 | 5.164e-05 |  | 4.2906e-07 | 0 | 4.2906e-07 | 2.1453e-07 | 0 | 2.1453e-07 | 5.5164e-07 | 0 | 5.5164e-07 | [16 empty] | 7.3.1.3 Ignition probability mapping showing the probability of ignition along the electric lines and equipmentWLDFRAggregatedAggregated | WLDFR | HFTD - Distribution - Tier 2 - 4QU CoRE ¦ 2QU LoRE | Non-Red Flag Warning - Destructive Fires | Aggregated | Aggregated | 2049 | 8.7614e-07 | 0 | 574.6424 | 0.00050346 | 2049 | Mitigation | 0.08575 | 30 | 0 | esc | 0.0012005 | 1.0518e-09 | 0.00060025 | 5.259e-10 | 0.0015435 | 1.3523e-09
[79 empty] | WLDFR | HFTD - Distribution - Tier 2 - 4QU CoRE ¦ 1QU LoRE | Red Flag Warning - Large Fires | 2048 | 6.1994e-08 | 3.0997e-08 | 7.9707e-08 | 7.3713 | 0.88759 | 4.1075 | 2.3763 | 0 | 0 | 0 | 5.164e-05 |  | 4.5698e-07 | 0 | 4.5698e-07 | 2.2849e-07 | 0 | 2.2849e-07 | 5.8754e-07 | 0 | 5.8754e-07 | [16 empty] | 7.3.1.3 Ignition probability mapping showing the probability of ignition along the electric lines and equipmentWLDFRAggregatedAggregated | WLDFR | HFTD - Distribution - Tier 2 - 4QU CoRE ¦ 2QU LoRE | Non-Red Flag Warning - Destructive Fires | Aggregated | Aggregated | 2050 | 8.7614e-07 | 0 | 574.6424 | 0.00050346 | 2050 | Mitigation | 0.08575 | 30 | 0 | esc | 0 | 0 | 0.00060025 | 5.259e-10 | 0.0015435 | 1.3523e-09
[79 empty] | WLDFR | HFTD - Distribution - Tier 2 - 4QU CoRE ¦ 1QU LoRE | Red Flag Warning - Large Fires | 2049 | 6.1994e-08 | 3.0997e-08 | 7.9707e-08 | 7.3713 | 0.88759 | 4.1075 | 2.3763 | 0 | 0 | 0 | 5.164e-05 |  | 4.5698e-07 | 0 | 4.5698e-07 | 2.2849e-07 | 0 | 2.2849e-07 | 5.8754e-07 | 0 | 5.8754e-07 | [16 empty] | 7.3.1.3 Ignition probability mapping showing the probability of ignition along the electric lines and equipmentWLDFRAggregatedAggregated | WLDFR | HFTD - Distribution - Tier 2 - 4QU CoRE ¦ 2QU LoRE | Non-Red Flag Warning - Destructive Fires | Aggregated | Aggregated | 2051 | 8.7614e-07 | 0 | 574.6424 | 0.00050346 | 2051 | Mitigation | 0.08575 | 30 | 0 | esc | 0 | 0 | 0 | 0 | 0.0015435 | 1.3523e-09
[79 empty] | WLDFR | HFTD - Distribution - Tier 2 - 4QU CoRE ¦ 1QU LoRE | Red Flag Warning - Large Fires | 2050 | 0 | 3.0997e-08 | 7.9707e-08 | 7.3713 | 0.88759 | 4.1075 | 2.3763 | 0 | 0 | 0 | 5.164e-05 |  | 0 | 0 | 0 | 2.2849e-07 | 0 | 2.2849e-07 | 5.8754e-07 | 0 | 5.8754e-07 | [16 empty] | 7.3.1.3 Ignition probability mapping showing the probability of ignition along the electric lines and equipmentWLDFRAggregatedAggregated | WLDFR | HFTD - Distribution - Tier 2 - 4QU CoRE ¦ 2QU LoRE | Non-Red Flag Warning - Large Fires | Aggregated | Aggregated | 2021 | 1.7144e-05 | 0 | 574.6424 | 0.0098516 | 2021 | Mitigation | 0.08575 | 30 | 0 | esc | 0.0012005 | 2.0581e-08 | 0.00060025 | 1.0291e-08 | 0 | 0
[79 empty] | WLDFR | HFTD - Distribution - Tier 2 - 4QU CoRE ¦ 1QU LoRE | Red Flag Warning - Large Fires | 2051 | 0 | 0 | 7.9707e-08 | 7.3713 | 0.88759 | 4.1075 | 2.3763 | 0 | 0 | 0 | 5.164e-05 |  | 0 | 0 | 0 | 0 | 0 | 0 | 5.8754e-07 | 0 | 5.8754e-07 | [16 empty] | 7.3.1.3 Ignition probability mapping showing the probability of ignition along the electric lines and equipmentWLDFRAggregatedAggregated | WLDFR | HFTD - Distribution - Tier 2 - 4QU CoRE ¦ 2QU LoRE | Non-Red Flag Warning - Large Fires | Aggregated | Aggregated | 2022 | 1.7144e-05 | 0 | 574.6424 | 0.0098516 | 2022 | Mitigation | 0.08575 | 30 | 0 | esc | 0.0012005 | 2.0581e-08 | 0.00060025 | 1.0291e-08 | 0.0015435 | 2.6462e-08
[79 empty] | WLDFR | HFTD - Distribution - Tier 2 - 4QU CoRE ¦ 1QU LoRE | Red Flag Warning - Small Fires | 2020 | 1.773e-06 | 0 | 0 | 0.077901 | 0.036425 | 0.0015809 | 0.039895 | 0 | 0 | 0 | 0.0014769 |  | 1.3811e-07 | 0 | 1.3811e-07 | 0 | 0 | 0 | 0 | 0 | 0 | [16 empty] | 7.3.1.3 Ignition probability mapping showing the probability of ignition along the electric lines and equipmentWLDFRAggregatedAggregated | WLDFR | HFTD - Distribution - Tier 2 - 4QU CoRE ¦ 2QU LoRE | Non-Red Flag Warning - Large Fires | Aggregated | Aggregated | 2023 | 1.7144e-05 | 0 | 574.6424 | 0.0098516 | 2023 | Mitigation | 0.08575 | 30 | 0 | esc | 0.0012005 | 2.0581e-08 | 0.00060025 | 1.0291e-08 | 0.0015435 | 2.6462e-08
[79 empty] | WLDFR | HFTD - Distribution - Tier 2 - 4QU CoRE ¦ 1QU LoRE | Red Flag Warning - Small Fires | 2021 | 1.773e-06 | 8.8648e-07 | 0 | 0.077901 | 0.036425 | 0.0015809 | 0.039895 | 0 | 0 | 0 | 0.0014769 |  | 1.3811e-07 | 0 | 1.3811e-07 | 6.9057e-08 | 0 | 6.9057e-08 | 0 | 0 | 0 | [16 empty] | 7.3.1.3 Ignition probability mapping showing the probability of ignition along the electric lines and equipmentWLDFRAggregatedAggregated | WLDFR | HFTD - Distribution - Tier 2 - 4QU CoRE ¦ 2QU LoRE | Non-Red Flag Warning - Large Fires | Aggregated | Aggregated | 2024 | 1.7144e-05 | 0 | 574.6424 | 0.0098516 | 2024 | Mitigation | 0.08575 | 30 | 0 | esc | 0.0012005 | 2.0581e-08 | 0.00060025 | 1.0291e-08 | 0.0015435 | 2.6462e-08
[79 empty] | WLDFR | HFTD - Distribution - Tier 2 - 4QU CoRE ¦ 1QU LoRE | Red Flag Warning - Small Fires | 2022 | 1.773e-06 | 8.8648e-07 | 2.2795e-06 | 0.077901 | 0.036425 | 0.0015809 | 0.039895 | 0 | 0 | 0 | 0.0014769 |  | 1.3811e-07 | 0 | 1.3811e-07 | 6.9057e-08 | 0 | 6.9057e-08 | 1.7758e-07 | 0 | 1.7758e-07 | [16 empty] | 7.3.1.3 Ignition probability mapping showing the probability of ignition along the electric lines and equipmentWLDFRAggregatedAggregated | WLDFR | HFTD - Distribution - Tier 2 - 4QU CoRE ¦ 2QU LoRE | Non-Red Flag Warning - Large Fires | Aggregated | Aggregated | 2025 | 1.7144e-05 | 0 | 574.6424 | 0.0098516 | 2025 | Mitigation | 0.08575 | 30 | 0 | esc | 0.0012005 | 2.0581e-08 | 0.00060025 | 1.0291e-08 | 0.0015435 | 2.6462e-08
[79 empty] | WLDFR | HFTD - Distribution - Tier 2 - 4QU CoRE ¦ 1QU LoRE | Red Flag Warning - Small Fires | 2023 | 1.773e-06 | 8.8648e-07 | 2.2795e-06 | 0.080408 | 0.03759 | 0.0016314 | 0.041187 | 0 | 0 | 0 | 0.0014769 |  | 1.4256e-07 | 0 | 1.4256e-07 | 7.1281e-08 | 0 | 7.1281e-08 | 1.8329e-07 | 0 | 1.8329e-07 | [16 empty] | 7.3.1.3 Ignition probability mapping showing the probability of ignition along the electric lines and equipmentWLDFRAggregatedAggregated | WLDFR | HFTD - Distribution - Tier 2 - 4QU CoRE ¦ 2QU LoRE | Non-Red Flag Warning - Large Fires | Aggregated | Aggregated | 2026 | 1.7144e-05 | 0 | 574.6424 | 0.0098516 | 2026 | Mitigation | 0.08575 | 30 | 0 | esc | 0.0012005 | 2.0581e-08 | 0.00060025 | 1.0291e-08 | 0.0015435 | 2.6462e-08
[79 empty] | WLDFR | HFTD - Distribution - Tier 2 - 4QU CoRE ¦ 1QU LoRE | Red Flag Warning - Small Fires | 2024 | 1.773e-06 | 8.8648e-07 | 2.2795e-06 | 0.080408 | 0.03759 | 0.0016314 | 0.041187 | 0 | 0 | 0 | 0.0014769 |  | 1.4256e-07 | 0 | 1.4256e-07 | 7.1281e-08 | 0 | 7.1281e-08 | 1.8329e-07 | 0 | 1.8329e-07 | [16 empty] | 7.3.1.3 Ignition probability mapping showing the probability of ignition along the electric lines and equipmentWLDFRAggregatedAggregated | WLDFR | HFTD - Distribution - Tier 2 - 4QU CoRE ¦ 2QU LoRE | Non-Red Flag Warning - Large Fires | Aggregated | Aggregated | 2027 | 1.7144e-05 | 0 | 574.6424 | 0.0098516 | 2027 | Mitigation | 0.08575 | 30 | 0 | esc | 0.0012005 | 2.0581e-08 | 0.00060025 | 1.0291e-08 | 0.0015435 | 2.6462e-08
[79 empty] | WLDFR | HFTD - Distribution - Tier 2 - 4QU CoRE ¦ 1QU LoRE | Red Flag Warning - Small Fires | 2025 | 1.773e-06 | 8.8648e-07 | 2.2795e-06 | 0.080408 | 0.03759 | 0.0016314 | 0.041187 | 0 | 0 | 0 | 0.0014769 |  | 1.4256e-07 | 0 | 1.4256e-07 | 7.1281e-08 | 0 | 7.1281e-08 | 1.8329e-07 | 0 | 1.8329e-07 | [16 empty] | 7.3.1.3 Ignition probability mapping showing the probability of ignition along the electric lines and equipmentWLDFRAggregatedAggregated | WLDFR | HFTD - Distribution - Tier 2 - 4QU CoRE ¦ 2QU LoRE | Non-Red Flag Warning - Large Fires | Aggregated | Aggregated | 2028 | 1.7144e-05 | 0 | 574.6424 | 0.0098516 | 2028 | Mitigation | 0.08575 | 30 | 0 | esc | 0.0012005 | 2.0581e-08 | 0.00060025 | 1.0291e-08 | 0.0015435 | 2.6462e-08
[79 empty] | WLDFR | HFTD - Distribution - Tier 2 - 4QU CoRE ¦ 1QU LoRE | Red Flag Warning - Small Fires | 2026 | 1.773e-06 | 8.8648e-07 | 2.2795e-06 | 0.080408 | 0.03759 | 0.0016314 | 0.041187 | 0 | 0 | 0 | 0.0014769 |  | 1.4256e-07 | 0 | 1.4256e-07 | 7.1281e-08 | 0 | 7.1281e-08 | 1.8329e-07 | 0 | 1.8329e-07 | [16 empty] | 7.3.1.3 Ignition probability mapping showing the probability of ignition along the electric lines and equipmentWLDFRAggregatedAggregated | WLDFR | HFTD - Distribution - Tier 2 - 4QU CoRE ¦ 2QU LoRE | Non-Red Flag Warning - Large Fires | Aggregated | Aggregated | 2029 | 1.7144e-05 | 0 | 574.6424 | 0.0098516 | 2029 | Mitigation | 0.08575 | 30 | 0 | esc | 0.0012005 | 2.0581e-08 | 0.00060025 | 1.0291e-08 | 0.0015435 | 2.6462e-08
[79 empty] | WLDFR | HFTD - Distribution - Tier 2 - 4QU CoRE ¦ 1QU LoRE | Red Flag Warning - Small Fires | 2027 | 1.773e-06 | 8.8648e-07 | 2.2795e-06 | 0.080408 | 0.03759 | 0.0016314 | 0.041187 | 0 | 0 | 0 | 0.0014769 |  | 1.4256e-07 | 0 | 1.4256e-07 | 7.1281e-08 | 0 | 7.1281e-08 | 1.8329e-07 | 0 | 1.8329e-07 | [16 empty] | 7.3.1.3 Ignition probability mapping showing the probability of ignition along the electric lines and equipmentWLDFRAggregatedAggregated | WLDFR | HFTD - Distribution - Tier 2 - 4QU CoRE ¦ 2QU LoRE | Non-Red Flag Warning - Large Fires | Aggregated | Aggregated | 2030 | 1.7144e-05 | 0 | 574.6424 | 0.0098516 | 2030 | Mitigation | 0.08575 | 30 | 0 | esc | 0.0012005 | 2.0581e-08 | 0.00060025 | 1.0291e-08 | 0.0015435 | 2.6462e-08
[79 empty] | WLDFR | HFTD - Distribution - Tier 2 - 4QU CoRE ¦ 1QU LoRE | Red Flag Warning - Small Fires | 2028 | 1.773e-06 | 8.8648e-07 | 2.2795e-06 | 0.083606 | 0.039055 | 0.001695 | 0.042856 | 0 | 0 | 0 | 0.0014769 |  | 1.4823e-07 | 0 | 1.4823e-07 | 7.4116e-08 | 0 | 7.4116e-08 | 1.9058e-07 | 0 | 1.9058e-07 | [16 empty] | 7.3.1.3 Ignition probability mapping showing the probability of ignition along the electric lines and equipmentWLDFRAggregatedAggregated | WLDFR | HFTD - Distribution - Tier 2 - 4QU CoRE ¦ 2QU LoRE | Non-Red Flag Warning - Large Fires | Aggregated | Aggregated | 2031 | 1.7144e-05 | 0 | 574.6424 | 0.0098516 | 2031 | Mitigation | 0.08575 | 30 | 0 | esc | 0.0012005 | 2.0581e-08 | 0.00060025 | 1.0291e-08 | 0.0015435 | 2.6462e-08
[79 empty] | WLDFR | HFTD - Distribution - Tier 2 - 4QU CoRE ¦ 1QU LoRE | Red Flag Warning - Small Fires | 2029 | 1.773e-06 | 8.8648e-07 | 2.2795e-06 | 0.083606 | 0.039055 | 0.001695 | 0.042856 | 0 | 0 | 0 | 0.0014769 |  | 1.4823e-07 | 0 | 1.4823e-07 | 7.4116e-08 | 0 | 7.4116e-08 | 1.9058e-07 | 0 | 1.9058e-07 | [16 empty] | 7.3.1.3 Ignition probability mapping showing the probability of ignition along the electric lines and equipmentWLDFRAggregatedAggregated | WLDFR | HFTD - Distribution - Tier 2 - 4QU CoRE ¦ 2QU LoRE | Non-Red Flag Warning - Large Fires | Aggregated | Aggregated | 2032 | 1.7144e-05 | 0 | 574.6424 | 0.0098516 | 2032 | Mitigation | 0.08575 | 30 | 0 | esc | 0.0012005 | 2.0581e-08 | 0.00060025 | 1.0291e-08 | 0.0015435 | 2.6462e-08
[79 empty] | WLDFR | HFTD - Distribution - Tier 2 - 4QU CoRE ¦ 1QU LoRE | Red Flag Warning - Small Fires | 2030 | 1.773e-06 | 8.8648e-07 | 2.2795e-06 | 0.083606 | 0.039055 | 0.001695 | 0.042856 | 0 | 0 | 0 | 0.0014769 |  | 1.4823e-07 | 0 | 1.4823e-07 | 7.4116e-08 | 0 | 7.4116e-08 | 1.9058e-07 | 0 | 1.9058e-07 | [16 empty] | 7.3.1.3 Ignition probability mapping showing the probability of ignition along the electric lines and equipmentWLDFRAggregatedAggregated | WLDFR | HFTD - Distribution - Tier 2 - 4QU CoRE ¦ 2QU LoRE | Non-Red Flag Warning - Large Fires | Aggregated | Aggregated | 2033 | 1.7144e-05 | 0 | 574.6424 | 0.0098516 | 2033 | Mitigation | 0.08575 | 30 | 0 | esc | 0.0012005 | 2.0581e-08 | 0.00060025 | 1.0291e-08 | 0.0015435 | 2.6462e-08
[79 empty] | WLDFR | HFTD - Distribution - Tier 2 - 4QU CoRE ¦ 1QU LoRE | Red Flag Warning - Small Fires | 2031 | 1.773e-06 | 8.8648e-07 | 2.2795e-06 | 0.083606 | 0.039055 | 0.001695 | 0.042856 | 0 | 0 | 0 | 0.0014769 |  | 1.4823e-07 | 0 | 1.4823e-07 | 7.4116e-08 | 0 | 7.4116e-08 | 1.9058e-07 | 0 | 1.9058e-07 | [16 empty] | 7.3.1.3 Ignition probability mapping showing the probability of ignition along the electric lines and equipmentWLDFRAggregatedAggregated | WLDFR | HFTD - Distribution - Tier 2 - 4QU CoRE ¦ 2QU LoRE | Non-Red Flag Warning - Large Fires | Aggregated | Aggregated | 2034 | 1.7144e-05 | 0 | 574.6424 | 0.0098516 | 2034 | Mitigation | 0.08575 | 30 | 0 | esc | 0.0012005 | 2.0581e-08 | 0.00060025 | 1.0291e-08 | 0.0015435 | 2.6462e-08
[79 empty] | WLDFR | HFTD - Distribution - Tier 2 - 4QU CoRE ¦ 1QU LoRE | Red Flag Warning - Small Fires | 2032 | 1.773e-06 | 8.8648e-07 | 2.2795e-06 | 0.083606 | 0.039055 | 0.001695 | 0.042856 | 0 | 0 | 0 | 0.0014769 |  | 1.4823e-07 | 0 | 1.4823e-07 | 7.4116e-08 | 0 | 7.4116e-08 | 1.9058e-07 | 0 | 1.9058e-07 | [16 empty] | 7.3.1.3 Ignition probability mapping showing the probability of ignition along the electric lines and equipmentWLDFRAggregatedAggregated | WLDFR | HFTD - Distribution - Tier 2 - 4QU CoRE ¦ 2QU LoRE | Non-Red Flag Warning - Large Fires | Aggregated | Aggregated | 2035 | 1.7144e-05 | 0 | 574.6424 | 0.0098516 | 2035 | Mitigation | 0.08575 | 30 | 0 | esc | 0.0012005 | 2.0581e-08 | 0.00060025 | 1.0291e-08 | 0.0015435 | 2.6462e-08
[79 empty] | WLDFR | HFTD - Distribution - Tier 2 - 4QU CoRE ¦ 1QU LoRE | Red Flag Warning - Small Fires | 2033 | 1.773e-06 | 8.8648e-07 | 2.2795e-06 | 0.087211 | 0.040679 | 0.0017655 | 0.044766 | 0 | 0 | 0 | 0.0014769 |  | 1.5462e-07 | 0 | 1.5462e-07 | 7.7311e-08 | 0 | 7.7311e-08 | 1.988e-07 | 0 | 1.988e-07 | [16 empty] | 7.3.1.3 Ignition probability mapping showing the probability of ignition along the electric lines and equipmentWLDFRAggregatedAggregated | WLDFR | HFTD - Distribution - Tier 2 - 4QU CoRE ¦ 2QU LoRE | Non-Red Flag Warning - Large Fires | Aggregated | Aggregated | 2036 | 1.7144e-05 | 0 | 574.6424 | 0.0098516 | 2036 | Mitigation | 0.08575 | 30 | 0 | esc | 0.0012005 | 2.0581e-08 | 0.00060025 | 1.0291e-08 | 0.0015435 | 2.6462e-08
[79 empty] | WLDFR | HFTD - Distribution - Tier 2 - 4QU CoRE ¦ 1QU LoRE | Red Flag Warning - Small Fires | 2034 | 1.773e-06 | 8.8648e-07 | 2.2795e-06 | 0.087211 | 0.040679 | 0.0017655 | 0.044766 | 0 | 0 | 0 | 0.0014769 |  | 1.5462e-07 | 0 | 1.5462e-07 | 7.7311e-08 | 0 | 7.7311e-08 | 1.988e-07 | 0 | 1.988e-07 | [16 empty] | 7.3.1.3 Ignition probability mapping showing the probability of ignition along the electric lines and equipmentWLDFRAggregatedAggregated | WLDFR | HFTD - Distribution - Tier 2 - 4QU CoRE ¦ 2QU LoRE | Non-Red Flag Warning - Large Fires | Aggregated | Aggregated | 2037 | 1.7144e-05 | 0 | 574.6424 | 0.0098516 | 2037 | Mitigation | 0.08575 | 30 | 0 | esc | 0.0012005 | 2.0581e-08 | 0.00060025 | 1.0291e-08 | 0.0015435 | 2.6462e-08
[79 empty] | WLDFR | HFTD - Distribution - Tier 2 - 4QU CoRE ¦ 1QU LoRE | Red Flag Warning - Small Fires | 2035 | 1.773e-06 | 8.8648e-07 | 2.2795e-06 | 0.087211 | 0.040679 | 0.0017655 | 0.044766 | 0 | 0 | 0 | 0.0014769 |  | 1.5462e-07 | 0 | 1.5462e-07 | 7.7311e-08 | 0 | 7.7311e-08 | 1.988e-07 | 0 | 1.988e-07 | [16 empty] | 7.3.1.3 Ignition probability mapping showing the probability of ignition along the electric lines and equipmentWLDFRAggregatedAggregated | WLDFR | HFTD - Distribution - Tier 2 - 4QU CoRE ¦ 2QU LoRE | Non-Red Flag Warning - Large Fires | Aggregated | Aggregated | 2038 | 1.7144e-05 | 0 | 574.6424 | 0.0098516 | 2038 | Mitigation | 0.08575 | 30 | 0 | esc | 0.0012005 | 2.0581e-08 | 0.00060025 | 1.0291e-08 | 0.0015435 | 2.6462e-08
[79 empty] | WLDFR | HFTD - Distribution - Tier 2 - 4QU CoRE ¦ 1QU LoRE | Red Flag Warning - Small Fires | 2036 | 1.773e-06 | 8.8648e-07 | 2.2795e-06 | 0.087211 | 0.040679 | 0.0017655 | 0.044766 | 0 | 0 | 0 | 0.0014769 |  | 1.5462e-07 | 0 | 1.5462e-07 | 7.7311e-08 | 0 | 7.7311e-08 | 1.988e-07 | 0 | 1.988e-07 | [16 empty] | 7.3.1.3 Ignition probability mapping showing the probability of ignition along the electric lines and equipmentWLDFRAggregatedAggregated | WLDFR | HFTD - Distribution - Tier 2 - 4QU CoRE ¦ 2QU LoRE | Non-Red Flag Warning - Large Fires | Aggregated | Aggregated | 2039 | 1.7144e-05 | 0 | 574.6424 | 0.0098516 | 2039 | Mitigation | 0.08575 | 30 | 0 | esc | 0.0012005 | 2.0581e-08 | 0.00060025 | 1.0291e-08 | 0.0015435 | 2.6462e-08
[79 empty] | WLDFR | HFTD - Distribution - Tier 2 - 4QU CoRE ¦ 1QU LoRE | Red Flag Warning - Small Fires | 2037 | 1.773e-06 | 8.8648e-07 | 2.2795e-06 | 0.087211 | 0.040679 | 0.0017655 | 0.044766 | 0 | 0 | 0 | 0.0014769 |  | 1.5462e-07 | 0 | 1.5462e-07 | 7.7311e-08 | 0 | 7.7311e-08 | 1.988e-07 | 0 | 1.988e-07 | [16 empty] | 7.3.1.3 Ignition probability mapping showing the probability of ignition along the electric lines and equipmentWLDFRAggregatedAggregated | WLDFR | HFTD - Distribution - Tier 2 - 4QU CoRE ¦ 2QU LoRE | Non-Red Flag Warning - Large Fires | Aggregated | Aggregated | 2040 | 1.7144e-05 | 0 | 574.6424 | 0.0098516 | 2040 | Mitigation | 0.08575 | 30 | 0 | esc | 0.0012005 | 2.0581e-08 | 0.00060025 | 1.0291e-08 | 0.0015435 | 2.6462e-08
[79 empty] | WLDFR | HFTD - Distribution - Tier 2 - 4QU CoRE ¦ 1QU LoRE | Red Flag Warning - Small Fires | 2038 | 1.773e-06 | 8.8648e-07 | 2.2795e-06 | 0.091184 | 0.042438 | 0.0018418 | 0.046905 | 0 | 0 | 0 | 0.0014769 |  | 1.6167e-07 | 0 | 1.6167e-07 | 8.0833e-08 | 0 | 8.0833e-08 | 2.0786e-07 | 0 | 2.0786e-07 | [16 empty] | 7.3.1.3 Ignition probability mapping showing the probability of ignition along the electric lines and equipmentWLDFRAggregatedAggregated | WLDFR | HFTD - Distribution - Tier 2 - 4QU CoRE ¦ 2QU LoRE | Non-Red Flag Warning - Large Fires | Aggregated | Aggregated | 2041 | 1.7144e-05 | 0 | 574.6424 | 0.0098516 | 2041 | Mitigation | 0.08575 | 30 | 0 | esc | 0.0012005 | 2.0581e-08 | 0.00060025 | 1.0291e-08 | 0.0015435 | 2.6462e-08
[79 empty] | WLDFR | HFTD - Distribution - Tier 2 - 4QU CoRE ¦ 1QU LoRE | Red Flag Warning - Small Fires | 2039 | 1.773e-06 | 8.8648e-07 | 2.2795e-06 | 0.091184 | 0.042438 | 0.0018418 | 0.046905 | 0 | 0 | 0 | 0.0014769 |  | 1.6167e-07 | 0 | 1.6167e-07 | 8.0833e-08 | 0 | 8.0833e-08 | 2.0786e-07 | 0 | 2.0786e-07 | [16 empty] | 7.3.1.3 Ignition probability mapping showing the probability of ignition along the electric lines and equipmentWLDFRAggregatedAggregated | WLDFR | HFTD - Distribution - Tier 2 - 4QU CoRE ¦ 2QU LoRE | Non-Red Flag Warning - Large Fires | Aggregated | Aggregated | 2042 | 1.7144e-05 | 0 | 574.6424 | 0.0098516 | 2042 | Mitigation | 0.08575 | 30 | 0 | esc | 0.0012005 | 2.0581e-08 | 0.00060025 | 1.0291e-08 | 0.0015435 | 2.6462e-08
[79 empty] | WLDFR | HFTD - Distribution - Tier 2 - 4QU CoRE ¦ 1QU LoRE | Red Flag Warning - Small Fires | 2040 | 1.773e-06 | 8.8648e-07 | 2.2795e-06 | 0.091184 | 0.042438 | 0.0018418 | 0.046905 | 0 | 0 | 0 | 0.0014769 |  | 1.6167e-07 | 0 | 1.6167e-07 | 8.0833e-08 | 0 | 8.0833e-08 | 2.0786e-07 | 0 | 2.0786e-07 | [16 empty] | 7.3.1.3 Ignition probability mapping showing the probability of ignition along the electric lines and equipmentWLDFRAggregatedAggregated | WLDFR | HFTD - Distribution - Tier 2 - 4QU CoRE ¦ 2QU LoRE | Non-Red Flag Warning - Large Fires | Aggregated | Aggregated | 2043 | 1.7144e-05 | 0 | 574.6424 | 0.0098516 | 2043 | Mitigation | 0.08575 | 30 | 0 | esc | 0.0012005 | 2.0581e-08 | 0.00060025 | 1.0291e-08 | 0.0015435 | 2.6462e-08
[79 empty] | WLDFR | HFTD - Distribution - Tier 2 - 4QU CoRE ¦ 1QU LoRE | Red Flag Warning - Small Fires | 2041 | 1.773e-06 | 8.8648e-07 | 2.2795e-06 | 0.091184 | 0.042438 | 0.0018418 | 0.046905 | 0 | 0 | 0 | 0.0014769 |  | 1.6167e-07 | 0 | 1.6167e-07 | 8.0833e-08 | 0 | 8.0833e-08 | 2.0786e-07 | 0 | 2.0786e-07 | [16 empty] | 7.3.1.3 Ignition probability mapping showing the probability of ignition along the electric lines and equipmentWLDFRAggregatedAggregated | WLDFR | HFTD - Distribution - Tier 2 - 4QU CoRE ¦ 2QU LoRE | Non-Red Flag Warning - Large Fires | Aggregated | Aggregated | 2044 | 1.7144e-05 | 0 | 574.6424 | 0.0098516 | 2044 | Mitigation | 0.08575 | 30 | 0 | esc | 0.0012005 | 2.0581e-08 | 0.00060025 | 1.0291e-08 | 0.0015435 | 2.6462e-08
[79 empty] | WLDFR | HFTD - Distribution - Tier 2 - 4QU CoRE ¦ 1QU LoRE | Red Flag Warning - Small Fires | 2042 | 1.773e-06 | 8.8648e-07 | 2.2795e-06 | 0.091184 | 0.042438 | 0.0018418 | 0.046905 | 0 | 0 | 0 | 0.0014769 |  | 1.6167e-07 | 0 | 1.6167e-07 | 8.0833e-08 | 0 | 8.0833e-08 | 2.0786e-07 | 0 | 2.0786e-07 | [16 empty] | 7.3.1.3 Ignition probability mapping showing the probability of ignition along the electric lines and equipmentWLDFRAggregatedAggregated | WLDFR | HFTD - Distribution - Tier 2 - 4QU CoRE ¦ 2QU LoRE | Non-Red Flag Warning - Large Fires | Aggregated | Aggregated | 2045 | 1.7144e-05 | 0 | 574.6424 | 0.0098516 | 2045 | Mitigation | 0.08575 | 30 | 0 | esc | 0.0012005 | 2.0581e-08 | 0.00060025 | 1.0291e-08 | 0.0015435 | 2.6462e-08
[79 empty] | WLDFR | HFTD - Distribution - Tier 2 - 4QU CoRE ¦ 1QU LoRE | Red Flag Warning - Small Fires | 2043 | 1.773e-06 | 8.8648e-07 | 2.2795e-06 | 0.095486 | 0.044306 | 0.0019228 | 0.049257 | 0 | 0 | 0 | 0.0014769 |  | 1.6929e-07 | 0 | 1.6929e-07 | 8.4646e-08 | 0 | 8.4646e-08 | 2.1766e-07 | 0 | 2.1766e-07 | [16 empty] | 7.3.1.3 Ignition probability mapping showing the probability of ignition along the electric lines and equipmentWLDFRAggregatedAggregated | WLDFR | HFTD - Distribution - Tier 2 - 4QU CoRE ¦ 2QU LoRE | Non-Red Flag Warning - Large Fires | Aggregated | Aggregated | 2046 | 1.7144e-05 | 0 | 574.6424 | 0.0098516 | 2046 | Mitigation | 0.08575 | 30 | 0 | esc | 0.0012005 | 2.0581e-08 | 0.00060025 | 1.0291e-08 | 0.0015435 | 2.6462e-08
[79 empty] | WLDFR | HFTD - Distribution - Tier 2 - 4QU CoRE ¦ 1QU LoRE | Red Flag Warning - Small Fires | 2044 | 1.773e-06 | 8.8648e-07 | 2.2795e-06 | 0.095486 | 0.044306 | 0.0019228 | 0.049257 | 0 | 0 | 0 | 0.0014769 |  | 1.6929e-07 | 0 | 1.6929e-07 | 8.4646e-08 | 0 | 8.4646e-08 | 2.1766e-07 | 0 | 2.1766e-07 | [16 empty] | 7.3.1.3 Ignition probability mapping showing the probability of ignition along the electric lines and equipmentWLDFRAggregatedAggregated | WLDFR | HFTD - Distribution - Tier 2 - 4QU CoRE ¦ 2QU LoRE | Non-Red Flag Warning - Large Fires | Aggregated | Aggregated | 2047 | 1.7144e-05 | 0 | 574.6424 | 0.0098516 | 2047 | Mitigation | 0.08575 | 30 | 0 | esc | 0.0012005 | 2.0581e-08 | 0.00060025 | 1.0291e-08 | 0.0015435 | 2.6462e-08
[79 empty] | WLDFR | HFTD - Distribution - Tier 2 - 4QU CoRE ¦ 1QU LoRE | Red Flag Warning - Small Fires | 2045 | 1.773e-06 | 8.8648e-07 | 2.2795e-06 | 0.095486 | 0.044306 | 0.0019228 | 0.049257 | 0 | 0 | 0 | 0.0014769 |  | 1.6929e-07 | 0 | 1.6929e-07 | 8.4646e-08 | 0 | 8.4646e-08 | 2.1766e-07 | 0 | 2.1766e-07 | [16 empty] | 7.3.1.3 Ignition probability mapping showing the probability of ignition along the electric lines and equipmentWLDFRAggregatedAggregated | WLDFR | HFTD - Distribution - Tier 2 - 4QU CoRE ¦ 2QU LoRE | Non-Red Flag Warning - Large Fires | Aggregated | Aggregated | 2048 | 1.7144e-05 | 0 | 574.6424 | 0.0098516 | 2048 | Mitigation | 0.08575 | 30 | 0 | esc | 0.0012005 | 2.0581e-08 | 0.00060025 | 1.0291e-08 | 0.0015435 | 2.6462e-08
[79 empty] | WLDFR | HFTD - Distribution - Tier 2 - 4QU CoRE ¦ 1QU LoRE | Red Flag Warning - Small Fires | 2046 | 1.773e-06 | 8.8648e-07 | 2.2795e-06 | 0.095486 | 0.044306 | 0.0019228 | 0.049257 | 0 | 0 | 0 | 0.0014769 |  | 1.6929e-07 | 0 | 1.6929e-07 | 8.4646e-08 | 0 | 8.4646e-08 | 2.1766e-07 | 0 | 2.1766e-07 | [16 empty] | 7.3.1.3 Ignition probability mapping showing the probability of ignition along the electric lines and equipmentWLDFRAggregatedAggregated | WLDFR | HFTD - Distribution - Tier 2 - 4QU CoRE ¦ 2QU LoRE | Non-Red Flag Warning - Large Fires | Aggregated | Aggregated | 2049 | 1.7144e-05 | 0 | 574.6424 | 0.0098516 | 2049 | Mitigation | 0.08575 | 30 | 0 | esc | 0.0012005 | 2.0581e-08 | 0.00060025 | 1.0291e-08 | 0.0015435 | 2.6462e-08
[79 empty] | WLDFR | HFTD - Distribution - Tier 2 - 4QU CoRE ¦ 1QU LoRE | Red Flag Warning - Small Fires | 2047 | 1.773e-06 | 8.8648e-07 | 2.2795e-06 | 0.095486 | 0.044306 | 0.0019228 | 0.049257 | 0 | 0 | 0 | 0.0014769 |  | 1.6929e-07 | 0 | 1.6929e-07 | 8.4646e-08 | 0 | 8.4646e-08 | 2.1766e-07 | 0 | 2.1766e-07 | [16 empty] | 7.3.1.3 Ignition probability mapping showing the probability of ignition along the electric lines and equipmentWLDFRAggregatedAggregated | WLDFR | HFTD - Distribution - Tier 2 - 4QU CoRE ¦ 2QU LoRE | Non-Red Flag Warning - Large Fires | Aggregated | Aggregated | 2050 | 1.7144e-05 | 0 | 574.6424 | 0.0098516 | 2050 | Mitigation | 0.08575 | 30 | 0 | esc | 0 | 0 | 0.00060025 | 1.0291e-08 | 0.0015435 | 2.6462e-08
[79 empty] | WLDFR | HFTD - Distribution - Tier 2 - 4QU CoRE ¦ 1QU LoRE | Red Flag Warning - Small Fires | 2048 | 1.773e-06 | 8.8648e-07 | 2.2795e-06 | 0.10007 | 0.04626 | 0.0020076 | 0.051804 | 0 | 0 | 0 | 0.0014769 |  | 1.7742e-07 | 0 | 1.7742e-07 | 8.8712e-08 | 0 | 8.8712e-08 | 2.2812e-07 | 0 | 2.2812e-07 | [16 empty] | 7.3.1.3 Ignition probability mapping showing the probability of ignition along the electric lines and equipmentWLDFRAggregatedAggregated | WLDFR | HFTD - Distribution - Tier 2 - 4QU CoRE ¦ 2QU LoRE | Non-Red Flag Warning - Large Fires | Aggregated | Aggregated | 2051 | 1.7144e-05 | 0 | 574.6424 | 0.0098516 | 2051 | Mitigation | 0.08575 | 30 | 0 | esc | 0 | 0 | 0 | 0 | 0.0015435 | 2.6462e-08
[79 empty] | WLDFR | HFTD - Distribution - Tier 2 - 4QU CoRE ¦ 1QU LoRE | Red Flag Warning - Small Fires | 2049 | 1.773e-06 | 8.8648e-07 | 2.2795e-06 | 0.10007 | 0.04626 | 0.0020076 | 0.051804 | 0 | 0 | 0 | 0.0014769 |  | 1.7742e-07 | 0 | 1.7742e-07 | 8.8712e-08 | 0 | 8.8712e-08 | 2.2812e-07 | 0 | 2.2812e-07 | [16 empty] | 7.3.1.3 Ignition probability mapping showing the probability of ignition along the electric lines and equipmentWLDFRAggregatedAggregated | WLDFR | HFTD - Distribution - Tier 2 - 4QU CoRE ¦ 2QU LoRE | Non-Red Flag Warning - Small Fires | Aggregated | Aggregated | 2021 | 0.0057589 | 0 | 574.6424 | 3.3093 | 2021 | Mitigation | 0.08575 | 30 | 0 | esc | 0.0012005 | 6.9136e-06 | 0.00060025 | 3.4568e-06 | 0 | 0
[79 empty] | WLDFR | HFTD - Distribution - Tier 2 - 4QU CoRE ¦ 1QU LoRE | Red Flag Warning - Small Fires | 2050 | 0 | 8.8648e-07 | 2.2795e-06 | 0.10007 | 0.04626 | 0.0020076 | 0.051804 | 0 | 0 | 0 | 0.0014769 |  | 0 | 0 | 0 | 8.8712e-08 | 0 | 8.8712e-08 | 2.2812e-07 | 0 | 2.2812e-07 | [16 empty] | 7.3.1.3 Ignition probability mapping showing the probability of ignition along the electric lines and equipmentWLDFRAggregatedAggregated | WLDFR | HFTD - Distribution - Tier 2 - 4QU CoRE ¦ 2QU LoRE | Non-Red Flag Warning - Small Fires | Aggregated | Aggregated | 2022 | 0.0057589 | 0 | 574.6424 | 3.3093 | 2022 | Mitigation | 0.08575 | 30 | 0 | esc | 0.0012005 | 6.9136e-06 | 0.00060025 | 3.4568e-06 | 0.0015435 | 8.8889e-06
[79 empty] | WLDFR | HFTD - Distribution - Tier 2 - 4QU CoRE ¦ 1QU LoRE | Red Flag Warning - Small Fires | 2051 | 0 | 0 | 2.2795e-06 | 0.10007 | 0.04626 | 0.0020076 | 0.051804 | 0 | 0 | 0 | 0.0014769 |  | 0 | 0 | 0 | 0 | 0 | 0 | 2.2812e-07 | 0 | 2.2812e-07 | [16 empty] | 7.3.1.3 Ignition probability mapping showing the probability of ignition along the electric lines and equipmentWLDFRAggregatedAggregated | WLDFR | HFTD - Distribution - Tier 2 - 4QU CoRE ¦ 2QU LoRE | Non-Red Flag Warning - Small Fires | Aggregated | Aggregated | 2023 | 0.0057589 | 0 | 574.6424 | 3.3093 | 2023 | Mitigation | 0.08575 | 30 | 0 | esc | 0.0012005 | 6.9136e-06 | 0.00060025 | 3.4568e-06 | 0.0015435 | 8.8889e-06
[79 empty] | WLDFR | HFTD - Distribution - Tier 2 - 4QU CoRE ¦ 1QU LoRE | Seismic - Non-Red Flag Warning - Catastrophic Fires | 2020 | 8.0664e-13 | 0 | 0 | 21083.8428 | 409.2237 | 13469.0878 | 7205.5313 | 0 | 0 | 0 | 6.7192e-10 |  | 1.7007e-08 | 0 | 1.7007e-08 | 0 | 0 | 0 | 0 | 0 | 0 | [16 empty] | 7.3.1.3 Ignition probability mapping showing the probability of ignition along the electric lines and equipmentWLDFRAggregatedAggregated | WLDFR | HFTD - Distribution - Tier 2 - 4QU CoRE ¦ 2QU LoRE | Non-Red Flag Warning - Small Fires | Aggregated | Aggregated | 2024 | 0.0057589 | 0 | 574.6424 | 3.3093 | 2024 | Mitigation | 0.08575 | 30 | 0 | esc | 0.0012005 | 6.9136e-06 | 0.00060025 | 3.4568e-06 | 0.0015435 | 8.8889e-06
[79 empty] | WLDFR | HFTD - Distribution - Tier 2 - 4QU CoRE ¦ 1QU LoRE | Seismic - Non-Red Flag Warning - Catastrophic Fires | 2021 | 8.0664e-13 | 4.0332e-13 | 0 | 21083.8428 | 409.2237 | 13469.0878 | 7205.5313 | 0 | 0 | 0 | 6.7192e-10 |  | 1.7007e-08 | 0 | 1.7007e-08 | 8.5036e-09 | 0 | 8.5036e-09 | 0 | 0 | 0 | [16 empty] | 7.3.1.3 Ignition probability mapping showing the probability of ignition along the electric lines and equipmentWLDFRAggregatedAggregated | WLDFR | HFTD - Distribution - Tier 2 - 4QU CoRE ¦ 2QU LoRE | Non-Red Flag Warning - Small Fires | Aggregated | Aggregated | 2025 | 0.0057589 | 0 | 574.6424 | 3.3093 | 2025 | Mitigation | 0.08575 | 30 | 0 | esc | 0.0012005 | 6.9136e-06 | 0.00060025 | 3.4568e-06 | 0.0015435 | 8.8889e-06
[79 empty] | WLDFR | HFTD - Distribution - Tier 2 - 4QU CoRE ¦ 1QU LoRE | Seismic - Non-Red Flag Warning - Catastrophic Fires | 2022 | 8.0664e-13 | 4.0332e-13 | 1.0371e-12 | 21083.8428 | 409.2237 | 13469.0878 | 7205.5313 | 0 | 0 | 0 | 6.7192e-10 |  | 1.7007e-08 | 0 | 1.7007e-08 | 8.5036e-09 | 0 | 8.5036e-09 | 2.1866e-08 | 0 | 2.1866e-08 | [16 empty] | 7.3.1.3 Ignition probability mapping showing the probability of ignition along the electric lines and equipmentWLDFRAggregatedAggregated | WLDFR | HFTD - Distribution - Tier 2 - 4QU CoRE ¦ 2QU LoRE | Non-Red Flag Warning - Small Fires | Aggregated | Aggregated | 2026 | 0.0057589 | 0 | 574.6424 | 3.3093 | 2026 | Mitigation | 0.08575 | 30 | 0 | esc | 0.0012005 | 6.9136e-06 | 0.00060025 | 3.4568e-06 | 0.0015435 | 8.8889e-06
[79 empty] | WLDFR | HFTD - Distribution - Tier 2 - 4QU CoRE ¦ 1QU LoRE | Seismic - Non-Red Flag Warning - Catastrophic Fires | 2023 | 8.0664e-13 | 4.0332e-13 | 1.0371e-12 | 21835.9781 | 428.6023 | 13939.561 | 7467.8148 | 0 | 0 | 0 | 6.7192e-10 |  | 1.7614e-08 | 0 | 1.7614e-08 | 8.8069e-09 | 0 | 8.8069e-09 | 2.2646e-08 | 0 | 2.2646e-08 | [16 empty] | 7.3.1.3 Ignition probability mapping showing the probability of ignition along the electric lines and equipmentWLDFRAggregatedAggregated | WLDFR | HFTD - Distribution - Tier 2 - 4QU CoRE ¦ 2QU LoRE | Non-Red Flag Warning - Small Fires | Aggregated | Aggregated | 2027 | 0.0057589 | 0 | 574.6424 | 3.3093 | 2027 | Mitigation | 0.08575 | 30 | 0 | esc | 0.0012005 | 6.9136e-06 | 0.00060025 | 3.4568e-06 | 0.0015435 | 8.8889e-06
[79 empty] | WLDFR | HFTD - Distribution - Tier 2 - 4QU CoRE ¦ 1QU LoRE | Seismic - Non-Red Flag Warning - Catastrophic Fires | 2024 | 8.0664e-13 | 4.0332e-13 | 1.0371e-12 | 21835.9781 | 428.6023 | 13939.561 | 7467.8148 | 0 | 0 | 0 | 6.7192e-10 |  | 1.7614e-08 | 0 | 1.7614e-08 | 8.8069e-09 | 0 | 8.8069e-09 | 2.2646e-08 | 0 | 2.2646e-08 | [16 empty] | 7.3.1.3 Ignition probability mapping showing the probability of ignition along the electric lines and equipmentWLDFRAggregatedAggregated | WLDFR | HFTD - Distribution - Tier 2 - 4QU CoRE ¦ 2QU LoRE | Non-Red Flag Warning - Small Fires | Aggregated | Aggregated | 2028 | 0.0057589 | 0 | 574.6424 | 3.3093 | 2028 | Mitigation | 0.08575 | 30 | 0 | esc | 0.0012005 | 6.9136e-06 | 0.00060025 | 3.4568e-06 | 0.0015435 | 8.8889e-06
[79 empty] | WLDFR | HFTD - Distribution - Tier 2 - 4QU CoRE ¦ 1QU LoRE | Seismic - Non-Red Flag Warning - Catastrophic Fires | 2025 | 8.0664e-13 | 4.0332e-13 | 1.0371e-12 | 21835.9781 | 428.6023 | 13939.561 | 7467.8148 | 0 | 0 | 0 | 6.7192e-10 |  | 1.7614e-08 | 0 | 1.7614e-08 | 8.8069e-09 | 0 | 8.8069e-09 | 2.2646e-08 | 0 | 2.2646e-08 | [16 empty] | 7.3.1.3 Ignition probability mapping showing the probability of ignition along the electric lines and equipmentWLDFRAggregatedAggregated | WLDFR | HFTD - Distribution - Tier 2 - 4QU CoRE ¦ 2QU LoRE | Non-Red Flag Warning - Small Fires | Aggregated | Aggregated | 2029 | 0.0057589 | 0 | 574.6424 | 3.3093 | 2029 | Mitigation | 0.08575 | 30 | 0 | esc | 0.0012005 | 6.9136e-06 | 0.00060025 | 3.4568e-06 | 0.0015435 | 8.8889e-06
[79 empty] | WLDFR | HFTD - Distribution - Tier 2 - 4QU CoRE ¦ 1QU LoRE | Seismic - Non-Red Flag Warning - Catastrophic Fires | 2026 | 8.0664e-13 | 4.0332e-13 | 1.0371e-12 | 21835.9781 | 428.6023 | 13939.561 | 7467.8148 | 0 | 0 | 0 | 6.7192e-10 |  | 1.7614e-08 | 0 | 1.7614e-08 | 8.8069e-09 | 0 | 8.8069e-09 | 2.2646e-08 | 0 | 2.2646e-08 | [16 empty] | 7.3.1.3 Ignition probability mapping showing the probability of ignition along the electric lines and equipmentWLDFRAggregatedAggregated | WLDFR | HFTD - Distribution - Tier 2 - 4QU CoRE ¦ 2QU LoRE | Non-Red Flag Warning - Small Fires | Aggregated | Aggregated | 2030 | 0.0057589 | 0 | 574.6424 | 3.3093 | 2030 | Mitigation | 0.08575 | 30 | 0 | esc | 0.0012005 | 6.9136e-06 | 0.00060025 | 3.4568e-06 | 0.0015435 | 8.8889e-06
[79 empty] | WLDFR | HFTD - Distribution - Tier 2 - 4QU CoRE ¦ 1QU LoRE | Seismic - Non-Red Flag Warning - Catastrophic Fires | 2027 | 8.0664e-13 | 4.0332e-13 | 1.0371e-12 | 21835.9781 | 428.6023 | 13939.561 | 7467.8148 | 0 | 0 | 0 | 6.7192e-10 |  | 1.7614e-08 | 0 | 1.7614e-08 | 8.8069e-09 | 0 | 8.8069e-09 | 2.2646e-08 | 0 | 2.2646e-08 | [16 empty] | 7.3.1.3 Ignition probability mapping showing the probability of ignition along the electric lines and equipmentWLDFRAggregatedAggregated | WLDFR | HFTD - Distribution - Tier 2 - 4QU CoRE ¦ 2QU LoRE | Non-Red Flag Warning - Small Fires | Aggregated | Aggregated | 2031 | 0.0057589 | 0 | 574.6424 | 3.3093 | 2031 | Mitigation | 0.08575 | 30 | 0 | esc | 0.0012005 | 6.9136e-06 | 0.00060025 | 3.4568e-06 | 0.0015435 | 8.8889e-06
[79 empty] | WLDFR | HFTD - Distribution - Tier 2 - 4QU CoRE ¦ 1QU LoRE | Seismic - Non-Red Flag Warning - Catastrophic Fires | 2028 | 8.0664e-13 | 4.0332e-13 | 1.0371e-12 | 22783.187 | 453.261 | 14531.3357 | 7798.5904 | 0 | 0 | 0 | 6.7192e-10 |  | 1.8378e-08 | 0 | 1.8378e-08 | 9.189e-09 | 0 | 9.189e-09 | 2.3629e-08 | 0 | 2.3629e-08 | [16 empty] | 7.3.1.3 Ignition probability mapping showing the probability of ignition along the electric lines and equipmentWLDFRAggregatedAggregated | WLDFR | HFTD - Distribution - Tier 2 - 4QU CoRE ¦ 2QU LoRE | Non-Red Flag Warning - Small Fires | Aggregated | Aggregated | 2032 | 0.0057589 | 0 | 574.6424 | 3.3093 | 2032 | Mitigation | 0.08575 | 30 | 0 | esc | 0.0012005 | 6.9136e-06 | 0.00060025 | 3.4568e-06 | 0.0015435 | 8.8889e-06
[79 empty] | WLDFR | HFTD - Distribution - Tier 2 - 4QU CoRE ¦ 1QU LoRE | Seismic - Non-Red Flag Warning - Catastrophic Fires | 2029 | 8.0664e-13 | 4.0332e-13 | 1.0371e-12 | 22783.187 | 453.261 | 14531.3357 | 7798.5904 | 0 | 0 | 0 | 6.7192e-10 |  | 1.8378e-08 | 0 | 1.8378e-08 | 9.189e-09 | 0 | 9.189e-09 | 2.3629e-08 | 0 | 2.3629e-08 | [16 empty] | 7.3.1.3 Ignition probability mapping showing the probability of ignition along the electric lines and equipmentWLDFRAggregatedAggregated | WLDFR | HFTD - Distribution - Tier 2 - 4QU CoRE ¦ 2QU LoRE | Non-Red Flag Warning - Small Fires | Aggregated | Aggregated | 2033 | 0.0057589 | 0 | 574.6424 | 3.3093 | 2033 | Mitigation | 0.08575 | 30 | 0 | esc | 0.0012005 | 6.9136e-06 | 0.00060025 | 3.4568e-06 | 0.0015435 | 8.8889e-06
[79 empty] | WLDFR | HFTD - Distribution - Tier 2 - 4QU CoRE ¦ 1QU LoRE | Seismic - Non-Red Flag Warning - Catastrophic Fires | 2030 | 8.0664e-13 | 4.0332e-13 | 1.0371e-12 | 22783.187 | 453.261 | 14531.3357 | 7798.5904 | 0 | 0 | 0 | 6.7192e-10 |  | 1.8378e-08 | 0 | 1.8378e-08 | 9.189e-09 | 0 | 9.189e-09 | 2.3629e-08 | 0 | 2.3629e-08 | [16 empty] | 7.3.1.3 Ignition probability mapping showing the probability of ignition along the electric lines and equipmentWLDFRAggregatedAggregated | WLDFR | HFTD - Distribution - Tier 2 - 4QU CoRE ¦ 2QU LoRE | Non-Red Flag Warning - Small Fires | Aggregated | Aggregated | 2034 | 0.0057589 | 0 | 574.6424 | 3.3093 | 2034 | Mitigation | 0.08575 | 30 | 0 | esc | 0.0012005 | 6.9136e-06 | 0.00060025 | 3.4568e-06 | 0.0015435 | 8.8889e-06
[79 empty] | WLDFR | HFTD - Distribution - Tier 2 - 4QU CoRE ¦ 1QU LoRE | Seismic - Non-Red Flag Warning - Catastrophic Fires | 2031 | 8.0664e-13 | 4.0332e-13 | 1.0371e-12 | 22783.187 | 453.261 | 14531.3357 | 7798.5904 | 0 | 0 | 0 | 6.7192e-10 |  | 1.8378e-08 | 0 | 1.8378e-08 | 9.189e-09 | 0 | 9.189e-09 | 2.3629e-08 | 0 | 2.3629e-08 | [16 empty] | 7.3.1.3 Ignition probability mapping showing the probability of ignition along the electric lines and equipmentWLDFRAggregatedAggregated | WLDFR | HFTD - Distribution - Tier 2 - 4QU CoRE ¦ 2QU LoRE | Non-Red Flag Warning - Small Fires | Aggregated | Aggregated | 2035 | 0.0057589 | 0 | 574.6424 | 3.3093 | 2035 | Mitigation | 0.08575 | 30 | 0 | esc | 0.0012005 | 6.9136e-06 | 0.00060025 | 3.4568e-06 | 0.0015435 | 8.8889e-06
[79 empty] | WLDFR | HFTD - Distribution - Tier 2 - 4QU CoRE ¦ 1QU LoRE | Seismic - Non-Red Flag Warning - Catastrophic Fires | 2032 | 8.0664e-13 | 4.0332e-13 | 1.0371e-12 | 22783.187 | 453.261 | 14531.3357 | 7798.5904 | 0 | 0 | 0 | 6.7192e-10 |  | 1.8378e-08 | 0 | 1.8378e-08 | 9.189e-09 | 0 | 9.189e-09 | 2.3629e-08 | 0 | 2.3629e-08 | [16 empty] | 7.3.1.3 Ignition probability mapping showing the probability of ignition along the electric lines and equipmentWLDFRAggregatedAggregated | WLDFR | HFTD - Distribution - Tier 2 - 4QU CoRE ¦ 2QU LoRE | Non-Red Flag Warning - Small Fires | Aggregated | Aggregated | 2036 | 0.0057589 | 0 | 574.6424 | 3.3093 | 2036 | Mitigation | 0.08575 | 30 | 0 | esc | 0.0012005 | 6.9136e-06 | 0.00060025 | 3.4568e-06 | 0.0015435 | 8.8889e-06
[79 empty] | WLDFR | HFTD - Distribution - Tier 2 - 4QU CoRE ¦ 1QU LoRE | Seismic - Non-Red Flag Warning - Catastrophic Fires | 2033 | 8.0664e-13 | 4.0332e-13 | 1.0371e-12 | 23835.2641 | 480.9649 | 15187.7294 | 8166.5698 | 0 | 0 | 0 | 6.7192e-10 |  | 1.9227e-08 | 0 | 1.9227e-08 | 9.6133e-09 | 0 | 9.6133e-09 | 2.472e-08 | 0 | 2.472e-08 | [16 empty] | 7.3.1.3 Ignition probability mapping showing the probability of ignition along the electric lines and equipmentWLDFRAggregatedAggregated | WLDFR | HFTD - Distribution - Tier 2 - 4QU CoRE ¦ 2QU LoRE | Non-Red Flag Warning - Small Fires | Aggregated | Aggregated | 2037 | 0.0057589 | 0 | 574.6424 | 3.3093 | 2037 | Mitigation | 0.08575 | 30 | 0 | esc | 0.0012005 | 6.9136e-06 | 0.00060025 | 3.4568e-06 | 0.0015435 | 8.8889e-06
[79 empty] | WLDFR | HFTD - Distribution - Tier 2 - 4QU CoRE ¦ 1QU LoRE | Seismic - Non-Red Flag Warning - Catastrophic Fires | 2034 | 8.0664e-13 | 4.0332e-13 | 1.0371e-12 | 23835.2641 | 480.9649 | 15187.7294 | 8166.5698 | 0 | 0 | 0 | 6.7192e-10 |  | 1.9227e-08 | 0 | 1.9227e-08 | 9.6133e-09 | 0 | 9.6133e-09 | 2.472e-08 | 0 | 2.472e-08 | [16 empty] | 7.3.1.3 Ignition probability mapping showing the probability of ignition along the electric lines and equipmentWLDFRAggregatedAggregated | WLDFR | HFTD - Distribution - Tier 2 - 4QU CoRE ¦ 2QU LoRE | Non-Red Flag Warning - Small Fires | Aggregated | Aggregated | 2038 | 0.0057589 | 0 | 574.6424 | 3.3093 | 2038 | Mitigation | 0.08575 | 30 | 0 | esc | 0.0012005 | 6.9136e-06 | 0.00060025 | 3.4568e-06 | 0.0015435 | 8.8889e-06
[79 empty] | WLDFR | HFTD - Distribution - Tier 2 - 4QU CoRE ¦ 1QU LoRE | Seismic - Non-Red Flag Warning - Catastrophic Fires | 2035 | 8.0664e-13 | 4.0332e-13 | 1.0371e-12 | 23835.2641 | 480.9649 | 15187.7294 | 8166.5698 | 0 | 0 | 0 | 6.7192e-10 |  | 1.9227e-08 | 0 | 1.9227e-08 | 9.6133e-09 | 0 | 9.6133e-09 | 2.472e-08 | 0 | 2.472e-08 | [16 empty] | 7.3.1.3 Ignition probability mapping showing the probability of ignition along the electric lines and equipmentWLDFRAggregatedAggregated | WLDFR | HFTD - Distribution - Tier 2 - 4QU CoRE ¦ 2QU LoRE | Non-Red Flag Warning - Small Fires | Aggregated | Aggregated | 2039 | 0.0057589 | 0 | 574.6424 | 3.3093 | 2039 | Mitigation | 0.08575 | 30 | 0 | esc | 0.0012005 | 6.9136e-06 | 0.00060025 | 3.4568e-06 | 0.0015435 | 8.8889e-06
[79 empty] | WLDFR | HFTD - Distribution - Tier 2 - 4QU CoRE ¦ 1QU LoRE | Seismic - Non-Red Flag Warning - Catastrophic Fires | 2036 | 8.0664e-13 | 4.0332e-13 | 1.0371e-12 | 23835.2641 | 480.9649 | 15187.7294 | 8166.5698 | 0 | 0 | 0 | 6.7192e-10 |  | 1.9227e-08 | 0 | 1.9227e-08 | 9.6133e-09 | 0 | 9.6133e-09 | 2.472e-08 | 0 | 2.472e-08 | [16 empty] | 7.3.1.3 Ignition probability mapping showing the probability of ignition along the electric lines and equipmentWLDFRAggregatedAggregated | WLDFR | HFTD - Distribution - Tier 2 - 4QU CoRE ¦ 2QU LoRE | Non-Red Flag Warning - Small Fires | Aggregated | Aggregated | 2040 | 0.0057589 | 0 | 574.6424 | 3.3093 | 2040 | Mitigation | 0.08575 | 30 | 0 | esc | 0.0012005 | 6.9136e-06 | 0.00060025 | 3.4568e-06 | 0.0015435 | 8.8889e-06
[79 empty] | WLDFR | HFTD - Distribution - Tier 2 - 4QU CoRE ¦ 1QU LoRE | Seismic - Non-Red Flag Warning - Catastrophic Fires | 2037 | 8.0664e-13 | 4.0332e-13 | 1.0371e-12 | 23835.2641 | 480.9649 | 15187.7294 | 8166.5698 | 0 | 0 | 0 | 6.7192e-10 |  | 1.9227e-08 | 0 | 1.9227e-08 | 9.6133e-09 | 0 | 9.6133e-09 | 2.472e-08 | 0 | 2.472e-08 | [16 empty] | 7.3.1.3 Ignition probability mapping showing the probability of ignition along the electric lines and equipmentWLDFRAggregatedAggregated | WLDFR | HFTD - Distribution - Tier 2 - 4QU CoRE ¦ 2QU LoRE | Non-Red Flag Warning - Small Fires | Aggregated | Aggregated | 2041 | 0.0057589 | 0 | 574.6424 | 3.3093 | 2041 | Mitigation | 0.08575 | 30 | 0 | esc | 0.0012005 | 6.9136e-06 | 0.00060025 | 3.4568e-06 | 0.0015435 | 8.8889e-06
[79 empty] | WLDFR | HFTD - Distribution - Tier 2 - 4QU CoRE ¦ 1QU LoRE | Seismic - Non-Red Flag Warning - Catastrophic Fires | 2038 | 8.0664e-13 | 4.0332e-13 | 1.0371e-12 | 24976.6418 | 511.3745 | 15898.8237 | 8566.4437 | 0 | 0 | 0 | 6.7192e-10 |  | 2.0147e-08 | 0 | 2.0147e-08 | 1.0074e-08 | 0 | 1.0074e-08 | 2.5904e-08 | 0 | 2.5904e-08 | [16 empty] | 7.3.1.3 Ignition probability mapping showing the probability of ignition along the electric lines and equipmentWLDFRAggregatedAggregated | WLDFR | HFTD - Distribution - Tier 2 - 4QU CoRE ¦ 2QU LoRE | Non-Red Flag Warning - Small Fires | Aggregated | Aggregated | 2042 | 0.0057589 | 0 | 574.6424 | 3.3093 | 2042 | Mitigation | 0.08575 | 30 | 0 | esc | 0.0012005 | 6.9136e-06 | 0.00060025 | 3.4568e-06 | 0.0015435 | 8.8889e-06
[79 empty] | WLDFR | HFTD - Distribution - Tier 2 - 4QU CoRE ¦ 1QU LoRE | Seismic - Non-Red Flag Warning - Catastrophic Fires | 2039 | 8.0664e-13 | 4.0332e-13 | 1.0371e-12 | 24976.6418 | 511.3745 | 15898.8237 | 8566.4437 | 0 | 0 | 0 | 6.7192e-10 |  | 2.0147e-08 | 0 | 2.0147e-08 | 1.0074e-08 | 0 | 1.0074e-08 | 2.5904e-08 | 0 | 2.5904e-08 | [16 empty] | 7.3.1.3 Ignition probability mapping showing the probability of ignition along the electric lines and equipmentWLDFRAggregatedAggregated | WLDFR | HFTD - Distribution - Tier 2 - 4QU CoRE ¦ 2QU LoRE | Non-Red Flag Warning - Small Fires | Aggregated | Aggregated | 2043 | 0.0057589 | 0 | 574.6424 | 3.3093 | 2043 | Mitigation | 0.08575 | 30 | 0 | esc | 0.0012005 | 6.9136e-06 | 0.00060025 | 3.4568e-06 | 0.0015435 | 8.8889e-06
[79 empty] | WLDFR | HFTD - Distribution - Tier 2 - 4QU CoRE ¦ 1QU LoRE | Seismic - Non-Red Flag Warning - Catastrophic Fires | 2040 | 8.0664e-13 | 4.0332e-13 | 1.0371e-12 | 24976.6418 | 511.3745 | 15898.8237 | 8566.4437 | 0 | 0 | 0 | 6.7192e-10 |  | 2.0147e-08 | 0 | 2.0147e-08 | 1.0074e-08 | 0 | 1.0074e-08 | 2.5904e-08 | 0 | 2.5904e-08 | [16 empty] | 7.3.1.3 Ignition probability mapping showing the probability of ignition along the electric lines and equipmentWLDFRAggregatedAggregated | WLDFR | HFTD - Distribution - Tier 2 - 4QU CoRE ¦ 2QU LoRE | Non-Red Flag Warning - Small Fires | Aggregated | Aggregated | 2044 | 0.0057589 | 0 | 574.6424 | 3.3093 | 2044 | Mitigation | 0.08575 | 30 | 0 | esc | 0.0012005 | 6.9136e-06 | 0.00060025 | 3.4568e-06 | 0.0015435 | 8.8889e-06
[79 empty] | WLDFR | HFTD - Distribution - Tier 2 - 4QU CoRE ¦ 1QU LoRE | Seismic - Non-Red Flag Warning - Catastrophic Fires | 2041 | 8.0664e-13 | 4.0332e-13 | 1.0371e-12 | 24976.6418 | 511.3745 | 15898.8237 | 8566.4437 | 0 | 0 | 0 | 6.7192e-10 |  | 2.0147e-08 | 0 | 2.0147e-08 | 1.0074e-08 | 0 | 1.0074e-08 | 2.5904e-08 | 0 | 2.5904e-08 | [16 empty] | 7.3.1.3 Ignition probability mapping showing the probability of ignition along the electric lines and equipmentWLDFRAggregatedAggregated | WLDFR | HFTD - Distribution - Tier 2 - 4QU CoRE ¦ 2QU LoRE | Non-Red Flag Warning - Small Fires | Aggregated | Aggregated | 2045 | 0.0057589 | 0 | 574.6424 | 3.3093 | 2045 | Mitigation | 0.08575 | 30 | 0 | esc | 0.0012005 | 6.9136e-06 | 0.00060025 | 3.4568e-06 | 0.0015435 | 8.8889e-06
[79 empty] | WLDFR | HFTD - Distribution - Tier 2 - 4QU CoRE ¦ 1QU LoRE | Seismic - Non-Red Flag Warning - Catastrophic Fires | 2042 | 8.0664e-13 | 4.0332e-13 | 1.0371e-12 | 24976.6418 | 511.3745 | 15898.8237 | 8566.4437 | 0 | 0 | 0 | 6.7192e-10 |  | 2.0147e-08 | 0 | 2.0147e-08 | 1.0074e-08 | 0 | 1.0074e-08 | 2.5904e-08 | 0 | 2.5904e-08 | [16 empty] | 7.3.1.3 Ignition probability mapping showing the probability of ignition along the electric lines and equipmentWLDFRAggregatedAggregated | WLDFR | HFTD - Distribution - Tier 2 - 4QU CoRE ¦ 2QU LoRE | Non-Red Flag Warning - Small Fires | Aggregated | Aggregated | 2046 | 0.0057589 | 0 | 574.6424 | 3.3093 | 2046 | Mitigation | 0.08575 | 30 | 0 | esc | 0.0012005 | 6.9136e-06 | 0.00060025 | 3.4568e-06 | 0.0015435 | 8.8889e-06
[79 empty] | WLDFR | HFTD - Distribution - Tier 2 - 4QU CoRE ¦ 1QU LoRE | Seismic - Non-Red Flag Warning - Catastrophic Fires | 2043 | 8.0664e-13 | 4.0332e-13 | 1.0371e-12 | 26191.7278 | 544.1291 | 16654.7414 | 8992.8573 | 0 | 0 | 0 | 6.7192e-10 |  | 2.1127e-08 | 0 | 2.1127e-08 | 1.0564e-08 | 0 | 1.0564e-08 | 2.7164e-08 | 0 | 2.7164e-08 | [16 empty] | 7.3.1.3 Ignition probability mapping showing the probability of ignition along the electric lines and equipmentWLDFRAggregatedAggregated | WLDFR | HFTD - Distribution - Tier 2 - 4QU CoRE ¦ 2QU LoRE | Non-Red Flag Warning - Small Fires | Aggregated | Aggregated | 2047 | 0.0057589 | 0 | 574.6424 | 3.3093 | 2047 | Mitigation | 0.08575 | 30 | 0 | esc | 0.0012005 | 6.9136e-06 | 0.00060025 | 3.4568e-06 | 0.0015435 | 8.8889e-06
[79 empty] | WLDFR | HFTD - Distribution - Tier 2 - 4QU CoRE ¦ 1QU LoRE | Seismic - Non-Red Flag Warning - Catastrophic Fires | 2044 | 8.0664e-13 | 4.0332e-13 | 1.0371e-12 | 26191.7278 | 544.1291 | 16654.7414 | 8992.8573 | 0 | 0 | 0 | 6.7192e-10 |  | 2.1127e-08 | 0 | 2.1127e-08 | 1.0564e-08 | 0 | 1.0564e-08 | 2.7164e-08 | 0 | 2.7164e-08 | [16 empty] | 7.3.1.3 Ignition probability mapping showing the probability of ignition along the electric lines and equipmentWLDFRAggregatedAggregated | WLDFR | HFTD - Distribution - Tier 2 - 4QU CoRE ¦ 2QU LoRE | Non-Red Flag Warning - Small Fires | Aggregated | Aggregated | 2048 | 0.0057589 | 0 | 574.6424 | 3.3093 | 2048 | Mitigation | 0.08575 | 30 | 0 | esc | 0.0012005 | 6.9136e-06 | 0.00060025 | 3.4568e-06 | 0.0015435 | 8.8889e-06
[79 empty] | WLDFR | HFTD - Distribution - Tier 2 - 4QU CoRE ¦ 1QU LoRE | Seismic - Non-Red Flag Warning - Catastrophic Fires | 2045 | 8.0664e-13 | 4.0332e-13 | 1.0371e-12 | 26191.7278 | 544.1291 | 16654.7414 | 8992.8573 | 0 | 0 | 0 | 6.7192e-10 |  | 2.1127e-08 | 0 | 2.1127e-08 | 1.0564e-08 | 0 | 1.0564e-08 | 2.7164e-08 | 0 | 2.7164e-08 | [16 empty] | 7.3.1.3 Ignition probability mapping showing the probability of ignition along the electric lines and equipmentWLDFRAggregatedAggregated | WLDFR | HFTD - Distribution - Tier 2 - 4QU CoRE ¦ 2QU LoRE | Non-Red Flag Warning - Small Fires | Aggregated | Aggregated | 2049 | 0.0057589 | 0 | 574.6424 | 3.3093 | 2049 | Mitigation | 0.08575 | 30 | 0 | esc | 0.0012005 | 6.9136e-06 | 0.00060025 | 3.4568e-06 | 0.0015435 | 8.8889e-06
[79 empty] | WLDFR | HFTD - Distribution - Tier 2 - 4QU CoRE ¦ 1QU LoRE | Seismic - Non-Red Flag Warning - Catastrophic Fires | 2046 | 8.0664e-13 | 4.0332e-13 | 1.0371e-12 | 26191.7278 | 544.1291 | 16654.7414 | 8992.8573 | 0 | 0 | 0 | 6.7192e-10 |  | 2.1127e-08 | 0 | 2.1127e-08 | 1.0564e-08 | 0 | 1.0564e-08 | 2.7164e-08 | 0 | 2.7164e-08 | [16 empty] | 7.3.1.3 Ignition probability mapping showing the probability of ignition along the electric lines and equipmentWLDFRAggregatedAggregated | WLDFR | HFTD - Distribution - Tier 2 - 4QU CoRE ¦ 2QU LoRE | Non-Red Flag Warning - Small Fires | Aggregated | Aggregated | 2050 | 0.0057589 | 0 | 574.6424 | 3.3093 | 2050 | Mitigation | 0.08575 | 30 | 0 | esc | 0 | 0 | 0.00060025 | 3.4568e-06 | 0.0015435 | 8.8889e-06
[79 empty] | WLDFR | HFTD - Distribution - Tier 2 - 4QU CoRE ¦ 1QU LoRE | Seismic - Non-Red Flag Warning - Catastrophic Fires | 2047 | 8.0664e-13 | 4.0332e-13 | 1.0371e-12 | 26191.7278 | 544.1291 | 16654.7414 | 8992.8573 | 0 | 0 | 0 | 6.7192e-10 |  | 2.1127e-08 | 0 | 2.1127e-08 | 1.0564e-08 | 0 | 1.0564e-08 | 2.7164e-08 | 0 | 2.7164e-08 | [16 empty] | 7.3.1.3 Ignition probability mapping showing the probability of ignition along the electric lines and equipmentWLDFRAggregatedAggregated | WLDFR | HFTD - Distribution - Tier 2 - 4QU CoRE ¦ 2QU LoRE | Non-Red Flag Warning - Small Fires | Aggregated | Aggregated | 2051 | 0.0057589 | 0 | 574.6424 | 3.3093 | 2051 | Mitigation | 0.08575 | 30 | 0 | esc | 0 | 0 | 0 | 0 | 0.0015435 | 8.8889e-06
[79 empty] | WLDFR | HFTD - Distribution - Tier 2 - 4QU CoRE ¦ 1QU LoRE | Seismic - Non-Red Flag Warning - Catastrophic Fires | 2048 | 8.0664e-13 | 4.0332e-13 | 1.0371e-12 | 27464.7227 | 578.8407 | 17445.538 | 9440.3441 | 0 | 0 | 0 | 6.7192e-10 |  | 2.2154e-08 | 0 | 2.2154e-08 | 1.1077e-08 | 0 | 1.1077e-08 | 2.8484e-08 | 0 | 2.8484e-08 | [16 empty] | 7.3.1.3 Ignition probability mapping showing the probability of ignition along the electric lines and equipmentWLDFRAggregatedAggregated | WLDFR | HFTD - Distribution - Tier 2 - 4QU CoRE ¦ 2QU LoRE | Red Flag Warning - Catastrophic Fires | Aggregated | Aggregated | 2021 | 1.3564e-05 | 0 | 574.6424 | 0.0077942 | 2021 | Mitigation | 0.08575 | 30 | 0 | esc | 0.0012005 | 1.6283e-08 | 0.00060025 | 8.1415e-09 | 0 | 0
[79 empty] | WLDFR | HFTD - Distribution - Tier 2 - 4QU CoRE ¦ 1QU LoRE | Seismic - Non-Red Flag Warning - Catastrophic Fires | 2049 | 8.0664e-13 | 4.0332e-13 | 1.0371e-12 | 27464.7227 | 578.8407 | 17445.538 | 9440.3441 | 0 | 0 | 0 | 6.7192e-10 |  | 2.2154e-08 | 0 | 2.2154e-08 | 1.1077e-08 | 0 | 1.1077e-08 | 2.8484e-08 | 0 | 2.8484e-08 | [16 empty] | 7.3.1.3 Ignition probability mapping showing the probability of ignition along the electric lines and equipmentWLDFRAggregatedAggregated | WLDFR | HFTD - Distribution - Tier 2 - 4QU CoRE ¦ 2QU LoRE | Red Flag Warning - Catastrophic Fires | Aggregated | Aggregated | 2022 | 1.3564e-05 | 0 | 574.6424 | 0.0077942 | 2022 | Mitigation | 0.08575 | 30 | 0 | esc | 0.0012005 | 1.6283e-08 | 0.00060025 | 8.1415e-09 | 0.0015435 | 2.0935e-08
[79 empty] | WLDFR | HFTD - Distribution - Tier 2 - 4QU CoRE ¦ 1QU LoRE | Seismic - Non-Red Flag Warning - Catastrophic Fires | 2050 | 0 | 4.0332e-13 | 1.0371e-12 | 27464.7227 | 578.8407 | 17445.538 | 9440.3441 | 0 | 0 | 0 | 6.7192e-10 |  | 0 | 0 | 0 | 1.1077e-08 | 0 | 1.1077e-08 | 2.8484e-08 | 0 | 2.8484e-08 | [16 empty] | 7.3.1.3 Ignition probability mapping showing the probability of ignition along the electric lines and equipmentWLDFRAggregatedAggregated | WLDFR | HFTD - Distribution - Tier 2 - 4QU CoRE ¦ 2QU LoRE | Red Flag Warning - Catastrophic Fires | Aggregated | Aggregated | 2023 | 1.3564e-05 | 0 | 574.6424 | 0.0077942 | 2023 | Mitigation | 0.08575 | 30 | 0 | esc | 0.0012005 | 1.6283e-08 | 0.00060025 | 8.1415e-09 | 0.0015435 | 2.0935e-08
[79 empty] | WLDFR | HFTD - Distribution - Tier 2 - 4QU CoRE ¦ 1QU LoRE | Seismic - Non-Red Flag Warning - Catastrophic Fires | 2051 | 0 | 0 | 1.0371e-12 | 27464.7227 | 578.8407 | 17445.538 | 9440.3441 | 0 | 0 | 0 | 6.7192e-10 |  | 0 | 0 | 0 | 0 | 0 | 0 | 2.8484e-08 | 0 | 2.8484e-08 | [16 empty] | 7.3.1.3 Ignition probability mapping showing the probability of ignition along the electric lines and equipmentWLDFRAggregatedAggregated | WLDFR | HFTD - Distribution - Tier 2 - 4QU CoRE ¦ 2QU LoRE | Red Flag Warning - Catastrophic Fires | Aggregated | Aggregated | 2024 | 1.3564e-05 | 0 | 574.6424 | 0.0077942 | 2024 | Mitigation | 0.08575 | 30 | 0 | esc | 0.0012005 | 1.6283e-08 | 0.00060025 | 8.1415e-09 | 0.0015435 | 2.0935e-08
[79 empty] | WLDFR | HFTD - Distribution - Tier 2 - 4QU CoRE ¦ 1QU LoRE | Seismic - Red Flag Warning - Catastrophic Fires | 2020 | 3.479e-11 | 0 | 0 | 21083.8428 | 409.2237 | 13469.0878 | 7205.5313 | 0 | 0 | 0 | 2.8979e-08 |  | 7.335e-07 | 0 | 7.335e-07 | 0 | 0 | 0 | 0 | 0 | 0 | [16 empty] | 7.3.1.3 Ignition probability mapping showing the probability of ignition along the electric lines and equipmentWLDFRAggregatedAggregated | WLDFR | HFTD - Distribution - Tier 2 - 4QU CoRE ¦ 2QU LoRE | Red Flag Warning - Catastrophic Fires | Aggregated | Aggregated | 2025 | 1.3564e-05 | 0 | 574.6424 | 0.0077942 | 2025 | Mitigation | 0.08575 | 30 | 0 | esc | 0.0012005 | 1.6283e-08 | 0.00060025 | 8.1415e-09 | 0.0015435 | 2.0935e-08
[79 empty] | WLDFR | HFTD - Distribution - Tier 2 - 4QU CoRE ¦ 1QU LoRE | Seismic - Red Flag Warning - Catastrophic Fires | 2021 | 3.479e-11 | 1.7395e-11 | 0 | 21083.8428 | 409.2237 | 13469.0878 | 7205.5313 | 0 | 0 | 0 | 2.8979e-08 |  | 7.335e-07 | 0 | 7.335e-07 | 3.6675e-07 | 0 | 3.6675e-07 | 0 | 0 | 0 | [16 empty] | 7.3.1.3 Ignition probability mapping showing the probability of ignition along the electric lines and equipmentWLDFRAggregatedAggregated | WLDFR | HFTD - Distribution - Tier 2 - 4QU CoRE ¦ 2QU LoRE | Red Flag Warning - Catastrophic Fires | Aggregated | Aggregated | 2026 | 1.3564e-05 | 0 | 574.6424 | 0.0077942 | 2026 | Mitigation | 0.08575 | 30 | 0 | esc | 0.0012005 | 1.6283e-08 | 0.00060025 | 8.1415e-09 | 0.0015435 | 2.0935e-08
[79 empty] | WLDFR | HFTD - Distribution - Tier 2 - 4QU CoRE ¦ 1QU LoRE | Seismic - Red Flag Warning - Catastrophic Fires | 2022 | 3.479e-11 | 1.7395e-11 | 4.4729e-11 | 21083.8428 | 409.2237 | 13469.0878 | 7205.5313 | 0 | 0 | 0 | 2.8979e-08 |  | 7.335e-07 | 0 | 7.335e-07 | 3.6675e-07 | 0 | 3.6675e-07 | 9.4307e-07 | 0 | 9.4307e-07 | [16 empty] | 7.3.1.3 Ignition probability mapping showing the probability of ignition along the electric lines and equipmentWLDFRAggregatedAggregated | WLDFR | HFTD - Distribution - Tier 2 - 4QU CoRE ¦ 2QU LoRE | Red Flag Warning - Catastrophic Fires | Aggregated | Aggregated | 2027 | 1.3564e-05 | 0 | 574.6424 | 0.0077942 | 2027 | Mitigation | 0.08575 | 30 | 0 | esc | 0.0012005 | 1.6283e-08 | 0.00060025 | 8.1415e-09 | 0.0015435 | 2.0935e-08
[79 empty] | WLDFR | HFTD - Distribution - Tier 2 - 4QU CoRE ¦ 1QU LoRE | Seismic - Red Flag Warning - Catastrophic Fires | 2023 | 3.479e-11 | 1.7395e-11 | 4.4729e-11 | 21835.9781 | 428.6023 | 13939.561 | 7467.8148 | 0 | 0 | 0 | 2.8979e-08 |  | 7.5966e-07 | 0 | 7.5966e-07 | 3.7983e-07 | 0 | 3.7983e-07 | 9.7671e-07 | 0 | 9.7671e-07 | [16 empty] | 7.3.1.3 Ignition probability mapping showing the probability of ignition along the electric lines and equipmentWLDFRAggregatedAggregated | WLDFR | HFTD - Distribution - Tier 2 - 4QU CoRE ¦ 2QU LoRE | Red Flag Warning - Catastrophic Fires | Aggregated | Aggregated | 2028 | 1.3564e-05 | 0 | 574.6424 | 0.0077942 | 2028 | Mitigation | 0.08575 | 30 | 0 | esc | 0.0012005 | 1.6283e-08 | 0.00060025 | 8.1415e-09 | 0.0015435 | 2.0935e-08
[79 empty] | WLDFR | HFTD - Distribution - Tier 2 - 4QU CoRE ¦ 1QU LoRE | Seismic - Red Flag Warning - Catastrophic Fires | 2024 | 3.479e-11 | 1.7395e-11 | 4.4729e-11 | 21835.9781 | 428.6023 | 13939.561 | 7467.8148 | 0 | 0 | 0 | 2.8979e-08 |  | 7.5966e-07 | 0 | 7.5966e-07 | 3.7983e-07 | 0 | 3.7983e-07 | 9.7671e-07 | 0 | 9.7671e-07 | [16 empty] | 7.3.1.3 Ignition probability mapping showing the probability of ignition along the electric lines and equipmentWLDFRAggregatedAggregated | WLDFR | HFTD - Distribution - Tier 2 - 4QU CoRE ¦ 2QU LoRE | Red Flag Warning - Catastrophic Fires | Aggregated | Aggregated | 2029 | 1.3564e-05 | 0 | 574.6424 | 0.0077942 | 2029 | Mitigation | 0.08575 | 30 | 0 | esc | 0.0012005 | 1.6283e-08 | 0.00060025 | 8.1415e-09 | 0.0015435 | 2.0935e-08
[79 empty] | WLDFR | HFTD - Distribution - Tier 2 - 4QU CoRE ¦ 1QU LoRE | Seismic - Red Flag Warning - Catastrophic Fires | 2025 | 3.479e-11 | 1.7395e-11 | 4.4729e-11 | 21835.9781 | 428.6023 | 13939.561 | 7467.8148 | 0 | 0 | 0 | 2.8979e-08 |  | 7.5966e-07 | 0 | 7.5966e-07 | 3.7983e-07 | 0 | 3.7983e-07 | 9.7671e-07 | 0 | 9.7671e-07 | [16 empty] | 7.3.1.3 Ignition probability mapping showing the probability of ignition along the electric lines and equipmentWLDFRAggregatedAggregated | WLDFR | HFTD - Distribution - Tier 2 - 4QU CoRE ¦ 2QU LoRE | Red Flag Warning - Catastrophic Fires | Aggregated | Aggregated | 2030 | 1.3564e-05 | 0 | 574.6424 | 0.0077942 | 2030 | Mitigation | 0.08575 | 30 | 0 | esc | 0.0012005 | 1.6283e-08 | 0.00060025 | 8.1415e-09 | 0.0015435 | 2.0935e-08
[79 empty] | WLDFR | HFTD - Distribution - Tier 2 - 4QU CoRE ¦ 1QU LoRE | Seismic - Red Flag Warning - Catastrophic Fires | 2026 | 3.479e-11 | 1.7395e-11 | 4.4729e-11 | 21835.9781 | 428.6023 | 13939.561 | 7467.8148 | 0 | 0 | 0 | 2.8979e-08 |  | 7.5966e-07 | 0 | 7.5966e-07 | 3.7983e-07 | 0 | 3.7983e-07 | 9.7671e-07 | 0 | 9.7671e-07 | [16 empty] | 7.3.1.3 Ignition probability mapping showing the probability of ignition along the electric lines and equipmentWLDFRAggregatedAggregated | WLDFR | HFTD - Distribution - Tier 2 - 4QU CoRE ¦ 2QU LoRE | Red Flag Warning - Catastrophic Fires | Aggregated | Aggregated | 2031 | 1.3564e-05 | 0 | 574.6424 | 0.0077942 | 2031 | Mitigation | 0.08575 | 30 | 0 | esc | 0.0012005 | 1.6283e-08 | 0.00060025 | 8.1415e-09 | 0.0015435 | 2.0935e-08
[79 empty] | WLDFR | HFTD - Distribution - Tier 2 - 4QU CoRE ¦ 1QU LoRE | Seismic - Red Flag Warning - Catastrophic Fires | 2027 | 3.479e-11 | 1.7395e-11 | 4.4729e-11 | 21835.9781 | 428.6023 | 13939.561 | 7467.8148 | 0 | 0 | 0 | 2.8979e-08 |  | 7.5966e-07 | 0 | 7.5966e-07 | 3.7983e-07 | 0 | 3.7983e-07 | 9.7671e-07 | 0 | 9.7671e-07 | [16 empty] | 7.3.1.3 Ignition probability mapping showing the probability of ignition along the electric lines and equipmentWLDFRAggregatedAggregated | WLDFR | HFTD - Distribution - Tier 2 - 4QU CoRE ¦ 2QU LoRE | Red Flag Warning - Catastrophic Fires | Aggregated | Aggregated | 2032 | 1.3564e-05 | 0 | 574.6424 | 0.0077942 | 2032 | Mitigation | 0.08575 | 30 | 0 | esc | 0.0012005 | 1.6283e-08 | 0.00060025 | 8.1415e-09 | 0.0015435 | 2.0935e-08
[79 empty] | WLDFR | HFTD - Distribution - Tier 2 - 4QU CoRE ¦ 1QU LoRE | Seismic - Red Flag Warning - Catastrophic Fires | 2028 | 3.479e-11 | 1.7395e-11 | 4.4729e-11 | 22783.187 | 453.261 | 14531.3357 | 7798.5904 | 0 | 0 | 0 | 2.8979e-08 |  | 7.9262e-07 | 0 | 7.9262e-07 | 3.9631e-07 | 0 | 3.9631e-07 | 1.0191e-06 | 0 | 1.0191e-06 | [16 empty] | 7.3.1.3 Ignition probability mapping showing the probability of ignition along the electric lines and equipmentWLDFRAggregatedAggregated | WLDFR | HFTD - Distribution - Tier 2 - 4QU CoRE ¦ 2QU LoRE | Red Flag Warning - Catastrophic Fires | Aggregated | Aggregated | 2033 | 1.3564e-05 | 0 | 574.6424 | 0.0077942 | 2033 | Mitigation | 0.08575 | 30 | 0 | esc | 0.0012005 | 1.6283e-08 | 0.00060025 | 8.1415e-09 | 0.0015435 | 2.0935e-08
[79 empty] | WLDFR | HFTD - Distribution - Tier 2 - 4QU CoRE ¦ 1QU LoRE | Seismic - Red Flag Warning - Catastrophic Fires | 2029 | 3.479e-11 | 1.7395e-11 | 4.4729e-11 | 22783.187 | 453.261 | 14531.3357 | 7798.5904 | 0 | 0 | 0 | 2.8979e-08 |  | 7.9262e-07 | 0 | 7.9262e-07 | 3.9631e-07 | 0 | 3.9631e-07 | 1.0191e-06 | 0 | 1.0191e-06 | [16 empty] | 7.3.1.3 Ignition probability mapping showing the probability of ignition along the electric lines and equipmentWLDFRAggregatedAggregated | WLDFR | HFTD - Distribution - Tier 2 - 4QU CoRE ¦ 2QU LoRE | Red Flag Warning - Catastrophic Fires | Aggregated | Aggregated | 2034 | 1.3564e-05 | 0 | 574.6424 | 0.0077942 | 2034 | Mitigation | 0.08575 | 30 | 0 | esc | 0.0012005 | 1.6283e-08 | 0.00060025 | 8.1415e-09 | 0.0015435 | 2.0935e-08
[79 empty] | WLDFR | HFTD - Distribution - Tier 2 - 4QU CoRE ¦ 1QU LoRE | Seismic - Red Flag Warning - Catastrophic Fires | 2030 | 3.479e-11 | 1.7395e-11 | 4.4729e-11 | 22783.187 | 453.261 | 14531.3357 | 7798.5904 | 0 | 0 | 0 | 2.8979e-08 |  | 7.9262e-07 | 0 | 7.9262e-07 | 3.9631e-07 | 0 | 3.9631e-07 | 1.0191e-06 | 0 | 1.0191e-06 | [16 empty] | 7.3.1.3 Ignition probability mapping showing the probability of ignition along the electric lines and equipmentWLDFRAggregatedAggregated | WLDFR | HFTD - Distribution - Tier 2 - 4QU CoRE ¦ 2QU LoRE | Red Flag Warning - Catastrophic Fires | Aggregated | Aggregated | 2035 | 1.3564e-05 | 0 | 574.6424 | 0.0077942 | 2035 | Mitigation | 0.08575 | 30 | 0 | esc | 0.0012005 | 1.6283e-08 | 0.00060025 | 8.1415e-09 | 0.0015435 | 2.0935e-08
[79 empty] | WLDFR | HFTD - Distribution - Tier 2 - 4QU CoRE ¦ 1QU LoRE | Seismic - Red Flag Warning - Catastrophic Fires | 2031 | 3.479e-11 | 1.7395e-11 | 4.4729e-11 | 22783.187 | 453.261 | 14531.3357 | 7798.5904 | 0 | 0 | 0 | 2.8979e-08 |  | 7.9262e-07 | 0 | 7.9262e-07 | 3.9631e-07 | 0 | 3.9631e-07 | 1.0191e-06 | 0 | 1.0191e-06 | [16 empty] | 7.3.1.3 Ignition probability mapping showing the probability of ignition along the electric lines and equipmentWLDFRAggregatedAggregated | WLDFR | HFTD - Distribution - Tier 2 - 4QU CoRE ¦ 2QU LoRE | Red Flag Warning - Catastrophic Fires | Aggregated | Aggregated | 2036 | 1.3564e-05 | 0 | 574.6424 | 0.0077942 | 2036 | Mitigation | 0.08575 | 30 | 0 | esc | 0.0012005 | 1.6283e-08 | 0.00060025 | 8.1415e-09 | 0.0015435 | 2.0935e-08
[79 empty] | WLDFR | HFTD - Distribution - Tier 2 - 4QU CoRE ¦ 1QU LoRE | Seismic - Red Flag Warning - Catastrophic Fires | 2032 | 3.479e-11 | 1.7395e-11 | 4.4729e-11 | 22783.187 | 453.261 | 14531.3357 | 7798.5904 | 0 | 0 | 0 | 2.8979e-08 |  | 7.9262e-07 | 0 | 7.9262e-07 | 3.9631e-07 | 0 | 3.9631e-07 | 1.0191e-06 | 0 | 1.0191e-06 | [16 empty] | 7.3.1.3 Ignition probability mapping showing the probability of ignition along the electric lines and equipmentWLDFRAggregatedAggregated | WLDFR | HFTD - Distribution - Tier 2 - 4QU CoRE ¦ 2QU LoRE | Red Flag Warning - Catastrophic Fires | Aggregated | Aggregated | 2037 | 1.3564e-05 | 0 | 574.6424 | 0.0077942 | 2037 | Mitigation | 0.08575 | 30 | 0 | esc | 0.0012005 | 1.6283e-08 | 0.00060025 | 8.1415e-09 | 0.0015435 | 2.0935e-08
[79 empty] | WLDFR | HFTD - Distribution - Tier 2 - 4QU CoRE ¦ 1QU LoRE | Seismic - Red Flag Warning - Catastrophic Fires | 2033 | 3.479e-11 | 1.7395e-11 | 4.4729e-11 | 23835.2641 | 480.9649 | 15187.7294 | 8166.5698 | 0 | 0 | 0 | 2.8979e-08 |  | 8.2922e-07 | 0 | 8.2922e-07 | 4.1461e-07 | 0 | 4.1461e-07 | 1.0661e-06 | 0 | 1.0661e-06 | [16 empty] | 7.3.1.3 Ignition probability mapping showing the probability of ignition along the electric lines and equipmentWLDFRAggregatedAggregated | WLDFR | HFTD - Distribution - Tier 2 - 4QU CoRE ¦ 2QU LoRE | Red Flag Warning - Catastrophic Fires | Aggregated | Aggregated | 2038 | 1.3564e-05 | 0 | 574.6424 | 0.0077942 | 2038 | Mitigation | 0.08575 | 30 | 0 | esc | 0.0012005 | 1.6283e-08 | 0.00060025 | 8.1415e-09 | 0.0015435 | 2.0935e-08
[79 empty] | WLDFR | HFTD - Distribution - Tier 2 - 4QU CoRE ¦ 1QU LoRE | Seismic - Red Flag Warning - Catastrophic Fires | 2034 | 3.479e-11 | 1.7395e-11 | 4.4729e-11 | 23835.2641 | 480.9649 | 15187.7294 | 8166.5698 | 0 | 0 | 0 | 2.8979e-08 |  | 8.2922e-07 | 0 | 8.2922e-07 | 4.1461e-07 | 0 | 4.1461e-07 | 1.0661e-06 | 0 | 1.0661e-06 | [16 empty] | 7.3.1.3 Ignition probability mapping showing the probability of ignition along the electric lines and equipmentWLDFRAggregatedAggregated | WLDFR | HFTD - Distribution - Tier 2 - 4QU CoRE ¦ 2QU LoRE | Red Flag Warning - Catastrophic Fires | Aggregated | Aggregated | 2039 | 1.3564e-05 | 0 | 574.6424 | 0.0077942 | 2039 | Mitigation | 0.08575 | 30 | 0 | esc | 0.0012005 | 1.6283e-08 | 0.00060025 | 8.1415e-09 | 0.0015435 | 2.0935e-08
[79 empty] | WLDFR | HFTD - Distribution - Tier 2 - 4QU CoRE ¦ 1QU LoRE | Seismic - Red Flag Warning - Catastrophic Fires | 2035 | 3.479e-11 | 1.7395e-11 | 4.4729e-11 | 23835.2641 | 480.9649 | 15187.7294 | 8166.5698 | 0 | 0 | 0 | 2.8979e-08 |  | 8.2922e-07 | 0 | 8.2922e-07 | 4.1461e-07 | 0 | 4.1461e-07 | 1.0661e-06 | 0 | 1.0661e-06 | [16 empty] | 7.3.1.3 Ignition probability mapping showing the probability of ignition along the electric lines and equipmentWLDFRAggregatedAggregated | WLDFR | HFTD - Distribution - Tier 2 - 4QU CoRE ¦ 2QU LoRE | Red Flag Warning - Catastrophic Fires | Aggregated | Aggregated | 2040 | 1.3564e-05 | 0 | 574.6424 | 0.0077942 | 2040 | Mitigation | 0.08575 | 30 | 0 | esc | 0.0012005 | 1.6283e-08 | 0.00060025 | 8.1415e-09 | 0.0015435 | 2.0935e-08
[79 empty] | WLDFR | HFTD - Distribution - Tier 2 - 4QU CoRE ¦ 1QU LoRE | Seismic - Red Flag Warning - Catastrophic Fires | 2036 | 3.479e-11 | 1.7395e-11 | 4.4729e-11 | 23835.2641 | 480.9649 | 15187.7294 | 8166.5698 | 0 | 0 | 0 | 2.8979e-08 |  | 8.2922e-07 | 0 | 8.2922e-07 | 4.1461e-07 | 0 | 4.1461e-07 | 1.0661e-06 | 0 | 1.0661e-06 | [16 empty] | 7.3.1.3 Ignition probability mapping showing the probability of ignition along the electric lines and equipmentWLDFRAggregatedAggregated | WLDFR | HFTD - Distribution - Tier 2 - 4QU CoRE ¦ 2QU LoRE | Red Flag Warning - Catastrophic Fires | Aggregated | Aggregated | 2041 | 1.3564e-05 | 0 | 574.6424 | 0.0077942 | 2041 | Mitigation | 0.08575 | 30 | 0 | esc | 0.0012005 | 1.6283e-08 | 0.00060025 | 8.1415e-09 | 0.0015435 | 2.0935e-08
[79 empty] | WLDFR | HFTD - Distribution - Tier 2 - 4QU CoRE ¦ 1QU LoRE | Seismic - Red Flag Warning - Catastrophic Fires | 2037 | 3.479e-11 | 1.7395e-11 | 4.4729e-11 | 23835.2641 | 480.9649 | 15187.7294 | 8166.5698 | 0 | 0 | 0 | 2.8979e-08 |  | 8.2922e-07 | 0 | 8.2922e-07 | 4.1461e-07 | 0 | 4.1461e-07 | 1.0661e-06 | 0 | 1.0661e-06 | [16 empty] | 7.3.1.3 Ignition probability mapping showing the probability of ignition along the electric lines and equipmentWLDFRAggregatedAggregated | WLDFR | HFTD - Distribution - Tier 2 - 4QU CoRE ¦ 2QU LoRE | Red Flag Warning - Catastrophic Fires | Aggregated | Aggregated | 2042 | 1.3564e-05 | 0 | 574.6424 | 0.0077942 | 2042 | Mitigation | 0.08575 | 30 | 0 | esc | 0.0012005 | 1.6283e-08 | 0.00060025 | 8.1415e-09 | 0.0015435 | 2.0935e-08
[79 empty] | WLDFR | HFTD - Distribution - Tier 2 - 4QU CoRE ¦ 1QU LoRE | Seismic - Red Flag Warning - Catastrophic Fires | 2038 | 3.479e-11 | 1.7395e-11 | 4.4729e-11 | 24976.6418 | 511.3745 | 15898.8237 | 8566.4437 | 0 | 0 | 0 | 2.8979e-08 |  | 8.6893e-07 | 0 | 8.6893e-07 | 4.3446e-07 | 0 | 4.3446e-07 | 1.1172e-06 | 0 | 1.1172e-06 | [16 empty] | 7.3.1.3 Ignition probability mapping showing the probability of ignition along the electric lines and equipmentWLDFRAggregatedAggregated | WLDFR | HFTD - Distribution - Tier 2 - 4QU CoRE ¦ 2QU LoRE | Red Flag Warning - Catastrophic Fires | Aggregated | Aggregated | 2043 | 1.3564e-05 | 0 | 574.6424 | 0.0077942 | 2043 | Mitigation | 0.08575 | 30 | 0 | esc | 0.0012005 | 1.6283e-08 | 0.00060025 | 8.1415e-09 | 0.0015435 | 2.0935e-08
[79 empty] | WLDFR | HFTD - Distribution - Tier 2 - 4QU CoRE ¦ 1QU LoRE | Seismic - Red Flag Warning - Catastrophic Fires | 2039 | 3.479e-11 | 1.7395e-11 | 4.4729e-11 | 24976.6418 | 511.3745 | 15898.8237 | 8566.4437 | 0 | 0 | 0 | 2.8979e-08 |  | 8.6893e-07 | 0 | 8.6893e-07 | 4.3446e-07 | 0 | 4.3446e-07 | 1.1172e-06 | 0 | 1.1172e-06 | [16 empty] | 7.3.1.3 Ignition probability mapping showing the probability of ignition along the electric lines and equipmentWLDFRAggregatedAggregated | WLDFR | HFTD - Distribution - Tier 2 - 4QU CoRE ¦ 2QU LoRE | Red Flag Warning - Catastrophic Fires | Aggregated | Aggregated | 2044 | 1.3564e-05 | 0 | 574.6424 | 0.0077942 | 2044 | Mitigation | 0.08575 | 30 | 0 | esc | 0.0012005 | 1.6283e-08 | 0.00060025 | 8.1415e-09 | 0.0015435 | 2.0935e-08
[79 empty] | WLDFR | HFTD - Distribution - Tier 2 - 4QU CoRE ¦ 1QU LoRE | Seismic - Red Flag Warning - Catastrophic Fires | 2040 | 3.479e-11 | 1.7395e-11 | 4.4729e-11 | 24976.6418 | 511.3745 | 15898.8237 | 8566.4437 | 0 | 0 | 0 | 2.8979e-08 |  | 8.6893e-07 | 0 | 8.6893e-07 | 4.3446e-07 | 0 | 4.3446e-07 | 1.1172e-06 | 0 | 1.1172e-06 | [16 empty] | 7.3.1.3 Ignition probability mapping showing the probability of ignition along the electric lines and equipmentWLDFRAggregatedAggregated | WLDFR | HFTD - Distribution - Tier 2 - 4QU CoRE ¦ 2QU LoRE | Red Flag Warning - Catastrophic Fires | Aggregated | Aggregated | 2045 | 1.3564e-05 | 0 | 574.6424 | 0.0077942 | 2045 | Mitigation | 0.08575 | 30 | 0 | esc | 0.0012005 | 1.6283e-08 | 0.00060025 | 8.1415e-09 | 0.0015435 | 2.0935e-08
[79 empty] | WLDFR | HFTD - Distribution - Tier 2 - 4QU CoRE ¦ 1QU LoRE | Seismic - Red Flag Warning - Catastrophic Fires | 2041 | 3.479e-11 | 1.7395e-11 | 4.4729e-11 | 24976.6418 | 511.3745 | 15898.8237 | 8566.4437 | 0 | 0 | 0 | 2.8979e-08 |  | 8.6893e-07 | 0 | 8.6893e-07 | 4.3446e-07 | 0 | 4.3446e-07 | 1.1172e-06 | 0 | 1.1172e-06 | [16 empty] | 7.3.1.3 Ignition probability mapping showing the probability of ignition along the electric lines and equipmentWLDFRAggregatedAggregated | WLDFR | HFTD - Distribution - Tier 2 - 4QU CoRE ¦ 2QU LoRE | Red Flag Warning - Catastrophic Fires | Aggregated | Aggregated | 2046 | 1.3564e-05 | 0 | 574.6424 | 0.0077942 | 2046 | Mitigation | 0.08575 | 30 | 0 | esc | 0.0012005 | 1.6283e-08 | 0.00060025 | 8.1415e-09 | 0.0015435 | 2.0935e-08
[79 empty] | WLDFR | HFTD - Distribution - Tier 2 - 4QU CoRE ¦ 1QU LoRE | Seismic - Red Flag Warning - Catastrophic Fires | 2042 | 3.479e-11 | 1.7395e-11 | 4.4729e-11 | 24976.6418 | 511.3745 | 15898.8237 | 8566.4437 | 0 | 0 | 0 | 2.8979e-08 |  | 8.6893e-07 | 0 | 8.6893e-07 | 4.3446e-07 | 0 | 4.3446e-07 | 1.1172e-06 | 0 | 1.1172e-06 | [16 empty] | 7.3.1.3 Ignition probability mapping showing the probability of ignition along the electric lines and equipmentWLDFRAggregatedAggregated | WLDFR | HFTD - Distribution - Tier 2 - 4QU CoRE ¦ 2QU LoRE | Red Flag Warning - Catastrophic Fires | Aggregated | Aggregated | 2047 | 1.3564e-05 | 0 | 574.6424 | 0.0077942 | 2047 | Mitigation | 0.08575 | 30 | 0 | esc | 0.0012005 | 1.6283e-08 | 0.00060025 | 8.1415e-09 | 0.0015435 | 2.0935e-08
[79 empty] | WLDFR | HFTD - Distribution - Tier 2 - 4QU CoRE ¦ 1QU LoRE | Seismic - Red Flag Warning - Catastrophic Fires | 2043 | 3.479e-11 | 1.7395e-11 | 4.4729e-11 | 26191.7278 | 544.1291 | 16654.7414 | 8992.8573 | 0 | 0 | 0 | 2.8979e-08 |  | 9.112e-07 | 0 | 9.112e-07 | 4.556e-07 | 0 | 4.556e-07 | 1.1715e-06 | 0 | 1.1715e-06 | [16 empty] | 7.3.1.3 Ignition probability mapping showing the probability of ignition along the electric lines and equipmentWLDFRAggregatedAggregated | WLDFR | HFTD - Distribution - Tier 2 - 4QU CoRE ¦ 2QU LoRE | Red Flag Warning - Catastrophic Fires | Aggregated | Aggregated | 2048 | 1.3564e-05 | 0 | 574.6424 | 0.0077942 | 2048 | Mitigation | 0.08575 | 30 | 0 | esc | 0.0012005 | 1.6283e-08 | 0.00060025 | 8.1415e-09 | 0.0015435 | 2.0935e-08
[79 empty] | WLDFR | HFTD - Distribution - Tier 2 - 4QU CoRE ¦ 1QU LoRE | Seismic - Red Flag Warning - Catastrophic Fires | 2044 | 3.479e-11 | 1.7395e-11 | 4.4729e-11 | 26191.7278 | 544.1291 | 16654.7414 | 8992.8573 | 0 | 0 | 0 | 2.8979e-08 |  | 9.112e-07 | 0 | 9.112e-07 | 4.556e-07 | 0 | 4.556e-07 | 1.1715e-06 | 0 | 1.1715e-06 | [16 empty] | 7.3.1.3 Ignition probability mapping showing the probability of ignition along the electric lines and equipmentWLDFRAggregatedAggregated | WLDFR | HFTD - Distribution - Tier 2 - 4QU CoRE ¦ 2QU LoRE | Red Flag Warning - Catastrophic Fires | Aggregated | Aggregated | 2049 | 1.3564e-05 | 0 | 574.6424 | 0.0077942 | 2049 | Mitigation | 0.08575 | 30 | 0 | esc | 0.0012005 | 1.6283e-08 | 0.00060025 | 8.1415e-09 | 0.0015435 | 2.0935e-08
[79 empty] | WLDFR | HFTD - Distribution - Tier 2 - 4QU CoRE ¦ 1QU LoRE | Seismic - Red Flag Warning - Catastrophic Fires | 2045 | 3.479e-11 | 1.7395e-11 | 4.4729e-11 | 26191.7278 | 544.1291 | 16654.7414 | 8992.8573 | 0 | 0 | 0 | 2.8979e-08 |  | 9.112e-07 | 0 | 9.112e-07 | 4.556e-07 | 0 | 4.556e-07 | 1.1715e-06 | 0 | 1.1715e-06 | [16 empty] | 7.3.1.3 Ignition probability mapping showing the probability of ignition along the electric lines and equipmentWLDFRAggregatedAggregated | WLDFR | HFTD - Distribution - Tier 2 - 4QU CoRE ¦ 2QU LoRE | Red Flag Warning - Catastrophic Fires | Aggregated | Aggregated | 2050 | 1.3564e-05 | 0 | 574.6424 | 0.0077942 | 2050 | Mitigation | 0.08575 | 30 | 0 | esc | 0 | 0 | 0.00060025 | 8.1415e-09 | 0.0015435 | 2.0935e-08
[79 empty] | WLDFR | HFTD - Distribution - Tier 2 - 4QU CoRE ¦ 1QU LoRE | Seismic - Red Flag Warning - Catastrophic Fires | 2046 | 3.479e-11 | 1.7395e-11 | 4.4729e-11 | 26191.7278 | 544.1291 | 16654.7414 | 8992.8573 | 0 | 0 | 0 | 2.8979e-08 |  | 9.112e-07 | 0 | 9.112e-07 | 4.556e-07 | 0 | 4.556e-07 | 1.1715e-06 | 0 | 1.1715e-06 | [16 empty] | 7.3.1.3 Ignition probability mapping showing the probability of ignition along the electric lines and equipmentWLDFRAggregatedAggregated | WLDFR | HFTD - Distribution - Tier 2 - 4QU CoRE ¦ 2QU LoRE | Red Flag Warning - Catastrophic Fires | Aggregated | Aggregated | 2051 | 1.3564e-05 | 0 | 574.6424 | 0.0077942 | 2051 | Mitigation | 0.08575 | 30 | 0 | esc | 0 | 0 | 0 | 0 | 0.0015435 | 2.0935e-08
[79 empty] | WLDFR | HFTD - Distribution - Tier 2 - 4QU CoRE ¦ 1QU LoRE | Seismic - Red Flag Warning - Catastrophic Fires | 2047 | 3.479e-11 | 1.7395e-11 | 4.4729e-11 | 26191.7278 | 544.1291 | 16654.7414 | 8992.8573 | 0 | 0 | 0 | 2.8979e-08 |  | 9.112e-07 | 0 | 9.112e-07 | 4.556e-07 | 0 | 4.556e-07 | 1.1715e-06 | 0 | 1.1715e-06 | [16 empty] | 7.3.1.3 Ignition probability mapping showing the probability of ignition along the electric lines and equipmentWLDFRAggregatedAggregated | WLDFR | HFTD - Distribution - Tier 2 - 4QU CoRE ¦ 2QU LoRE | Red Flag Warning - Destructive Fires | Aggregated | Aggregated | 2021 | 2.1178e-06 | 0 | 574.6424 | 0.001217 | 2021 | Mitigation | 0.08575 | 30 | 0 | esc | 0.0012005 | 2.5424e-09 | 0.00060025 | 1.2712e-09 | 0 | 0
[79 empty] | WLDFR | HFTD - Distribution - Tier 2 - 4QU CoRE ¦ 1QU LoRE | Seismic - Red Flag Warning - Catastrophic Fires | 2048 | 3.479e-11 | 1.7395e-11 | 4.4729e-11 | 27464.7227 | 578.8407 | 17445.538 | 9440.3441 | 0 | 0 | 0 | 2.8979e-08 |  | 9.5548e-07 | 0 | 9.5548e-07 | 4.7774e-07 | 0 | 4.7774e-07 | 1.2285e-06 | 0 | 1.2285e-06 | [16 empty] | 7.3.1.3 Ignition probability mapping showing the probability of ignition along the electric lines and equipmentWLDFRAggregatedAggregated | WLDFR | HFTD - Distribution - Tier 2 - 4QU CoRE ¦ 2QU LoRE | Red Flag Warning - Destructive Fires | Aggregated | Aggregated | 2022 | 2.1178e-06 | 0 | 574.6424 | 0.001217 | 2022 | Mitigation | 0.08575 | 30 | 0 | esc | 0.0012005 | 2.5424e-09 | 0.00060025 | 1.2712e-09 | 0.0015435 | 3.2688e-09
[79 empty] | WLDFR | HFTD - Distribution - Tier 2 - 4QU CoRE ¦ 1QU LoRE | Seismic - Red Flag Warning - Catastrophic Fires | 2049 | 3.479e-11 | 1.7395e-11 | 4.4729e-11 | 27464.7227 | 578.8407 | 17445.538 | 9440.3441 | 0 | 0 | 0 | 2.8979e-08 |  | 9.5548e-07 | 0 | 9.5548e-07 | 4.7774e-07 | 0 | 4.7774e-07 | 1.2285e-06 | 0 | 1.2285e-06 | [16 empty] | 7.3.1.3 Ignition probability mapping showing the probability of ignition along the electric lines and equipmentWLDFRAggregatedAggregated | WLDFR | HFTD - Distribution - Tier 2 - 4QU CoRE ¦ 2QU LoRE | Red Flag Warning - Destructive Fires | Aggregated | Aggregated | 2023 | 2.1178e-06 | 0 | 574.6424 | 0.001217 | 2023 | Mitigation | 0.08575 | 30 | 0 | esc | 0.0012005 | 2.5424e-09 | 0.00060025 | 1.2712e-09 | 0.0015435 | 3.2688e-09
[79 empty] | WLDFR | HFTD - Distribution - Tier 2 - 4QU CoRE ¦ 1QU LoRE | Seismic - Red Flag Warning - Catastrophic Fires | 2050 | 0 | 1.7395e-11 | 4.4729e-11 | 27464.7227 | 578.8407 | 17445.538 | 9440.3441 | 0 | 0 | 0 | 2.8979e-08 |  | 0 | 0 | 0 | 4.7774e-07 | 0 | 4.7774e-07 | 1.2285e-06 | 0 | 1.2285e-06 | [16 empty] | 7.3.1.3 Ignition probability mapping showing the probability of ignition along the electric lines and equipmentWLDFRAggregatedAggregated | WLDFR | HFTD - Distribution - Tier 2 - 4QU CoRE ¦ 2QU LoRE | Red Flag Warning - Destructive Fires | Aggregated | Aggregated | 2024 | 2.1178e-06 | 0 | 574.6424 | 0.001217 | 2024 | Mitigation | 0.08575 | 30 | 0 | esc | 0.0012005 | 2.5424e-09 | 0.00060025 | 1.2712e-09 | 0.0015435 | 3.2688e-09
[79 empty] | WLDFR | HFTD - Distribution - Tier 2 - 4QU CoRE ¦ 1QU LoRE | Seismic - Red Flag Warning - Catastrophic Fires | 2051 | 0 | 0 | 4.4729e-11 | 27464.7227 | 578.8407 | 17445.538 | 9440.3441 | 0 | 0 | 0 | 2.8979e-08 |  | 0 | 0 | 0 | 0 | 0 | 0 | 1.2285e-06 | 0 | 1.2285e-06 | [16 empty] | 7.3.1.3 Ignition probability mapping showing the probability of ignition along the electric lines and equipmentWLDFRAggregatedAggregated | WLDFR | HFTD - Distribution - Tier 2 - 4QU CoRE ¦ 2QU LoRE | Red Flag Warning - Destructive Fires | Aggregated | Aggregated | 2025 | 2.1178e-06 | 0 | 574.6424 | 0.001217 | 2025 | Mitigation | 0.08575 | 30 | 0 | esc | 0.0012005 | 2.5424e-09 | 0.00060025 | 1.2712e-09 | 0.0015435 | 3.2688e-09
[79 empty] | WLDFR | HFTD - Distribution - Tier 2 - 4QU CoRE ¦ 2QU LoRE | Non-Red Flag Warning - Catastrophic Fires | 2020 | 1.013e-09 | 0 | 0 | 14146.1306 | 222.2294 | 8585.7228 | 5338.1784 | 0 | 0 | 0 | 8.438e-07 |  | 1.433e-05 | 0 | 1.433e-05 | 0 | 0 | 0 | 0 | 0 | 0 | [16 empty] | 7.3.1.3 Ignition probability mapping showing the probability of ignition along the electric lines and equipmentWLDFRAggregatedAggregated | WLDFR | HFTD - Distribution - Tier 2 - 4QU CoRE ¦ 2QU LoRE | Red Flag Warning - Destructive Fires | Aggregated | Aggregated | 2026 | 2.1178e-06 | 0 | 574.6424 | 0.001217 | 2026 | Mitigation | 0.08575 | 30 | 0 | esc | 0.0012005 | 2.5424e-09 | 0.00060025 | 1.2712e-09 | 0.0015435 | 3.2688e-09
[79 empty] | WLDFR | HFTD - Distribution - Tier 2 - 4QU CoRE ¦ 2QU LoRE | Non-Red Flag Warning - Catastrophic Fires | 2021 | 1.013e-09 | 5.0649e-10 | 0 | 14146.1306 | 222.2294 | 8585.7228 | 5338.1784 | 0 | 0 | 0 | 8.438e-07 |  | 1.433e-05 | 0 | 1.433e-05 | 7.1649e-06 | 0 | 7.1649e-06 | 0 | 0 | 0 | [16 empty] | 7.3.1.3 Ignition probability mapping showing the probability of ignition along the electric lines and equipmentWLDFRAggregatedAggregated | WLDFR | HFTD - Distribution - Tier 2 - 4QU CoRE ¦ 2QU LoRE | Red Flag Warning - Destructive Fires | Aggregated | Aggregated | 2027 | 2.1178e-06 | 0 | 574.6424 | 0.001217 | 2027 | Mitigation | 0.08575 | 30 | 0 | esc | 0.0012005 | 2.5424e-09 | 0.00060025 | 1.2712e-09 | 0.0015435 | 3.2688e-09
[79 empty] | WLDFR | HFTD - Distribution - Tier 2 - 4QU CoRE ¦ 2QU LoRE | Non-Red Flag Warning - Catastrophic Fires | 2022 | 1.013e-09 | 5.0649e-10 | 1.3024e-09 | 14146.1306 | 222.2294 | 8585.7228 | 5338.1784 | 0 | 0 | 0 | 8.438e-07 |  | 1.433e-05 | 0 | 1.433e-05 | 7.1649e-06 | 0 | 7.1649e-06 | 1.8424e-05 | 0 | 1.8424e-05 | [16 empty] | 7.3.1.3 Ignition probability mapping showing the probability of ignition along the electric lines and equipmentWLDFRAggregatedAggregated | WLDFR | HFTD - Distribution - Tier 2 - 4QU CoRE ¦ 2QU LoRE | Red Flag Warning - Destructive Fires | Aggregated | Aggregated | 2028 | 2.1178e-06 | 0 | 574.6424 | 0.001217 | 2028 | Mitigation | 0.08575 | 30 | 0 | esc | 0.0012005 | 2.5424e-09 | 0.00060025 | 1.2712e-09 | 0.0015435 | 3.2688e-09
[79 empty] | WLDFR | HFTD - Distribution - Tier 2 - 4QU CoRE ¦ 2QU LoRE | Non-Red Flag Warning - Catastrophic Fires | 2023 | 1.013e-09 | 5.0649e-10 | 1.3024e-09 | 14664.6376 | 233.2301 | 8896.516 | 5534.8915 | 0 | 0 | 0 | 8.438e-07 |  | 1.4855e-05 | 0 | 1.4855e-05 | 7.4275e-06 | 0 | 7.4275e-06 | 1.9099e-05 | 0 | 1.9099e-05 | [16 empty] | 7.3.1.3 Ignition probability mapping showing the probability of ignition along the electric lines and equipmentWLDFRAggregatedAggregated | WLDFR | HFTD - Distribution - Tier 2 - 4QU CoRE ¦ 2QU LoRE | Red Flag Warning - Destructive Fires | Aggregated | Aggregated | 2029 | 2.1178e-06 | 0 | 574.6424 | 0.001217 | 2029 | Mitigation | 0.08575 | 30 | 0 | esc | 0.0012005 | 2.5424e-09 | 0.00060025 | 1.2712e-09 | 0.0015435 | 3.2688e-09
[79 empty] | WLDFR | HFTD - Distribution - Tier 2 - 4QU CoRE ¦ 2QU LoRE | Non-Red Flag Warning - Catastrophic Fires | 2024 | 1.013e-09 | 5.0649e-10 | 1.3024e-09 | 14664.6376 | 233.2301 | 8896.516 | 5534.8915 | 0 | 0 | 0 | 8.438e-07 |  | 1.4855e-05 | 0 | 1.4855e-05 | 7.4275e-06 | 0 | 7.4275e-06 | 1.9099e-05 | 0 | 1.9099e-05 | [16 empty] | 7.3.1.3 Ignition probability mapping showing the probability of ignition along the electric lines and equipmentWLDFRAggregatedAggregated | WLDFR | HFTD - Distribution - Tier 2 - 4QU CoRE ¦ 2QU LoRE | Red Flag Warning - Destructive Fires | Aggregated | Aggregated | 2030 | 2.1178e-06 | 0 | 574.6424 | 0.001217 | 2030 | Mitigation | 0.08575 | 30 | 0 | esc | 0.0012005 | 2.5424e-09 | 0.00060025 | 1.2712e-09 | 0.0015435 | 3.2688e-09
[79 empty] | WLDFR | HFTD - Distribution - Tier 2 - 4QU CoRE ¦ 2QU LoRE | Non-Red Flag Warning - Catastrophic Fires | 2025 | 1.013e-09 | 5.0649e-10 | 1.3024e-09 | 14664.6376 | 233.2301 | 8896.516 | 5534.8915 | 0 | 0 | 0 | 8.438e-07 |  | 1.4855e-05 | 0 | 1.4855e-05 | 7.4275e-06 | 0 | 7.4275e-06 | 1.9099e-05 | 0 | 1.9099e-05 | [16 empty] | 7.3.1.3 Ignition probability mapping showing the probability of ignition along the electric lines and equipmentWLDFRAggregatedAggregated | WLDFR | HFTD - Distribution - Tier 2 - 4QU CoRE ¦ 2QU LoRE | Red Flag Warning - Destructive Fires | Aggregated | Aggregated | 2031 | 2.1178e-06 | 0 | 574.6424 | 0.001217 | 2031 | Mitigation | 0.08575 | 30 | 0 | esc | 0.0012005 | 2.5424e-09 | 0.00060025 | 1.2712e-09 | 0.0015435 | 3.2688e-09
[79 empty] | WLDFR | HFTD - Distribution - Tier 2 - 4QU CoRE ¦ 2QU LoRE | Non-Red Flag Warning - Catastrophic Fires | 2026 | 1.013e-09 | 5.0649e-10 | 1.3024e-09 | 14664.6376 | 233.2301 | 8896.516 | 5534.8915 | 0 | 0 | 0 | 8.438e-07 |  | 1.4855e-05 | 0 | 1.4855e-05 | 7.4275e-06 | 0 | 7.4275e-06 | 1.9099e-05 | 0 | 1.9099e-05 | [16 empty] | 7.3.1.3 Ignition probability mapping showing the probability of ignition along the electric lines and equipmentWLDFRAggregatedAggregated | WLDFR | HFTD - Distribution - Tier 2 - 4QU CoRE ¦ 2QU LoRE | Red Flag Warning - Destructive Fires | Aggregated | Aggregated | 2032 | 2.1178e-06 | 0 | 574.6424 | 0.001217 | 2032 | Mitigation | 0.08575 | 30 | 0 | esc | 0.0012005 | 2.5424e-09 | 0.00060025 | 1.2712e-09 | 0.0015435 | 3.2688e-09
[79 empty] | WLDFR | HFTD - Distribution - Tier 2 - 4QU CoRE ¦ 2QU LoRE | Non-Red Flag Warning - Catastrophic Fires | 2027 | 1.013e-09 | 5.0649e-10 | 1.3024e-09 | 14664.6376 | 233.2301 | 8896.516 | 5534.8915 | 0 | 0 | 0 | 8.438e-07 |  | 1.4855e-05 | 0 | 1.4855e-05 | 7.4275e-06 | 0 | 7.4275e-06 | 1.9099e-05 | 0 | 1.9099e-05 | [16 empty] | 7.3.1.3 Ignition probability mapping showing the probability of ignition along the electric lines and equipmentWLDFRAggregatedAggregated | WLDFR | HFTD - Distribution - Tier 2 - 4QU CoRE ¦ 2QU LoRE | Red Flag Warning - Destructive Fires | Aggregated | Aggregated | 2033 | 2.1178e-06 | 0 | 574.6424 | 0.001217 | 2033 | Mitigation | 0.08575 | 30 | 0 | esc | 0.0012005 | 2.5424e-09 | 0.00060025 | 1.2712e-09 | 0.0015435 | 3.2688e-09
[79 empty] | WLDFR | HFTD - Distribution - Tier 2 - 4QU CoRE ¦ 2QU LoRE | Non-Red Flag Warning - Catastrophic Fires | 2028 | 1.013e-09 | 5.0649e-10 | 1.3024e-09 | 15317.9909 | 247.273 | 9287.6491 | 5783.0689 | 0 | 0 | 0 | 8.438e-07 |  | 1.5517e-05 | 0 | 1.5517e-05 | 7.7584e-06 | 0 | 7.7584e-06 | 1.995e-05 | 0 | 1.995e-05 | [16 empty] | 7.3.1.3 Ignition probability mapping showing the probability of ignition along the electric lines and equipmentWLDFRAggregatedAggregated | WLDFR | HFTD - Distribution - Tier 2 - 4QU CoRE ¦ 2QU LoRE | Red Flag Warning - Destructive Fires | Aggregated | Aggregated | 2034 | 2.1178e-06 | 0 | 574.6424 | 0.001217 | 2034 | Mitigation | 0.08575 | 30 | 0 | esc | 0.0012005 | 2.5424e-09 | 0.00060025 | 1.2712e-09 | 0.0015435 | 3.2688e-09
[79 empty] | WLDFR | HFTD - Distribution - Tier 2 - 4QU CoRE ¦ 2QU LoRE | Non-Red Flag Warning - Catastrophic Fires | 2029 | 1.013e-09 | 5.0649e-10 | 1.3024e-09 | 15317.9909 | 247.273 | 9287.6491 | 5783.0689 | 0 | 0 | 0 | 8.438e-07 |  | 1.5517e-05 | 0 | 1.5517e-05 | 7.7584e-06 | 0 | 7.7584e-06 | 1.995e-05 | 0 | 1.995e-05 | [16 empty] | 7.3.1.3 Ignition probability mapping showing the probability of ignition along the electric lines and equipmentWLDFRAggregatedAggregated | WLDFR | HFTD - Distribution - Tier 2 - 4QU CoRE ¦ 2QU LoRE | Red Flag Warning - Destructive Fires | Aggregated | Aggregated | 2035 | 2.1178e-06 | 0 | 574.6424 | 0.001217 | 2035 | Mitigation | 0.08575 | 30 | 0 | esc | 0.0012005 | 2.5424e-09 | 0.00060025 | 1.2712e-09 | 0.0015435 | 3.2688e-09
[79 empty] | WLDFR | HFTD - Distribution - Tier 2 - 4QU CoRE ¦ 2QU LoRE | Non-Red Flag Warning - Catastrophic Fires | 2030 | 1.013e-09 | 5.0649e-10 | 1.3024e-09 | 15317.9909 | 247.273 | 9287.6491 | 5783.0689 | 0 | 0 | 0 | 8.438e-07 |  | 1.5517e-05 | 0 | 1.5517e-05 | 7.7584e-06 | 0 | 7.7584e-06 | 1.995e-05 | 0 | 1.995e-05 | [16 empty] | 7.3.1.3 Ignition probability mapping showing the probability of ignition along the electric lines and equipmentWLDFRAggregatedAggregated | WLDFR | HFTD - Distribution - Tier 2 - 4QU CoRE ¦ 2QU LoRE | Red Flag Warning - Destructive Fires | Aggregated | Aggregated | 2036 | 2.1178e-06 | 0 | 574.6424 | 0.001217 | 2036 | Mitigation | 0.08575 | 30 | 0 | esc | 0.0012005 | 2.5424e-09 | 0.00060025 | 1.2712e-09 | 0.0015435 | 3.2688e-09
[79 empty] | WLDFR | HFTD - Distribution - Tier 2 - 4QU CoRE ¦ 2QU LoRE | Non-Red Flag Warning - Catastrophic Fires | 2031 | 1.013e-09 | 5.0649e-10 | 1.3024e-09 | 15317.9909 | 247.273 | 9287.6491 | 5783.0689 | 0 | 0 | 0 | 8.438e-07 |  | 1.5517e-05 | 0 | 1.5517e-05 | 7.7584e-06 | 0 | 7.7584e-06 | 1.995e-05 | 0 | 1.995e-05 | [16 empty] | 7.3.1.3 Ignition probability mapping showing the probability of ignition along the electric lines and equipmentWLDFRAggregatedAggregated | WLDFR | HFTD - Distribution - Tier 2 - 4QU CoRE ¦ 2QU LoRE | Red Flag Warning - Destructive Fires | Aggregated | Aggregated | 2037 | 2.1178e-06 | 0 | 574.6424 | 0.001217 | 2037 | Mitigation | 0.08575 | 30 | 0 | esc | 0.0012005 | 2.5424e-09 | 0.00060025 | 1.2712e-09 | 0.0015435 | 3.2688e-09
[79 empty] | WLDFR | HFTD - Distribution - Tier 2 - 4QU CoRE ¦ 2QU LoRE | Non-Red Flag Warning - Catastrophic Fires | 2032 | 1.013e-09 | 5.0649e-10 | 1.3024e-09 | 15317.9909 | 247.273 | 9287.6491 | 5783.0689 | 0 | 0 | 0 | 8.438e-07 |  | 1.5517e-05 | 0 | 1.5517e-05 | 7.7584e-06 | 0 | 7.7584e-06 | 1.995e-05 | 0 | 1.995e-05 | [16 empty] | 7.3.1.3 Ignition probability mapping showing the probability of ignition along the electric lines and equipmentWLDFRAggregatedAggregated | WLDFR | HFTD - Distribution - Tier 2 - 4QU CoRE ¦ 2QU LoRE | Red Flag Warning - Destructive Fires | Aggregated | Aggregated | 2038 | 2.1178e-06 | 0 | 574.6424 | 0.001217 | 2038 | Mitigation | 0.08575 | 30 | 0 | esc | 0.0012005 | 2.5424e-09 | 0.00060025 | 1.2712e-09 | 0.0015435 | 3.2688e-09
[79 empty] | WLDFR | HFTD - Distribution - Tier 2 - 4QU CoRE ¦ 2QU LoRE | Non-Red Flag Warning - Catastrophic Fires | 2033 | 1.013e-09 | 5.0649e-10 | 1.3024e-09 | 16044.1264 | 263.1074 | 9721.74 | 6059.2791 | 0 | 0 | 0 | 8.438e-07 |  | 1.6252e-05 | 0 | 1.6252e-05 | 8.1262e-06 | 0 | 8.1262e-06 | 2.0896e-05 | 0 | 2.0896e-05 | [16 empty] | 7.3.1.3 Ignition probability mapping showing the probability of ignition along the electric lines and equipmentWLDFRAggregatedAggregated | WLDFR | HFTD - Distribution - Tier 2 - 4QU CoRE ¦ 2QU LoRE | Red Flag Warning - Destructive Fires | Aggregated | Aggregated | 2039 | 2.1178e-06 | 0 | 574.6424 | 0.001217 | 2039 | Mitigation | 0.08575 | 30 | 0 | esc | 0.0012005 | 2.5424e-09 | 0.00060025 | 1.2712e-09 | 0.0015435 | 3.2688e-09
[79 empty] | WLDFR | HFTD - Distribution - Tier 2 - 4QU CoRE ¦ 2QU LoRE | Non-Red Flag Warning - Catastrophic Fires | 2034 | 1.013e-09 | 5.0649e-10 | 1.3024e-09 | 16044.1264 | 263.1074 | 9721.74 | 6059.2791 | 0 | 0 | 0 | 8.438e-07 |  | 1.6252e-05 | 0 | 1.6252e-05 | 8.1262e-06 | 0 | 8.1262e-06 | 2.0896e-05 | 0 | 2.0896e-05 | [16 empty] | 7.3.1.3 Ignition probability mapping showing the probability of ignition along the electric lines and equipmentWLDFRAggregatedAggregated | WLDFR | HFTD - Distribution - Tier 2 - 4QU CoRE ¦ 2QU LoRE | Red Flag Warning - Destructive Fires | Aggregated | Aggregated | 2040 | 2.1178e-06 | 0 | 574.6424 | 0.001217 | 2040 | Mitigation | 0.08575 | 30 | 0 | esc | 0.0012005 | 2.5424e-09 | 0.00060025 | 1.2712e-09 | 0.0015435 | 3.2688e-09
[79 empty] | WLDFR | HFTD - Distribution - Tier 2 - 4QU CoRE ¦ 2QU LoRE | Non-Red Flag Warning - Catastrophic Fires | 2035 | 1.013e-09 | 5.0649e-10 | 1.3024e-09 | 16044.1264 | 263.1074 | 9721.74 | 6059.2791 | 0 | 0 | 0 | 8.438e-07 |  | 1.6252e-05 | 0 | 1.6252e-05 | 8.1262e-06 | 0 | 8.1262e-06 | 2.0896e-05 | 0 | 2.0896e-05 | [16 empty] | 7.3.1.3 Ignition probability mapping showing the probability of ignition along the electric lines and equipmentWLDFRAggregatedAggregated | WLDFR | HFTD - Distribution - Tier 2 - 4QU CoRE ¦ 2QU LoRE | Red Flag Warning - Destructive Fires | Aggregated | Aggregated | 2041 | 2.1178e-06 | 0 | 574.6424 | 0.001217 | 2041 | Mitigation | 0.08575 | 30 | 0 | esc | 0.0012005 | 2.5424e-09 | 0.00060025 | 1.2712e-09 | 0.0015435 | 3.2688e-09
[79 empty] | WLDFR | HFTD - Distribution - Tier 2 - 4QU CoRE ¦ 2QU LoRE | Non-Red Flag Warning - Catastrophic Fires | 2036 | 1.013e-09 | 5.0649e-10 | 1.3024e-09 | 16044.1264 | 263.1074 | 9721.74 | 6059.2791 | 0 | 0 | 0 | 8.438e-07 |  | 1.6252e-05 | 0 | 1.6252e-05 | 8.1262e-06 | 0 | 8.1262e-06 | 2.0896e-05 | 0 | 2.0896e-05 | [16 empty] | 7.3.1.3 Ignition probability mapping showing the probability of ignition along the electric lines and equipmentWLDFRAggregatedAggregated | WLDFR | HFTD - Distribution - Tier 2 - 4QU CoRE ¦ 2QU LoRE | Red Flag Warning - Destructive Fires | Aggregated | Aggregated | 2042 | 2.1178e-06 | 0 | 574.6424 | 0.001217 | 2042 | Mitigation | 0.08575 | 30 | 0 | esc | 0.0012005 | 2.5424e-09 | 0.00060025 | 1.2712e-09 | 0.0015435 | 3.2688e-09
[79 empty] | WLDFR | HFTD - Distribution - Tier 2 - 4QU CoRE ¦ 2QU LoRE | Non-Red Flag Warning - Catastrophic Fires | 2037 | 1.013e-09 | 5.0649e-10 | 1.3024e-09 | 16044.1264 | 263.1074 | 9721.74 | 6059.2791 | 0 | 0 | 0 | 8.438e-07 |  | 1.6252e-05 | 0 | 1.6252e-05 | 8.1262e-06 | 0 | 8.1262e-06 | 2.0896e-05 | 0 | 2.0896e-05 | [16 empty] | 7.3.1.3 Ignition probability mapping showing the probability of ignition along the electric lines and equipmentWLDFRAggregatedAggregated | WLDFR | HFTD - Distribution - Tier 2 - 4QU CoRE ¦ 2QU LoRE | Red Flag Warning - Destructive Fires | Aggregated | Aggregated | 2043 | 2.1178e-06 | 0 | 574.6424 | 0.001217 | 2043 | Mitigation | 0.08575 | 30 | 0 | esc | 0.0012005 | 2.5424e-09 | 0.00060025 | 1.2712e-09 | 0.0015435 | 3.2688e-09
[79 empty] | WLDFR | HFTD - Distribution - Tier 2 - 4QU CoRE ¦ 2QU LoRE | Non-Red Flag Warning - Catastrophic Fires | 2038 | 1.013e-09 | 5.0649e-10 | 1.3024e-09 | 16832.3912 | 280.5544 | 10192.2718 | 6359.5651 | 0 | 0 | 0 | 8.438e-07 |  | 1.7051e-05 | 0 | 1.7051e-05 | 8.5255e-06 | 0 | 8.5255e-06 | 2.1923e-05 | 0 | 2.1923e-05 | [16 empty] | 7.3.1.3 Ignition probability mapping showing the probability of ignition along the electric lines and equipmentWLDFRAggregatedAggregated | WLDFR | HFTD - Distribution - Tier 2 - 4QU CoRE ¦ 2QU LoRE | Red Flag Warning - Destructive Fires | Aggregated | Aggregated | 2044 | 2.1178e-06 | 0 | 574.6424 | 0.001217 | 2044 | Mitigation | 0.08575 | 30 | 0 | esc | 0.0012005 | 2.5424e-09 | 0.00060025 | 1.2712e-09 | 0.0015435 | 3.2688e-09
[79 empty] | WLDFR | HFTD - Distribution - Tier 2 - 4QU CoRE ¦ 2QU LoRE | Non-Red Flag Warning - Catastrophic Fires | 2039 | 1.013e-09 | 5.0649e-10 | 1.3024e-09 | 16832.3912 | 280.5544 | 10192.2718 | 6359.5651 | 0 | 0 | 0 | 8.438e-07 |  | 1.7051e-05 | 0 | 1.7051e-05 | 8.5255e-06 | 0 | 8.5255e-06 | 2.1923e-05 | 0 | 2.1923e-05 | [16 empty] | 7.3.1.3 Ignition probability mapping showing the probability of ignition along the electric lines and equipmentWLDFRAggregatedAggregated | WLDFR | HFTD - Distribution - Tier 2 - 4QU CoRE ¦ 2QU LoRE | Red Flag Warning - Destructive Fires | Aggregated | Aggregated | 2045 | 2.1178e-06 | 0 | 574.6424 | 0.001217 | 2045 | Mitigation | 0.08575 | 30 | 0 | esc | 0.0012005 | 2.5424e-09 | 0.00060025 | 1.2712e-09 | 0.0015435 | 3.2688e-09
[79 empty] | WLDFR | HFTD - Distribution - Tier 2 - 4QU CoRE ¦ 2QU LoRE | Non-Red Flag Warning - Catastrophic Fires | 2040 | 1.013e-09 | 5.0649e-10 | 1.3024e-09 | 16832.3912 | 280.5544 | 10192.2718 | 6359.5651 | 0 | 0 | 0 | 8.438e-07 |  | 1.7051e-05 | 0 | 1.7051e-05 | 8.5255e-06 | 0 | 8.5255e-06 | 2.1923e-05 | 0 | 2.1923e-05 | [16 empty] | 7.3.1.3 Ignition probability mapping showing the probability of ignition along the electric lines and equipmentWLDFRAggregatedAggregated | WLDFR | HFTD - Distribution - Tier 2 - 4QU CoRE ¦ 2QU LoRE | Red Flag Warning - Destructive Fires | Aggregated | Aggregated | 2046 | 2.1178e-06 | 0 | 574.6424 | 0.001217 | 2046 | Mitigation | 0.08575 | 30 | 0 | esc | 0.0012005 | 2.5424e-09 | 0.00060025 | 1.2712e-09 | 0.0015435 | 3.2688e-09
[79 empty] | WLDFR | HFTD - Distribution - Tier 2 - 4QU CoRE ¦ 2QU LoRE | Non-Red Flag Warning - Catastrophic Fires | 2041 | 1.013e-09 | 5.0649e-10 | 1.3024e-09 | 16832.3912 | 280.5544 | 10192.2718 | 6359.5651 | 0 | 0 | 0 | 8.438e-07 |  | 1.7051e-05 | 0 | 1.7051e-05 | 8.5255e-06 | 0 | 8.5255e-06 | 2.1923e-05 | 0 | 2.1923e-05 | [16 empty] | 7.3.1.3 Ignition probability mapping showing the probability of ignition along the electric lines and equipmentWLDFRAggregatedAggregated | WLDFR | HFTD - Distribution - Tier 2 - 4QU CoRE ¦ 2QU LoRE | Red Flag Warning - Destructive Fires | Aggregated | Aggregated | 2047 | 2.1178e-06 | 0 | 574.6424 | 0.001217 | 2047 | Mitigation | 0.08575 | 30 | 0 | esc | 0.0012005 | 2.5424e-09 | 0.00060025 | 1.2712e-09 | 0.0015435 | 3.2688e-09
[79 empty] | WLDFR | HFTD - Distribution - Tier 2 - 4QU CoRE ¦ 2QU LoRE | Non-Red Flag Warning - Catastrophic Fires | 2042 | 1.013e-09 | 5.0649e-10 | 1.3024e-09 | 16832.3912 | 280.5544 | 10192.2718 | 6359.5651 | 0 | 0 | 0 | 8.438e-07 |  | 1.7051e-05 | 0 | 1.7051e-05 | 8.5255e-06 | 0 | 8.5255e-06 | 2.1923e-05 | 0 | 2.1923e-05 | [16 empty] | 7.3.1.3 Ignition probability mapping showing the probability of ignition along the electric lines and equipmentWLDFRAggregatedAggregated | WLDFR | HFTD - Distribution - Tier 2 - 4QU CoRE ¦ 2QU LoRE | Red Flag Warning - Destructive Fires | Aggregated | Aggregated | 2048 | 2.1178e-06 | 0 | 574.6424 | 0.001217 | 2048 | Mitigation | 0.08575 | 30 | 0 | esc | 0.0012005 | 2.5424e-09 | 0.00060025 | 1.2712e-09 | 0.0015435 | 3.2688e-09
[79 empty] | WLDFR | HFTD - Distribution - Tier 2 - 4QU CoRE ¦ 2QU LoRE | Non-Red Flag Warning - Catastrophic Fires | 2043 | 1.013e-09 | 5.0649e-10 | 1.3024e-09 | 17672.0852 | 299.42 | 10692.7362 | 6679.929 | 0 | 0 | 0 | 8.438e-07 |  | 1.7902e-05 | 0 | 1.7902e-05 | 8.9508e-06 | 0 | 8.9508e-06 | 2.3016e-05 | 0 | 2.3016e-05 | [16 empty] | 7.3.1.3 Ignition probability mapping showing the probability of ignition along the electric lines and equipmentWLDFRAggregatedAggregated | WLDFR | HFTD - Distribution - Tier 2 - 4QU CoRE ¦ 2QU LoRE | Red Flag Warning - Destructive Fires | Aggregated | Aggregated | 2049 | 2.1178e-06 | 0 | 574.6424 | 0.001217 | 2049 | Mitigation | 0.08575 | 30 | 0 | esc | 0.0012005 | 2.5424e-09 | 0.00060025 | 1.2712e-09 | 0.0015435 | 3.2688e-09
[79 empty] | WLDFR | HFTD - Distribution - Tier 2 - 4QU CoRE ¦ 2QU LoRE | Non-Red Flag Warning - Catastrophic Fires | 2044 | 1.013e-09 | 5.0649e-10 | 1.3024e-09 | 17672.0852 | 299.42 | 10692.7362 | 6679.929 | 0 | 0 | 0 | 8.438e-07 |  | 1.7902e-05 | 0 | 1.7902e-05 | 8.9508e-06 | 0 | 8.9508e-06 | 2.3016e-05 | 0 | 2.3016e-05 | [16 empty] | 7.3.1.3 Ignition probability mapping showing the probability of ignition along the electric lines and equipmentWLDFRAggregatedAggregated | WLDFR | HFTD - Distribution - Tier 2 - 4QU CoRE ¦ 2QU LoRE | Red Flag Warning - Destructive Fires | Aggregated | Aggregated | 2050 | 2.1178e-06 | 0 | 574.6424 | 0.001217 | 2050 | Mitigation | 0.08575 | 30 | 0 | esc | 0 | 0 | 0.00060025 | 1.2712e-09 | 0.0015435 | 3.2688e-09
[79 empty] | WLDFR | HFTD - Distribution - Tier 2 - 4QU CoRE ¦ 2QU LoRE | Non-Red Flag Warning - Catastrophic Fires | 2045 | 1.013e-09 | 5.0649e-10 | 1.3024e-09 | 17672.0852 | 299.42 | 10692.7362 | 6679.929 | 0 | 0 | 0 | 8.438e-07 |  | 1.7902e-05 | 0 | 1.7902e-05 | 8.9508e-06 | 0 | 8.9508e-06 | 2.3016e-05 | 0 | 2.3016e-05 | [16 empty] | 7.3.1.3 Ignition probability mapping showing the probability of ignition along the electric lines and equipmentWLDFRAggregatedAggregated | WLDFR | HFTD - Distribution - Tier 2 - 4QU CoRE ¦ 2QU LoRE | Red Flag Warning - Destructive Fires | Aggregated | Aggregated | 2051 | 2.1178e-06 | 0 | 574.6424 | 0.001217 | 2051 | Mitigation | 0.08575 | 30 | 0 | esc | 0 | 0 | 0 | 0 | 0.0015435 | 3.2688e-09
[79 empty] | WLDFR | HFTD - Distribution - Tier 2 - 4QU CoRE ¦ 2QU LoRE | Non-Red Flag Warning - Catastrophic Fires | 2046 | 1.013e-09 | 5.0649e-10 | 1.3024e-09 | 17672.0852 | 299.42 | 10692.7362 | 6679.929 | 0 | 0 | 0 | 8.438e-07 |  | 1.7902e-05 | 0 | 1.7902e-05 | 8.9508e-06 | 0 | 8.9508e-06 | 2.3016e-05 | 0 | 2.3016e-05 | [16 empty] | 7.3.1.3 Ignition probability mapping showing the probability of ignition along the electric lines and equipmentWLDFRAggregatedAggregated | WLDFR | HFTD - Distribution - Tier 2 - 4QU CoRE ¦ 2QU LoRE | Red Flag Warning - Large Fires | Aggregated | Aggregated | 2021 | 2.7792e-05 | 0 | 574.6424 | 0.01597 | 2021 | Mitigation | 0.08575 | 30 | 0 | esc | 0.0012005 | 3.3364e-08 | 0.00060025 | 1.6682e-08 | 0 | 0
[79 empty] | WLDFR | HFTD - Distribution - Tier 2 - 4QU CoRE ¦ 2QU LoRE | Non-Red Flag Warning - Catastrophic Fires | 2047 | 1.013e-09 | 5.0649e-10 | 1.3024e-09 | 17672.0852 | 299.42 | 10692.7362 | 6679.929 | 0 | 0 | 0 | 8.438e-07 |  | 1.7902e-05 | 0 | 1.7902e-05 | 8.9508e-06 | 0 | 8.9508e-06 | 2.3016e-05 | 0 | 2.3016e-05 | [16 empty] | 7.3.1.3 Ignition probability mapping showing the probability of ignition along the electric lines and equipmentWLDFRAggregatedAggregated | WLDFR | HFTD - Distribution - Tier 2 - 4QU CoRE ¦ 2QU LoRE | Red Flag Warning - Large Fires | Aggregated | Aggregated | 2022 | 2.7792e-05 | 0 | 574.6424 | 0.01597 | 2022 | Mitigation | 0.08575 | 30 | 0 | esc | 0.0012005 | 3.3364e-08 | 0.00060025 | 1.6682e-08 | 0.0015435 | 4.2896e-08
[79 empty] | WLDFR | HFTD - Distribution - Tier 2 - 4QU CoRE ¦ 2QU LoRE | Non-Red Flag Warning - Catastrophic Fires | 2048 | 1.013e-09 | 5.0649e-10 | 1.3024e-09 | 18552.3348 | 319.4911 | 11216.5626 | 7016.281 | 0 | 0 | 0 | 8.438e-07 |  | 1.8793e-05 | 0 | 1.8793e-05 | 9.3966e-06 | 0 | 9.3966e-06 | 2.4163e-05 | 0 | 2.4163e-05 | [16 empty] | 7.3.1.3 Ignition probability mapping showing the probability of ignition along the electric lines and equipmentWLDFRAggregatedAggregated | WLDFR | HFTD - Distribution - Tier 2 - 4QU CoRE ¦ 2QU LoRE | Red Flag Warning - Large Fires | Aggregated | Aggregated | 2023 | 2.7792e-05 | 0 | 574.6424 | 0.01597 | 2023 | Mitigation | 0.08575 | 30 | 0 | esc | 0.0012005 | 3.3364e-08 | 0.00060025 | 1.6682e-08 | 0.0015435 | 4.2896e-08
[79 empty] | WLDFR | HFTD - Distribution - Tier 2 - 4QU CoRE ¦ 2QU LoRE | Non-Red Flag Warning - Catastrophic Fires | 2049 | 1.013e-09 | 5.0649e-10 | 1.3024e-09 | 18552.3348 | 319.4911 | 11216.5626 | 7016.281 | 0 | 0 | 0 | 8.438e-07 |  | 1.8793e-05 | 0 | 1.8793e-05 | 9.3966e-06 | 0 | 9.3966e-06 | 2.4163e-05 | 0 | 2.4163e-05 | [16 empty] | 7.3.1.3 Ignition probability mapping showing the probability of ignition along the electric lines and equipmentWLDFRAggregatedAggregated | WLDFR | HFTD - Distribution - Tier 2 - 4QU CoRE ¦ 2QU LoRE | Red Flag Warning - Large Fires | Aggregated | Aggregated | 2024 | 2.7792e-05 | 0 | 574.6424 | 0.01597 | 2024 | Mitigation | 0.08575 | 30 | 0 | esc | 0.0012005 | 3.3364e-08 | 0.00060025 | 1.6682e-08 | 0.0015435 | 4.2896e-08
[79 empty] | WLDFR | HFTD - Distribution - Tier 2 - 4QU CoRE ¦ 2QU LoRE | Non-Red Flag Warning - Catastrophic Fires | 2050 | 0 | 5.0649e-10 | 1.3024e-09 | 18552.3348 | 319.4911 | 11216.5626 | 7016.281 | 0 | 0 | 0 | 8.438e-07 |  | 0 | 0 | 0 | 9.3966e-06 | 0 | 9.3966e-06 | 2.4163e-05 | 0 | 2.4163e-05 | [16 empty] | 7.3.1.3 Ignition probability mapping showing the probability of ignition along the electric lines and equipmentWLDFRAggregatedAggregated | WLDFR | HFTD - Distribution - Tier 2 - 4QU CoRE ¦ 2QU LoRE | Red Flag Warning - Large Fires | Aggregated | Aggregated | 2025 | 2.7792e-05 | 0 | 574.6424 | 0.01597 | 2025 | Mitigation | 0.08575 | 30 | 0 | esc | 0.0012005 | 3.3364e-08 | 0.00060025 | 1.6682e-08 | 0.0015435 | 4.2896e-08
[79 empty] | WLDFR | HFTD - Distribution - Tier 2 - 4QU CoRE ¦ 2QU LoRE | Non-Red Flag Warning - Catastrophic Fires | 2051 | 0 | 0 | 1.3024e-09 | 18552.3348 | 319.4911 | 11216.5626 | 7016.281 | 0 | 0 | 0 | 8.438e-07 |  | 0 | 0 | 0 | 0 | 0 | 0 | 2.4163e-05 | 0 | 2.4163e-05 | [16 empty] | 7.3.1.3 Ignition probability mapping showing the probability of ignition along the electric lines and equipmentWLDFRAggregatedAggregated | WLDFR | HFTD - Distribution - Tier 2 - 4QU CoRE ¦ 2QU LoRE | Red Flag Warning - Large Fires | Aggregated | Aggregated | 2026 | 2.7792e-05 | 0 | 574.6424 | 0.01597 | 2026 | Mitigation | 0.08575 | 30 | 0 | esc | 0.0012005 | 3.3364e-08 | 0.00060025 | 1.6682e-08 | 0.0015435 | 4.2896e-08
[79 empty] | WLDFR | HFTD - Distribution - Tier 2 - 4QU CoRE ¦ 2QU LoRE | Non-Red Flag Warning - Destructive Fires | 2020 | 1.0518e-09 | 0 | 0 | 8807.9522 | 222.2294 | 8585.7228 | 0 | 0 | 0 | 0 | 8.7614e-07 |  | 9.2642e-06 | 0 | 9.2642e-06 | 0 | 0 | 0 | 0 | 0 | 0 | [16 empty] | 7.3.1.3 Ignition probability mapping showing the probability of ignition along the electric lines and equipmentWLDFRAggregatedAggregated | WLDFR | HFTD - Distribution - Tier 2 - 4QU CoRE ¦ 2QU LoRE | Red Flag Warning - Large Fires | Aggregated | Aggregated | 2027 | 2.7792e-05 | 0 | 574.6424 | 0.01597 | 2027 | Mitigation | 0.08575 | 30 | 0 | esc | 0.0012005 | 3.3364e-08 | 0.00060025 | 1.6682e-08 | 0.0015435 | 4.2896e-08
[79 empty] | WLDFR | HFTD - Distribution - Tier 2 - 4QU CoRE ¦ 2QU LoRE | Non-Red Flag Warning - Destructive Fires | 2021 | 1.0518e-09 | 5.259e-10 | 0 | 8807.9522 | 222.2294 | 8585.7228 | 0 | 0 | 0 | 0 | 8.7614e-07 |  | 9.2642e-06 | 0 | 9.2642e-06 | 4.6321e-06 | 0 | 4.6321e-06 | 0 | 0 | 0 | [16 empty] | 7.3.1.3 Ignition probability mapping showing the probability of ignition along the electric lines and equipmentWLDFRAggregatedAggregated | WLDFR | HFTD - Distribution - Tier 2 - 4QU CoRE ¦ 2QU LoRE | Red Flag Warning - Large Fires | Aggregated | Aggregated | 2028 | 2.7792e-05 | 0 | 574.6424 | 0.01597 | 2028 | Mitigation | 0.08575 | 30 | 0 | esc | 0.0012005 | 3.3364e-08 | 0.00060025 | 1.6682e-08 | 0.0015435 | 4.2896e-08
[79 empty] | WLDFR | HFTD - Distribution - Tier 2 - 4QU CoRE ¦ 2QU LoRE | Non-Red Flag Warning - Destructive Fires | 2022 | 1.0518e-09 | 5.259e-10 | 1.3523e-09 | 8807.9522 | 222.2294 | 8585.7228 | 0 | 0 | 0 | 0 | 8.7614e-07 |  | 9.2642e-06 | 0 | 9.2642e-06 | 4.6321e-06 | 0 | 4.6321e-06 | 1.1911e-05 | 0 | 1.1911e-05 | [16 empty] | 7.3.1.3 Ignition probability mapping showing the probability of ignition along the electric lines and equipmentWLDFRAggregatedAggregated | WLDFR | HFTD - Distribution - Tier 2 - 4QU CoRE ¦ 2QU LoRE | Red Flag Warning - Large Fires | Aggregated | Aggregated | 2029 | 2.7792e-05 | 0 | 574.6424 | 0.01597 | 2029 | Mitigation | 0.08575 | 30 | 0 | esc | 0.0012005 | 3.3364e-08 | 0.00060025 | 1.6682e-08 | 0.0015435 | 4.2896e-08
[79 empty] | WLDFR | HFTD - Distribution - Tier 2 - 4QU CoRE ¦ 2QU LoRE | Non-Red Flag Warning - Destructive Fires | 2023 | 1.0518e-09 | 5.259e-10 | 1.3523e-09 | 9129.7461 | 233.2301 | 8896.516 | 0 | 0 | 0 | 0 | 8.7614e-07 |  | 9.6027e-06 | 0 | 9.6027e-06 | 4.8013e-06 | 0 | 4.8013e-06 | 1.2346e-05 | 0 | 1.2346e-05 | [16 empty] | 7.3.1.3 Ignition probability mapping showing the probability of ignition along the electric lines and equipmentWLDFRAggregatedAggregated | WLDFR | HFTD - Distribution - Tier 2 - 4QU CoRE ¦ 2QU LoRE | Red Flag Warning - Large Fires | Aggregated | Aggregated | 2030 | 2.7792e-05 | 0 | 574.6424 | 0.01597 | 2030 | Mitigation | 0.08575 | 30 | 0 | esc | 0.0012005 | 3.3364e-08 | 0.00060025 | 1.6682e-08 | 0.0015435 | 4.2896e-08
[79 empty] | WLDFR | HFTD - Distribution - Tier 2 - 4QU CoRE ¦ 2QU LoRE | Non-Red Flag Warning - Destructive Fires | 2024 | 1.0518e-09 | 5.259e-10 | 1.3523e-09 | 9129.7461 | 233.2301 | 8896.516 | 0 | 0 | 0 | 0 | 8.7614e-07 |  | 9.6027e-06 | 0 | 9.6027e-06 | 4.8013e-06 | 0 | 4.8013e-06 | 1.2346e-05 | 0 | 1.2346e-05 | [16 empty] | 7.3.1.3 Ignition probability mapping showing the probability of ignition along the electric lines and equipmentWLDFRAggregatedAggregated | WLDFR | HFTD - Distribution - Tier 2 - 4QU CoRE ¦ 2QU LoRE | Red Flag Warning - Large Fires | Aggregated | Aggregated | 2031 | 2.7792e-05 | 0 | 574.6424 | 0.01597 | 2031 | Mitigation | 0.08575 | 30 | 0 | esc | 0.0012005 | 3.3364e-08 | 0.00060025 | 1.6682e-08 | 0.0015435 | 4.2896e-08
[79 empty] | WLDFR | HFTD - Distribution - Tier 2 - 4QU CoRE ¦ 2QU LoRE | Non-Red Flag Warning - Destructive Fires | 2025 | 1.0518e-09 | 5.259e-10 | 1.3523e-09 | 9129.7461 | 233.2301 | 8896.516 | 0 | 0 | 0 | 0 | 8.7614e-07 |  | 9.6027e-06 | 0 | 9.6027e-06 | 4.8013e-06 | 0 | 4.8013e-06 | 1.2346e-05 | 0 | 1.2346e-05 | [16 empty] | 7.3.1.3 Ignition probability mapping showing the probability of ignition along the electric lines and equipmentWLDFRAggregatedAggregated | WLDFR | HFTD - Distribution - Tier 2 - 4QU CoRE ¦ 2QU LoRE | Red Flag Warning - Large Fires | Aggregated | Aggregated | 2032 | 2.7792e-05 | 0 | 574.6424 | 0.01597 | 2032 | Mitigation | 0.08575 | 30 | 0 | esc | 0.0012005 | 3.3364e-08 | 0.00060025 | 1.6682e-08 | 0.0015435 | 4.2896e-08
[79 empty] | WLDFR | HFTD - Distribution - Tier 2 - 4QU CoRE ¦ 2QU LoRE | Non-Red Flag Warning - Destructive Fires | 2026 | 1.0518e-09 | 5.259e-10 | 1.3523e-09 | 9129.7461 | 233.2301 | 8896.516 | 0 | 0 | 0 | 0 | 8.7614e-07 |  | 9.6027e-06 | 0 | 9.6027e-06 | 4.8013e-06 | 0 | 4.8013e-06 | 1.2346e-05 | 0 | 1.2346e-05 | [16 empty] | 7.3.1.3 Ignition probability mapping showing the probability of ignition along the electric lines and equipmentWLDFRAggregatedAggregated | WLDFR | HFTD - Distribution - Tier 2 - 4QU CoRE ¦ 2QU LoRE | Red Flag Warning - Large Fires | Aggregated | Aggregated | 2033 | 2.7792e-05 | 0 | 574.6424 | 0.01597 | 2033 | Mitigation | 0.08575 | 30 | 0 | esc | 0.0012005 | 3.3364e-08 | 0.00060025 | 1.6682e-08 | 0.0015435 | 4.2896e-08
[79 empty] | WLDFR | HFTD - Distribution - Tier 2 - 4QU CoRE ¦ 2QU LoRE | Non-Red Flag Warning - Destructive Fires | 2027 | 1.0518e-09 | 5.259e-10 | 1.3523e-09 | 9129.7461 | 233.2301 | 8896.516 | 0 | 0 | 0 | 0 | 8.7614e-07 |  | 9.6027e-06 | 0 | 9.6027e-06 | 4.8013e-06 | 0 | 4.8013e-06 | 1.2346e-05 | 0 | 1.2346e-05 | [16 empty] | 7.3.1.3 Ignition probability mapping showing the probability of ignition along the electric lines and equipmentWLDFRAggregatedAggregated | WLDFR | HFTD - Distribution - Tier 2 - 4QU CoRE ¦ 2QU LoRE | Red Flag Warning - Large Fires | Aggregated | Aggregated | 2034 | 2.7792e-05 | 0 | 574.6424 | 0.01597 | 2034 | Mitigation | 0.08575 | 30 | 0 | esc | 0.0012005 | 3.3364e-08 | 0.00060025 | 1.6682e-08 | 0.0015435 | 4.2896e-08
[79 empty] | WLDFR | HFTD - Distribution - Tier 2 - 4QU CoRE ¦ 2QU LoRE | Non-Red Flag Warning - Destructive Fires | 2028 | 1.0518e-09 | 5.259e-10 | 1.3523e-09 | 9534.9221 | 247.273 | 9287.6491 | 0 | 0 | 0 | 0 | 8.7614e-07 |  | 1.0029e-05 | 0 | 1.0029e-05 | 5.0144e-06 | 0 | 5.0144e-06 | 1.2894e-05 | 0 | 1.2894e-05 | [16 empty] | 7.3.1.3 Ignition probability mapping showing the probability of ignition along the electric lines and equipmentWLDFRAggregatedAggregated | WLDFR | HFTD - Distribution - Tier 2 - 4QU CoRE ¦ 2QU LoRE | Red Flag Warning - Large Fires | Aggregated | Aggregated | 2035 | 2.7792e-05 | 0 | 574.6424 | 0.01597 | 2035 | Mitigation | 0.08575 | 30 | 0 | esc | 0.0012005 | 3.3364e-08 | 0.00060025 | 1.6682e-08 | 0.0015435 | 4.2896e-08
[79 empty] | WLDFR | HFTD - Distribution - Tier 2 - 4QU CoRE ¦ 2QU LoRE | Non-Red Flag Warning - Destructive Fires | 2029 | 1.0518e-09 | 5.259e-10 | 1.3523e-09 | 9534.9221 | 247.273 | 9287.6491 | 0 | 0 | 0 | 0 | 8.7614e-07 |  | 1.0029e-05 | 0 | 1.0029e-05 | 5.0144e-06 | 0 | 5.0144e-06 | 1.2894e-05 | 0 | 1.2894e-05 | [16 empty] | 7.3.1.3 Ignition probability mapping showing the probability of ignition along the electric lines and equipmentWLDFRAggregatedAggregated | WLDFR | HFTD - Distribution - Tier 2 - 4QU CoRE ¦ 2QU LoRE | Red Flag Warning - Large Fires | Aggregated | Aggregated | 2036 | 2.7792e-05 | 0 | 574.6424 | 0.01597 | 2036 | Mitigation | 0.08575 | 30 | 0 | esc | 0.0012005 | 3.3364e-08 | 0.00060025 | 1.6682e-08 | 0.0015435 | 4.2896e-08
[79 empty] | WLDFR | HFTD - Distribution - Tier 2 - 4QU CoRE ¦ 2QU LoRE | Non-Red Flag Warning - Destructive Fires | 2030 | 1.0518e-09 | 5.259e-10 | 1.3523e-09 | 9534.9221 | 247.273 | 9287.6491 | 0 | 0 | 0 | 0 | 8.7614e-07 |  | 1.0029e-05 | 0 | 1.0029e-05 | 5.0144e-06 | 0 | 5.0144e-06 | 1.2894e-05 | 0 | 1.2894e-05 | [16 empty] | 7.3.1.3 Ignition probability mapping showing the probability of ignition along the electric lines and equipmentWLDFRAggregatedAggregated | WLDFR | HFTD - Distribution - Tier 2 - 4QU CoRE ¦ 2QU LoRE | Red Flag Warning - Large Fires | Aggregated | Aggregated | 2037 | 2.7792e-05 | 0 | 574.6424 | 0.01597 | 2037 | Mitigation | 0.08575 | 30 | 0 | esc | 0.0012005 | 3.3364e-08 | 0.00060025 | 1.6682e-08 | 0.0015435 | 4.2896e-08
[79 empty] | WLDFR | HFTD - Distribution - Tier 2 - 4QU CoRE ¦ 2QU LoRE | Non-Red Flag Warning - Destructive Fires | 2031 | 1.0518e-09 | 5.259e-10 | 1.3523e-09 | 9534.9221 | 247.273 | 9287.6491 | 0 | 0 | 0 | 0 | 8.7614e-07 |  | 1.0029e-05 | 0 | 1.0029e-05 | 5.0144e-06 | 0 | 5.0144e-06 | 1.2894e-05 | 0 | 1.2894e-05 | [16 empty] | 7.3.1.3 Ignition probability mapping showing the probability of ignition along the electric lines and equipmentWLDFRAggregatedAggregated | WLDFR | HFTD - Distribution - Tier 2 - 4QU CoRE ¦ 2QU LoRE | Red Flag Warning - Large Fires | Aggregated | Aggregated | 2038 | 2.7792e-05 | 0 | 574.6424 | 0.01597 | 2038 | Mitigation | 0.08575 | 30 | 0 | esc | 0.0012005 | 3.3364e-08 | 0.00060025 | 1.6682e-08 | 0.0015435 | 4.2896e-08
[79 empty] | WLDFR | HFTD - Distribution - Tier 2 - 4QU CoRE ¦ 2QU LoRE | Non-Red Flag Warning - Destructive Fires | 2032 | 1.0518e-09 | 5.259e-10 | 1.3523e-09 | 9534.9221 | 247.273 | 9287.6491 | 0 | 0 | 0 | 0 | 8.7614e-07 |  | 1.0029e-05 | 0 | 1.0029e-05 | 5.0144e-06 | 0 | 5.0144e-06 | 1.2894e-05 | 0 | 1.2894e-05 | [16 empty] | 7.3.1.3 Ignition probability mapping showing the probability of ignition along the electric lines and equipmentWLDFRAggregatedAggregated | WLDFR | HFTD - Distribution - Tier 2 - 4QU CoRE ¦ 2QU LoRE | Red Flag Warning - Large Fires | Aggregated | Aggregated | 2039 | 2.7792e-05 | 0 | 574.6424 | 0.01597 | 2039 | Mitigation | 0.08575 | 30 | 0 | esc | 0.0012005 | 3.3364e-08 | 0.00060025 | 1.6682e-08 | 0.0015435 | 4.2896e-08
[79 empty] | WLDFR | HFTD - Distribution - Tier 2 - 4QU CoRE ¦ 2QU LoRE | Non-Red Flag Warning - Destructive Fires | 2033 | 1.0518e-09 | 5.259e-10 | 1.3523e-09 | 9984.8474 | 263.1074 | 9721.74 | 0 | 0 | 0 | 0 | 8.7614e-07 |  | 1.0502e-05 | 0 | 1.0502e-05 | 5.251e-06 | 0 | 5.251e-06 | 1.3503e-05 | 0 | 1.3503e-05 | [16 empty] | 7.3.1.3 Ignition probability mapping showing the probability of ignition along the electric lines and equipmentWLDFRAggregatedAggregated | WLDFR | HFTD - Distribution - Tier 2 - 4QU CoRE ¦ 2QU LoRE | Red Flag Warning - Large Fires | Aggregated | Aggregated | 2040 | 2.7792e-05 | 0 | 574.6424 | 0.01597 | 2040 | Mitigation | 0.08575 | 30 | 0 | esc | 0.0012005 | 3.3364e-08 | 0.00060025 | 1.6682e-08 | 0.0015435 | 4.2896e-08
[79 empty] | WLDFR | HFTD - Distribution - Tier 2 - 4QU CoRE ¦ 2QU LoRE | Non-Red Flag Warning - Destructive Fires | 2034 | 1.0518e-09 | 5.259e-10 | 1.3523e-09 | 9984.8474 | 263.1074 | 9721.74 | 0 | 0 | 0 | 0 | 8.7614e-07 |  | 1.0502e-05 | 0 | 1.0502e-05 | 5.251e-06 | 0 | 5.251e-06 | 1.3503e-05 | 0 | 1.3503e-05 | [16 empty] | 7.3.1.3 Ignition probability mapping showing the probability of ignition along the electric lines and equipmentWLDFRAggregatedAggregated | WLDFR | HFTD - Distribution - Tier 2 - 4QU CoRE ¦ 2QU LoRE | Red Flag Warning - Large Fires | Aggregated | Aggregated | 2041 | 2.7792e-05 | 0 | 574.6424 | 0.01597 | 2041 | Mitigation | 0.08575 | 30 | 0 | esc | 0.0012005 | 3.3364e-08 | 0.00060025 | 1.6682e-08 | 0.0015435 | 4.2896e-08
[79 empty] | WLDFR | HFTD - Distribution - Tier 2 - 4QU CoRE ¦ 2QU LoRE | Non-Red Flag Warning - Destructive Fires | 2035 | 1.0518e-09 | 5.259e-10 | 1.3523e-09 | 9984.8474 | 263.1074 | 9721.74 | 0 | 0 | 0 | 0 | 8.7614e-07 |  | 1.0502e-05 | 0 | 1.0502e-05 | 5.251e-06 | 0 | 5.251e-06 | 1.3503e-05 | 0 | 1.3503e-05 | [16 empty] | 7.3.1.3 Ignition probability mapping showing the probability of ignition along the electric lines and equipmentWLDFRAggregatedAggregated | WLDFR | HFTD - Distribution - Tier 2 - 4QU CoRE ¦ 2QU LoRE | Red Flag Warning - Large Fires | Aggregated | Aggregated | 2042 | 2.7792e-05 | 0 | 574.6424 | 0.01597 | 2042 | Mitigation | 0.08575 | 30 | 0 | esc | 0.0012005 | 3.3364e-08 | 0.00060025 | 1.6682e-08 | 0.0015435 | 4.2896e-08
[79 empty] | WLDFR | HFTD - Distribution - Tier 2 - 4QU CoRE ¦ 2QU LoRE | Non-Red Flag Warning - Destructive Fires | 2036 | 1.0518e-09 | 5.259e-10 | 1.3523e-09 | 9984.8474 | 263.1074 | 9721.74 | 0 | 0 | 0 | 0 | 8.7614e-07 |  | 1.0502e-05 | 0 | 1.0502e-05 | 5.251e-06 | 0 | 5.251e-06 | 1.3503e-05 | 0 | 1.3503e-05 | [16 empty] | 7.3.1.3 Ignition probability mapping showing the probability of ignition along the electric lines and equipmentWLDFRAggregatedAggregated | WLDFR | HFTD - Distribution - Tier 2 - 4QU CoRE ¦ 2QU LoRE | Red Flag Warning - Large Fires | Aggregated | Aggregated | 2043 | 2.7792e-05 | 0 | 574.6424 | 0.01597 | 2043 | Mitigation | 0.08575 | 30 | 0 | esc | 0.0012005 | 3.3364e-08 | 0.00060025 | 1.6682e-08 | 0.0015435 | 4.2896e-08
[79 empty] | WLDFR | HFTD - Distribution - Tier 2 - 4QU CoRE ¦ 2QU LoRE | Non-Red Flag Warning - Destructive Fires | 2037 | 1.0518e-09 | 5.259e-10 | 1.3523e-09 | 9984.8474 | 263.1074 | 9721.74 | 0 | 0 | 0 | 0 | 8.7614e-07 |  | 1.0502e-05 | 0 | 1.0502e-05 | 5.251e-06 | 0 | 5.251e-06 | 1.3503e-05 | 0 | 1.3503e-05 | [16 empty] | 7.3.1.3 Ignition probability mapping showing the probability of ignition along the electric lines and equipmentWLDFRAggregatedAggregated | WLDFR | HFTD - Distribution - Tier 2 - 4QU CoRE ¦ 2QU LoRE | Red Flag Warning - Large Fires | Aggregated | Aggregated | 2044 | 2.7792e-05 | 0 | 574.6424 | 0.01597 | 2044 | Mitigation | 0.08575 | 30 | 0 | esc | 0.0012005 | 3.3364e-08 | 0.00060025 | 1.6682e-08 | 0.0015435 | 4.2896e-08
[79 empty] | WLDFR | HFTD - Distribution - Tier 2 - 4QU CoRE ¦ 2QU LoRE | Non-Red Flag Warning - Destructive Fires | 2038 | 1.0518e-09 | 5.259e-10 | 1.3523e-09 | 10472.8261 | 280.5544 | 10192.2718 | 0 | 0 | 0 | 0 | 8.7614e-07 |  | 1.1015e-05 | 0 | 1.1015e-05 | 5.5077e-06 | 0 | 5.5077e-06 | 1.4163e-05 | 0 | 1.4163e-05 | [16 empty] | 7.3.1.3 Ignition probability mapping showing the probability of ignition along the electric lines and equipmentWLDFRAggregatedAggregated | WLDFR | HFTD - Distribution - Tier 2 - 4QU CoRE ¦ 2QU LoRE | Red Flag Warning - Large Fires | Aggregated | Aggregated | 2045 | 2.7792e-05 | 0 | 574.6424 | 0.01597 | 2045 | Mitigation | 0.08575 | 30 | 0 | esc | 0.0012005 | 3.3364e-08 | 0.00060025 | 1.6682e-08 | 0.0015435 | 4.2896e-08
[79 empty] | WLDFR | HFTD - Distribution - Tier 2 - 4QU CoRE ¦ 2QU LoRE | Non-Red Flag Warning - Destructive Fires | 2039 | 1.0518e-09 | 5.259e-10 | 1.3523e-09 | 10472.8261 | 280.5544 | 10192.2718 | 0 | 0 | 0 | 0 | 8.7614e-07 |  | 1.1015e-05 | 0 | 1.1015e-05 | 5.5077e-06 | 0 | 5.5077e-06 | 1.4163e-05 | 0 | 1.4163e-05 | [16 empty] | 7.3.1.3 Ignition probability mapping showing the probability of ignition along the electric lines and equipmentWLDFRAggregatedAggregated | WLDFR | HFTD - Distribution - Tier 2 - 4QU CoRE ¦ 2QU LoRE | Red Flag Warning - Large Fires | Aggregated | Aggregated | 2046 | 2.7792e-05 | 0 | 574.6424 | 0.01597 | 2046 | Mitigation | 0.08575 | 30 | 0 | esc | 0.0012005 | 3.3364e-08 | 0.00060025 | 1.6682e-08 | 0.0015435 | 4.2896e-08
[79 empty] | WLDFR | HFTD - Distribution - Tier 2 - 4QU CoRE ¦ 2QU LoRE | Non-Red Flag Warning - Destructive Fires | 2040 | 1.0518e-09 | 5.259e-10 | 1.3523e-09 | 10472.8261 | 280.5544 | 10192.2718 | 0 | 0 | 0 | 0 | 8.7614e-07 |  | 1.1015e-05 | 0 | 1.1015e-05 | 5.5077e-06 | 0 | 5.5077e-06 | 1.4163e-05 | 0 | 1.4163e-05 | [16 empty] | 7.3.1.3 Ignition probability mapping showing the probability of ignition along the electric lines and equipmentWLDFRAggregatedAggregated | WLDFR | HFTD - Distribution - Tier 2 - 4QU CoRE ¦ 2QU LoRE | Red Flag Warning - Large Fires | Aggregated | Aggregated | 2047 | 2.7792e-05 | 0 | 574.6424 | 0.01597 | 2047 | Mitigation | 0.08575 | 30 | 0 | esc | 0.0012005 | 3.3364e-08 | 0.00060025 | 1.6682e-08 | 0.0015435 | 4.2896e-08
[79 empty] | WLDFR | HFTD - Distribution - Tier 2 - 4QU CoRE ¦ 2QU LoRE | Non-Red Flag Warning - Destructive Fires | 2041 | 1.0518e-09 | 5.259e-10 | 1.3523e-09 | 10472.8261 | 280.5544 | 10192.2718 | 0 | 0 | 0 | 0 | 8.7614e-07 |  | 1.1015e-05 | 0 | 1.1015e-05 | 5.5077e-06 | 0 | 5.5077e-06 | 1.4163e-05 | 0 | 1.4163e-05 | [16 empty] | 7.3.1.3 Ignition probability mapping showing the probability of ignition along the electric lines and equipmentWLDFRAggregatedAggregated | WLDFR | HFTD - Distribution - Tier 2 - 4QU CoRE ¦ 2QU LoRE | Red Flag Warning - Large Fires | Aggregated | Aggregated | 2048 | 2.7792e-05 | 0 | 574.6424 | 0.01597 | 2048 | Mitigation | 0.08575 | 30 | 0 | esc | 0.0012005 | 3.3364e-08 | 0.00060025 | 1.6682e-08 | 0.0015435 | 4.2896e-08
[79 empty] | WLDFR | HFTD - Distribution - Tier 2 - 4QU CoRE ¦ 2QU LoRE | Non-Red Flag Warning - Destructive Fires | 2042 | 1.0518e-09 | 5.259e-10 | 1.3523e-09 | 10472.8261 | 280.5544 | 10192.2718 | 0 | 0 | 0 | 0 | 8.7614e-07 |  | 1.1015e-05 | 0 | 1.1015e-05 | 5.5077e-06 | 0 | 5.5077e-06 | 1.4163e-05 | 0 | 1.4163e-05 | [16 empty] | 7.3.1.3 Ignition probability mapping showing the probability of ignition along the electric lines and equipmentWLDFRAggregatedAggregated | WLDFR | HFTD - Distribution - Tier 2 - 4QU CoRE ¦ 2QU LoRE | Red Flag Warning - Large Fires | Aggregated | Aggregated | 2049 | 2.7792e-05 | 0 | 574.6424 | 0.01597 | 2049 | Mitigation | 0.08575 | 30 | 0 | esc | 0.0012005 | 3.3364e-08 | 0.00060025 | 1.6682e-08 | 0.0015435 | 4.2896e-08
[79 empty] | WLDFR | HFTD - Distribution - Tier 2 - 4QU CoRE ¦ 2QU LoRE | Non-Red Flag Warning - Destructive Fires | 2043 | 1.0518e-09 | 5.259e-10 | 1.3523e-09 | 10992.1562 | 299.42 | 10692.7362 | 0 | 0 | 0 | 0 | 8.7614e-07 |  | 1.1562e-05 | 0 | 1.1562e-05 | 5.7808e-06 | 0 | 5.7808e-06 | 1.4865e-05 | 0 | 1.4865e-05 | [16 empty] | 7.3.1.3 Ignition probability mapping showing the probability of ignition along the electric lines and equipmentWLDFRAggregatedAggregated | WLDFR | HFTD - Distribution - Tier 2 - 4QU CoRE ¦ 2QU LoRE | Red Flag Warning - Large Fires | Aggregated | Aggregated | 2050 | 2.7792e-05 | 0 | 574.6424 | 0.01597 | 2050 | Mitigation | 0.08575 | 30 | 0 | esc | 0 | 0 | 0.00060025 | 1.6682e-08 | 0.0015435 | 4.2896e-08
[79 empty] | WLDFR | HFTD - Distribution - Tier 2 - 4QU CoRE ¦ 2QU LoRE | Non-Red Flag Warning - Destructive Fires | 2044 | 1.0518e-09 | 5.259e-10 | 1.3523e-09 | 10992.1562 | 299.42 | 10692.7362 | 0 | 0 | 0 | 0 | 8.7614e-07 |  | 1.1562e-05 | 0 | 1.1562e-05 | 5.7808e-06 | 0 | 5.7808e-06 | 1.4865e-05 | 0 | 1.4865e-05 | [16 empty] | 7.3.1.3 Ignition probability mapping showing the probability of ignition along the electric lines and equipmentWLDFRAggregatedAggregated | WLDFR | HFTD - Distribution - Tier 2 - 4QU CoRE ¦ 2QU LoRE | Red Flag Warning - Large Fires | Aggregated | Aggregated | 2051 | 2.7792e-05 | 0 | 574.6424 | 0.01597 | 2051 | Mitigation | 0.08575 | 30 | 0 | esc | 0 | 0 | 0 | 0 | 0.0015435 | 4.2896e-08
[79 empty] | WLDFR | HFTD - Distribution - Tier 2 - 4QU CoRE ¦ 2QU LoRE | Non-Red Flag Warning - Destructive Fires | 2045 | 1.0518e-09 | 5.259e-10 | 1.3523e-09 | 10992.1562 | 299.42 | 10692.7362 | 0 | 0 | 0 | 0 | 8.7614e-07 |  | 1.1562e-05 | 0 | 1.1562e-05 | 5.7808e-06 | 0 | 5.7808e-06 | 1.4865e-05 | 0 | 1.4865e-05 | [16 empty] | 7.3.1.3 Ignition probability mapping showing the probability of ignition along the electric lines and equipmentWLDFRAggregatedAggregated | WLDFR | HFTD - Distribution - Tier 2 - 4QU CoRE ¦ 2QU LoRE | Red Flag Warning - Small Fires | Aggregated | Aggregated | 2021 | 0.00075216 | 0 | 574.6424 | 0.43222 | 2021 | Mitigation | 0.08575 | 30 | 0 | esc | 0.0012005 | 9.0297e-07 | 0.00060025 | 4.5148e-07 | 0 | 0
[79 empty] | WLDFR | HFTD - Distribution - Tier 2 - 4QU CoRE ¦ 2QU LoRE | Non-Red Flag Warning - Destructive Fires | 2046 | 1.0518e-09 | 5.259e-10 | 1.3523e-09 | 10992.1562 | 299.42 | 10692.7362 | 0 | 0 | 0 | 0 | 8.7614e-07 |  | 1.1562e-05 | 0 | 1.1562e-05 | 5.7808e-06 | 0 | 5.7808e-06 | 1.4865e-05 | 0 | 1.4865e-05 | [16 empty] | 7.3.1.3 Ignition probability mapping showing the probability of ignition along the electric lines and equipmentWLDFRAggregatedAggregated | WLDFR | HFTD - Distribution - Tier 2 - 4QU CoRE ¦ 2QU LoRE | Red Flag Warning - Small Fires | Aggregated | Aggregated | 2022 | 0.00075216 | 0 | 574.6424 | 0.43222 | 2022 | Mitigation | 0.08575 | 30 | 0 | esc | 0.0012005 | 9.0297e-07 | 0.00060025 | 4.5148e-07 | 0.0015435 | 1.161e-06
[79 empty] | WLDFR | HFTD - Distribution - Tier 2 - 4QU CoRE ¦ 2QU LoRE | Non-Red Flag Warning - Destructive Fires | 2047 | 1.0518e-09 | 5.259e-10 | 1.3523e-09 | 10992.1562 | 299.42 | 10692.7362 | 0 | 0 | 0 | 0 | 8.7614e-07 |  | 1.1562e-05 | 0 | 1.1562e-05 | 5.7808e-06 | 0 | 5.7808e-06 | 1.4865e-05 | 0 | 1.4865e-05 | [16 empty] | 7.3.1.3 Ignition probability mapping showing the probability of ignition along the electric lines and equipmentWLDFRAggregatedAggregated | WLDFR | HFTD - Distribution - Tier 2 - 4QU CoRE ¦ 2QU LoRE | Red Flag Warning - Small Fires | Aggregated | Aggregated | 2023 | 0.00075216 | 0 | 574.6424 | 0.43222 | 2023 | Mitigation | 0.08575 | 30 | 0 | esc | 0.0012005 | 9.0297e-07 | 0.00060025 | 4.5148e-07 | 0.0015435 | 1.161e-06
[79 empty] | WLDFR | HFTD - Distribution - Tier 2 - 4QU CoRE ¦ 2QU LoRE | Non-Red Flag Warning - Destructive Fires | 2048 | 1.0518e-09 | 5.259e-10 | 1.3523e-09 | 11536.0538 | 319.4911 | 11216.5626 | 0 | 0 | 0 | 0 | 8.7614e-07 |  | 1.2134e-05 | 0 | 1.2134e-05 | 6.0668e-06 | 0 | 6.0668e-06 | 1.56e-05 | 0 | 1.56e-05 | [16 empty] | 7.3.1.3 Ignition probability mapping showing the probability of ignition along the electric lines and equipmentWLDFRAggregatedAggregated | WLDFR | HFTD - Distribution - Tier 2 - 4QU CoRE ¦ 2QU LoRE | Red Flag Warning - Small Fires | Aggregated | Aggregated | 2024 | 0.00075216 | 0 | 574.6424 | 0.43222 | 2024 | Mitigation | 0.08575 | 30 | 0 | esc | 0.0012005 | 9.0297e-07 | 0.00060025 | 4.5148e-07 | 0.0015435 | 1.161e-06
[79 empty] | WLDFR | HFTD - Distribution - Tier 2 - 4QU CoRE ¦ 2QU LoRE | Non-Red Flag Warning - Destructive Fires | 2049 | 1.0518e-09 | 5.259e-10 | 1.3523e-09 | 11536.0538 | 319.4911 | 11216.5626 | 0 | 0 | 0 | 0 | 8.7614e-07 |  | 1.2134e-05 | 0 | 1.2134e-05 | 6.0668e-06 | 0 | 6.0668e-06 | 1.56e-05 | 0 | 1.56e-05 | [16 empty] | 7.3.1.3 Ignition probability mapping showing the probability of ignition along the electric lines and equipmentWLDFRAggregatedAggregated | WLDFR | HFTD - Distribution - Tier 2 - 4QU CoRE ¦ 2QU LoRE | Red Flag Warning - Small Fires | Aggregated | Aggregated | 2025 | 0.00075216 | 0 | 574.6424 | 0.43222 | 2025 | Mitigation | 0.08575 | 30 | 0 | esc | 0.0012005 | 9.0297e-07 | 0.00060025 | 4.5148e-07 | 0.0015435 | 1.161e-06
[79 empty] | WLDFR | HFTD - Distribution - Tier 2 - 4QU CoRE ¦ 2QU LoRE | Non-Red Flag Warning - Destructive Fires | 2050 | 0 | 5.259e-10 | 1.3523e-09 | 11536.0538 | 319.4911 | 11216.5626 | 0 | 0 | 0 | 0 | 8.7614e-07 |  | 0 | 0 | 0 | 6.0668e-06 | 0 | 6.0668e-06 | 1.56e-05 | 0 | 1.56e-05 | [16 empty] | 7.3.1.3 Ignition probability mapping showing the probability of ignition along the electric lines and equipmentWLDFRAggregatedAggregated | WLDFR | HFTD - Distribution - Tier 2 - 4QU CoRE ¦ 2QU LoRE | Red Flag Warning - Small Fires | Aggregated | Aggregated | 2026 | 0.00075216 | 0 | 574.6424 | 0.43222 | 2026 | Mitigation | 0.08575 | 30 | 0 | esc | 0.0012005 | 9.0297e-07 | 0.00060025 | 4.5148e-07 | 0.0015435 | 1.161e-06
[79 empty] | WLDFR | HFTD - Distribution - Tier 2 - 4QU CoRE ¦ 2QU LoRE | Non-Red Flag Warning - Destructive Fires | 2051 | 0 | 0 | 1.3523e-09 | 11536.0538 | 319.4911 | 11216.5626 | 0 | 0 | 0 | 0 | 8.7614e-07 |  | 0 | 0 | 0 | 0 | 0 | 0 | 1.56e-05 | 0 | 1.56e-05 | [16 empty] | 7.3.1.3 Ignition probability mapping showing the probability of ignition along the electric lines and equipmentWLDFRAggregatedAggregated | WLDFR | HFTD - Distribution - Tier 2 - 4QU CoRE ¦ 2QU LoRE | Red Flag Warning - Small Fires | Aggregated | Aggregated | 2027 | 0.00075216 | 0 | 574.6424 | 0.43222 | 2027 | Mitigation | 0.08575 | 30 | 0 | esc | 0.0012005 | 9.0297e-07 | 0.00060025 | 4.5148e-07 | 0.0015435 | 1.161e-06
[79 empty] | WLDFR | HFTD - Distribution - Tier 2 - 4QU CoRE ¦ 2QU LoRE | Non-Red Flag Warning - Large Fires | 2020 | 2.0581e-08 | 0 | 0 | 5.2406 | 0.69642 | 2.942 | 1.6022 | 0 | 0 | 0 | 1.7144e-05 |  | 1.0786e-07 | 0 | 1.0786e-07 | 0 | 0 | 0 | 0 | 0 | 0 | [16 empty] | 7.3.1.3 Ignition probability mapping showing the probability of ignition along the electric lines and equipmentWLDFRAggregatedAggregated | WLDFR | HFTD - Distribution - Tier 2 - 4QU CoRE ¦ 2QU LoRE | Red Flag Warning - Small Fires | Aggregated | Aggregated | 2028 | 0.00075216 | 0 | 574.6424 | 0.43222 | 2028 | Mitigation | 0.08575 | 30 | 0 | esc | 0.0012005 | 9.0297e-07 | 0.00060025 | 4.5148e-07 | 0.0015435 | 1.161e-06
[79 empty] | WLDFR | HFTD - Distribution - Tier 2 - 4QU CoRE ¦ 2QU LoRE | Non-Red Flag Warning - Large Fires | 2021 | 2.0581e-08 | 1.0291e-08 | 0 | 5.2406 | 0.69642 | 2.942 | 1.6022 | 0 | 0 | 0 | 1.7144e-05 |  | 1.0786e-07 | 0 | 1.0786e-07 | 5.3928e-08 | 0 | 5.3928e-08 | 0 | 0 | 0 | [16 empty] | 7.3.1.3 Ignition probability mapping showing the probability of ignition along the electric lines and equipmentWLDFRAggregatedAggregated | WLDFR | HFTD - Distribution - Tier 2 - 4QU CoRE ¦ 2QU LoRE | Red Flag Warning - Small Fires | Aggregated | Aggregated | 2029 | 0.00075216 | 0 | 574.6424 | 0.43222 | 2029 | Mitigation | 0.08575 | 30 | 0 | esc | 0.0012005 | 9.0297e-07 | 0.00060025 | 4.5148e-07 | 0.0015435 | 1.161e-06
[79 empty] | WLDFR | HFTD - Distribution - Tier 2 - 4QU CoRE ¦ 2QU LoRE | Non-Red Flag Warning - Large Fires | 2022 | 2.0581e-08 | 1.0291e-08 | 2.6462e-08 | 5.2406 | 0.69642 | 2.942 | 1.6022 | 0 | 0 | 0 | 1.7144e-05 |  | 1.0786e-07 | 0 | 1.0786e-07 | 5.3928e-08 | 0 | 5.3928e-08 | 1.3867e-07 | 0 | 1.3867e-07 | [16 empty] | 7.3.1.3 Ignition probability mapping showing the probability of ignition along the electric lines and equipmentWLDFRAggregatedAggregated | WLDFR | HFTD - Distribution - Tier 2 - 4QU CoRE ¦ 2QU LoRE | Red Flag Warning - Small Fires | Aggregated | Aggregated | 2030 | 0.00075216 | 0 | 574.6424 | 0.43222 | 2030 | Mitigation | 0.08575 | 30 | 0 | esc | 0.0012005 | 9.0297e-07 | 0.00060025 | 4.5148e-07 | 0.0015435 | 1.161e-06
[79 empty] | WLDFR | HFTD - Distribution - Tier 2 - 4QU CoRE ¦ 2QU LoRE | Non-Red Flag Warning - Large Fires | 2023 | 2.0581e-08 | 1.0291e-08 | 2.6462e-08 | 5.475 | 0.71896 | 3.0715 | 1.6846 | 0 | 0 | 0 | 1.7144e-05 |  | 1.1268e-07 | 0 | 1.1268e-07 | 5.6341e-08 | 0 | 5.6341e-08 | 1.4488e-07 | 0 | 1.4488e-07 | [16 empty] | 7.3.1.3 Ignition probability mapping showing the probability of ignition along the electric lines and equipmentWLDFRAggregatedAggregated | WLDFR | HFTD - Distribution - Tier 2 - 4QU CoRE ¦ 2QU LoRE | Red Flag Warning - Small Fires | Aggregated | Aggregated | 2031 | 0.00075216 | 0 | 574.6424 | 0.43222 | 2031 | Mitigation | 0.08575 | 30 | 0 | esc | 0.0012005 | 9.0297e-07 | 0.00060025 | 4.5148e-07 | 0.0015435 | 1.161e-06
[79 empty] | WLDFR | HFTD - Distribution - Tier 2 - 4QU CoRE ¦ 2QU LoRE | Non-Red Flag Warning - Large Fires | 2024 | 2.0581e-08 | 1.0291e-08 | 2.6462e-08 | 5.475 | 0.71896 | 3.0715 | 1.6846 | 0 | 0 | 0 | 1.7144e-05 |  | 1.1268e-07 | 0 | 1.1268e-07 | 5.6341e-08 | 0 | 5.6341e-08 | 1.4488e-07 | 0 | 1.4488e-07 | [16 empty] | 7.3.1.3 Ignition probability mapping showing the probability of ignition along the electric lines and equipmentWLDFRAggregatedAggregated | WLDFR | HFTD - Distribution - Tier 2 - 4QU CoRE ¦ 2QU LoRE | Red Flag Warning - Small Fires | Aggregated | Aggregated | 2032 | 0.00075216 | 0 | 574.6424 | 0.43222 | 2032 | Mitigation | 0.08575 | 30 | 0 | esc | 0.0012005 | 9.0297e-07 | 0.00060025 | 4.5148e-07 | 0.0015435 | 1.161e-06
[79 empty] | WLDFR | HFTD - Distribution - Tier 2 - 4QU CoRE ¦ 2QU LoRE | Non-Red Flag Warning - Large Fires | 2025 | 2.0581e-08 | 1.0291e-08 | 2.6462e-08 | 5.475 | 0.71896 | 3.0715 | 1.6846 | 0 | 0 | 0 | 1.7144e-05 |  | 1.1268e-07 | 0 | 1.1268e-07 | 5.6341e-08 | 0 | 5.6341e-08 | 1.4488e-07 | 0 | 1.4488e-07 | [16 empty] | 7.3.1.3 Ignition probability mapping showing the probability of ignition along the electric lines and equipmentWLDFRAggregatedAggregated | WLDFR | HFTD - Distribution - Tier 2 - 4QU CoRE ¦ 2QU LoRE | Red Flag Warning - Small Fires | Aggregated | Aggregated | 2033 | 0.00075216 | 0 | 574.6424 | 0.43222 | 2033 | Mitigation | 0.08575 | 30 | 0 | esc | 0.0012005 | 9.0297e-07 | 0.00060025 | 4.5148e-07 | 0.0015435 | 1.161e-06
[79 empty] | WLDFR | HFTD - Distribution - Tier 2 - 4QU CoRE ¦ 2QU LoRE | Non-Red Flag Warning - Large Fires | 2026 | 2.0581e-08 | 1.0291e-08 | 2.6462e-08 | 5.475 | 0.71896 | 3.0715 | 1.6846 | 0 | 0 | 0 | 1.7144e-05 |  | 1.1268e-07 | 0 | 1.1268e-07 | 5.6341e-08 | 0 | 5.6341e-08 | 1.4488e-07 | 0 | 1.4488e-07 | [16 empty] | 7.3.1.3 Ignition probability mapping showing the probability of ignition along the electric lines and equipmentWLDFRAggregatedAggregated | WLDFR | HFTD - Distribution - Tier 2 - 4QU CoRE ¦ 2QU LoRE | Red Flag Warning - Small Fires | Aggregated | Aggregated | 2034 | 0.00075216 | 0 | 574.6424 | 0.43222 | 2034 | Mitigation | 0.08575 | 30 | 0 | esc | 0.0012005 | 9.0297e-07 | 0.00060025 | 4.5148e-07 | 0.0015435 | 1.161e-06
[79 empty] | WLDFR | HFTD - Distribution - Tier 2 - 4QU CoRE ¦ 2QU LoRE | Non-Red Flag Warning - Large Fires | 2027 | 2.0581e-08 | 1.0291e-08 | 2.6462e-08 | 5.475 | 0.71896 | 3.0715 | 1.6846 | 0 | 0 | 0 | 1.7144e-05 |  | 1.1268e-07 | 0 | 1.1268e-07 | 5.6341e-08 | 0 | 5.6341e-08 | 1.4488e-07 | 0 | 1.4488e-07 | [16 empty] | 7.3.1.3 Ignition probability mapping showing the probability of ignition along the electric lines and equipmentWLDFRAggregatedAggregated | WLDFR | HFTD - Distribution - Tier 2 - 4QU CoRE ¦ 2QU LoRE | Red Flag Warning - Small Fires | Aggregated | Aggregated | 2035 | 0.00075216 | 0 | 574.6424 | 0.43222 | 2035 | Mitigation | 0.08575 | 30 | 0 | esc | 0.0012005 | 9.0297e-07 | 0.00060025 | 4.5148e-07 | 0.0015435 | 1.161e-06
[79 empty] | WLDFR | HFTD - Distribution - Tier 2 - 4QU CoRE ¦ 2QU LoRE | Non-Red Flag Warning - Large Fires | 2028 | 2.0581e-08 | 1.0291e-08 | 2.6462e-08 | 5.777 | 0.74734 | 3.238 | 1.7917 | 0 | 0 | 0 | 1.7144e-05 |  | 1.189e-07 | 0 | 1.189e-07 | 5.9449e-08 | 0 | 5.9449e-08 | 1.5287e-07 | 0 | 1.5287e-07 | [16 empty] | 7.3.1.3 Ignition probability mapping showing the probability of ignition along the electric lines and equipmentWLDFRAggregatedAggregated | WLDFR | HFTD - Distribution - Tier 2 - 4QU CoRE ¦ 2QU LoRE | Red Flag Warning - Small Fires | Aggregated | Aggregated | 2036 | 0.00075216 | 0 | 574.6424 | 0.43222 | 2036 | Mitigation | 0.08575 | 30 | 0 | esc | 0.0012005 | 9.0297e-07 | 0.00060025 | 4.5148e-07 | 0.0015435 | 1.161e-06
[79 empty] | WLDFR | HFTD - Distribution - Tier 2 - 4QU CoRE ¦ 2QU LoRE | Non-Red Flag Warning - Large Fires | 2029 | 2.0581e-08 | 1.0291e-08 | 2.6462e-08 | 5.777 | 0.74734 | 3.238 | 1.7917 | 0 | 0 | 0 | 1.7144e-05 |  | 1.189e-07 | 0 | 1.189e-07 | 5.9449e-08 | 0 | 5.9449e-08 | 1.5287e-07 | 0 | 1.5287e-07 | [16 empty] | 7.3.1.3 Ignition probability mapping showing the probability of ignition along the electric lines and equipmentWLDFRAggregatedAggregated | WLDFR | HFTD - Distribution - Tier 2 - 4QU CoRE ¦ 2QU LoRE | Red Flag Warning - Small Fires | Aggregated | Aggregated | 2037 | 0.00075216 | 0 | 574.6424 | 0.43222 | 2037 | Mitigation | 0.08575 | 30 | 0 | esc | 0.0012005 | 9.0297e-07 | 0.00060025 | 4.5148e-07 | 0.0015435 | 1.161e-06
[79 empty] | WLDFR | HFTD - Distribution - Tier 2 - 4QU CoRE ¦ 2QU LoRE | Non-Red Flag Warning - Large Fires | 2030 | 2.0581e-08 | 1.0291e-08 | 2.6462e-08 | 5.777 | 0.74734 | 3.238 | 1.7917 | 0 | 0 | 0 | 1.7144e-05 |  | 1.189e-07 | 0 | 1.189e-07 | 5.9449e-08 | 0 | 5.9449e-08 | 1.5287e-07 | 0 | 1.5287e-07 | [16 empty] | 7.3.1.3 Ignition probability mapping showing the probability of ignition along the electric lines and equipmentWLDFRAggregatedAggregated | WLDFR | HFTD - Distribution - Tier 2 - 4QU CoRE ¦ 2QU LoRE | Red Flag Warning - Small Fires | Aggregated | Aggregated | 2038 | 0.00075216 | 0 | 574.6424 | 0.43222 | 2038 | Mitigation | 0.08575 | 30 | 0 | esc | 0.0012005 | 9.0297e-07 | 0.00060025 | 4.5148e-07 | 0.0015435 | 1.161e-06
[79 empty] | WLDFR | HFTD - Distribution - Tier 2 - 4QU CoRE ¦ 2QU LoRE | Non-Red Flag Warning - Large Fires | 2031 | 2.0581e-08 | 1.0291e-08 | 2.6462e-08 | 5.777 | 0.74734 | 3.238 | 1.7917 | 0 | 0 | 0 | 1.7144e-05 |  | 1.189e-07 | 0 | 1.189e-07 | 5.9449e-08 | 0 | 5.9449e-08 | 1.5287e-07 | 0 | 1.5287e-07 | [16 empty] | 7.3.1.3 Ignition probability mapping showing the probability of ignition along the electric lines and equipmentWLDFRAggregatedAggregated | WLDFR | HFTD - Distribution - Tier 2 - 4QU CoRE ¦ 2QU LoRE | Red Flag Warning - Small Fires | Aggregated | Aggregated | 2039 | 0.00075216 | 0 | 574.6424 | 0.43222 | 2039 | Mitigation | 0.08575 | 30 | 0 | esc | 0.0012005 | 9.0297e-07 | 0.00060025 | 4.5148e-07 | 0.0015435 | 1.161e-06
[79 empty] | WLDFR | HFTD - Distribution - Tier 2 - 4QU CoRE ¦ 2QU LoRE | Non-Red Flag Warning - Large Fires | 2032 | 2.0581e-08 | 1.0291e-08 | 2.6462e-08 | 5.777 | 0.74734 | 3.238 | 1.7917 | 0 | 0 | 0 | 1.7144e-05 |  | 1.189e-07 | 0 | 1.189e-07 | 5.9449e-08 | 0 | 5.9449e-08 | 1.5287e-07 | 0 | 1.5287e-07 | [16 empty] | 7.3.1.3 Ignition probability mapping showing the probability of ignition along the electric lines and equipmentWLDFRAggregatedAggregated | WLDFR | HFTD - Distribution - Tier 2 - 4QU CoRE ¦ 2QU LoRE | Red Flag Warning - Small Fires | Aggregated | Aggregated | 2040 | 0.00075216 | 0 | 574.6424 | 0.43222 | 2040 | Mitigation | 0.08575 | 30 | 0 | esc | 0.0012005 | 9.0297e-07 | 0.00060025 | 4.5148e-07 | 0.0015435 | 1.161e-06
[79 empty] | WLDFR | HFTD - Distribution - Tier 2 - 4QU CoRE ¦ 2QU LoRE | Non-Red Flag Warning - Large Fires | 2033 | 2.0581e-08 | 1.0291e-08 | 2.6462e-08 | 6.1205 | 0.77885 | 3.4265 | 1.9151 | 0 | 0 | 0 | 1.7144e-05 |  | 1.2597e-07 | 0 | 1.2597e-07 | 6.2984e-08 | 0 | 6.2984e-08 | 1.6196e-07 | 0 | 1.6196e-07 | [16 empty] | 7.3.1.3 Ignition probability mapping showing the probability of ignition along the electric lines and equipmentWLDFRAggregatedAggregated | WLDFR | HFTD - Distribution - Tier 2 - 4QU CoRE ¦ 2QU LoRE | Red Flag Warning - Small Fires | Aggregated | Aggregated | 2041 | 0.00075216 | 0 | 574.6424 | 0.43222 | 2041 | Mitigation | 0.08575 | 30 | 0 | esc | 0.0012005 | 9.0297e-07 | 0.00060025 | 4.5148e-07 | 0.0015435 | 1.161e-06
[79 empty] | WLDFR | HFTD - Distribution - Tier 2 - 4QU CoRE ¦ 2QU LoRE | Non-Red Flag Warning - Large Fires | 2034 | 2.0581e-08 | 1.0291e-08 | 2.6462e-08 | 6.1205 | 0.77885 | 3.4265 | 1.9151 | 0 | 0 | 0 | 1.7144e-05 |  | 1.2597e-07 | 0 | 1.2597e-07 | 6.2984e-08 | 0 | 6.2984e-08 | 1.6196e-07 | 0 | 1.6196e-07 | [16 empty] | 7.3.1.3 Ignition probability mapping showing the probability of ignition along the electric lines and equipmentWLDFRAggregatedAggregated | WLDFR | HFTD - Distribution - Tier 2 - 4QU CoRE ¦ 2QU LoRE | Red Flag Warning - Small Fires | Aggregated | Aggregated | 2042 | 0.00075216 | 0 | 574.6424 | 0.43222 | 2042 | Mitigation | 0.08575 | 30 | 0 | esc | 0.0012005 | 9.0297e-07 | 0.00060025 | 4.5148e-07 | 0.0015435 | 1.161e-06
[79 empty] | WLDFR | HFTD - Distribution - Tier 2 - 4QU CoRE ¦ 2QU LoRE | Non-Red Flag Warning - Large Fires | 2035 | 2.0581e-08 | 1.0291e-08 | 2.6462e-08 | 6.1205 | 0.77885 | 3.4265 | 1.9151 | 0 | 0 | 0 | 1.7144e-05 |  | 1.2597e-07 | 0 | 1.2597e-07 | 6.2984e-08 | 0 | 6.2984e-08 | 1.6196e-07 | 0 | 1.6196e-07 | [16 empty] | 7.3.1.3 Ignition probability mapping showing the probability of ignition along the electric lines and equipmentWLDFRAggregatedAggregated | WLDFR | HFTD - Distribution - Tier 2 - 4QU CoRE ¦ 2QU LoRE | Red Flag Warning - Small Fires | Aggregated | Aggregated | 2043 | 0.00075216 | 0 | 574.6424 | 0.43222 | 2043 | Mitigation | 0.08575 | 30 | 0 | esc | 0.0012005 | 9.0297e-07 | 0.00060025 | 4.5148e-07 | 0.0015435 | 1.161e-06
[79 empty] | WLDFR | HFTD - Distribution - Tier 2 - 4QU CoRE ¦ 2QU LoRE | Non-Red Flag Warning - Large Fires | 2036 | 2.0581e-08 | 1.0291e-08 | 2.6462e-08 | 6.1205 | 0.77885 | 3.4265 | 1.9151 | 0 | 0 | 0 | 1.7144e-05 |  | 1.2597e-07 | 0 | 1.2597e-07 | 6.2984e-08 | 0 | 6.2984e-08 | 1.6196e-07 | 0 | 1.6196e-07 | [16 empty] | 7.3.1.3 Ignition probability mapping showing the probability of ignition along the electric lines and equipmentWLDFRAggregatedAggregated | WLDFR | HFTD - Distribution - Tier 2 - 4QU CoRE ¦ 2QU LoRE | Red Flag Warning - Small Fires | Aggregated | Aggregated | 2044 | 0.00075216 | 0 | 574.6424 | 0.43222 | 2044 | Mitigation | 0.08575 | 30 | 0 | esc | 0.0012005 | 9.0297e-07 | 0.00060025 | 4.5148e-07 | 0.0015435 | 1.161e-06
[79 empty] | WLDFR | HFTD - Distribution - Tier 2 - 4QU CoRE ¦ 2QU LoRE | Non-Red Flag Warning - Large Fires | 2037 | 2.0581e-08 | 1.0291e-08 | 2.6462e-08 | 6.1205 | 0.77885 | 3.4265 | 1.9151 | 0 | 0 | 0 | 1.7144e-05 |  | 1.2597e-07 | 0 | 1.2597e-07 | 6.2984e-08 | 0 | 6.2984e-08 | 1.6196e-07 | 0 | 1.6196e-07 | [16 empty] | 7.3.1.3 Ignition probability mapping showing the probability of ignition along the electric lines and equipmentWLDFRAggregatedAggregated | WLDFR | HFTD - Distribution - Tier 2 - 4QU CoRE ¦ 2QU LoRE | Red Flag Warning - Small Fires | Aggregated | Aggregated | 2045 | 0.00075216 | 0 | 574.6424 | 0.43222 | 2045 | Mitigation | 0.08575 | 30 | 0 | esc | 0.0012005 | 9.0297e-07 | 0.00060025 | 4.5148e-07 | 0.0015435 | 1.161e-06
[79 empty] | WLDFR | HFTD - Distribution - Tier 2 - 4QU CoRE ¦ 2QU LoRE | Non-Red Flag Warning - Large Fires | 2038 | 2.0581e-08 | 1.0291e-08 | 2.6462e-08 | 6.5028 | 0.81304 | 3.6355 | 2.0543 | 0 | 0 | 0 | 1.7144e-05 |  | 1.3384e-07 | 0 | 1.3384e-07 | 6.6918e-08 | 0 | 6.6918e-08 | 1.7207e-07 | 0 | 1.7207e-07 | [16 empty] | 7.3.1.3 Ignition probability mapping showing the probability of ignition along the electric lines and equipmentWLDFRAggregatedAggregated | WLDFR | HFTD - Distribution - Tier 2 - 4QU CoRE ¦ 2QU LoRE | Red Flag Warning - Small Fires | Aggregated | Aggregated | 2046 | 0.00075216 | 0 | 574.6424 | 0.43222 | 2046 | Mitigation | 0.08575 | 30 | 0 | esc | 0.0012005 | 9.0297e-07 | 0.00060025 | 4.5148e-07 | 0.0015435 | 1.161e-06
[79 empty] | WLDFR | HFTD - Distribution - Tier 2 - 4QU CoRE ¦ 2QU LoRE | Non-Red Flag Warning - Large Fires | 2039 | 2.0581e-08 | 1.0291e-08 | 2.6462e-08 | 6.5028 | 0.81304 | 3.6355 | 2.0543 | 0 | 0 | 0 | 1.7144e-05 |  | 1.3384e-07 | 0 | 1.3384e-07 | 6.6918e-08 | 0 | 6.6918e-08 | 1.7207e-07 | 0 | 1.7207e-07 | [16 empty] | 7.3.1.3 Ignition probability mapping showing the probability of ignition along the electric lines and equipmentWLDFRAggregatedAggregated | WLDFR | HFTD - Distribution - Tier 2 - 4QU CoRE ¦ 2QU LoRE | Red Flag Warning - Small Fires | Aggregated | Aggregated | 2047 | 0.00075216 | 0 | 574.6424 | 0.43222 | 2047 | Mitigation | 0.08575 | 30 | 0 | esc | 0.0012005 | 9.0297e-07 | 0.00060025 | 4.5148e-07 | 0.0015435 | 1.161e-06
[79 empty] | WLDFR | HFTD - Distribution - Tier 2 - 4QU CoRE ¦ 2QU LoRE | Non-Red Flag Warning - Large Fires | 2040 | 2.0581e-08 | 1.0291e-08 | 2.6462e-08 | 6.5028 | 0.81304 | 3.6355 | 2.0543 | 0 | 0 | 0 | 1.7144e-05 |  | 1.3384e-07 | 0 | 1.3384e-07 | 6.6918e-08 | 0 | 6.6918e-08 | 1.7207e-07 | 0 | 1.7207e-07 | [16 empty] | 7.3.1.3 Ignition probability mapping showing the probability of ignition along the electric lines and equipmentWLDFRAggregatedAggregated | WLDFR | HFTD - Distribution - Tier 2 - 4QU CoRE ¦ 2QU LoRE | Red Flag Warning - Small Fires | Aggregated | Aggregated | 2048 | 0.00075216 | 0 | 574.6424 | 0.43222 | 2048 | Mitigation | 0.08575 | 30 | 0 | esc | 0.0012005 | 9.0297e-07 | 0.00060025 | 4.5148e-07 | 0.0015435 | 1.161e-06
[79 empty] | WLDFR | HFTD - Distribution - Tier 2 - 4QU CoRE ¦ 2QU LoRE | Non-Red Flag Warning - Large Fires | 2041 | 2.0581e-08 | 1.0291e-08 | 2.6462e-08 | 6.5028 | 0.81304 | 3.6355 | 2.0543 | 0 | 0 | 0 | 1.7144e-05 |  | 1.3384e-07 | 0 | 1.3384e-07 | 6.6918e-08 | 0 | 6.6918e-08 | 1.7207e-07 | 0 | 1.7207e-07 | [16 empty] | 7.3.1.3 Ignition probability mapping showing the probability of ignition along the electric lines and equipmentWLDFRAggregatedAggregated | WLDFR | HFTD - Distribution - Tier 2 - 4QU CoRE ¦ 2QU LoRE | Red Flag Warning - Small Fires | Aggregated | Aggregated | 2049 | 0.00075216 | 0 | 574.6424 | 0.43222 | 2049 | Mitigation | 0.08575 | 30 | 0 | esc | 0.0012005 | 9.0297e-07 | 0.00060025 | 4.5148e-07 | 0.0015435 | 1.161e-06
[79 empty] | WLDFR | HFTD - Distribution - Tier 2 - 4QU CoRE ¦ 2QU LoRE | Non-Red Flag Warning - Large Fires | 2042 | 2.0581e-08 | 1.0291e-08 | 2.6462e-08 | 6.5028 | 0.81304 | 3.6355 | 2.0543 | 0 | 0 | 0 | 1.7144e-05 |  | 1.3384e-07 | 0 | 1.3384e-07 | 6.6918e-08 | 0 | 6.6918e-08 | 1.7207e-07 | 0 | 1.7207e-07 | [16 empty] | 7.3.1.3 Ignition probability mapping showing the probability of ignition along the electric lines and equipmentWLDFRAggregatedAggregated | WLDFR | HFTD - Distribution - Tier 2 - 4QU CoRE ¦ 2QU LoRE | Red Flag Warning - Small Fires | Aggregated | Aggregated | 2050 | 0.00075216 | 0 | 574.6424 | 0.43222 | 2050 | Mitigation | 0.08575 | 30 | 0 | esc | 0 | 0 | 0.00060025 | 4.5148e-07 | 0.0015435 | 1.161e-06
[79 empty] | WLDFR | HFTD - Distribution - Tier 2 - 4QU CoRE ¦ 2QU LoRE | Non-Red Flag Warning - Large Fires | 2043 | 2.0581e-08 | 1.0291e-08 | 2.6462e-08 | 6.9209 | 0.84944 | 3.8632 | 2.2083 | 0 | 0 | 0 | 1.7144e-05 |  | 1.4244e-07 | 0 | 1.4244e-07 | 7.1221e-08 | 0 | 7.1221e-08 | 1.8314e-07 | 0 | 1.8314e-07 | [16 empty] | 7.3.1.3 Ignition probability mapping showing the probability of ignition along the electric lines and equipmentWLDFRAggregatedAggregated | WLDFR | HFTD - Distribution - Tier 2 - 4QU CoRE ¦ 2QU LoRE | Red Flag Warning - Small Fires | Aggregated | Aggregated | 2051 | 0.00075216 | 0 | 574.6424 | 0.43222 | 2051 | Mitigation | 0.08575 | 30 | 0 | esc | 0 | 0 | 0 | 0 | 0.0015435 | 1.161e-06
[79 empty] | WLDFR | HFTD - Distribution - Tier 2 - 4QU CoRE ¦ 2QU LoRE | Non-Red Flag Warning - Large Fires | 2044 | 2.0581e-08 | 1.0291e-08 | 2.6462e-08 | 6.9209 | 0.84944 | 3.8632 | 2.2083 | 0 | 0 | 0 | 1.7144e-05 |  | 1.4244e-07 | 0 | 1.4244e-07 | 7.1221e-08 | 0 | 7.1221e-08 | 1.8314e-07 | 0 | 1.8314e-07 | [16 empty] | 7.3.1.3 Ignition probability mapping showing the probability of ignition along the electric lines and equipmentWLDFRAggregatedAggregated | WLDFR | HFTD - Distribution - Tier 2 - 4QU CoRE ¦ 2QU LoRE | Seismic - Non-Red Flag Warning - Catastrophic Fires | Aggregated | Aggregated | 2021 | 2.1516e-10 | 0 | 574.6424 | 1.2364e-07 | 2021 | Mitigation | 0.08575 | 30 | 0 | esc | 0.0012005 | 2.583e-13 | 0.00060025 | 1.2915e-13 | 0 | 0
[79 empty] | WLDFR | HFTD - Distribution - Tier 2 - 4QU CoRE ¦ 2QU LoRE | Non-Red Flag Warning - Large Fires | 2045 | 2.0581e-08 | 1.0291e-08 | 2.6462e-08 | 6.9209 | 0.84944 | 3.8632 | 2.2083 | 0 | 0 | 0 | 1.7144e-05 |  | 1.4244e-07 | 0 | 1.4244e-07 | 7.1221e-08 | 0 | 7.1221e-08 | 1.8314e-07 | 0 | 1.8314e-07 | [16 empty] | 7.3.1.3 Ignition probability mapping showing the probability of ignition along the electric lines and equipmentWLDFRAggregatedAggregated | WLDFR | HFTD - Distribution - Tier 2 - 4QU CoRE ¦ 2QU LoRE | Seismic - Non-Red Flag Warning - Catastrophic Fires | Aggregated | Aggregated | 2022 | 2.1516e-10 | 0 | 574.6424 | 1.2364e-07 | 2022 | Mitigation | 0.08575 | 30 | 0 | esc | 0.0012005 | 2.583e-13 | 0.00060025 | 1.2915e-13 | 0.0015435 | 3.321e-13
[79 empty] | WLDFR | HFTD - Distribution - Tier 2 - 4QU CoRE ¦ 2QU LoRE | Non-Red Flag Warning - Large Fires | 2046 | 2.0581e-08 | 1.0291e-08 | 2.6462e-08 | 6.9209 | 0.84944 | 3.8632 | 2.2083 | 0 | 0 | 0 | 1.7144e-05 |  | 1.4244e-07 | 0 | 1.4244e-07 | 7.1221e-08 | 0 | 7.1221e-08 | 1.8314e-07 | 0 | 1.8314e-07 | [16 empty] | 7.3.1.3 Ignition probability mapping showing the probability of ignition along the electric lines and equipmentWLDFRAggregatedAggregated | WLDFR | HFTD - Distribution - Tier 2 - 4QU CoRE ¦ 2QU LoRE | Seismic - Non-Red Flag Warning - Catastrophic Fires | Aggregated | Aggregated | 2023 | 2.1516e-10 | 0 | 574.6424 | 1.2364e-07 | 2023 | Mitigation | 0.08575 | 30 | 0 | esc | 0.0012005 | 2.583e-13 | 0.00060025 | 1.2915e-13 | 0.0015435 | 3.321e-13
[79 empty] | WLDFR | HFTD - Distribution - Tier 2 - 4QU CoRE ¦ 2QU LoRE | Non-Red Flag Warning - Large Fires | 2047 | 2.0581e-08 | 1.0291e-08 | 2.6462e-08 | 6.9209 | 0.84944 | 3.8632 | 2.2083 | 0 | 0 | 0 | 1.7144e-05 |  | 1.4244e-07 | 0 | 1.4244e-07 | 7.1221e-08 | 0 | 7.1221e-08 | 1.8314e-07 | 0 | 1.8314e-07 | [16 empty] | 7.3.1.3 Ignition probability mapping showing the probability of ignition along the electric lines and equipmentWLDFRAggregatedAggregated | WLDFR | HFTD - Distribution - Tier 2 - 4QU CoRE ¦ 2QU LoRE | Seismic - Non-Red Flag Warning - Catastrophic Fires | Aggregated | Aggregated | 2024 | 2.1516e-10 | 0 | 574.6424 | 1.2364e-07 | 2024 | Mitigation | 0.08575 | 30 | 0 | esc | 0.0012005 | 2.583e-13 | 0.00060025 | 1.2915e-13 | 0.0015435 | 3.321e-13
[79 empty] | WLDFR | HFTD - Distribution - Tier 2 - 4QU CoRE ¦ 2QU LoRE | Non-Red Flag Warning - Large Fires | 2048 | 2.0581e-08 | 1.0291e-08 | 2.6462e-08 | 7.3713 | 0.88759 | 4.1075 | 2.3763 | 0 | 0 | 0 | 1.7144e-05 |  | 1.5171e-07 | 0 | 1.5171e-07 | 7.5856e-08 | 0 | 7.5856e-08 | 1.9506e-07 | 0 | 1.9506e-07 | [16 empty] | 7.3.1.3 Ignition probability mapping showing the probability of ignition along the electric lines and equipmentWLDFRAggregatedAggregated | WLDFR | HFTD - Distribution - Tier 2 - 4QU CoRE ¦ 2QU LoRE | Seismic - Non-Red Flag Warning - Catastrophic Fires | Aggregated | Aggregated | 2025 | 2.1516e-10 | 0 | 574.6424 | 1.2364e-07 | 2025 | Mitigation | 0.08575 | 30 | 0 | esc | 0.0012005 | 2.583e-13 | 0.00060025 | 1.2915e-13 | 0.0015435 | 3.321e-13
[79 empty] | WLDFR | HFTD - Distribution - Tier 2 - 4QU CoRE ¦ 2QU LoRE | Non-Red Flag Warning - Large Fires | 2049 | 2.0581e-08 | 1.0291e-08 | 2.6462e-08 | 7.3713 | 0.88759 | 4.1075 | 2.3763 | 0 | 0 | 0 | 1.7144e-05 |  | 1.5171e-07 | 0 | 1.5171e-07 | 7.5856e-08 | 0 | 7.5856e-08 | 1.9506e-07 | 0 | 1.9506e-07 | [16 empty] | 7.3.1.3 Ignition probability mapping showing the probability of ignition along the electric lines and equipmentWLDFRAggregatedAggregated | WLDFR | HFTD - Distribution - Tier 2 - 4QU CoRE ¦ 2QU LoRE | Seismic - Non-Red Flag Warning - Catastrophic Fires | Aggregated | Aggregated | 2026 | 2.1516e-10 | 0 | 574.6424 | 1.2364e-07 | 2026 | Mitigation | 0.08575 | 30 | 0 | esc | 0.0012005 | 2.583e-13 | 0.00060025 | 1.2915e-13 | 0.0015435 | 3.321e-13
[79 empty] | WLDFR | HFTD - Distribution - Tier 2 - 4QU CoRE ¦ 2QU LoRE | Non-Red Flag Warning - Large Fires | 2050 | 0 | 1.0291e-08 | 2.6462e-08 | 7.3713 | 0.88759 | 4.1075 | 2.3763 | 0 | 0 | 0 | 1.7144e-05 |  | 0 | 0 | 0 | 7.5856e-08 | 0 | 7.5856e-08 | 1.9506e-07 | 0 | 1.9506e-07 | [16 empty] | 7.3.1.3 Ignition probability mapping showing the probability of ignition along the electric lines and equipmentWLDFRAggregatedAggregated | WLDFR | HFTD - Distribution - Tier 2 - 4QU CoRE ¦ 2QU LoRE | Seismic - Non-Red Flag Warning - Catastrophic Fires | Aggregated | Aggregated | 2027 | 2.1516e-10 | 0 | 574.6424 | 1.2364e-07 | 2027 | Mitigation | 0.08575 | 30 | 0 | esc | 0.0012005 | 2.583e-13 | 0.00060025 | 1.2915e-13 | 0.0015435 | 3.321e-13
[79 empty] | WLDFR | HFTD - Distribution - Tier 2 - 4QU CoRE ¦ 2QU LoRE | Non-Red Flag Warning - Large Fires | 2051 | 0 | 0 | 2.6462e-08 | 7.3713 | 0.88759 | 4.1075 | 2.3763 | 0 | 0 | 0 | 1.7144e-05 |  | 0 | 0 | 0 | 0 | 0 | 0 | 1.9506e-07 | 0 | 1.9506e-07 | [16 empty] | 7.3.1.3 Ignition probability mapping showing the probability of ignition along the electric lines and equipmentWLDFRAggregatedAggregated | WLDFR | HFTD - Distribution - Tier 2 - 4QU CoRE ¦ 2QU LoRE | Seismic - Non-Red Flag Warning - Catastrophic Fires | Aggregated | Aggregated | 2028 | 2.1516e-10 | 0 | 574.6424 | 1.2364e-07 | 2028 | Mitigation | 0.08575 | 30 | 0 | esc | 0.0012005 | 2.583e-13 | 0.00060025 | 1.2915e-13 | 0.0015435 | 3.321e-13
[79 empty] | WLDFR | HFTD - Distribution - Tier 2 - 4QU CoRE ¦ 2QU LoRE | Non-Red Flag Warning - Small Fires | 2020 | 6.9136e-06 | 0 | 0 | 0.077901 | 0.036425 | 0.0015809 | 0.039895 | 0 | 0 | 0 | 0.0057589 |  | 5.3857e-07 | 0 | 5.3857e-07 | 0 | 0 | 0 | 0 | 0 | 0 | [16 empty] | 7.3.1.3 Ignition probability mapping showing the probability of ignition along the electric lines and equipmentWLDFRAggregatedAggregated | WLDFR | HFTD - Distribution - Tier 2 - 4QU CoRE ¦ 2QU LoRE | Seismic - Non-Red Flag Warning - Catastrophic Fires | Aggregated | Aggregated | 2029 | 2.1516e-10 | 0 | 574.6424 | 1.2364e-07 | 2029 | Mitigation | 0.08575 | 30 | 0 | esc | 0.0012005 | 2.583e-13 | 0.00060025 | 1.2915e-13 | 0.0015435 | 3.321e-13
[79 empty] | WLDFR | HFTD - Distribution - Tier 2 - 4QU CoRE ¦ 2QU LoRE | Non-Red Flag Warning - Small Fires | 2021 | 6.9136e-06 | 3.4568e-06 | 0 | 0.077901 | 0.036425 | 0.0015809 | 0.039895 | 0 | 0 | 0 | 0.0057589 |  | 5.3857e-07 | 0 | 5.3857e-07 | 2.6929e-07 | 0 | 2.6929e-07 | 0 | 0 | 0 | [16 empty] | 7.3.1.3 Ignition probability mapping showing the probability of ignition along the electric lines and equipmentWLDFRAggregatedAggregated | WLDFR | HFTD - Distribution - Tier 2 - 4QU CoRE ¦ 2QU LoRE | Seismic - Non-Red Flag Warning - Catastrophic Fires | Aggregated | Aggregated | 2030 | 2.1516e-10 | 0 | 574.6424 | 1.2364e-07 | 2030 | Mitigation | 0.08575 | 30 | 0 | esc | 0.0012005 | 2.583e-13 | 0.00060025 | 1.2915e-13 | 0.0015435 | 3.321e-13
[79 empty] | WLDFR | HFTD - Distribution - Tier 2 - 4QU CoRE ¦ 2QU LoRE | Non-Red Flag Warning - Small Fires | 2022 | 6.9136e-06 | 3.4568e-06 | 8.8889e-06 | 0.077901 | 0.036425 | 0.0015809 | 0.039895 | 0 | 0 | 0 | 0.0057589 |  | 5.3857e-07 | 0 | 5.3857e-07 | 2.6929e-07 | 0 | 2.6929e-07 | 6.9245e-07 | 0 | 6.9245e-07 | [16 empty] | 7.3.1.3 Ignition probability mapping showing the probability of ignition along the electric lines and equipmentWLDFRAggregatedAggregated | WLDFR | HFTD - Distribution - Tier 2 - 4QU CoRE ¦ 2QU LoRE | Seismic - Non-Red Flag Warning - Catastrophic Fires | Aggregated | Aggregated | 2031 | 2.1516e-10 | 0 | 574.6424 | 1.2364e-07 | 2031 | Mitigation | 0.08575 | 30 | 0 | esc | 0.0012005 | 2.583e-13 | 0.00060025 | 1.2915e-13 | 0.0015435 | 3.321e-13
[79 empty] | WLDFR | HFTD - Distribution - Tier 2 - 4QU CoRE ¦ 2QU LoRE | Non-Red Flag Warning - Small Fires | 2023 | 6.9136e-06 | 3.4568e-06 | 8.8889e-06 | 0.080408 | 0.03759 | 0.0016314 | 0.041187 | 0 | 0 | 0 | 0.0057589 |  | 5.5591e-07 | 0 | 5.5591e-07 | 2.7795e-07 | 0 | 2.7795e-07 | 7.1474e-07 | 0 | 7.1474e-07 | [16 empty] | 7.3.1.3 Ignition probability mapping showing the probability of ignition along the electric lines and equipmentWLDFRAggregatedAggregated | WLDFR | HFTD - Distribution - Tier 2 - 4QU CoRE ¦ 2QU LoRE | Seismic - Non-Red Flag Warning - Catastrophic Fires | Aggregated | Aggregated | 2032 | 2.1516e-10 | 0 | 574.6424 | 1.2364e-07 | 2032 | Mitigation | 0.08575 | 30 | 0 | esc | 0.0012005 | 2.583e-13 | 0.00060025 | 1.2915e-13 | 0.0015435 | 3.321e-13
[79 empty] | WLDFR | HFTD - Distribution - Tier 2 - 4QU CoRE ¦ 2QU LoRE | Non-Red Flag Warning - Small Fires | 2024 | 6.9136e-06 | 3.4568e-06 | 8.8889e-06 | 0.080408 | 0.03759 | 0.0016314 | 0.041187 | 0 | 0 | 0 | 0.0057589 |  | 5.5591e-07 | 0 | 5.5591e-07 | 2.7795e-07 | 0 | 2.7795e-07 | 7.1474e-07 | 0 | 7.1474e-07 | [16 empty] | 7.3.1.3 Ignition probability mapping showing the probability of ignition along the electric lines and equipmentWLDFRAggregatedAggregated | WLDFR | HFTD - Distribution - Tier 2 - 4QU CoRE ¦ 2QU LoRE | Seismic - Non-Red Flag Warning - Catastrophic Fires | Aggregated | Aggregated | 2033 | 2.1516e-10 | 0 | 574.6424 | 1.2364e-07 | 2033 | Mitigation | 0.08575 | 30 | 0 | esc | 0.0012005 | 2.583e-13 | 0.00060025 | 1.2915e-13 | 0.0015435 | 3.321e-13
[79 empty] | WLDFR | HFTD - Distribution - Tier 2 - 4QU CoRE ¦ 2QU LoRE | Non-Red Flag Warning - Small Fires | 2025 | 6.9136e-06 | 3.4568e-06 | 8.8889e-06 | 0.080408 | 0.03759 | 0.0016314 | 0.041187 | 0 | 0 | 0 | 0.0057589 |  | 5.5591e-07 | 0 | 5.5591e-07 | 2.7795e-07 | 0 | 2.7795e-07 | 7.1474e-07 | 0 | 7.1474e-07 | [16 empty] | 7.3.1.3 Ignition probability mapping showing the probability of ignition along the electric lines and equipmentWLDFRAggregatedAggregated | WLDFR | HFTD - Distribution - Tier 2 - 4QU CoRE ¦ 2QU LoRE | Seismic - Non-Red Flag Warning - Catastrophic Fires | Aggregated | Aggregated | 2034 | 2.1516e-10 | 0 | 574.6424 | 1.2364e-07 | 2034 | Mitigation | 0.08575 | 30 | 0 | esc | 0.0012005 | 2.583e-13 | 0.00060025 | 1.2915e-13 | 0.0015435 | 3.321e-13
[79 empty] | WLDFR | HFTD - Distribution - Tier 2 - 4QU CoRE ¦ 2QU LoRE | Non-Red Flag Warning - Small Fires | 2026 | 6.9136e-06 | 3.4568e-06 | 8.8889e-06 | 0.080408 | 0.03759 | 0.0016314 | 0.041187 | 0 | 0 | 0 | 0.0057589 |  | 5.5591e-07 | 0 | 5.5591e-07 | 2.7795e-07 | 0 | 2.7795e-07 | 7.1474e-07 | 0 | 7.1474e-07 | [16 empty] | 7.3.1.3 Ignition probability mapping showing the probability of ignition along the electric lines and equipmentWLDFRAggregatedAggregated | WLDFR | HFTD - Distribution - Tier 2 - 4QU CoRE ¦ 2QU LoRE | Seismic - Non-Red Flag Warning - Catastrophic Fires | Aggregated | Aggregated | 2035 | 2.1516e-10 | 0 | 574.6424 | 1.2364e-07 | 2035 | Mitigation | 0.08575 | 30 | 0 | esc | 0.0012005 | 2.583e-13 | 0.00060025 | 1.2915e-13 | 0.0015435 | 3.321e-13
[79 empty] | WLDFR | HFTD - Distribution - Tier 2 - 4QU CoRE ¦ 2QU LoRE | Non-Red Flag Warning - Small Fires | 2027 | 6.9136e-06 | 3.4568e-06 | 8.8889e-06 | 0.080408 | 0.03759 | 0.0016314 | 0.041187 | 0 | 0 | 0 | 0.0057589 |  | 5.5591e-07 | 0 | 5.5591e-07 | 2.7795e-07 | 0 | 2.7795e-07 | 7.1474e-07 | 0 | 7.1474e-07 | [16 empty] | 7.3.1.3 Ignition probability mapping showing the probability of ignition along the electric lines and equipmentWLDFRAggregatedAggregated | WLDFR | HFTD - Distribution - Tier 2 - 4QU CoRE ¦ 2QU LoRE | Seismic - Non-Red Flag Warning - Catastrophic Fires | Aggregated | Aggregated | 2036 | 2.1516e-10 | 0 | 574.6424 | 1.2364e-07 | 2036 | Mitigation | 0.08575 | 30 | 0 | esc | 0.0012005 | 2.583e-13 | 0.00060025 | 1.2915e-13 | 0.0015435 | 3.321e-13
[79 empty] | WLDFR | HFTD - Distribution - Tier 2 - 4QU CoRE ¦ 2QU LoRE | Non-Red Flag Warning - Small Fires | 2028 | 6.9136e-06 | 3.4568e-06 | 8.8889e-06 | 0.083606 | 0.039055 | 0.001695 | 0.042856 | 0 | 0 | 0 | 0.0057589 |  | 5.7802e-07 | 0 | 5.7802e-07 | 2.8901e-07 | 0 | 2.8901e-07 | 7.4317e-07 | 0 | 7.4317e-07 | [16 empty] | 7.3.1.3 Ignition probability mapping showing the probability of ignition along the electric lines and equipmentWLDFRAggregatedAggregated | WLDFR | HFTD - Distribution - Tier 2 - 4QU CoRE ¦ 2QU LoRE | Seismic - Non-Red Flag Warning - Catastrophic Fires | Aggregated | Aggregated | 2037 | 2.1516e-10 | 0 | 574.6424 | 1.2364e-07 | 2037 | Mitigation | 0.08575 | 30 | 0 | esc | 0.0012005 | 2.583e-13 | 0.00060025 | 1.2915e-13 | 0.0015435 | 3.321e-13
[79 empty] | WLDFR | HFTD - Distribution - Tier 2 - 4QU CoRE ¦ 2QU LoRE | Non-Red Flag Warning - Small Fires | 2029 | 6.9136e-06 | 3.4568e-06 | 8.8889e-06 | 0.083606 | 0.039055 | 0.001695 | 0.042856 | 0 | 0 | 0 | 0.0057589 |  | 5.7802e-07 | 0 | 5.7802e-07 | 2.8901e-07 | 0 | 2.8901e-07 | 7.4317e-07 | 0 | 7.4317e-07 | [16 empty] | 7.3.1.3 Ignition probability mapping showing the probability of ignition along the electric lines and equipmentWLDFRAggregatedAggregated | WLDFR | HFTD - Distribution - Tier 2 - 4QU CoRE ¦ 2QU LoRE | Seismic - Non-Red Flag Warning - Catastrophic Fires | Aggregated | Aggregated | 2038 | 2.1516e-10 | 0 | 574.6424 | 1.2364e-07 | 2038 | Mitigation | 0.08575 | 30 | 0 | esc | 0.0012005 | 2.583e-13 | 0.00060025 | 1.2915e-13 | 0.0015435 | 3.321e-13
[79 empty] | WLDFR | HFTD - Distribution - Tier 2 - 4QU CoRE ¦ 2QU LoRE | Non-Red Flag Warning - Small Fires | 2030 | 6.9136e-06 | 3.4568e-06 | 8.8889e-06 | 0.083606 | 0.039055 | 0.001695 | 0.042856 | 0 | 0 | 0 | 0.0057589 |  | 5.7802e-07 | 0 | 5.7802e-07 | 2.8901e-07 | 0 | 2.8901e-07 | 7.4317e-07 | 0 | 7.4317e-07 | [16 empty] | 7.3.1.3 Ignition probability mapping showing the probability of ignition along the electric lines and equipmentWLDFRAggregatedAggregated | WLDFR | HFTD - Distribution - Tier 2 - 4QU CoRE ¦ 2QU LoRE | Seismic - Non-Red Flag Warning - Catastrophic Fires | Aggregated | Aggregated | 2039 | 2.1516e-10 | 0 | 574.6424 | 1.2364e-07 | 2039 | Mitigation | 0.08575 | 30 | 0 | esc | 0.0012005 | 2.583e-13 | 0.00060025 | 1.2915e-13 | 0.0015435 | 3.321e-13
[79 empty] | WLDFR | HFTD - Distribution - Tier 2 - 4QU CoRE ¦ 2QU LoRE | Non-Red Flag Warning - Small Fires | 2031 | 6.9136e-06 | 3.4568e-06 | 8.8889e-06 | 0.083606 | 0.039055 | 0.001695 | 0.042856 | 0 | 0 | 0 | 0.0057589 |  | 5.7802e-07 | 0 | 5.7802e-07 | 2.8901e-07 | 0 | 2.8901e-07 | 7.4317e-07 | 0 | 7.4317e-07 | [16 empty] | 7.3.1.3 Ignition probability mapping showing the probability of ignition along the electric lines and equipmentWLDFRAggregatedAggregated | WLDFR | HFTD - Distribution - Tier 2 - 4QU CoRE ¦ 2QU LoRE | Seismic - Non-Red Flag Warning - Catastrophic Fires | Aggregated | Aggregated | 2040 | 2.1516e-10 | 0 | 574.6424 | 1.2364e-07 | 2040 | Mitigation | 0.08575 | 30 | 0 | esc | 0.0012005 | 2.583e-13 | 0.00060025 | 1.2915e-13 | 0.0015435 | 3.321e-13
[79 empty] | WLDFR | HFTD - Distribution - Tier 2 - 4QU CoRE ¦ 2QU LoRE | Non-Red Flag Warning - Small Fires | 2032 | 6.9136e-06 | 3.4568e-06 | 8.8889e-06 | 0.083606 | 0.039055 | 0.001695 | 0.042856 | 0 | 0 | 0 | 0.0057589 |  | 5.7802e-07 | 0 | 5.7802e-07 | 2.8901e-07 | 0 | 2.8901e-07 | 7.4317e-07 | 0 | 7.4317e-07 | [16 empty] | 7.3.1.3 Ignition probability mapping showing the probability of ignition along the electric lines and equipmentWLDFRAggregatedAggregated | WLDFR | HFTD - Distribution - Tier 2 - 4QU CoRE ¦ 2QU LoRE | Seismic - Non-Red Flag Warning - Catastrophic Fires | Aggregated | Aggregated | 2041 | 2.1516e-10 | 0 | 574.6424 | 1.2364e-07 | 2041 | Mitigation | 0.08575 | 30 | 0 | esc | 0.0012005 | 2.583e-13 | 0.00060025 | 1.2915e-13 | 0.0015435 | 3.321e-13
[79 empty] | WLDFR | HFTD - Distribution - Tier 2 - 4QU CoRE ¦ 2QU LoRE | Non-Red Flag Warning - Small Fires | 2033 | 6.9136e-06 | 3.4568e-06 | 8.8889e-06 | 0.087211 | 0.040679 | 0.0017655 | 0.044766 | 0 | 0 | 0 | 0.0057589 |  | 6.0294e-07 | 0 | 6.0294e-07 | 3.0147e-07 | 0 | 3.0147e-07 | 7.7521e-07 | 0 | 7.7521e-07 | [16 empty] | 7.3.1.3 Ignition probability mapping showing the probability of ignition along the electric lines and equipmentWLDFRAggregatedAggregated | WLDFR | HFTD - Distribution - Tier 2 - 4QU CoRE ¦ 2QU LoRE | Seismic - Non-Red Flag Warning - Catastrophic Fires | Aggregated | Aggregated | 2042 | 2.1516e-10 | 0 | 574.6424 | 1.2364e-07 | 2042 | Mitigation | 0.08575 | 30 | 0 | esc | 0.0012005 | 2.583e-13 | 0.00060025 | 1.2915e-13 | 0.0015435 | 3.321e-13
[79 empty] | WLDFR | HFTD - Distribution - Tier 2 - 4QU CoRE ¦ 2QU LoRE | Non-Red Flag Warning - Small Fires | 2034 | 6.9136e-06 | 3.4568e-06 | 8.8889e-06 | 0.087211 | 0.040679 | 0.0017655 | 0.044766 | 0 | 0 | 0 | 0.0057589 |  | 6.0294e-07 | 0 | 6.0294e-07 | 3.0147e-07 | 0 | 3.0147e-07 | 7.7521e-07 | 0 | 7.7521e-07 | [16 empty] | 7.3.1.3 Ignition probability mapping showing the probability of ignition along the electric lines and equipmentWLDFRAggregatedAggregated | WLDFR | HFTD - Distribution - Tier 2 - 4QU CoRE ¦ 2QU LoRE | Seismic - Non-Red Flag Warning - Catastrophic Fires | Aggregated | Aggregated | 2043 | 2.1516e-10 | 0 | 574.6424 | 1.2364e-07 | 2043 | Mitigation | 0.08575 | 30 | 0 | esc | 0.0012005 | 2.583e-13 | 0.00060025 | 1.2915e-13 | 0.0015435 | 3.321e-13
[79 empty] | WLDFR | HFTD - Distribution - Tier 2 - 4QU CoRE ¦ 2QU LoRE | Non-Red Flag Warning - Small Fires | 2035 | 6.9136e-06 | 3.4568e-06 | 8.8889e-06 | 0.087211 | 0.040679 | 0.0017655 | 0.044766 | 0 | 0 | 0 | 0.0057589 |  | 6.0294e-07 | 0 | 6.0294e-07 | 3.0147e-07 | 0 | 3.0147e-07 | 7.7521e-07 | 0 | 7.7521e-07 | [16 empty] | 7.3.1.3 Ignition probability mapping showing the probability of ignition along the electric lines and equipmentWLDFRAggregatedAggregated | WLDFR | HFTD - Distribution - Tier 2 - 4QU CoRE ¦ 2QU LoRE | Seismic - Non-Red Flag Warning - Catastrophic Fires | Aggregated | Aggregated | 2044 | 2.1516e-10 | 0 | 574.6424 | 1.2364e-07 | 2044 | Mitigation | 0.08575 | 30 | 0 | esc | 0.0012005 | 2.583e-13 | 0.00060025 | 1.2915e-13 | 0.0015435 | 3.321e-13
[79 empty] | WLDFR | HFTD - Distribution - Tier 2 - 4QU CoRE ¦ 2QU LoRE | Non-Red Flag Warning - Small Fires | 2036 | 6.9136e-06 | 3.4568e-06 | 8.8889e-06 | 0.087211 | 0.040679 | 0.0017655 | 0.044766 | 0 | 0 | 0 | 0.0057589 |  | 6.0294e-07 | 0 | 6.0294e-07 | 3.0147e-07 | 0 | 3.0147e-07 | 7.7521e-07 | 0 | 7.7521e-07 | [16 empty] | 7.3.1.3 Ignition probability mapping showing the probability of ignition along the electric lines and equipmentWLDFRAggregatedAggregated | WLDFR | HFTD - Distribution - Tier 2 - 4QU CoRE ¦ 2QU LoRE | Seismic - Non-Red Flag Warning - Catastrophic Fires | Aggregated | Aggregated | 2045 | 2.1516e-10 | 0 | 574.6424 | 1.2364e-07 | 2045 | Mitigation | 0.08575 | 30 | 0 | esc | 0.0012005 | 2.583e-13 | 0.00060025 | 1.2915e-13 | 0.0015435 | 3.321e-13
[79 empty] | WLDFR | HFTD - Distribution - Tier 2 - 4QU CoRE ¦ 2QU LoRE | Non-Red Flag Warning - Small Fires | 2037 | 6.9136e-06 | 3.4568e-06 | 8.8889e-06 | 0.087211 | 0.040679 | 0.0017655 | 0.044766 | 0 | 0 | 0 | 0.0057589 |  | 6.0294e-07 | 0 | 6.0294e-07 | 3.0147e-07 | 0 | 3.0147e-07 | 7.7521e-07 | 0 | 7.7521e-07 | [16 empty] | 7.3.1.3 Ignition probability mapping showing the probability of ignition along the electric lines and equipmentWLDFRAggregatedAggregated | WLDFR | HFTD - Distribution - Tier 2 - 4QU CoRE ¦ 2QU LoRE | Seismic - Non-Red Flag Warning - Catastrophic Fires | Aggregated | Aggregated | 2046 | 2.1516e-10 | 0 | 574.6424 | 1.2364e-07 | 2046 | Mitigation | 0.08575 | 30 | 0 | esc | 0.0012005 | 2.583e-13 | 0.00060025 | 1.2915e-13 | 0.0015435 | 3.321e-13
[79 empty] | WLDFR | HFTD - Distribution - Tier 2 - 4QU CoRE ¦ 2QU LoRE | Non-Red Flag Warning - Small Fires | 2038 | 6.9136e-06 | 3.4568e-06 | 8.8889e-06 | 0.091184 | 0.042438 | 0.0018418 | 0.046905 | 0 | 0 | 0 | 0.0057589 |  | 6.3041e-07 | 0 | 6.3041e-07 | 3.152e-07 | 0 | 3.152e-07 | 8.1052e-07 | 0 | 8.1052e-07 | [16 empty] | 7.3.1.3 Ignition probability mapping showing the probability of ignition along the electric lines and equipmentWLDFRAggregatedAggregated | WLDFR | HFTD - Distribution - Tier 2 - 4QU CoRE ¦ 2QU LoRE | Seismic - Non-Red Flag Warning - Catastrophic Fires | Aggregated | Aggregated | 2047 | 2.1516e-10 | 0 | 574.6424 | 1.2364e-07 | 2047 | Mitigation | 0.08575 | 30 | 0 | esc | 0.0012005 | 2.583e-13 | 0.00060025 | 1.2915e-13 | 0.0015435 | 3.321e-13
[79 empty] | WLDFR | HFTD - Distribution - Tier 2 - 4QU CoRE ¦ 2QU LoRE | Non-Red Flag Warning - Small Fires | 2039 | 6.9136e-06 | 3.4568e-06 | 8.8889e-06 | 0.091184 | 0.042438 | 0.0018418 | 0.046905 | 0 | 0 | 0 | 0.0057589 |  | 6.3041e-07 | 0 | 6.3041e-07 | 3.152e-07 | 0 | 3.152e-07 | 8.1052e-07 | 0 | 8.1052e-07 | [16 empty] | 7.3.1.3 Ignition probability mapping showing the probability of ignition along the electric lines and equipmentWLDFRAggregatedAggregated | WLDFR | HFTD - Distribution - Tier 2 - 4QU CoRE ¦ 2QU LoRE | Seismic - Non-Red Flag Warning - Catastrophic Fires | Aggregated | Aggregated | 2048 | 2.1516e-10 | 0 | 574.6424 | 1.2364e-07 | 2048 | Mitigation | 0.08575 | 30 | 0 | esc | 0.0012005 | 2.583e-13 | 0.00060025 | 1.2915e-13 | 0.0015435 | 3.321e-13
[79 empty] | WLDFR | HFTD - Distribution - Tier 2 - 4QU CoRE ¦ 2QU LoRE | Non-Red Flag Warning - Small Fires | 2040 | 6.9136e-06 | 3.4568e-06 | 8.8889e-06 | 0.091184 | 0.042438 | 0.0018418 | 0.046905 | 0 | 0 | 0 | 0.0057589 |  | 6.3041e-07 | 0 | 6.3041e-07 | 3.152e-07 | 0 | 3.152e-07 | 8.1052e-07 | 0 | 8.1052e-07 | [16 empty] | 7.3.1.3 Ignition probability mapping showing the probability of ignition along the electric lines and equipmentWLDFRAggregatedAggregated | WLDFR | HFTD - Distribution - Tier 2 - 4QU CoRE ¦ 2QU LoRE | Seismic - Non-Red Flag Warning - Catastrophic Fires | Aggregated | Aggregated | 2049 | 2.1516e-10 | 0 | 574.6424 | 1.2364e-07 | 2049 | Mitigation | 0.08575 | 30 | 0 | esc | 0.0012005 | 2.583e-13 | 0.00060025 | 1.2915e-13 | 0.0015435 | 3.321e-13
[79 empty] | WLDFR | HFTD - Distribution - Tier 2 - 4QU CoRE ¦ 2QU LoRE | Non-Red Flag Warning - Small Fires | 2041 | 6.9136e-06 | 3.4568e-06 | 8.8889e-06 | 0.091184 | 0.042438 | 0.0018418 | 0.046905 | 0 | 0 | 0 | 0.0057589 |  | 6.3041e-07 | 0 | 6.3041e-07 | 3.152e-07 | 0 | 3.152e-07 | 8.1052e-07 | 0 | 8.1052e-07 | [16 empty] | 7.3.1.3 Ignition probability mapping showing the probability of ignition along the electric lines and equipmentWLDFRAggregatedAggregated | WLDFR | HFTD - Distribution - Tier 2 - 4QU CoRE ¦ 2QU LoRE | Seismic - Non-Red Flag Warning - Catastrophic Fires | Aggregated | Aggregated | 2050 | 2.1516e-10 | 0 | 574.6424 | 1.2364e-07 | 2050 | Mitigation | 0.08575 | 30 | 0 | esc | 0 | 0 | 0.00060025 | 1.2915e-13 | 0.0015435 | 3.321e-13
[79 empty] | WLDFR | HFTD - Distribution - Tier 2 - 4QU CoRE ¦ 2QU LoRE | Non-Red Flag Warning - Small Fires | 2042 | 6.9136e-06 | 3.4568e-06 | 8.8889e-06 | 0.091184 | 0.042438 | 0.0018418 | 0.046905 | 0 | 0 | 0 | 0.0057589 |  | 6.3041e-07 | 0 | 6.3041e-07 | 3.152e-07 | 0 | 3.152e-07 | 8.1052e-07 | 0 | 8.1052e-07 | [16 empty] | 7.3.1.3 Ignition probability mapping showing the probability of ignition along the electric lines and equipmentWLDFRAggregatedAggregated | WLDFR | HFTD - Distribution - Tier 2 - 4QU CoRE ¦ 2QU LoRE | Seismic - Non-Red Flag Warning - Catastrophic Fires | Aggregated | Aggregated | 2051 | 2.1516e-10 | 0 | 574.6424 | 1.2364e-07 | 2051 | Mitigation | 0.08575 | 30 | 0 | esc | 0 | 0 | 0 | 0 | 0.0015435 | 3.321e-13
[79 empty] | WLDFR | HFTD - Distribution - Tier 2 - 4QU CoRE ¦ 2QU LoRE | Non-Red Flag Warning - Small Fires | 2043 | 6.9136e-06 | 3.4568e-06 | 8.8889e-06 | 0.095486 | 0.044306 | 0.0019228 | 0.049257 | 0 | 0 | 0 | 0.0057589 |  | 6.6015e-07 | 0 | 6.6015e-07 | 3.3007e-07 | 0 | 3.3007e-07 | 8.4876e-07 | 0 | 8.4876e-07 | [16 empty] | 7.3.1.3 Ignition probability mapping showing the probability of ignition along the electric lines and equipmentWLDFRAggregatedAggregated | WLDFR | HFTD - Distribution - Tier 2 - 4QU CoRE ¦ 2QU LoRE | Seismic - Red Flag Warning - Catastrophic Fires | Aggregated | Aggregated | 2021 | 9.2797e-09 | 0 | 574.6424 | 5.3325e-06 | 2021 | Mitigation | 0.08575 | 30 | 0 | esc | 0.0012005 | 1.114e-11 | 0.00060025 | 5.5701e-12 | 0 | 0
[79 empty] | WLDFR | HFTD - Distribution - Tier 2 - 4QU CoRE ¦ 2QU LoRE | Non-Red Flag Warning - Small Fires | 2044 | 6.9136e-06 | 3.4568e-06 | 8.8889e-06 | 0.095486 | 0.044306 | 0.0019228 | 0.049257 | 0 | 0 | 0 | 0.0057589 |  | 6.6015e-07 | 0 | 6.6015e-07 | 3.3007e-07 | 0 | 3.3007e-07 | 8.4876e-07 | 0 | 8.4876e-07 | [16 empty] | 7.3.1.3 Ignition probability mapping showing the probability of ignition along the electric lines and equipmentWLDFRAggregatedAggregated | WLDFR | HFTD - Distribution - Tier 2 - 4QU CoRE ¦ 2QU LoRE | Seismic - Red Flag Warning - Catastrophic Fires | Aggregated | Aggregated | 2022 | 9.2797e-09 | 0 | 574.6424 | 5.3325e-06 | 2022 | Mitigation | 0.08575 | 30 | 0 | esc | 0.0012005 | 1.114e-11 | 0.00060025 | 5.5701e-12 | 0.0015435 | 1.4323e-11
[79 empty] | WLDFR | HFTD - Distribution - Tier 2 - 4QU CoRE ¦ 2QU LoRE | Non-Red Flag Warning - Small Fires | 2045 | 6.9136e-06 | 3.4568e-06 | 8.8889e-06 | 0.095486 | 0.044306 | 0.0019228 | 0.049257 | 0 | 0 | 0 | 0.0057589 |  | 6.6015e-07 | 0 | 6.6015e-07 | 3.3007e-07 | 0 | 3.3007e-07 | 8.4876e-07 | 0 | 8.4876e-07 | [16 empty] | 7.3.1.3 Ignition probability mapping showing the probability of ignition along the electric lines and equipmentWLDFRAggregatedAggregated | WLDFR | HFTD - Distribution - Tier 2 - 4QU CoRE ¦ 2QU LoRE | Seismic - Red Flag Warning - Catastrophic Fires | Aggregated | Aggregated | 2023 | 9.2797e-09 | 0 | 574.6424 | 5.3325e-06 | 2023 | Mitigation | 0.08575 | 30 | 0 | esc | 0.0012005 | 1.114e-11 | 0.00060025 | 5.5701e-12 | 0.0015435 | 1.4323e-11
[79 empty] | WLDFR | HFTD - Distribution - Tier 2 - 4QU CoRE ¦ 2QU LoRE | Non-Red Flag Warning - Small Fires | 2046 | 6.9136e-06 | 3.4568e-06 | 8.8889e-06 | 0.095486 | 0.044306 | 0.0019228 | 0.049257 | 0 | 0 | 0 | 0.0057589 |  | 6.6015e-07 | 0 | 6.6015e-07 | 3.3007e-07 | 0 | 3.3007e-07 | 8.4876e-07 | 0 | 8.4876e-07 | [16 empty] | 7.3.1.3 Ignition probability mapping showing the probability of ignition along the electric lines and equipmentWLDFRAggregatedAggregated | WLDFR | HFTD - Distribution - Tier 2 - 4QU CoRE ¦ 2QU LoRE | Seismic - Red Flag Warning - Catastrophic Fires | Aggregated | Aggregated | 2024 | 9.2797e-09 | 0 | 574.6424 | 5.3325e-06 | 2024 | Mitigation | 0.08575 | 30 | 0 | esc | 0.0012005 | 1.114e-11 | 0.00060025 | 5.5701e-12 | 0.0015435 | 1.4323e-11
[79 empty] | WLDFR | HFTD - Distribution - Tier 2 - 4QU CoRE ¦ 2QU LoRE | Non-Red Flag Warning - Small Fires | 2047 | 6.9136e-06 | 3.4568e-06 | 8.8889e-06 | 0.095486 | 0.044306 | 0.0019228 | 0.049257 | 0 | 0 | 0 | 0.0057589 |  | 6.6015e-07 | 0 | 6.6015e-07 | 3.3007e-07 | 0 | 3.3007e-07 | 8.4876e-07 | 0 | 8.4876e-07 | [16 empty] | 7.3.1.3 Ignition probability mapping showing the probability of ignition along the electric lines and equipmentWLDFRAggregatedAggregated | WLDFR | HFTD - Distribution - Tier 2 - 4QU CoRE ¦ 2QU LoRE | Seismic - Red Flag Warning - Catastrophic Fires | Aggregated | Aggregated | 2025 | 9.2797e-09 | 0 | 574.6424 | 5.3325e-06 | 2025 | Mitigation | 0.08575 | 30 | 0 | esc | 0.0012005 | 1.114e-11 | 0.00060025 | 5.5701e-12 | 0.0015435 | 1.4323e-11
[79 empty] | WLDFR | HFTD - Distribution - Tier 2 - 4QU CoRE ¦ 2QU LoRE | Non-Red Flag Warning - Small Fires | 2048 | 6.9136e-06 | 3.4568e-06 | 8.8889e-06 | 0.10007 | 0.04626 | 0.0020076 | 0.051804 | 0 | 0 | 0 | 0.0057589 |  | 6.9185e-07 | 0 | 6.9185e-07 | 3.4593e-07 | 0 | 3.4593e-07 | 8.8952e-07 | 0 | 8.8952e-07 | [16 empty] | 7.3.1.3 Ignition probability mapping showing the probability of ignition along the electric lines and equipmentWLDFRAggregatedAggregated | WLDFR | HFTD - Distribution - Tier 2 - 4QU CoRE ¦ 2QU LoRE | Seismic - Red Flag Warning - Catastrophic Fires | Aggregated | Aggregated | 2026 | 9.2797e-09 | 0 | 574.6424 | 5.3325e-06 | 2026 | Mitigation | 0.08575 | 30 | 0 | esc | 0.0012005 | 1.114e-11 | 0.00060025 | 5.5701e-12 | 0.0015435 | 1.4323e-11
[79 empty] | WLDFR | HFTD - Distribution - Tier 2 - 4QU CoRE ¦ 2QU LoRE | Non-Red Flag Warning - Small Fires | 2049 | 6.9136e-06 | 3.4568e-06 | 8.8889e-06 | 0.10007 | 0.04626 | 0.0020076 | 0.051804 | 0 | 0 | 0 | 0.0057589 |  | 6.9185e-07 | 0 | 6.9185e-07 | 3.4593e-07 | 0 | 3.4593e-07 | 8.8952e-07 | 0 | 8.8952e-07 | [16 empty] | 7.3.1.3 Ignition probability mapping showing the probability of ignition along the electric lines and equipmentWLDFRAggregatedAggregated | WLDFR | HFTD - Distribution - Tier 2 - 4QU CoRE ¦ 2QU LoRE | Seismic - Red Flag Warning - Catastrophic Fires | Aggregated | Aggregated | 2027 | 9.2797e-09 | 0 | 574.6424 | 5.3325e-06 | 2027 | Mitigation | 0.08575 | 30 | 0 | esc | 0.0012005 | 1.114e-11 | 0.00060025 | 5.5701e-12 | 0.0015435 | 1.4323e-11
[79 empty] | WLDFR | HFTD - Distribution - Tier 2 - 4QU CoRE ¦ 2QU LoRE | Non-Red Flag Warning - Small Fires | 2050 | 0 | 3.4568e-06 | 8.8889e-06 | 0.10007 | 0.04626 | 0.0020076 | 0.051804 | 0 | 0 | 0 | 0.0057589 |  | 0 | 0 | 0 | 3.4593e-07 | 0 | 3.4593e-07 | 8.8952e-07 | 0 | 8.8952e-07 | [16 empty] | 7.3.1.3 Ignition probability mapping showing the probability of ignition along the electric lines and equipmentWLDFRAggregatedAggregated | WLDFR | HFTD - Distribution - Tier 2 - 4QU CoRE ¦ 2QU LoRE | Seismic - Red Flag Warning - Catastrophic Fires | Aggregated | Aggregated | 2028 | 9.2797e-09 | 0 | 574.6424 | 5.3325e-06 | 2028 | Mitigation | 0.08575 | 30 | 0 | esc | 0.0012005 | 1.114e-11 | 0.00060025 | 5.5701e-12 | 0.0015435 | 1.4323e-11
[79 empty] | WLDFR | HFTD - Distribution - Tier 2 - 4QU CoRE ¦ 2QU LoRE | Non-Red Flag Warning - Small Fires | 2051 | 0 | 0 | 8.8889e-06 | 0.10007 | 0.04626 | 0.0020076 | 0.051804 | 0 | 0 | 0 | 0.0057589 |  | 0 | 0 | 0 | 0 | 0 | 0 | 8.8952e-07 | 0 | 8.8952e-07 | [16 empty] | 7.3.1.3 Ignition probability mapping showing the probability of ignition along the electric lines and equipmentWLDFRAggregatedAggregated | WLDFR | HFTD - Distribution - Tier 2 - 4QU CoRE ¦ 2QU LoRE | Seismic - Red Flag Warning - Catastrophic Fires | Aggregated | Aggregated | 2029 | 9.2797e-09 | 0 | 574.6424 | 5.3325e-06 | 2029 | Mitigation | 0.08575 | 30 | 0 | esc | 0.0012005 | 1.114e-11 | 0.00060025 | 5.5701e-12 | 0.0015435 | 1.4323e-11
[79 empty] | WLDFR | HFTD - Distribution - Tier 2 - 4QU CoRE ¦ 2QU LoRE | Red Flag Warning - Catastrophic Fires | 2020 | 1.6283e-08 | 0 | 0 | 14146.1306 | 222.2294 | 8585.7228 | 5338.1784 | 0 | 0 | 0 | 1.3564e-05 |  | 0.00023034 | 0 | 0.00023034 | 0 | 0 | 0 | 0 | 0 | 0 | [16 empty] | 7.3.1.3 Ignition probability mapping showing the probability of ignition along the electric lines and equipmentWLDFRAggregatedAggregated | WLDFR | HFTD - Distribution - Tier 2 - 4QU CoRE ¦ 2QU LoRE | Seismic - Red Flag Warning - Catastrophic Fires | Aggregated | Aggregated | 2030 | 9.2797e-09 | 0 | 574.6424 | 5.3325e-06 | 2030 | Mitigation | 0.08575 | 30 | 0 | esc | 0.0012005 | 1.114e-11 | 0.00060025 | 5.5701e-12 | 0.0015435 | 1.4323e-11
[79 empty] | WLDFR | HFTD - Distribution - Tier 2 - 4QU CoRE ¦ 2QU LoRE | Red Flag Warning - Catastrophic Fires | 2021 | 1.6283e-08 | 8.1415e-09 | 0 | 14146.1306 | 222.2294 | 8585.7228 | 5338.1784 | 0 | 0 | 0 | 1.3564e-05 |  | 0.00023034 | 0 | 0.00023034 | 0.00011517 | 0 | 0.00011517 | 0 | 0 | 0 | [16 empty] | 7.3.1.3 Ignition probability mapping showing the probability of ignition along the electric lines and equipmentWLDFRAggregatedAggregated | WLDFR | HFTD - Distribution - Tier 2 - 4QU CoRE ¦ 2QU LoRE | Seismic - Red Flag Warning - Catastrophic Fires | Aggregated | Aggregated | 2031 | 9.2797e-09 | 0 | 574.6424 | 5.3325e-06 | 2031 | Mitigation | 0.08575 | 30 | 0 | esc | 0.0012005 | 1.114e-11 | 0.00060025 | 5.5701e-12 | 0.0015435 | 1.4323e-11
[79 empty] | WLDFR | HFTD - Distribution - Tier 2 - 4QU CoRE ¦ 2QU LoRE | Red Flag Warning - Catastrophic Fires | 2022 | 1.6283e-08 | 8.1415e-09 | 2.0935e-08 | 14146.1306 | 222.2294 | 8585.7228 | 5338.1784 | 0 | 0 | 0 | 1.3564e-05 |  | 0.00023034 | 0 | 0.00023034 | 0.00011517 | 0 | 0.00011517 | 0.00029615 | 0 | 0.00029615 | [16 empty] | 7.3.1.3 Ignition probability mapping showing the probability of ignition along the electric lines and equipmentWLDFRAggregatedAggregated | WLDFR | HFTD - Distribution - Tier 2 - 4QU CoRE ¦ 2QU LoRE | Seismic - Red Flag Warning - Catastrophic Fires | Aggregated | Aggregated | 2032 | 9.2797e-09 | 0 | 574.6424 | 5.3325e-06 | 2032 | Mitigation | 0.08575 | 30 | 0 | esc | 0.0012005 | 1.114e-11 | 0.00060025 | 5.5701e-12 | 0.0015435 | 1.4323e-11
[79 empty] | WLDFR | HFTD - Distribution - Tier 2 - 4QU CoRE ¦ 2QU LoRE | Red Flag Warning - Catastrophic Fires | 2023 | 1.6283e-08 | 8.1415e-09 | 2.0935e-08 | 14664.6376 | 233.2301 | 8896.516 | 5534.8915 | 0 | 0 | 0 | 1.3564e-05 |  | 0.00023878 | 0 | 0.00023878 | 0.00011939 | 0 | 0.00011939 | 0.00030701 | 0 | 0.00030701 | [16 empty] | 7.3.1.3 Ignition probability mapping showing the probability of ignition along the electric lines and equipmentWLDFRAggregatedAggregated | WLDFR | HFTD - Distribution - Tier 2 - 4QU CoRE ¦ 2QU LoRE | Seismic - Red Flag Warning - Catastrophic Fires | Aggregated | Aggregated | 2033 | 9.2797e-09 | 0 | 574.6424 | 5.3325e-06 | 2033 | Mitigation | 0.08575 | 30 | 0 | esc | 0.0012005 | 1.114e-11 | 0.00060025 | 5.5701e-12 | 0.0015435 | 1.4323e-11
[79 empty] | WLDFR | HFTD - Distribution - Tier 2 - 4QU CoRE ¦ 2QU LoRE | Red Flag Warning - Catastrophic Fires | 2024 | 1.6283e-08 | 8.1415e-09 | 2.0935e-08 | 14664.6376 | 233.2301 | 8896.516 | 5534.8915 | 0 | 0 | 0 | 1.3564e-05 |  | 0.00023878 | 0 | 0.00023878 | 0.00011939 | 0 | 0.00011939 | 0.00030701 | 0 | 0.00030701 | [16 empty] | 7.3.1.3 Ignition probability mapping showing the probability of ignition along the electric lines and equipmentWLDFRAggregatedAggregated | WLDFR | HFTD - Distribution - Tier 2 - 4QU CoRE ¦ 2QU LoRE | Seismic - Red Flag Warning - Catastrophic Fires | Aggregated | Aggregated | 2034 | 9.2797e-09 | 0 | 574.6424 | 5.3325e-06 | 2034 | Mitigation | 0.08575 | 30 | 0 | esc | 0.0012005 | 1.114e-11 | 0.00060025 | 5.5701e-12 | 0.0015435 | 1.4323e-11
[79 empty] | WLDFR | HFTD - Distribution - Tier 2 - 4QU CoRE ¦ 2QU LoRE | Red Flag Warning - Catastrophic Fires | 2025 | 1.6283e-08 | 8.1415e-09 | 2.0935e-08 | 14664.6376 | 233.2301 | 8896.516 | 5534.8915 | 0 | 0 | 0 | 1.3564e-05 |  | 0.00023878 | 0 | 0.00023878 | 0.00011939 | 0 | 0.00011939 | 0.00030701 | 0 | 0.00030701 | [16 empty] | 7.3.1.3 Ignition probability mapping showing the probability of ignition along the electric lines and equipmentWLDFRAggregatedAggregated | WLDFR | HFTD - Distribution - Tier 2 - 4QU CoRE ¦ 2QU LoRE | Seismic - Red Flag Warning - Catastrophic Fires | Aggregated | Aggregated | 2035 | 9.2797e-09 | 0 | 574.6424 | 5.3325e-06 | 2035 | Mitigation | 0.08575 | 30 | 0 | esc | 0.0012005 | 1.114e-11 | 0.00060025 | 5.5701e-12 | 0.0015435 | 1.4323e-11
[79 empty] | WLDFR | HFTD - Distribution - Tier 2 - 4QU CoRE ¦ 2QU LoRE | Red Flag Warning - Catastrophic Fires | 2026 | 1.6283e-08 | 8.1415e-09 | 2.0935e-08 | 14664.6376 | 233.2301 | 8896.516 | 5534.8915 | 0 | 0 | 0 | 1.3564e-05 |  | 0.00023878 | 0 | 0.00023878 | 0.00011939 | 0 | 0.00011939 | 0.00030701 | 0 | 0.00030701 | [16 empty] | 7.3.1.3 Ignition probability mapping showing the probability of ignition along the electric lines and equipmentWLDFRAggregatedAggregated | WLDFR | HFTD - Distribution - Tier 2 - 4QU CoRE ¦ 2QU LoRE | Seismic - Red Flag Warning - Catastrophic Fires | Aggregated | Aggregated | 2036 | 9.2797e-09 | 0 | 574.6424 | 5.3325e-06 | 2036 | Mitigation | 0.08575 | 30 | 0 | esc | 0.0012005 | 1.114e-11 | 0.00060025 | 5.5701e-12 | 0.0015435 | 1.4323e-11
[79 empty] | WLDFR | HFTD - Distribution - Tier 2 - 4QU CoRE ¦ 2QU LoRE | Red Flag Warning - Catastrophic Fires | 2027 | 1.6283e-08 | 8.1415e-09 | 2.0935e-08 | 14664.6376 | 233.2301 | 8896.516 | 5534.8915 | 0 | 0 | 0 | 1.3564e-05 |  | 0.00023878 | 0 | 0.00023878 | 0.00011939 | 0 | 0.00011939 | 0.00030701 | 0 | 0.00030701 | [16 empty] | 7.3.1.3 Ignition probability mapping showing the probability of ignition along the electric lines and equipmentWLDFRAggregatedAggregated | WLDFR | HFTD - Distribution - Tier 2 - 4QU CoRE ¦ 2QU LoRE | Seismic - Red Flag Warning - Catastrophic Fires | Aggregated | Aggregated | 2037 | 9.2797e-09 | 0 | 574.6424 | 5.3325e-06 | 2037 | Mitigation | 0.08575 | 30 | 0 | esc | 0.0012005 | 1.114e-11 | 0.00060025 | 5.5701e-12 | 0.0015435 | 1.4323e-11
[79 empty] | WLDFR | HFTD - Distribution - Tier 2 - 4QU CoRE ¦ 2QU LoRE | Red Flag Warning - Catastrophic Fires | 2028 | 1.6283e-08 | 8.1415e-09 | 2.0935e-08 | 15317.9909 | 247.273 | 9287.6491 | 5783.0689 | 0 | 0 | 0 | 1.3564e-05 |  | 0.00024942 | 0 | 0.00024942 | 0.00012471 | 0 | 0.00012471 | 0.00032069 | 0 | 0.00032069 | [16 empty] | 7.3.1.3 Ignition probability mapping showing the probability of ignition along the electric lines and equipmentWLDFRAggregatedAggregated | WLDFR | HFTD - Distribution - Tier 2 - 4QU CoRE ¦ 2QU LoRE | Seismic - Red Flag Warning - Catastrophic Fires | Aggregated | Aggregated | 2038 | 9.2797e-09 | 0 | 574.6424 | 5.3325e-06 | 2038 | Mitigation | 0.08575 | 30 | 0 | esc | 0.0012005 | 1.114e-11 | 0.00060025 | 5.5701e-12 | 0.0015435 | 1.4323e-11
[79 empty] | WLDFR | HFTD - Distribution - Tier 2 - 4QU CoRE ¦ 2QU LoRE | Red Flag Warning - Catastrophic Fires | 2029 | 1.6283e-08 | 8.1415e-09 | 2.0935e-08 | 15317.9909 | 247.273 | 9287.6491 | 5783.0689 | 0 | 0 | 0 | 1.3564e-05 |  | 0.00024942 | 0 | 0.00024942 | 0.00012471 | 0 | 0.00012471 | 0.00032069 | 0 | 0.00032069 | [16 empty] | 7.3.1.3 Ignition probability mapping showing the probability of ignition along the electric lines and equipmentWLDFRAggregatedAggregated | WLDFR | HFTD - Distribution - Tier 2 - 4QU CoRE ¦ 2QU LoRE | Seismic - Red Flag Warning - Catastrophic Fires | Aggregated | Aggregated | 2039 | 9.2797e-09 | 0 | 574.6424 | 5.3325e-06 | 2039 | Mitigation | 0.08575 | 30 | 0 | esc | 0.0012005 | 1.114e-11 | 0.00060025 | 5.5701e-12 | 0.0015435 | 1.4323e-11
[79 empty] | WLDFR | HFTD - Distribution - Tier 2 - 4QU CoRE ¦ 2QU LoRE | Red Flag Warning - Catastrophic Fires | 2030 | 1.6283e-08 | 8.1415e-09 | 2.0935e-08 | 15317.9909 | 247.273 | 9287.6491 | 5783.0689 | 0 | 0 | 0 | 1.3564e-05 |  | 0.00024942 | 0 | 0.00024942 | 0.00012471 | 0 | 0.00012471 | 0.00032069 | 0 | 0.00032069 | [16 empty] | 7.3.1.3 Ignition probability mapping showing the probability of ignition along the electric lines and equipmentWLDFRAggregatedAggregated | WLDFR | HFTD - Distribution - Tier 2 - 4QU CoRE ¦ 2QU LoRE | Seismic - Red Flag Warning - Catastrophic Fires | Aggregated | Aggregated | 2040 | 9.2797e-09 | 0 | 574.6424 | 5.3325e-06 | 2040 | Mitigation | 0.08575 | 30 | 0 | esc | 0.0012005 | 1.114e-11 | 0.00060025 | 5.5701e-12 | 0.0015435 | 1.4323e-11
[79 empty] | WLDFR | HFTD - Distribution - Tier 2 - 4QU CoRE ¦ 2QU LoRE | Red Flag Warning - Catastrophic Fires | 2031 | 1.6283e-08 | 8.1415e-09 | 2.0935e-08 | 15317.9909 | 247.273 | 9287.6491 | 5783.0689 | 0 | 0 | 0 | 1.3564e-05 |  | 0.00024942 | 0 | 0.00024942 | 0.00012471 | 0 | 0.00012471 | 0.00032069 | 0 | 0.00032069 | [16 empty] | 7.3.1.3 Ignition probability mapping showing the probability of ignition along the electric lines and equipmentWLDFRAggregatedAggregated | WLDFR | HFTD - Distribution - Tier 2 - 4QU CoRE ¦ 2QU LoRE | Seismic - Red Flag Warning - Catastrophic Fires | Aggregated | Aggregated | 2041 | 9.2797e-09 | 0 | 574.6424 | 5.3325e-06 | 2041 | Mitigation | 0.08575 | 30 | 0 | esc | 0.0012005 | 1.114e-11 | 0.00060025 | 5.5701e-12 | 0.0015435 | 1.4323e-11
[79 empty] | WLDFR | HFTD - Distribution - Tier 2 - 4QU CoRE ¦ 2QU LoRE | Red Flag Warning - Catastrophic Fires | 2032 | 1.6283e-08 | 8.1415e-09 | 2.0935e-08 | 15317.9909 | 247.273 | 9287.6491 | 5783.0689 | 0 | 0 | 0 | 1.3564e-05 |  | 0.00024942 | 0 | 0.00024942 | 0.00012471 | 0 | 0.00012471 | 0.00032069 | 0 | 0.00032069 | [16 empty] | 7.3.1.3 Ignition probability mapping showing the probability of ignition along the electric lines and equipmentWLDFRAggregatedAggregated | WLDFR | HFTD - Distribution - Tier 2 - 4QU CoRE ¦ 2QU LoRE | Seismic - Red Flag Warning - Catastrophic Fires | Aggregated | Aggregated | 2042 | 9.2797e-09 | 0 | 574.6424 | 5.3325e-06 | 2042 | Mitigation | 0.08575 | 30 | 0 | esc | 0.0012005 | 1.114e-11 | 0.00060025 | 5.5701e-12 | 0.0015435 | 1.4323e-11
[79 empty] | WLDFR | HFTD - Distribution - Tier 2 - 4QU CoRE ¦ 2QU LoRE | Red Flag Warning - Catastrophic Fires | 2033 | 1.6283e-08 | 8.1415e-09 | 2.0935e-08 | 16044.1264 | 263.1074 | 9721.74 | 6059.2791 | 0 | 0 | 0 | 1.3564e-05 |  | 0.00026125 | 0 | 0.00026125 | 0.00013062 | 0 | 0.00013062 | 0.00033589 | 0 | 0.00033589 | [16 empty] | 7.3.1.3 Ignition probability mapping showing the probability of ignition along the electric lines and equipmentWLDFRAggregatedAggregated | WLDFR | HFTD - Distribution - Tier 2 - 4QU CoRE ¦ 2QU LoRE | Seismic - Red Flag Warning - Catastrophic Fires | Aggregated | Aggregated | 2043 | 9.2797e-09 | 0 | 574.6424 | 5.3325e-06 | 2043 | Mitigation | 0.08575 | 30 | 0 | esc | 0.0012005 | 1.114e-11 | 0.00060025 | 5.5701e-12 | 0.0015435 | 1.4323e-11
[79 empty] | WLDFR | HFTD - Distribution - Tier 2 - 4QU CoRE ¦ 2QU LoRE | Red Flag Warning - Catastrophic Fires | 2034 | 1.6283e-08 | 8.1415e-09 | 2.0935e-08 | 16044.1264 | 263.1074 | 9721.74 | 6059.2791 | 0 | 0 | 0 | 1.3564e-05 |  | 0.00026125 | 0 | 0.00026125 | 0.00013062 | 0 | 0.00013062 | 0.00033589 | 0 | 0.00033589 | [16 empty] | 7.3.1.3 Ignition probability mapping showing the probability of ignition along the electric lines and equipmentWLDFRAggregatedAggregated | WLDFR | HFTD - Distribution - Tier 2 - 4QU CoRE ¦ 2QU LoRE | Seismic - Red Flag Warning - Catastrophic Fires | Aggregated | Aggregated | 2044 | 9.2797e-09 | 0 | 574.6424 | 5.3325e-06 | 2044 | Mitigation | 0.08575 | 30 | 0 | esc | 0.0012005 | 1.114e-11 | 0.00060025 | 5.5701e-12 | 0.0015435 | 1.4323e-11
[79 empty] | WLDFR | HFTD - Distribution - Tier 2 - 4QU CoRE ¦ 2QU LoRE | Red Flag Warning - Catastrophic Fires | 2035 | 1.6283e-08 | 8.1415e-09 | 2.0935e-08 | 16044.1264 | 263.1074 | 9721.74 | 6059.2791 | 0 | 0 | 0 | 1.3564e-05 |  | 0.00026125 | 0 | 0.00026125 | 0.00013062 | 0 | 0.00013062 | 0.00033589 | 0 | 0.00033589 | [16 empty] | 7.3.1.3 Ignition probability mapping showing the probability of ignition along the electric lines and equipmentWLDFRAggregatedAggregated | WLDFR | HFTD - Distribution - Tier 2 - 4QU CoRE ¦ 2QU LoRE | Seismic - Red Flag Warning - Catastrophic Fires | Aggregated | Aggregated | 2045 | 9.2797e-09 | 0 | 574.6424 | 5.3325e-06 | 2045 | Mitigation | 0.08575 | 30 | 0 | esc | 0.0012005 | 1.114e-11 | 0.00060025 | 5.5701e-12 | 0.0015435 | 1.4323e-11
[79 empty] | WLDFR | HFTD - Distribution - Tier 2 - 4QU CoRE ¦ 2QU LoRE | Red Flag Warning - Catastrophic Fires | 2036 | 1.6283e-08 | 8.1415e-09 | 2.0935e-08 | 16044.1264 | 263.1074 | 9721.74 | 6059.2791 | 0 | 0 | 0 | 1.3564e-05 |  | 0.00026125 | 0 | 0.00026125 | 0.00013062 | 0 | 0.00013062 | 0.00033589 | 0 | 0.00033589 | [16 empty] | 7.3.1.3 Ignition probability mapping showing the probability of ignition along the electric lines and equipmentWLDFRAggregatedAggregated | WLDFR | HFTD - Distribution - Tier 2 - 4QU CoRE ¦ 2QU LoRE | Seismic - Red Flag Warning - Catastrophic Fires | Aggregated | Aggregated | 2046 | 9.2797e-09 | 0 | 574.6424 | 5.3325e-06 | 2046 | Mitigation | 0.08575 | 30 | 0 | esc | 0.0012005 | 1.114e-11 | 0.00060025 | 5.5701e-12 | 0.0015435 | 1.4323e-11
[79 empty] | WLDFR | HFTD - Distribution - Tier 2 - 4QU CoRE ¦ 2QU LoRE | Red Flag Warning - Catastrophic Fires | 2037 | 1.6283e-08 | 8.1415e-09 | 2.0935e-08 | 16044.1264 | 263.1074 | 9721.74 | 6059.2791 | 0 | 0 | 0 | 1.3564e-05 |  | 0.00026125 | 0 | 0.00026125 | 0.00013062 | 0 | 0.00013062 | 0.00033589 | 0 | 0.00033589 | [16 empty] | 7.3.1.3 Ignition probability mapping showing the probability of ignition along the electric lines and equipmentWLDFRAggregatedAggregated | WLDFR | HFTD - Distribution - Tier 2 - 4QU CoRE ¦ 2QU LoRE | Seismic - Red Flag Warning - Catastrophic Fires | Aggregated | Aggregated | 2047 | 9.2797e-09 | 0 | 574.6424 | 5.3325e-06 | 2047 | Mitigation | 0.08575 | 30 | 0 | esc | 0.0012005 | 1.114e-11 | 0.00060025 | 5.5701e-12 | 0.0015435 | 1.4323e-11
[79 empty] | WLDFR | HFTD - Distribution - Tier 2 - 4QU CoRE ¦ 2QU LoRE | Red Flag Warning - Catastrophic Fires | 2038 | 1.6283e-08 | 8.1415e-09 | 2.0935e-08 | 16832.3912 | 280.5544 | 10192.2718 | 6359.5651 | 0 | 0 | 0 | 1.3564e-05 |  | 0.00027408 | 0 | 0.00027408 | 0.00013704 | 0 | 0.00013704 | 0.00035239 | 0 | 0.00035239 | [16 empty] | 7.3.1.3 Ignition probability mapping showing the probability of ignition along the electric lines and equipmentWLDFRAggregatedAggregated | WLDFR | HFTD - Distribution - Tier 2 - 4QU CoRE ¦ 2QU LoRE | Seismic - Red Flag Warning - Catastrophic Fires | Aggregated | Aggregated | 2048 | 9.2797e-09 | 0 | 574.6424 | 5.3325e-06 | 2048 | Mitigation | 0.08575 | 30 | 0 | esc | 0.0012005 | 1.114e-11 | 0.00060025 | 5.5701e-12 | 0.0015435 | 1.4323e-11
[79 empty] | WLDFR | HFTD - Distribution - Tier 2 - 4QU CoRE ¦ 2QU LoRE | Red Flag Warning - Catastrophic Fires | 2039 | 1.6283e-08 | 8.1415e-09 | 2.0935e-08 | 16832.3912 | 280.5544 | 10192.2718 | 6359.5651 | 0 | 0 | 0 | 1.3564e-05 |  | 0.00027408 | 0 | 0.00027408 | 0.00013704 | 0 | 0.00013704 | 0.00035239 | 0 | 0.00035239 | [16 empty] | 7.3.1.3 Ignition probability mapping showing the probability of ignition along the electric lines and equipmentWLDFRAggregatedAggregated | WLDFR | HFTD - Distribution - Tier 2 - 4QU CoRE ¦ 2QU LoRE | Seismic - Red Flag Warning - Catastrophic Fires | Aggregated | Aggregated | 2049 | 9.2797e-09 | 0 | 574.6424 | 5.3325e-06 | 2049 | Mitigation | 0.08575 | 30 | 0 | esc | 0.0012005 | 1.114e-11 | 0.00060025 | 5.5701e-12 | 0.0015435 | 1.4323e-11
[79 empty] | WLDFR | HFTD - Distribution - Tier 2 - 4QU CoRE ¦ 2QU LoRE | Red Flag Warning - Catastrophic Fires | 2040 | 1.6283e-08 | 8.1415e-09 | 2.0935e-08 | 16832.3912 | 280.5544 | 10192.2718 | 6359.5651 | 0 | 0 | 0 | 1.3564e-05 |  | 0.00027408 | 0 | 0.00027408 | 0.00013704 | 0 | 0.00013704 | 0.00035239 | 0 | 0.00035239 | [16 empty] | 7.3.1.3 Ignition probability mapping showing the probability of ignition along the electric lines and equipmentWLDFRAggregatedAggregated | WLDFR | HFTD - Distribution - Tier 2 - 4QU CoRE ¦ 2QU LoRE | Seismic - Red Flag Warning - Catastrophic Fires | Aggregated | Aggregated | 2050 | 9.2797e-09 | 0 | 574.6424 | 5.3325e-06 | 2050 | Mitigation | 0.08575 | 30 | 0 | esc | 0 | 0 | 0.00060025 | 5.5701e-12 | 0.0015435 | 1.4323e-11
[79 empty] | WLDFR | HFTD - Distribution - Tier 2 - 4QU CoRE ¦ 2QU LoRE | Red Flag Warning - Catastrophic Fires | 2041 | 1.6283e-08 | 8.1415e-09 | 2.0935e-08 | 16832.3912 | 280.5544 | 10192.2718 | 6359.5651 | 0 | 0 | 0 | 1.3564e-05 |  | 0.00027408 | 0 | 0.00027408 | 0.00013704 | 0 | 0.00013704 | 0.00035239 | 0 | 0.00035239 | [16 empty] | 7.3.1.3 Ignition probability mapping showing the probability of ignition along the electric lines and equipmentWLDFRAggregatedAggregated | WLDFR | HFTD - Distribution - Tier 2 - 4QU CoRE ¦ 2QU LoRE | Seismic - Red Flag Warning - Catastrophic Fires | Aggregated | Aggregated | 2051 | 9.2797e-09 | 0 | 574.6424 | 5.3325e-06 | 2051 | Mitigation | 0.08575 | 30 | 0 | esc | 0 | 0 | 0 | 0 | 0.0015435 | 1.4323e-11
[79 empty] | WLDFR | HFTD - Distribution - Tier 2 - 4QU CoRE ¦ 2QU LoRE | Red Flag Warning - Catastrophic Fires | 2042 | 1.6283e-08 | 8.1415e-09 | 2.0935e-08 | 16832.3912 | 280.5544 | 10192.2718 | 6359.5651 | 0 | 0 | 0 | 1.3564e-05 |  | 0.00027408 | 0 | 0.00027408 | 0.00013704 | 0 | 0.00013704 | 0.00035239 | 0 | 0.00035239 | [16 empty] | 7.3.1.3 Ignition probability mapping showing the probability of ignition along the electric lines and equipmentWLDFRAggregatedAggregated | WLDFR | HFTD - Distribution - Tier 2 - 4QU CoRE ¦ 3QU LoRE | Non-Red Flag Warning - Catastrophic Fires | Aggregated | Aggregated | 2021 | 5.5595e-07 | 0 | 749.2523 | 0.00041655 | 2021 | Mitigation | 0.08575 | 30 | 0 | esc | 0.0012005 | 6.6742e-10 | 0.00060025 | 3.3371e-10 | 0 | 0
[79 empty] | WLDFR | HFTD - Distribution - Tier 2 - 4QU CoRE ¦ 2QU LoRE | Red Flag Warning - Catastrophic Fires | 2043 | 1.6283e-08 | 8.1415e-09 | 2.0935e-08 | 17672.0852 | 299.42 | 10692.7362 | 6679.929 | 0 | 0 | 0 | 1.3564e-05 |  | 0.00028776 | 0 | 0.00028776 | 0.00014388 | 0 | 0.00014388 | 0.00036997 | 0 | 0.00036997 | [16 empty] | 7.3.1.3 Ignition probability mapping showing the probability of ignition along the electric lines and equipmentWLDFRAggregatedAggregated | WLDFR | HFTD - Distribution - Tier 2 - 4QU CoRE ¦ 3QU LoRE | Non-Red Flag Warning - Catastrophic Fires | Aggregated | Aggregated | 2022 | 5.5595e-07 | 0 | 749.2523 | 0.00041655 | 2022 | Mitigation | 0.08575 | 30 | 0 | esc | 0.0012005 | 6.6742e-10 | 0.00060025 | 3.3371e-10 | 0.0015435 | 8.5811e-10
[79 empty] | WLDFR | HFTD - Distribution - Tier 2 - 4QU CoRE ¦ 2QU LoRE | Red Flag Warning - Catastrophic Fires | 2044 | 1.6283e-08 | 8.1415e-09 | 2.0935e-08 | 17672.0852 | 299.42 | 10692.7362 | 6679.929 | 0 | 0 | 0 | 1.3564e-05 |  | 0.00028776 | 0 | 0.00028776 | 0.00014388 | 0 | 0.00014388 | 0.00036997 | 0 | 0.00036997 | [16 empty] | 7.3.1.3 Ignition probability mapping showing the probability of ignition along the electric lines and equipmentWLDFRAggregatedAggregated | WLDFR | HFTD - Distribution - Tier 2 - 4QU CoRE ¦ 3QU LoRE | Non-Red Flag Warning - Catastrophic Fires | Aggregated | Aggregated | 2023 | 5.5595e-07 | 0 | 749.2523 | 0.00041655 | 2023 | Mitigation | 0.08575 | 30 | 0 | esc | 0.0012005 | 6.6742e-10 | 0.00060025 | 3.3371e-10 | 0.0015435 | 8.5811e-10
[79 empty] | WLDFR | HFTD - Distribution - Tier 2 - 4QU CoRE ¦ 2QU LoRE | Red Flag Warning - Catastrophic Fires | 2045 | 1.6283e-08 | 8.1415e-09 | 2.0935e-08 | 17672.0852 | 299.42 | 10692.7362 | 6679.929 | 0 | 0 | 0 | 1.3564e-05 |  | 0.00028776 | 0 | 0.00028776 | 0.00014388 | 0 | 0.00014388 | 0.00036997 | 0 | 0.00036997 | [16 empty] | 7.3.1.3 Ignition probability mapping showing the probability of ignition along the electric lines and equipmentWLDFRAggregatedAggregated | WLDFR | HFTD - Distribution - Tier 2 - 4QU CoRE ¦ 3QU LoRE | Non-Red Flag Warning - Catastrophic Fires | Aggregated | Aggregated | 2024 | 5.5595e-07 | 0 | 749.2523 | 0.00041655 | 2024 | Mitigation | 0.08575 | 30 | 0 | esc | 0.0012005 | 6.6742e-10 | 0.00060025 | 3.3371e-10 | 0.0015435 | 8.5811e-10
[79 empty] | WLDFR | HFTD - Distribution - Tier 2 - 4QU CoRE ¦ 2QU LoRE | Red Flag Warning - Catastrophic Fires | 2046 | 1.6283e-08 | 8.1415e-09 | 2.0935e-08 | 17672.0852 | 299.42 | 10692.7362 | 6679.929 | 0 | 0 | 0 | 1.3564e-05 |  | 0.00028776 | 0 | 0.00028776 | 0.00014388 | 0 | 0.00014388 | 0.00036997 | 0 | 0.00036997 | [16 empty] | 7.3.1.3 Ignition probability mapping showing the probability of ignition along the electric lines and equipmentWLDFRAggregatedAggregated | WLDFR | HFTD - Distribution - Tier 2 - 4QU CoRE ¦ 3QU LoRE | Non-Red Flag Warning - Catastrophic Fires | Aggregated | Aggregated | 2025 | 5.5595e-07 | 0 | 749.2523 | 0.00041655 | 2025 | Mitigation | 0.08575 | 30 | 0 | esc | 0.0012005 | 6.6742e-10 | 0.00060025 | 3.3371e-10 | 0.0015435 | 8.5811e-10
[79 empty] | WLDFR | HFTD - Distribution - Tier 2 - 4QU CoRE ¦ 2QU LoRE | Red Flag Warning - Catastrophic Fires | 2047 | 1.6283e-08 | 8.1415e-09 | 2.0935e-08 | 17672.0852 | 299.42 | 10692.7362 | 6679.929 | 0 | 0 | 0 | 1.3564e-05 |  | 0.00028776 | 0 | 0.00028776 | 0.00014388 | 0 | 0.00014388 | 0.00036997 | 0 | 0.00036997 | [16 empty] | 7.3.1.3 Ignition probability mapping showing the probability of ignition along the electric lines and equipmentWLDFRAggregatedAggregated | WLDFR | HFTD - Distribution - Tier 2 - 4QU CoRE ¦ 3QU LoRE | Non-Red Flag Warning - Catastrophic Fires | Aggregated | Aggregated | 2026 | 5.5595e-07 | 0 | 749.2523 | 0.00041655 | 2026 | Mitigation | 0.08575 | 30 | 0 | esc | 0.0012005 | 6.6742e-10 | 0.00060025 | 3.3371e-10 | 0.0015435 | 8.5811e-10
[79 empty] | WLDFR | HFTD - Distribution - Tier 2 - 4QU CoRE ¦ 2QU LoRE | Red Flag Warning - Catastrophic Fires | 2048 | 1.6283e-08 | 8.1415e-09 | 2.0935e-08 | 18552.3348 | 319.4911 | 11216.5626 | 7016.281 | 0 | 0 | 0 | 1.3564e-05 |  | 0.00030209 | 0 | 0.00030209 | 0.00015104 | 0 | 0.00015104 | 0.0003884 | 0 | 0.0003884 | [16 empty] | 7.3.1.3 Ignition probability mapping showing the probability of ignition along the electric lines and equipmentWLDFRAggregatedAggregated | WLDFR | HFTD - Distribution - Tier 2 - 4QU CoRE ¦ 3QU LoRE | Non-Red Flag Warning - Catastrophic Fires | Aggregated | Aggregated | 2027 | 5.5595e-07 | 0 | 749.2523 | 0.00041655 | 2027 | Mitigation | 0.08575 | 30 | 0 | esc | 0.0012005 | 6.6742e-10 | 0.00060025 | 3.3371e-10 | 0.0015435 | 8.5811e-10
[79 empty] | WLDFR | HFTD - Distribution - Tier 2 - 4QU CoRE ¦ 2QU LoRE | Red Flag Warning - Catastrophic Fires | 2049 | 1.6283e-08 | 8.1415e-09 | 2.0935e-08 | 18552.3348 | 319.4911 | 11216.5626 | 7016.281 | 0 | 0 | 0 | 1.3564e-05 |  | 0.00030209 | 0 | 0.00030209 | 0.00015104 | 0 | 0.00015104 | 0.0003884 | 0 | 0.0003884 | [16 empty] | 7.3.1.3 Ignition probability mapping showing the probability of ignition along the electric lines and equipmentWLDFRAggregatedAggregated | WLDFR | HFTD - Distribution - Tier 2 - 4QU CoRE ¦ 3QU LoRE | Non-Red Flag Warning - Catastrophic Fires | Aggregated | Aggregated | 2028 | 5.5595e-07 | 0 | 749.2523 | 0.00041655 | 2028 | Mitigation | 0.08575 | 30 | 0 | esc | 0.0012005 | 6.6742e-10 | 0.00060025 | 3.3371e-10 | 0.0015435 | 8.5811e-10
[79 empty] | WLDFR | HFTD - Distribution - Tier 2 - 4QU CoRE ¦ 2QU LoRE | Red Flag Warning - Catastrophic Fires | 2050 | 0 | 8.1415e-09 | 2.0935e-08 | 18552.3348 | 319.4911 | 11216.5626 | 7016.281 | 0 | 0 | 0 | 1.3564e-05 |  | 0 | 0 | 0 | 0.00015104 | 0 | 0.00015104 | 0.0003884 | 0 | 0.0003884 | [16 empty] | 7.3.1.3 Ignition probability mapping showing the probability of ignition along the electric lines and equipmentWLDFRAggregatedAggregated | WLDFR | HFTD - Distribution - Tier 2 - 4QU CoRE ¦ 3QU LoRE | Non-Red Flag Warning - Catastrophic Fires | Aggregated | Aggregated | 2029 | 5.5595e-07 | 0 | 749.2523 | 0.00041655 | 2029 | Mitigation | 0.08575 | 30 | 0 | esc | 0.0012005 | 6.6742e-10 | 0.00060025 | 3.3371e-10 | 0.0015435 | 8.5811e-10
[79 empty] | WLDFR | HFTD - Distribution - Tier 2 - 4QU CoRE ¦ 2QU LoRE | Red Flag Warning - Catastrophic Fires | 2051 | 0 | 0 | 2.0935e-08 | 18552.3348 | 319.4911 | 11216.5626 | 7016.281 | 0 | 0 | 0 | 1.3564e-05 |  | 0 | 0 | 0 | 0 | 0 | 0 | 0.0003884 | 0 | 0.0003884 | [16 empty] | 7.3.1.3 Ignition probability mapping showing the probability of ignition along the electric lines and equipmentWLDFRAggregatedAggregated | WLDFR | HFTD - Distribution - Tier 2 - 4QU CoRE ¦ 3QU LoRE | Non-Red Flag Warning - Catastrophic Fires | Aggregated | Aggregated | 2030 | 5.5595e-07 | 0 | 749.2523 | 0.00041655 | 2030 | Mitigation | 0.08575 | 30 | 0 | esc | 0.0012005 | 6.6742e-10 | 0.00060025 | 3.3371e-10 | 0.0015435 | 8.5811e-10
[79 empty] | WLDFR | HFTD - Distribution - Tier 2 - 4QU CoRE ¦ 2QU LoRE | Red Flag Warning - Destructive Fires | 2020 | 2.5424e-09 | 0 | 0 | 8807.9522 | 222.2294 | 8585.7228 | 0 | 0 | 0 | 0 | 2.1178e-06 |  | 2.2393e-05 | 0 | 2.2393e-05 | 0 | 0 | 0 | 0 | 0 | 0 | [16 empty] | 7.3.1.3 Ignition probability mapping showing the probability of ignition along the electric lines and equipmentWLDFRAggregatedAggregated | WLDFR | HFTD - Distribution - Tier 2 - 4QU CoRE ¦ 3QU LoRE | Non-Red Flag Warning - Catastrophic Fires | Aggregated | Aggregated | 2031 | 5.5595e-07 | 0 | 749.2523 | 0.00041655 | 2031 | Mitigation | 0.08575 | 30 | 0 | esc | 0.0012005 | 6.6742e-10 | 0.00060025 | 3.3371e-10 | 0.0015435 | 8.5811e-10
[79 empty] | WLDFR | HFTD - Distribution - Tier 2 - 4QU CoRE ¦ 2QU LoRE | Red Flag Warning - Destructive Fires | 2021 | 2.5424e-09 | 1.2712e-09 | 0 | 8807.9522 | 222.2294 | 8585.7228 | 0 | 0 | 0 | 0 | 2.1178e-06 |  | 2.2393e-05 | 0 | 2.2393e-05 | 1.1197e-05 | 0 | 1.1197e-05 | 0 | 0 | 0 | [16 empty] | 7.3.1.3 Ignition probability mapping showing the probability of ignition along the electric lines and equipmentWLDFRAggregatedAggregated | WLDFR | HFTD - Distribution - Tier 2 - 4QU CoRE ¦ 3QU LoRE | Non-Red Flag Warning - Catastrophic Fires | Aggregated | Aggregated | 2032 | 5.5595e-07 | 0 | 749.2523 | 0.00041655 | 2032 | Mitigation | 0.08575 | 30 | 0 | esc | 0.0012005 | 6.6742e-10 | 0.00060025 | 3.3371e-10 | 0.0015435 | 8.5811e-10
[79 empty] | WLDFR | HFTD - Distribution - Tier 2 - 4QU CoRE ¦ 2QU LoRE | Red Flag Warning - Destructive Fires | 2022 | 2.5424e-09 | 1.2712e-09 | 3.2688e-09 | 8807.9522 | 222.2294 | 8585.7228 | 0 | 0 | 0 | 0 | 2.1178e-06 |  | 2.2393e-05 | 0 | 2.2393e-05 | 1.1197e-05 | 0 | 1.1197e-05 | 2.8791e-05 | 0 | 2.8791e-05 | [16 empty] | 7.3.1.3 Ignition probability mapping showing the probability of ignition along the electric lines and equipmentWLDFRAggregatedAggregated | WLDFR | HFTD - Distribution - Tier 2 - 4QU CoRE ¦ 3QU LoRE | Non-Red Flag Warning - Catastrophic Fires | Aggregated | Aggregated | 2033 | 5.5595e-07 | 0 | 749.2523 | 0.00041655 | 2033 | Mitigation | 0.08575 | 30 | 0 | esc | 0.0012005 | 6.6742e-10 | 0.00060025 | 3.3371e-10 | 0.0015435 | 8.5811e-10
[79 empty] | WLDFR | HFTD - Distribution - Tier 2 - 4QU CoRE ¦ 2QU LoRE | Red Flag Warning - Destructive Fires | 2023 | 2.5424e-09 | 1.2712e-09 | 3.2688e-09 | 9129.7461 | 233.2301 | 8896.516 | 0 | 0 | 0 | 0 | 2.1178e-06 |  | 2.3211e-05 | 0 | 2.3211e-05 | 1.1606e-05 | 0 | 1.1606e-05 | 2.9843e-05 | 0 | 2.9843e-05 | [16 empty] | 7.3.1.3 Ignition probability mapping showing the probability of ignition along the electric lines and equipmentWLDFRAggregatedAggregated | WLDFR | HFTD - Distribution - Tier 2 - 4QU CoRE ¦ 3QU LoRE | Non-Red Flag Warning - Catastrophic Fires | Aggregated | Aggregated | 2034 | 5.5595e-07 | 0 | 749.2523 | 0.00041655 | 2034 | Mitigation | 0.08575 | 30 | 0 | esc | 0.0012005 | 6.6742e-10 | 0.00060025 | 3.3371e-10 | 0.0015435 | 8.5811e-10
[79 empty] | WLDFR | HFTD - Distribution - Tier 2 - 4QU CoRE ¦ 2QU LoRE | Red Flag Warning - Destructive Fires | 2024 | 2.5424e-09 | 1.2712e-09 | 3.2688e-09 | 9129.7461 | 233.2301 | 8896.516 | 0 | 0 | 0 | 0 | 2.1178e-06 |  | 2.3211e-05 | 0 | 2.3211e-05 | 1.1606e-05 | 0 | 1.1606e-05 | 2.9843e-05 | 0 | 2.9843e-05 | [16 empty] | 7.3.1.3 Ignition probability mapping showing the probability of ignition along the electric lines and equipmentWLDFRAggregatedAggregated | WLDFR | HFTD - Distribution - Tier 2 - 4QU CoRE ¦ 3QU LoRE | Non-Red Flag Warning - Catastrophic Fires | Aggregated | Aggregated | 2035 | 5.5595e-07 | 0 | 749.2523 | 0.00041655 | 2035 | Mitigation | 0.08575 | 30 | 0 | esc | 0.0012005 | 6.6742e-10 | 0.00060025 | 3.3371e-10 | 0.0015435 | 8.5811e-10
[79 empty] | WLDFR | HFTD - Distribution - Tier 2 - 4QU CoRE ¦ 2QU LoRE | Red Flag Warning - Destructive Fires | 2025 | 2.5424e-09 | 1.2712e-09 | 3.2688e-09 | 9129.7461 | 233.2301 | 8896.516 | 0 | 0 | 0 | 0 | 2.1178e-06 |  | 2.3211e-05 | 0 | 2.3211e-05 | 1.1606e-05 | 0 | 1.1606e-05 | 2.9843e-05 | 0 | 2.9843e-05 | [16 empty] | 7.3.1.3 Ignition probability mapping showing the probability of ignition along the electric lines and equipmentWLDFRAggregatedAggregated | WLDFR | HFTD - Distribution - Tier 2 - 4QU CoRE ¦ 3QU LoRE | Non-Red Flag Warning - Catastrophic Fires | Aggregated | Aggregated | 2036 | 5.5595e-07 | 0 | 749.2523 | 0.00041655 | 2036 | Mitigation | 0.08575 | 30 | 0 | esc | 0.0012005 | 6.6742e-10 | 0.00060025 | 3.3371e-10 | 0.0015435 | 8.5811e-10
[79 empty] | WLDFR | HFTD - Distribution - Tier 2 - 4QU CoRE ¦ 2QU LoRE | Red Flag Warning - Destructive Fires | 2026 | 2.5424e-09 | 1.2712e-09 | 3.2688e-09 | 9129.7461 | 233.2301 | 8896.516 | 0 | 0 | 0 | 0 | 2.1178e-06 |  | 2.3211e-05 | 0 | 2.3211e-05 | 1.1606e-05 | 0 | 1.1606e-05 | 2.9843e-05 | 0 | 2.9843e-05 | [16 empty] | 7.3.1.3 Ignition probability mapping showing the probability of ignition along the electric lines and equipmentWLDFRAggregatedAggregated | WLDFR | HFTD - Distribution - Tier 2 - 4QU CoRE ¦ 3QU LoRE | Non-Red Flag Warning - Catastrophic Fires | Aggregated | Aggregated | 2037 | 5.5595e-07 | 0 | 749.2523 | 0.00041655 | 2037 | Mitigation | 0.08575 | 30 | 0 | esc | 0.0012005 | 6.6742e-10 | 0.00060025 | 3.3371e-10 | 0.0015435 | 8.5811e-10
[79 empty] | WLDFR | HFTD - Distribution - Tier 2 - 4QU CoRE ¦ 2QU LoRE | Red Flag Warning - Destructive Fires | 2027 | 2.5424e-09 | 1.2712e-09 | 3.2688e-09 | 9129.7461 | 233.2301 | 8896.516 | 0 | 0 | 0 | 0 | 2.1178e-06 |  | 2.3211e-05 | 0 | 2.3211e-05 | 1.1606e-05 | 0 | 1.1606e-05 | 2.9843e-05 | 0 | 2.9843e-05 | [16 empty] | 7.3.1.3 Ignition probability mapping showing the probability of ignition along the electric lines and equipmentWLDFRAggregatedAggregated | WLDFR | HFTD - Distribution - Tier 2 - 4QU CoRE ¦ 3QU LoRE | Non-Red Flag Warning - Catastrophic Fires | Aggregated | Aggregated | 2038 | 5.5595e-07 | 0 | 749.2523 | 0.00041655 | 2038 | Mitigation | 0.08575 | 30 | 0 | esc | 0.0012005 | 6.6742e-10 | 0.00060025 | 3.3371e-10 | 0.0015435 | 8.5811e-10
[79 empty] | WLDFR | HFTD - Distribution - Tier 2 - 4QU CoRE ¦ 2QU LoRE | Red Flag Warning - Destructive Fires | 2028 | 2.5424e-09 | 1.2712e-09 | 3.2688e-09 | 9534.9221 | 247.273 | 9287.6491 | 0 | 0 | 0 | 0 | 2.1178e-06 |  | 2.4242e-05 | 0 | 2.4242e-05 | 1.2121e-05 | 0 | 1.2121e-05 | 3.1168e-05 | 0 | 3.1168e-05 | [16 empty] | 7.3.1.3 Ignition probability mapping showing the probability of ignition along the electric lines and equipmentWLDFRAggregatedAggregated | WLDFR | HFTD - Distribution - Tier 2 - 4QU CoRE ¦ 3QU LoRE | Non-Red Flag Warning - Catastrophic Fires | Aggregated | Aggregated | 2039 | 5.5595e-07 | 0 | 749.2523 | 0.00041655 | 2039 | Mitigation | 0.08575 | 30 | 0 | esc | 0.0012005 | 6.6742e-10 | 0.00060025 | 3.3371e-10 | 0.0015435 | 8.5811e-10
[79 empty] | WLDFR | HFTD - Distribution - Tier 2 - 4QU CoRE ¦ 2QU LoRE | Red Flag Warning - Destructive Fires | 2029 | 2.5424e-09 | 1.2712e-09 | 3.2688e-09 | 9534.9221 | 247.273 | 9287.6491 | 0 | 0 | 0 | 0 | 2.1178e-06 |  | 2.4242e-05 | 0 | 2.4242e-05 | 1.2121e-05 | 0 | 1.2121e-05 | 3.1168e-05 | 0 | 3.1168e-05 | [16 empty] | 7.3.1.3 Ignition probability mapping showing the probability of ignition along the electric lines and equipmentWLDFRAggregatedAggregated | WLDFR | HFTD - Distribution - Tier 2 - 4QU CoRE ¦ 3QU LoRE | Non-Red Flag Warning - Catastrophic Fires | Aggregated | Aggregated | 2040 | 5.5595e-07 | 0 | 749.2523 | 0.00041655 | 2040 | Mitigation | 0.08575 | 30 | 0 | esc | 0.0012005 | 6.6742e-10 | 0.00060025 | 3.3371e-10 | 0.0015435 | 8.5811e-10
[79 empty] | WLDFR | HFTD - Distribution - Tier 2 - 4QU CoRE ¦ 2QU LoRE | Red Flag Warning - Destructive Fires | 2030 | 2.5424e-09 | 1.2712e-09 | 3.2688e-09 | 9534.9221 | 247.273 | 9287.6491 | 0 | 0 | 0 | 0 | 2.1178e-06 |  | 2.4242e-05 | 0 | 2.4242e-05 | 1.2121e-05 | 0 | 1.2121e-05 | 3.1168e-05 | 0 | 3.1168e-05 | [16 empty] | 7.3.1.3 Ignition probability mapping showing the probability of ignition along the electric lines and equipmentWLDFRAggregatedAggregated | WLDFR | HFTD - Distribution - Tier 2 - 4QU CoRE ¦ 3QU LoRE | Non-Red Flag Warning - Catastrophic Fires | Aggregated | Aggregated | 2041 | 5.5595e-07 | 0 | 749.2523 | 0.00041655 | 2041 | Mitigation | 0.08575 | 30 | 0 | esc | 0.0012005 | 6.6742e-10 | 0.00060025 | 3.3371e-10 | 0.0015435 | 8.5811e-10
[79 empty] | WLDFR | HFTD - Distribution - Tier 2 - 4QU CoRE ¦ 2QU LoRE | Red Flag Warning - Destructive Fires | 2031 | 2.5424e-09 | 1.2712e-09 | 3.2688e-09 | 9534.9221 | 247.273 | 9287.6491 | 0 | 0 | 0 | 0 | 2.1178e-06 |  | 2.4242e-05 | 0 | 2.4242e-05 | 1.2121e-05 | 0 | 1.2121e-05 | 3.1168e-05 | 0 | 3.1168e-05 | [16 empty] | 7.3.1.3 Ignition probability mapping showing the probability of ignition along the electric lines and equipmentWLDFRAggregatedAggregated | WLDFR | HFTD - Distribution - Tier 2 - 4QU CoRE ¦ 3QU LoRE | Non-Red Flag Warning - Catastrophic Fires | Aggregated | Aggregated | 2042 | 5.5595e-07 | 0 | 749.2523 | 0.00041655 | 2042 | Mitigation | 0.08575 | 30 | 0 | esc | 0.0012005 | 6.6742e-10 | 0.00060025 | 3.3371e-10 | 0.0015435 | 8.5811e-10
[79 empty] | WLDFR | HFTD - Distribution - Tier 2 - 4QU CoRE ¦ 2QU LoRE | Red Flag Warning - Destructive Fires | 2032 | 2.5424e-09 | 1.2712e-09 | 3.2688e-09 | 9534.9221 | 247.273 | 9287.6491 | 0 | 0 | 0 | 0 | 2.1178e-06 |  | 2.4242e-05 | 0 | 2.4242e-05 | 1.2121e-05 | 0 | 1.2121e-05 | 3.1168e-05 | 0 | 3.1168e-05 | [16 empty] | 7.3.1.3 Ignition probability mapping showing the probability of ignition along the electric lines and equipmentWLDFRAggregatedAggregated | WLDFR | HFTD - Distribution - Tier 2 - 4QU CoRE ¦ 3QU LoRE | Non-Red Flag Warning - Catastrophic Fires | Aggregated | Aggregated | 2043 | 5.5595e-07 | 0 | 749.2523 | 0.00041655 | 2043 | Mitigation | 0.08575 | 30 | 0 | esc | 0.0012005 | 6.6742e-10 | 0.00060025 | 3.3371e-10 | 0.0015435 | 8.5811e-10
[79 empty] | WLDFR | HFTD - Distribution - Tier 2 - 4QU CoRE ¦ 2QU LoRE | Red Flag Warning - Destructive Fires | 2033 | 2.5424e-09 | 1.2712e-09 | 3.2688e-09 | 9984.8474 | 263.1074 | 9721.74 | 0 | 0 | 0 | 0 | 2.1178e-06 |  | 2.5385e-05 | 0 | 2.5385e-05 | 1.2693e-05 | 0 | 1.2693e-05 | 3.2638e-05 | 0 | 3.2638e-05 | [16 empty] | 7.3.1.3 Ignition probability mapping showing the probability of ignition along the electric lines and equipmentWLDFRAggregatedAggregated | WLDFR | HFTD - Distribution - Tier 2 - 4QU CoRE ¦ 3QU LoRE | Non-Red Flag Warning - Catastrophic Fires | Aggregated | Aggregated | 2044 | 5.5595e-07 | 0 | 749.2523 | 0.00041655 | 2044 | Mitigation | 0.08575 | 30 | 0 | esc | 0.0012005 | 6.6742e-10 | 0.00060025 | 3.3371e-10 | 0.0015435 | 8.5811e-10
[79 empty] | WLDFR | HFTD - Distribution - Tier 2 - 4QU CoRE ¦ 2QU LoRE | Red Flag Warning - Destructive Fires | 2034 | 2.5424e-09 | 1.2712e-09 | 3.2688e-09 | 9984.8474 | 263.1074 | 9721.74 | 0 | 0 | 0 | 0 | 2.1178e-06 |  | 2.5385e-05 | 0 | 2.5385e-05 | 1.2693e-05 | 0 | 1.2693e-05 | 3.2638e-05 | 0 | 3.2638e-05 | [16 empty] | 7.3.1.3 Ignition probability mapping showing the probability of ignition along the electric lines and equipmentWLDFRAggregatedAggregated | WLDFR | HFTD - Distribution - Tier 2 - 4QU CoRE ¦ 3QU LoRE | Non-Red Flag Warning - Catastrophic Fires | Aggregated | Aggregated | 2045 | 5.5595e-07 | 0 | 749.2523 | 0.00041655 | 2045 | Mitigation | 0.08575 | 30 | 0 | esc | 0.0012005 | 6.6742e-10 | 0.00060025 | 3.3371e-10 | 0.0015435 | 8.5811e-10
[79 empty] | WLDFR | HFTD - Distribution - Tier 2 - 4QU CoRE ¦ 2QU LoRE | Red Flag Warning - Destructive Fires | 2035 | 2.5424e-09 | 1.2712e-09 | 3.2688e-09 | 9984.8474 | 263.1074 | 9721.74 | 0 | 0 | 0 | 0 | 2.1178e-06 |  | 2.5385e-05 | 0 | 2.5385e-05 | 1.2693e-05 | 0 | 1.2693e-05 | 3.2638e-05 | 0 | 3.2638e-05 | [16 empty] | 7.3.1.3 Ignition probability mapping showing the probability of ignition along the electric lines and equipmentWLDFRAggregatedAggregated | WLDFR | HFTD - Distribution - Tier 2 - 4QU CoRE ¦ 3QU LoRE | Non-Red Flag Warning - Catastrophic Fires | Aggregated | Aggregated | 2046 | 5.5595e-07 | 0 | 749.2523 | 0.00041655 | 2046 | Mitigation | 0.08575 | 30 | 0 | esc | 0.0012005 | 6.6742e-10 | 0.00060025 | 3.3371e-10 | 0.0015435 | 8.5811e-10
[79 empty] | WLDFR | HFTD - Distribution - Tier 2 - 4QU CoRE ¦ 2QU LoRE | Red Flag Warning - Destructive Fires | 2036 | 2.5424e-09 | 1.2712e-09 | 3.2688e-09 | 9984.8474 | 263.1074 | 9721.74 | 0 | 0 | 0 | 0 | 2.1178e-06 |  | 2.5385e-05 | 0 | 2.5385e-05 | 1.2693e-05 | 0 | 1.2693e-05 | 3.2638e-05 | 0 | 3.2638e-05 | [16 empty] | 7.3.1.3 Ignition probability mapping showing the probability of ignition along the electric lines and equipmentWLDFRAggregatedAggregated | WLDFR | HFTD - Distribution - Tier 2 - 4QU CoRE ¦ 3QU LoRE | Non-Red Flag Warning - Catastrophic Fires | Aggregated | Aggregated | 2047 | 5.5595e-07 | 0 | 749.2523 | 0.00041655 | 2047 | Mitigation | 0.08575 | 30 | 0 | esc | 0.0012005 | 6.6742e-10 | 0.00060025 | 3.3371e-10 | 0.0015435 | 8.5811e-10
[79 empty] | WLDFR | HFTD - Distribution - Tier 2 - 4QU CoRE ¦ 2QU LoRE | Red Flag Warning - Destructive Fires | 2037 | 2.5424e-09 | 1.2712e-09 | 3.2688e-09 | 9984.8474 | 263.1074 | 9721.74 | 0 | 0 | 0 | 0 | 2.1178e-06 |  | 2.5385e-05 | 0 | 2.5385e-05 | 1.2693e-05 | 0 | 1.2693e-05 | 3.2638e-05 | 0 | 3.2638e-05 | [16 empty] | 7.3.1.3 Ignition probability mapping showing the probability of ignition along the electric lines and equipmentWLDFRAggregatedAggregated | WLDFR | HFTD - Distribution - Tier 2 - 4QU CoRE ¦ 3QU LoRE | Non-Red Flag Warning - Catastrophic Fires | Aggregated | Aggregated | 2048 | 5.5595e-07 | 0 | 749.2523 | 0.00041655 | 2048 | Mitigation | 0.08575 | 30 | 0 | esc | 0.0012005 | 6.6742e-10 | 0.00060025 | 3.3371e-10 | 0.0015435 | 8.5811e-10
[79 empty] | WLDFR | HFTD - Distribution - Tier 2 - 4QU CoRE ¦ 2QU LoRE | Red Flag Warning - Destructive Fires | 2038 | 2.5424e-09 | 1.2712e-09 | 3.2688e-09 | 10472.8261 | 280.5544 | 10192.2718 | 0 | 0 | 0 | 0 | 2.1178e-06 |  | 2.6626e-05 | 0 | 2.6626e-05 | 1.3313e-05 | 0 | 1.3313e-05 | 3.4234e-05 | 0 | 3.4234e-05 | [16 empty] | 7.3.1.3 Ignition probability mapping showing the probability of ignition along the electric lines and equipmentWLDFRAggregatedAggregated | WLDFR | HFTD - Distribution - Tier 2 - 4QU CoRE ¦ 3QU LoRE | Non-Red Flag Warning - Catastrophic Fires | Aggregated | Aggregated | 2049 | 5.5595e-07 | 0 | 749.2523 | 0.00041655 | 2049 | Mitigation | 0.08575 | 30 | 0 | esc | 0.0012005 | 6.6742e-10 | 0.00060025 | 3.3371e-10 | 0.0015435 | 8.5811e-10
[79 empty] | WLDFR | HFTD - Distribution - Tier 2 - 4QU CoRE ¦ 2QU LoRE | Red Flag Warning - Destructive Fires | 2039 | 2.5424e-09 | 1.2712e-09 | 3.2688e-09 | 10472.8261 | 280.5544 | 10192.2718 | 0 | 0 | 0 | 0 | 2.1178e-06 |  | 2.6626e-05 | 0 | 2.6626e-05 | 1.3313e-05 | 0 | 1.3313e-05 | 3.4234e-05 | 0 | 3.4234e-05 | [16 empty] | 7.3.1.3 Ignition probability mapping showing the probability of ignition along the electric lines and equipmentWLDFRAggregatedAggregated | WLDFR | HFTD - Distribution - Tier 2 - 4QU CoRE ¦ 3QU LoRE | Non-Red Flag Warning - Catastrophic Fires | Aggregated | Aggregated | 2050 | 5.5595e-07 | 0 | 749.2523 | 0.00041655 | 2050 | Mitigation | 0.08575 | 30 | 0 | esc | 0 | 0 | 0.00060025 | 3.3371e-10 | 0.0015435 | 8.5811e-10
[79 empty] | WLDFR | HFTD - Distribution - Tier 2 - 4QU CoRE ¦ 2QU LoRE | Red Flag Warning - Destructive Fires | 2040 | 2.5424e-09 | 1.2712e-09 | 3.2688e-09 | 10472.8261 | 280.5544 | 10192.2718 | 0 | 0 | 0 | 0 | 2.1178e-06 |  | 2.6626e-05 | 0 | 2.6626e-05 | 1.3313e-05 | 0 | 1.3313e-05 | 3.4234e-05 | 0 | 3.4234e-05 | [16 empty] | 7.3.1.3 Ignition probability mapping showing the probability of ignition along the electric lines and equipmentWLDFRAggregatedAggregated | WLDFR | HFTD - Distribution - Tier 2 - 4QU CoRE ¦ 3QU LoRE | Non-Red Flag Warning - Catastrophic Fires | Aggregated | Aggregated | 2051 | 5.5595e-07 | 0 | 749.2523 | 0.00041655 | 2051 | Mitigation | 0.08575 | 30 | 0 | esc | 0 | 0 | 0 | 0 | 0.0015435 | 8.5811e-10
[79 empty] | WLDFR | HFTD - Distribution - Tier 2 - 4QU CoRE ¦ 2QU LoRE | Red Flag Warning - Destructive Fires | 2041 | 2.5424e-09 | 1.2712e-09 | 3.2688e-09 | 10472.8261 | 280.5544 | 10192.2718 | 0 | 0 | 0 | 0 | 2.1178e-06 |  | 2.6626e-05 | 0 | 2.6626e-05 | 1.3313e-05 | 0 | 1.3313e-05 | 3.4234e-05 | 0 | 3.4234e-05 | [16 empty] | 7.3.1.3 Ignition probability mapping showing the probability of ignition along the electric lines and equipmentWLDFRAggregatedAggregated | WLDFR | HFTD - Distribution - Tier 2 - 4QU CoRE ¦ 3QU LoRE | Non-Red Flag Warning - Destructive Fires | Aggregated | Aggregated | 2021 | 6.1679e-07 | 0 | 749.2523 | 0.00046213 | 2021 | Mitigation | 0.08575 | 30 | 0 | esc | 0.0012005 | 7.4046e-10 | 0.00060025 | 3.7023e-10 | 0 | 0
[79 empty] | WLDFR | HFTD - Distribution - Tier 2 - 4QU CoRE ¦ 2QU LoRE | Red Flag Warning - Destructive Fires | 2042 | 2.5424e-09 | 1.2712e-09 | 3.2688e-09 | 10472.8261 | 280.5544 | 10192.2718 | 0 | 0 | 0 | 0 | 2.1178e-06 |  | 2.6626e-05 | 0 | 2.6626e-05 | 1.3313e-05 | 0 | 1.3313e-05 | 3.4234e-05 | 0 | 3.4234e-05 | [16 empty] | 7.3.1.3 Ignition probability mapping showing the probability of ignition along the electric lines and equipmentWLDFRAggregatedAggregated | WLDFR | HFTD - Distribution - Tier 2 - 4QU CoRE ¦ 3QU LoRE | Non-Red Flag Warning - Destructive Fires | Aggregated | Aggregated | 2022 | 6.1679e-07 | 0 | 749.2523 | 0.00046213 | 2022 | Mitigation | 0.08575 | 30 | 0 | esc | 0.0012005 | 7.4046e-10 | 0.00060025 | 3.7023e-10 | 0.0015435 | 9.5202e-10
[79 empty] | WLDFR | HFTD - Distribution - Tier 2 - 4QU CoRE ¦ 2QU LoRE | Red Flag Warning - Destructive Fires | 2043 | 2.5424e-09 | 1.2712e-09 | 3.2688e-09 | 10992.1562 | 299.42 | 10692.7362 | 0 | 0 | 0 | 0 | 2.1178e-06 |  | 2.7946e-05 | 0 | 2.7946e-05 | 1.3973e-05 | 0 | 1.3973e-05 | 3.5931e-05 | 0 | 3.5931e-05 | [16 empty] | 7.3.1.3 Ignition probability mapping showing the probability of ignition along the electric lines and equipmentWLDFRAggregatedAggregated | WLDFR | HFTD - Distribution - Tier 2 - 4QU CoRE ¦ 3QU LoRE | Non-Red Flag Warning - Destructive Fires | Aggregated | Aggregated | 2023 | 6.1679e-07 | 0 | 749.2523 | 0.00046213 | 2023 | Mitigation | 0.08575 | 30 | 0 | esc | 0.0012005 | 7.4046e-10 | 0.00060025 | 3.7023e-10 | 0.0015435 | 9.5202e-10
[79 empty] | WLDFR | HFTD - Distribution - Tier 2 - 4QU CoRE ¦ 2QU LoRE | Red Flag Warning - Destructive Fires | 2044 | 2.5424e-09 | 1.2712e-09 | 3.2688e-09 | 10992.1562 | 299.42 | 10692.7362 | 0 | 0 | 0 | 0 | 2.1178e-06 |  | 2.7946e-05 | 0 | 2.7946e-05 | 1.3973e-05 | 0 | 1.3973e-05 | 3.5931e-05 | 0 | 3.5931e-05 | [16 empty] | 7.3.1.3 Ignition probability mapping showing the probability of ignition along the electric lines and equipmentWLDFRAggregatedAggregated | WLDFR | HFTD - Distribution - Tier 2 - 4QU CoRE ¦ 3QU LoRE | Non-Red Flag Warning - Destructive Fires | Aggregated | Aggregated | 2024 | 6.1679e-07 | 0 | 749.2523 | 0.00046213 | 2024 | Mitigation | 0.08575 | 30 | 0 | esc | 0.0012005 | 7.4046e-10 | 0.00060025 | 3.7023e-10 | 0.0015435 | 9.5202e-10
[79 empty] | WLDFR | HFTD - Distribution - Tier 2 - 4QU CoRE ¦ 2QU LoRE | Red Flag Warning - Destructive Fires | 2045 | 2.5424e-09 | 1.2712e-09 | 3.2688e-09 | 10992.1562 | 299.42 | 10692.7362 | 0 | 0 | 0 | 0 | 2.1178e-06 |  | 2.7946e-05 | 0 | 2.7946e-05 | 1.3973e-05 | 0 | 1.3973e-05 | 3.5931e-05 | 0 | 3.5931e-05 | [16 empty] | 7.3.1.3 Ignition probability mapping showing the probability of ignition along the electric lines and equipmentWLDFRAggregatedAggregated | WLDFR | HFTD - Distribution - Tier 2 - 4QU CoRE ¦ 3QU LoRE | Non-Red Flag Warning - Destructive Fires | Aggregated | Aggregated | 2025 | 6.1679e-07 | 0 | 749.2523 | 0.00046213 | 2025 | Mitigation | 0.08575 | 30 | 0 | esc | 0.0012005 | 7.4046e-10 | 0.00060025 | 3.7023e-10 | 0.0015435 | 9.5202e-10
[79 empty] | WLDFR | HFTD - Distribution - Tier 2 - 4QU CoRE ¦ 2QU LoRE | Red Flag Warning - Destructive Fires | 2046 | 2.5424e-09 | 1.2712e-09 | 3.2688e-09 | 10992.1562 | 299.42 | 10692.7362 | 0 | 0 | 0 | 0 | 2.1178e-06 |  | 2.7946e-05 | 0 | 2.7946e-05 | 1.3973e-05 | 0 | 1.3973e-05 | 3.5931e-05 | 0 | 3.5931e-05 | [16 empty] | 7.3.1.3 Ignition probability mapping showing the probability of ignition along the electric lines and equipmentWLDFRAggregatedAggregated | WLDFR | HFTD - Distribution - Tier 2 - 4QU CoRE ¦ 3QU LoRE | Non-Red Flag Warning - Destructive Fires | Aggregated | Aggregated | 2026 | 6.1679e-07 | 0 | 749.2523 | 0.00046213 | 2026 | Mitigation | 0.08575 | 30 | 0 | esc | 0.0012005 | 7.4046e-10 | 0.00060025 | 3.7023e-10 | 0.0015435 | 9.5202e-10
[79 empty] | WLDFR | HFTD - Distribution - Tier 2 - 4QU CoRE ¦ 2QU LoRE | Red Flag Warning - Destructive Fires | 2047 | 2.5424e-09 | 1.2712e-09 | 3.2688e-09 | 10992.1562 | 299.42 | 10692.7362 | 0 | 0 | 0 | 0 | 2.1178e-06 |  | 2.7946e-05 | 0 | 2.7946e-05 | 1.3973e-05 | 0 | 1.3973e-05 | 3.5931e-05 | 0 | 3.5931e-05 | [16 empty] | 7.3.1.3 Ignition probability mapping showing the probability of ignition along the electric lines and equipmentWLDFRAggregatedAggregated | WLDFR | HFTD - Distribution - Tier 2 - 4QU CoRE ¦ 3QU LoRE | Non-Red Flag Warning - Destructive Fires | Aggregated | Aggregated | 2027 | 6.1679e-07 | 0 | 749.2523 | 0.00046213 | 2027 | Mitigation | 0.08575 | 30 | 0 | esc | 0.0012005 | 7.4046e-10 | 0.00060025 | 3.7023e-10 | 0.0015435 | 9.5202e-10
[79 empty] | WLDFR | HFTD - Distribution - Tier 2 - 4QU CoRE ¦ 2QU LoRE | Red Flag Warning - Destructive Fires | 2048 | 2.5424e-09 | 1.2712e-09 | 3.2688e-09 | 11536.0538 | 319.4911 | 11216.5626 | 0 | 0 | 0 | 0 | 2.1178e-06 |  | 2.9329e-05 | 0 | 2.9329e-05 | 1.4665e-05 | 0 | 1.4665e-05 | 3.7709e-05 | 0 | 3.7709e-05 | [16 empty] | 7.3.1.3 Ignition probability mapping showing the probability of ignition along the electric lines and equipmentWLDFRAggregatedAggregated | WLDFR | HFTD - Distribution - Tier 2 - 4QU CoRE ¦ 3QU LoRE | Non-Red Flag Warning - Destructive Fires | Aggregated | Aggregated | 2028 | 6.1679e-07 | 0 | 749.2523 | 0.00046213 | 2028 | Mitigation | 0.08575 | 30 | 0 | esc | 0.0012005 | 7.4046e-10 | 0.00060025 | 3.7023e-10 | 0.0015435 | 9.5202e-10
[79 empty] | WLDFR | HFTD - Distribution - Tier 2 - 4QU CoRE ¦ 2QU LoRE | Red Flag Warning - Destructive Fires | 2049 | 2.5424e-09 | 1.2712e-09 | 3.2688e-09 | 11536.0538 | 319.4911 | 11216.5626 | 0 | 0 | 0 | 0 | 2.1178e-06 |  | 2.9329e-05 | 0 | 2.9329e-05 | 1.4665e-05 | 0 | 1.4665e-05 | 3.7709e-05 | 0 | 3.7709e-05 | [16 empty] | 7.3.1.3 Ignition probability mapping showing the probability of ignition along the electric lines and equipmentWLDFRAggregatedAggregated | WLDFR | HFTD - Distribution - Tier 2 - 4QU CoRE ¦ 3QU LoRE | Non-Red Flag Warning - Destructive Fires | Aggregated | Aggregated | 2029 | 6.1679e-07 | 0 | 749.2523 | 0.00046213 | 2029 | Mitigation | 0.08575 | 30 | 0 | esc | 0.0012005 | 7.4046e-10 | 0.00060025 | 3.7023e-10 | 0.0015435 | 9.5202e-10
[79 empty] | WLDFR | HFTD - Distribution - Tier 2 - 4QU CoRE ¦ 2QU LoRE | Red Flag Warning - Destructive Fires | 2050 | 0 | 1.2712e-09 | 3.2688e-09 | 11536.0538 | 319.4911 | 11216.5626 | 0 | 0 | 0 | 0 | 2.1178e-06 |  | 0 | 0 | 0 | 1.4665e-05 | 0 | 1.4665e-05 | 3.7709e-05 | 0 | 3.7709e-05 | [16 empty] | 7.3.1.3 Ignition probability mapping showing the probability of ignition along the electric lines and equipmentWLDFRAggregatedAggregated | WLDFR | HFTD - Distribution - Tier 2 - 4QU CoRE ¦ 3QU LoRE | Non-Red Flag Warning - Destructive Fires | Aggregated | Aggregated | 2030 | 6.1679e-07 | 0 | 749.2523 | 0.00046213 | 2030 | Mitigation | 0.08575 | 30 | 0 | esc | 0.0012005 | 7.4046e-10 | 0.00060025 | 3.7023e-10 | 0.0015435 | 9.5202e-10
[79 empty] | WLDFR | HFTD - Distribution - Tier 2 - 4QU CoRE ¦ 2QU LoRE | Red Flag Warning - Destructive Fires | 2051 | 0 | 0 | 3.2688e-09 | 11536.0538 | 319.4911 | 11216.5626 | 0 | 0 | 0 | 0 | 2.1178e-06 |  | 0 | 0 | 0 | 0 | 0 | 0 | 3.7709e-05 | 0 | 3.7709e-05 | [16 empty] | 7.3.1.3 Ignition probability mapping showing the probability of ignition along the electric lines and equipmentWLDFRAggregatedAggregated | WLDFR | HFTD - Distribution - Tier 2 - 4QU CoRE ¦ 3QU LoRE | Non-Red Flag Warning - Destructive Fires | Aggregated | Aggregated | 2031 | 6.1679e-07 | 0 | 749.2523 | 0.00046213 | 2031 | Mitigation | 0.08575 | 30 | 0 | esc | 0.0012005 | 7.4046e-10 | 0.00060025 | 3.7023e-10 | 0.0015435 | 9.5202e-10
[79 empty] | WLDFR | HFTD - Distribution - Tier 2 - 4QU CoRE ¦ 2QU LoRE | Red Flag Warning - Large Fires | 2020 | 3.3364e-08 | 0 | 0 | 5.2406 | 0.69642 | 2.942 | 1.6022 | 0 | 0 | 0 | 2.7792e-05 |  | 1.7484e-07 | 0 | 1.7484e-07 | 0 | 0 | 0 | 0 | 0 | 0 | [16 empty] | 7.3.1.3 Ignition probability mapping showing the probability of ignition along the electric lines and equipmentWLDFRAggregatedAggregated | WLDFR | HFTD - Distribution - Tier 2 - 4QU CoRE ¦ 3QU LoRE | Non-Red Flag Warning - Destructive Fires | Aggregated | Aggregated | 2032 | 6.1679e-07 | 0 | 749.2523 | 0.00046213 | 2032 | Mitigation | 0.08575 | 30 | 0 | esc | 0.0012005 | 7.4046e-10 | 0.00060025 | 3.7023e-10 | 0.0015435 | 9.5202e-10
[79 empty] | WLDFR | HFTD - Distribution - Tier 2 - 4QU CoRE ¦ 2QU LoRE | Red Flag Warning - Large Fires | 2021 | 3.3364e-08 | 1.6682e-08 | 0 | 5.2406 | 0.69642 | 2.942 | 1.6022 | 0 | 0 | 0 | 2.7792e-05 |  | 1.7484e-07 | 0 | 1.7484e-07 | 8.7422e-08 | 0 | 8.7422e-08 | 0 | 0 | 0 | [16 empty] | 7.3.1.3 Ignition probability mapping showing the probability of ignition along the electric lines and equipmentWLDFRAggregatedAggregated | WLDFR | HFTD - Distribution - Tier 2 - 4QU CoRE ¦ 3QU LoRE | Non-Red Flag Warning - Destructive Fires | Aggregated | Aggregated | 2033 | 6.1679e-07 | 0 | 749.2523 | 0.00046213 | 2033 | Mitigation | 0.08575 | 30 | 0 | esc | 0.0012005 | 7.4046e-10 | 0.00060025 | 3.7023e-10 | 0.0015435 | 9.5202e-10
[79 empty] | WLDFR | HFTD - Distribution - Tier 2 - 4QU CoRE ¦ 2QU LoRE | Red Flag Warning - Large Fires | 2022 | 3.3364e-08 | 1.6682e-08 | 4.2896e-08 | 5.2406 | 0.69642 | 2.942 | 1.6022 | 0 | 0 | 0 | 2.7792e-05 |  | 1.7484e-07 | 0 | 1.7484e-07 | 8.7422e-08 | 0 | 8.7422e-08 | 2.248e-07 | 0 | 2.248e-07 | [16 empty] | 7.3.1.3 Ignition probability mapping showing the probability of ignition along the electric lines and equipmentWLDFRAggregatedAggregated | WLDFR | HFTD - Distribution - Tier 2 - 4QU CoRE ¦ 3QU LoRE | Non-Red Flag Warning - Destructive Fires | Aggregated | Aggregated | 2034 | 6.1679e-07 | 0 | 749.2523 | 0.00046213 | 2034 | Mitigation | 0.08575 | 30 | 0 | esc | 0.0012005 | 7.4046e-10 | 0.00060025 | 3.7023e-10 | 0.0015435 | 9.5202e-10
[79 empty] | WLDFR | HFTD - Distribution - Tier 2 - 4QU CoRE ¦ 2QU LoRE | Red Flag Warning - Large Fires | 2023 | 3.3364e-08 | 1.6682e-08 | 4.2896e-08 | 5.475 | 0.71896 | 3.0715 | 1.6846 | 0 | 0 | 0 | 2.7792e-05 |  | 1.8267e-07 | 0 | 1.8267e-07 | 9.1334e-08 | 0 | 9.1334e-08 | 2.3486e-07 | 0 | 2.3486e-07 | [16 empty] | 7.3.1.3 Ignition probability mapping showing the probability of ignition along the electric lines and equipmentWLDFRAggregatedAggregated | WLDFR | HFTD - Distribution - Tier 2 - 4QU CoRE ¦ 3QU LoRE | Non-Red Flag Warning - Destructive Fires | Aggregated | Aggregated | 2035 | 6.1679e-07 | 0 | 749.2523 | 0.00046213 | 2035 | Mitigation | 0.08575 | 30 | 0 | esc | 0.0012005 | 7.4046e-10 | 0.00060025 | 3.7023e-10 | 0.0015435 | 9.5202e-10
[79 empty] | WLDFR | HFTD - Distribution - Tier 2 - 4QU CoRE ¦ 2QU LoRE | Red Flag Warning - Large Fires | 2024 | 3.3364e-08 | 1.6682e-08 | 4.2896e-08 | 5.475 | 0.71896 | 3.0715 | 1.6846 | 0 | 0 | 0 | 2.7792e-05 |  | 1.8267e-07 | 0 | 1.8267e-07 | 9.1334e-08 | 0 | 9.1334e-08 | 2.3486e-07 | 0 | 2.3486e-07 | [16 empty] | 7.3.1.3 Ignition probability mapping showing the probability of ignition along the electric lines and equipmentWLDFRAggregatedAggregated | WLDFR | HFTD - Distribution - Tier 2 - 4QU CoRE ¦ 3QU LoRE | Non-Red Flag Warning - Destructive Fires | Aggregated | Aggregated | 2036 | 6.1679e-07 | 0 | 749.2523 | 0.00046213 | 2036 | Mitigation | 0.08575 | 30 | 0 | esc | 0.0012005 | 7.4046e-10 | 0.00060025 | 3.7023e-10 | 0.0015435 | 9.5202e-10
[79 empty] | WLDFR | HFTD - Distribution - Tier 2 - 4QU CoRE ¦ 2QU LoRE | Red Flag Warning - Large Fires | 2025 | 3.3364e-08 | 1.6682e-08 | 4.2896e-08 | 5.475 | 0.71896 | 3.0715 | 1.6846 | 0 | 0 | 0 | 2.7792e-05 |  | 1.8267e-07 | 0 | 1.8267e-07 | 9.1334e-08 | 0 | 9.1334e-08 | 2.3486e-07 | 0 | 2.3486e-07 | [16 empty] | 7.3.1.3 Ignition probability mapping showing the probability of ignition along the electric lines and equipmentWLDFRAggregatedAggregated | WLDFR | HFTD - Distribution - Tier 2 - 4QU CoRE ¦ 3QU LoRE | Non-Red Flag Warning - Destructive Fires | Aggregated | Aggregated | 2037 | 6.1679e-07 | 0 | 749.2523 | 0.00046213 | 2037 | Mitigation | 0.08575 | 30 | 0 | esc | 0.0012005 | 7.4046e-10 | 0.00060025 | 3.7023e-10 | 0.0015435 | 9.5202e-10
[79 empty] | WLDFR | HFTD - Distribution - Tier 2 - 4QU CoRE ¦ 2QU LoRE | Red Flag Warning - Large Fires | 2026 | 3.3364e-08 | 1.6682e-08 | 4.2896e-08 | 5.475 | 0.71896 | 3.0715 | 1.6846 | 0 | 0 | 0 | 2.7792e-05 |  | 1.8267e-07 | 0 | 1.8267e-07 | 9.1334e-08 | 0 | 9.1334e-08 | 2.3486e-07 | 0 | 2.3486e-07 | [16 empty] | 7.3.1.3 Ignition probability mapping showing the probability of ignition along the electric lines and equipmentWLDFRAggregatedAggregated | WLDFR | HFTD - Distribution - Tier 2 - 4QU CoRE ¦ 3QU LoRE | Non-Red Flag Warning - Destructive Fires | Aggregated | Aggregated | 2038 | 6.1679e-07 | 0 | 749.2523 | 0.00046213 | 2038 | Mitigation | 0.08575 | 30 | 0 | esc | 0.0012005 | 7.4046e-10 | 0.00060025 | 3.7023e-10 | 0.0015435 | 9.5202e-10
[79 empty] | WLDFR | HFTD - Distribution - Tier 2 - 4QU CoRE ¦ 2QU LoRE | Red Flag Warning - Large Fires | 2027 | 3.3364e-08 | 1.6682e-08 | 4.2896e-08 | 5.475 | 0.71896 | 3.0715 | 1.6846 | 0 | 0 | 0 | 2.7792e-05 |  | 1.8267e-07 | 0 | 1.8267e-07 | 9.1334e-08 | 0 | 9.1334e-08 | 2.3486e-07 | 0 | 2.3486e-07 | [16 empty] | 7.3.1.3 Ignition probability mapping showing the probability of ignition along the electric lines and equipmentWLDFRAggregatedAggregated | WLDFR | HFTD - Distribution - Tier 2 - 4QU CoRE ¦ 3QU LoRE | Non-Red Flag Warning - Destructive Fires | Aggregated | Aggregated | 2039 | 6.1679e-07 | 0 | 749.2523 | 0.00046213 | 2039 | Mitigation | 0.08575 | 30 | 0 | esc | 0.0012005 | 7.4046e-10 | 0.00060025 | 3.7023e-10 | 0.0015435 | 9.5202e-10
[79 empty] | WLDFR | HFTD - Distribution - Tier 2 - 4QU CoRE ¦ 2QU LoRE | Red Flag Warning - Large Fires | 2028 | 3.3364e-08 | 1.6682e-08 | 4.2896e-08 | 5.777 | 0.74734 | 3.238 | 1.7917 | 0 | 0 | 0 | 2.7792e-05 |  | 1.9274e-07 | 0 | 1.9274e-07 | 9.6372e-08 | 0 | 9.6372e-08 | 2.4781e-07 | 0 | 2.4781e-07 | [16 empty] | 7.3.1.3 Ignition probability mapping showing the probability of ignition along the electric lines and equipmentWLDFRAggregatedAggregated | WLDFR | HFTD - Distribution - Tier 2 - 4QU CoRE ¦ 3QU LoRE | Non-Red Flag Warning - Destructive Fires | Aggregated | Aggregated | 2040 | 6.1679e-07 | 0 | 749.2523 | 0.00046213 | 2040 | Mitigation | 0.08575 | 30 | 0 | esc | 0.0012005 | 7.4046e-10 | 0.00060025 | 3.7023e-10 | 0.0015435 | 9.5202e-10
[79 empty] | WLDFR | HFTD - Distribution - Tier 2 - 4QU CoRE ¦ 2QU LoRE | Red Flag Warning - Large Fires | 2029 | 3.3364e-08 | 1.6682e-08 | 4.2896e-08 | 5.777 | 0.74734 | 3.238 | 1.7917 | 0 | 0 | 0 | 2.7792e-05 |  | 1.9274e-07 | 0 | 1.9274e-07 | 9.6372e-08 | 0 | 9.6372e-08 | 2.4781e-07 | 0 | 2.4781e-07 | [16 empty] | 7.3.1.3 Ignition probability mapping showing the probability of ignition along the electric lines and equipmentWLDFRAggregatedAggregated | WLDFR | HFTD - Distribution - Tier 2 - 4QU CoRE ¦ 3QU LoRE | Non-Red Flag Warning - Destructive Fires | Aggregated | Aggregated | 2041 | 6.1679e-07 | 0 | 749.2523 | 0.00046213 | 2041 | Mitigation | 0.08575 | 30 | 0 | esc | 0.0012005 | 7.4046e-10 | 0.00060025 | 3.7023e-10 | 0.0015435 | 9.5202e-10
[79 empty] | WLDFR | HFTD - Distribution - Tier 2 - 4QU CoRE ¦ 2QU LoRE | Red Flag Warning - Large Fires | 2030 | 3.3364e-08 | 1.6682e-08 | 4.2896e-08 | 5.777 | 0.74734 | 3.238 | 1.7917 | 0 | 0 | 0 | 2.7792e-05 |  | 1.9274e-07 | 0 | 1.9274e-07 | 9.6372e-08 | 0 | 9.6372e-08 | 2.4781e-07 | 0 | 2.4781e-07 | [16 empty] | 7.3.1.3 Ignition probability mapping showing the probability of ignition along the electric lines and equipmentWLDFRAggregatedAggregated | WLDFR | HFTD - Distribution - Tier 2 - 4QU CoRE ¦ 3QU LoRE | Non-Red Flag Warning - Destructive Fires | Aggregated | Aggregated | 2042 | 6.1679e-07 | 0 | 749.2523 | 0.00046213 | 2042 | Mitigation | 0.08575 | 30 | 0 | esc | 0.0012005 | 7.4046e-10 | 0.00060025 | 3.7023e-10 | 0.0015435 | 9.5202e-10
[79 empty] | WLDFR | HFTD - Distribution - Tier 2 - 4QU CoRE ¦ 2QU LoRE | Red Flag Warning - Large Fires | 2031 | 3.3364e-08 | 1.6682e-08 | 4.2896e-08 | 5.777 | 0.74734 | 3.238 | 1.7917 | 0 | 0 | 0 | 2.7792e-05 |  | 1.9274e-07 | 0 | 1.9274e-07 | 9.6372e-08 | 0 | 9.6372e-08 | 2.4781e-07 | 0 | 2.4781e-07 | [16 empty] | 7.3.1.3 Ignition probability mapping showing the probability of ignition along the electric lines and equipmentWLDFRAggregatedAggregated | WLDFR | HFTD - Distribution - Tier 2 - 4QU CoRE ¦ 3QU LoRE | Non-Red Flag Warning - Destructive Fires | Aggregated | Aggregated | 2043 | 6.1679e-07 | 0 | 749.2523 | 0.00046213 | 2043 | Mitigation | 0.08575 | 30 | 0 | esc | 0.0012005 | 7.4046e-10 | 0.00060025 | 3.7023e-10 | 0.0015435 | 9.5202e-10
[79 empty] | WLDFR | HFTD - Distribution - Tier 2 - 4QU CoRE ¦ 2QU LoRE | Red Flag Warning - Large Fires | 2032 | 3.3364e-08 | 1.6682e-08 | 4.2896e-08 | 5.777 | 0.74734 | 3.238 | 1.7917 | 0 | 0 | 0 | 2.7792e-05 |  | 1.9274e-07 | 0 | 1.9274e-07 | 9.6372e-08 | 0 | 9.6372e-08 | 2.4781e-07 | 0 | 2.4781e-07 | [16 empty] | 7.3.1.3 Ignition probability mapping showing the probability of ignition along the electric lines and equipmentWLDFRAggregatedAggregated | WLDFR | HFTD - Distribution - Tier 2 - 4QU CoRE ¦ 3QU LoRE | Non-Red Flag Warning - Destructive Fires | Aggregated | Aggregated | 2044 | 6.1679e-07 | 0 | 749.2523 | 0.00046213 | 2044 | Mitigation | 0.08575 | 30 | 0 | esc | 0.0012005 | 7.4046e-10 | 0.00060025 | 3.7023e-10 | 0.0015435 | 9.5202e-10
[79 empty] | WLDFR | HFTD - Distribution - Tier 2 - 4QU CoRE ¦ 2QU LoRE | Red Flag Warning - Large Fires | 2033 | 3.3364e-08 | 1.6682e-08 | 4.2896e-08 | 6.1205 | 0.77885 | 3.4265 | 1.9151 | 0 | 0 | 0 | 2.7792e-05 |  | 2.042e-07 | 0 | 2.042e-07 | 1.021e-07 | 0 | 1.021e-07 | 2.6255e-07 | 0 | 2.6255e-07 | [16 empty] | 7.3.1.3 Ignition probability mapping showing the probability of ignition along the electric lines and equipmentWLDFRAggregatedAggregated | WLDFR | HFTD - Distribution - Tier 2 - 4QU CoRE ¦ 3QU LoRE | Non-Red Flag Warning - Destructive Fires | Aggregated | Aggregated | 2045 | 6.1679e-07 | 0 | 749.2523 | 0.00046213 | 2045 | Mitigation | 0.08575 | 30 | 0 | esc | 0.0012005 | 7.4046e-10 | 0.00060025 | 3.7023e-10 | 0.0015435 | 9.5202e-10
[79 empty] | WLDFR | HFTD - Distribution - Tier 2 - 4QU CoRE ¦ 2QU LoRE | Red Flag Warning - Large Fires | 2034 | 3.3364e-08 | 1.6682e-08 | 4.2896e-08 | 6.1205 | 0.77885 | 3.4265 | 1.9151 | 0 | 0 | 0 | 2.7792e-05 |  | 2.042e-07 | 0 | 2.042e-07 | 1.021e-07 | 0 | 1.021e-07 | 2.6255e-07 | 0 | 2.6255e-07 | [16 empty] | 7.3.1.3 Ignition probability mapping showing the probability of ignition along the electric lines and equipmentWLDFRAggregatedAggregated | WLDFR | HFTD - Distribution - Tier 2 - 4QU CoRE ¦ 3QU LoRE | Non-Red Flag Warning - Destructive Fires | Aggregated | Aggregated | 2046 | 6.1679e-07 | 0 | 749.2523 | 0.00046213 | 2046 | Mitigation | 0.08575 | 30 | 0 | esc | 0.0012005 | 7.4046e-10 | 0.00060025 | 3.7023e-10 | 0.0015435 | 9.5202e-10
[79 empty] | WLDFR | HFTD - Distribution - Tier 2 - 4QU CoRE ¦ 2QU LoRE | Red Flag Warning - Large Fires | 2035 | 3.3364e-08 | 1.6682e-08 | 4.2896e-08 | 6.1205 | 0.77885 | 3.4265 | 1.9151 | 0 | 0 | 0 | 2.7792e-05 |  | 2.042e-07 | 0 | 2.042e-07 | 1.021e-07 | 0 | 1.021e-07 | 2.6255e-07 | 0 | 2.6255e-07 | [16 empty] | 7.3.1.3 Ignition probability mapping showing the probability of ignition along the electric lines and equipmentWLDFRAggregatedAggregated | WLDFR | HFTD - Distribution - Tier 2 - 4QU CoRE ¦ 3QU LoRE | Non-Red Flag Warning - Destructive Fires | Aggregated | Aggregated | 2047 | 6.1679e-07 | 0 | 749.2523 | 0.00046213 | 2047 | Mitigation | 0.08575 | 30 | 0 | esc | 0.0012005 | 7.4046e-10 | 0.00060025 | 3.7023e-10 | 0.0015435 | 9.5202e-10
[79 empty] | WLDFR | HFTD - Distribution - Tier 2 - 4QU CoRE ¦ 2QU LoRE | Red Flag Warning - Large Fires | 2036 | 3.3364e-08 | 1.6682e-08 | 4.2896e-08 | 6.1205 | 0.77885 | 3.4265 | 1.9151 | 0 | 0 | 0 | 2.7792e-05 |  | 2.042e-07 | 0 | 2.042e-07 | 1.021e-07 | 0 | 1.021e-07 | 2.6255e-07 | 0 | 2.6255e-07 | [16 empty] | 7.3.1.3 Ignition probability mapping showing the probability of ignition along the electric lines and equipmentWLDFRAggregatedAggregated | WLDFR | HFTD - Distribution - Tier 2 - 4QU CoRE ¦ 3QU LoRE | Non-Red Flag Warning - Destructive Fires | Aggregated | Aggregated | 2048 | 6.1679e-07 | 0 | 749.2523 | 0.00046213 | 2048 | Mitigation | 0.08575 | 30 | 0 | esc | 0.0012005 | 7.4046e-10 | 0.00060025 | 3.7023e-10 | 0.0015435 | 9.5202e-10
[79 empty] | WLDFR | HFTD - Distribution - Tier 2 - 4QU CoRE ¦ 2QU LoRE | Red Flag Warning - Large Fires | 2037 | 3.3364e-08 | 1.6682e-08 | 4.2896e-08 | 6.1205 | 0.77885 | 3.4265 | 1.9151 | 0 | 0 | 0 | 2.7792e-05 |  | 2.042e-07 | 0 | 2.042e-07 | 1.021e-07 | 0 | 1.021e-07 | 2.6255e-07 | 0 | 2.6255e-07 | [16 empty] | 7.3.1.3 Ignition probability mapping showing the probability of ignition along the electric lines and equipmentWLDFRAggregatedAggregated | WLDFR | HFTD - Distribution - Tier 2 - 4QU CoRE ¦ 3QU LoRE | Non-Red Flag Warning - Destructive Fires | Aggregated | Aggregated | 2049 | 6.1679e-07 | 0 | 749.2523 | 0.00046213 | 2049 | Mitigation | 0.08575 | 30 | 0 | esc | 0.0012005 | 7.4046e-10 | 0.00060025 | 3.7023e-10 | 0.0015435 | 9.5202e-10
[79 empty] | WLDFR | HFTD - Distribution - Tier 2 - 4QU CoRE ¦ 2QU LoRE | Red Flag Warning - Large Fires | 2038 | 3.3364e-08 | 1.6682e-08 | 4.2896e-08 | 6.5028 | 0.81304 | 3.6355 | 2.0543 | 0 | 0 | 0 | 2.7792e-05 |  | 2.1696e-07 | 0 | 2.1696e-07 | 1.0848e-07 | 0 | 1.0848e-07 | 2.7895e-07 | 0 | 2.7895e-07 | [16 empty] | 7.3.1.3 Ignition probability mapping showing the probability of ignition along the electric lines and equipmentWLDFRAggregatedAggregated | WLDFR | HFTD - Distribution - Tier 2 - 4QU CoRE ¦ 3QU LoRE | Non-Red Flag Warning - Destructive Fires | Aggregated | Aggregated | 2050 | 6.1679e-07 | 0 | 749.2523 | 0.00046213 | 2050 | Mitigation | 0.08575 | 30 | 0 | esc | 0 | 0 | 0.00060025 | 3.7023e-10 | 0.0015435 | 9.5202e-10
[79 empty] | WLDFR | HFTD - Distribution - Tier 2 - 4QU CoRE ¦ 2QU LoRE | Red Flag Warning - Large Fires | 2039 | 3.3364e-08 | 1.6682e-08 | 4.2896e-08 | 6.5028 | 0.81304 | 3.6355 | 2.0543 | 0 | 0 | 0 | 2.7792e-05 |  | 2.1696e-07 | 0 | 2.1696e-07 | 1.0848e-07 | 0 | 1.0848e-07 | 2.7895e-07 | 0 | 2.7895e-07 | [16 empty] | 7.3.1.3 Ignition probability mapping showing the probability of ignition along the electric lines and equipmentWLDFRAggregatedAggregated | WLDFR | HFTD - Distribution - Tier 2 - 4QU CoRE ¦ 3QU LoRE | Non-Red Flag Warning - Destructive Fires | Aggregated | Aggregated | 2051 | 6.1679e-07 | 0 | 749.2523 | 0.00046213 | 2051 | Mitigation | 0.08575 | 30 | 0 | esc | 0 | 0 | 0 | 0 | 0.0015435 | 9.5202e-10
[79 empty] | WLDFR | HFTD - Distribution - Tier 2 - 4QU CoRE ¦ 2QU LoRE | Red Flag Warning - Large Fires | 2040 | 3.3364e-08 | 1.6682e-08 | 4.2896e-08 | 6.5028 | 0.81304 | 3.6355 | 2.0543 | 0 | 0 | 0 | 2.7792e-05 |  | 2.1696e-07 | 0 | 2.1696e-07 | 1.0848e-07 | 0 | 1.0848e-07 | 2.7895e-07 | 0 | 2.7895e-07 | [16 empty] | 7.3.1.3 Ignition probability mapping showing the probability of ignition along the electric lines and equipmentWLDFRAggregatedAggregated | WLDFR | HFTD - Distribution - Tier 2 - 4QU CoRE ¦ 3QU LoRE | Non-Red Flag Warning - Large Fires | Aggregated | Aggregated | 2021 | 1.4746e-05 | 0 | 749.2523 | 0.011049 | 2021 | Mitigation | 0.08575 | 30 | 0 | esc | 0.0012005 | 1.7703e-08 | 0.00060025 | 8.8515e-09 | 0 | 0
[79 empty] | WLDFR | HFTD - Distribution - Tier 2 - 4QU CoRE ¦ 2QU LoRE | Red Flag Warning - Large Fires | 2041 | 3.3364e-08 | 1.6682e-08 | 4.2896e-08 | 6.5028 | 0.81304 | 3.6355 | 2.0543 | 0 | 0 | 0 | 2.7792e-05 |  | 2.1696e-07 | 0 | 2.1696e-07 | 1.0848e-07 | 0 | 1.0848e-07 | 2.7895e-07 | 0 | 2.7895e-07 | [16 empty] | 7.3.1.3 Ignition probability mapping showing the probability of ignition along the electric lines and equipmentWLDFRAggregatedAggregated | WLDFR | HFTD - Distribution - Tier 2 - 4QU CoRE ¦ 3QU LoRE | Non-Red Flag Warning - Large Fires | Aggregated | Aggregated | 2022 | 1.4746e-05 | 0 | 749.2523 | 0.011049 | 2022 | Mitigation | 0.08575 | 30 | 0 | esc | 0.0012005 | 1.7703e-08 | 0.00060025 | 8.8515e-09 | 0.0015435 | 2.2761e-08
[79 empty] | WLDFR | HFTD - Distribution - Tier 2 - 4QU CoRE ¦ 2QU LoRE | Red Flag Warning - Large Fires | 2042 | 3.3364e-08 | 1.6682e-08 | 4.2896e-08 | 6.5028 | 0.81304 | 3.6355 | 2.0543 | 0 | 0 | 0 | 2.7792e-05 |  | 2.1696e-07 | 0 | 2.1696e-07 | 1.0848e-07 | 0 | 1.0848e-07 | 2.7895e-07 | 0 | 2.7895e-07 | [16 empty] | 7.3.1.3 Ignition probability mapping showing the probability of ignition along the electric lines and equipmentWLDFRAggregatedAggregated | WLDFR | HFTD - Distribution - Tier 2 - 4QU CoRE ¦ 3QU LoRE | Non-Red Flag Warning - Large Fires | Aggregated | Aggregated | 2023 | 1.4746e-05 | 0 | 749.2523 | 0.011049 | 2023 | Mitigation | 0.08575 | 30 | 0 | esc | 0.0012005 | 1.7703e-08 | 0.00060025 | 8.8515e-09 | 0.0015435 | 2.2761e-08
[79 empty] | WLDFR | HFTD - Distribution - Tier 2 - 4QU CoRE ¦ 2QU LoRE | Red Flag Warning - Large Fires | 2043 | 3.3364e-08 | 1.6682e-08 | 4.2896e-08 | 6.9209 | 0.84944 | 3.8632 | 2.2083 | 0 | 0 | 0 | 2.7792e-05 |  | 2.3091e-07 | 0 | 2.3091e-07 | 1.1545e-07 | 0 | 1.1545e-07 | 2.9688e-07 | 0 | 2.9688e-07 | [16 empty] | 7.3.1.3 Ignition probability mapping showing the probability of ignition along the electric lines and equipmentWLDFRAggregatedAggregated | WLDFR | HFTD - Distribution - Tier 2 - 4QU CoRE ¦ 3QU LoRE | Non-Red Flag Warning - Large Fires | Aggregated | Aggregated | 2024 | 1.4746e-05 | 0 | 749.2523 | 0.011049 | 2024 | Mitigation | 0.08575 | 30 | 0 | esc | 0.0012005 | 1.7703e-08 | 0.00060025 | 8.8515e-09 | 0.0015435 | 2.2761e-08
[79 empty] | WLDFR | HFTD - Distribution - Tier 2 - 4QU CoRE ¦ 2QU LoRE | Red Flag Warning - Large Fires | 2044 | 3.3364e-08 | 1.6682e-08 | 4.2896e-08 | 6.9209 | 0.84944 | 3.8632 | 2.2083 | 0 | 0 | 0 | 2.7792e-05 |  | 2.3091e-07 | 0 | 2.3091e-07 | 1.1545e-07 | 0 | 1.1545e-07 | 2.9688e-07 | 0 | 2.9688e-07 | [16 empty] | 7.3.1.3 Ignition probability mapping showing the probability of ignition along the electric lines and equipmentWLDFRAggregatedAggregated | WLDFR | HFTD - Distribution - Tier 2 - 4QU CoRE ¦ 3QU LoRE | Non-Red Flag Warning - Large Fires | Aggregated | Aggregated | 2025 | 1.4746e-05 | 0 | 749.2523 | 0.011049 | 2025 | Mitigation | 0.08575 | 30 | 0 | esc | 0.0012005 | 1.7703e-08 | 0.00060025 | 8.8515e-09 | 0.0015435 | 2.2761e-08
[79 empty] | WLDFR | HFTD - Distribution - Tier 2 - 4QU CoRE ¦ 2QU LoRE | Red Flag Warning - Large Fires | 2045 | 3.3364e-08 | 1.6682e-08 | 4.2896e-08 | 6.9209 | 0.84944 | 3.8632 | 2.2083 | 0 | 0 | 0 | 2.7792e-05 |  | 2.3091e-07 | 0 | 2.3091e-07 | 1.1545e-07 | 0 | 1.1545e-07 | 2.9688e-07 | 0 | 2.9688e-07 | [16 empty] | 7.3.1.3 Ignition probability mapping showing the probability of ignition along the electric lines and equipmentWLDFRAggregatedAggregated | WLDFR | HFTD - Distribution - Tier 2 - 4QU CoRE ¦ 3QU LoRE | Non-Red Flag Warning - Large Fires | Aggregated | Aggregated | 2026 | 1.4746e-05 | 0 | 749.2523 | 0.011049 | 2026 | Mitigation | 0.08575 | 30 | 0 | esc | 0.0012005 | 1.7703e-08 | 0.00060025 | 8.8515e-09 | 0.0015435 | 2.2761e-08
[79 empty] | WLDFR | HFTD - Distribution - Tier 2 - 4QU CoRE ¦ 2QU LoRE | Red Flag Warning - Large Fires | 2046 | 3.3364e-08 | 1.6682e-08 | 4.2896e-08 | 6.9209 | 0.84944 | 3.8632 | 2.2083 | 0 | 0 | 0 | 2.7792e-05 |  | 2.3091e-07 | 0 | 2.3091e-07 | 1.1545e-07 | 0 | 1.1545e-07 | 2.9688e-07 | 0 | 2.9688e-07 | [16 empty] | 7.3.1.3 Ignition probability mapping showing the probability of ignition along the electric lines and equipmentWLDFRAggregatedAggregated | WLDFR | HFTD - Distribution - Tier 2 - 4QU CoRE ¦ 3QU LoRE | Non-Red Flag Warning - Large Fires | Aggregated | Aggregated | 2027 | 1.4746e-05 | 0 | 749.2523 | 0.011049 | 2027 | Mitigation | 0.08575 | 30 | 0 | esc | 0.0012005 | 1.7703e-08 | 0.00060025 | 8.8515e-09 | 0.0015435 | 2.2761e-08
[79 empty] | WLDFR | HFTD - Distribution - Tier 2 - 4QU CoRE ¦ 2QU LoRE | Red Flag Warning - Large Fires | 2047 | 3.3364e-08 | 1.6682e-08 | 4.2896e-08 | 6.9209 | 0.84944 | 3.8632 | 2.2083 | 0 | 0 | 0 | 2.7792e-05 |  | 2.3091e-07 | 0 | 2.3091e-07 | 1.1545e-07 | 0 | 1.1545e-07 | 2.9688e-07 | 0 | 2.9688e-07 | [16 empty] | 7.3.1.3 Ignition probability mapping showing the probability of ignition along the electric lines and equipmentWLDFRAggregatedAggregated | WLDFR | HFTD - Distribution - Tier 2 - 4QU CoRE ¦ 3QU LoRE | Non-Red Flag Warning - Large Fires | Aggregated | Aggregated | 2028 | 1.4746e-05 | 0 | 749.2523 | 0.011049 | 2028 | Mitigation | 0.08575 | 30 | 0 | esc | 0.0012005 | 1.7703e-08 | 0.00060025 | 8.8515e-09 | 0.0015435 | 2.2761e-08
[79 empty] | WLDFR | HFTD - Distribution - Tier 2 - 4QU CoRE ¦ 2QU LoRE | Red Flag Warning - Large Fires | 2048 | 3.3364e-08 | 1.6682e-08 | 4.2896e-08 | 7.3713 | 0.88759 | 4.1075 | 2.3763 | 0 | 0 | 0 | 2.7792e-05 |  | 2.4594e-07 | 0 | 2.4594e-07 | 1.2297e-07 | 0 | 1.2297e-07 | 3.162e-07 | 0 | 3.162e-07 | [16 empty] | 7.3.1.3 Ignition probability mapping showing the probability of ignition along the electric lines and equipmentWLDFRAggregatedAggregated | WLDFR | HFTD - Distribution - Tier 2 - 4QU CoRE ¦ 3QU LoRE | Non-Red Flag Warning - Large Fires | Aggregated | Aggregated | 2029 | 1.4746e-05 | 0 | 749.2523 | 0.011049 | 2029 | Mitigation | 0.08575 | 30 | 0 | esc | 0.0012005 | 1.7703e-08 | 0.00060025 | 8.8515e-09 | 0.0015435 | 2.2761e-08
[79 empty] | WLDFR | HFTD - Distribution - Tier 2 - 4QU CoRE ¦ 2QU LoRE | Red Flag Warning - Large Fires | 2049 | 3.3364e-08 | 1.6682e-08 | 4.2896e-08 | 7.3713 | 0.88759 | 4.1075 | 2.3763 | 0 | 0 | 0 | 2.7792e-05 |  | 2.4594e-07 | 0 | 2.4594e-07 | 1.2297e-07 | 0 | 1.2297e-07 | 3.162e-07 | 0 | 3.162e-07 | [16 empty] | 7.3.1.3 Ignition probability mapping showing the probability of ignition along the electric lines and equipmentWLDFRAggregatedAggregated | WLDFR | HFTD - Distribution - Tier 2 - 4QU CoRE ¦ 3QU LoRE | Non-Red Flag Warning - Large Fires | Aggregated | Aggregated | 2030 | 1.4746e-05 | 0 | 749.2523 | 0.011049 | 2030 | Mitigation | 0.08575 | 30 | 0 | esc | 0.0012005 | 1.7703e-08 | 0.00060025 | 8.8515e-09 | 0.0015435 | 2.2761e-08
[79 empty] | WLDFR | HFTD - Distribution - Tier 2 - 4QU CoRE ¦ 2QU LoRE | Red Flag Warning - Large Fires | 2050 | 0 | 1.6682e-08 | 4.2896e-08 | 7.3713 | 0.88759 | 4.1075 | 2.3763 | 0 | 0 | 0 | 2.7792e-05 |  | 0 | 0 | 0 | 1.2297e-07 | 0 | 1.2297e-07 | 3.162e-07 | 0 | 3.162e-07 | [16 empty] | 7.3.1.3 Ignition probability mapping showing the probability of ignition along the electric lines and equipmentWLDFRAggregatedAggregated | WLDFR | HFTD - Distribution - Tier 2 - 4QU CoRE ¦ 3QU LoRE | Non-Red Flag Warning - Large Fires | Aggregated | Aggregated | 2031 | 1.4746e-05 | 0 | 749.2523 | 0.011049 | 2031 | Mitigation | 0.08575 | 30 | 0 | esc | 0.0012005 | 1.7703e-08 | 0.00060025 | 8.8515e-09 | 0.0015435 | 2.2761e-08
[79 empty] | WLDFR | HFTD - Distribution - Tier 2 - 4QU CoRE ¦ 2QU LoRE | Red Flag Warning - Large Fires | 2051 | 0 | 0 | 4.2896e-08 | 7.3713 | 0.88759 | 4.1075 | 2.3763 | 0 | 0 | 0 | 2.7792e-05 |  | 0 | 0 | 0 | 0 | 0 | 0 | 3.162e-07 | 0 | 3.162e-07 | [16 empty] | 7.3.1.3 Ignition probability mapping showing the probability of ignition along the electric lines and equipmentWLDFRAggregatedAggregated | WLDFR | HFTD - Distribution - Tier 2 - 4QU CoRE ¦ 3QU LoRE | Non-Red Flag Warning - Large Fires | Aggregated | Aggregated | 2032 | 1.4746e-05 | 0 | 749.2523 | 0.011049 | 2032 | Mitigation | 0.08575 | 30 | 0 | esc | 0.0012005 | 1.7703e-08 | 0.00060025 | 8.8515e-09 | 0.0015435 | 2.2761e-08
[79 empty] | WLDFR | HFTD - Distribution - Tier 2 - 4QU CoRE ¦ 2QU LoRE | Red Flag Warning - Small Fires | 2020 | 9.0297e-07 | 0 | 0 | 0.077901 | 0.036425 | 0.0015809 | 0.039895 | 0 | 0 | 0 | 0.00075216 |  | 7.0342e-08 | 0 | 7.0342e-08 | 0 | 0 | 0 | 0 | 0 | 0 | [16 empty] | 7.3.1.3 Ignition probability mapping showing the probability of ignition along the electric lines and equipmentWLDFRAggregatedAggregated | WLDFR | HFTD - Distribution - Tier 2 - 4QU CoRE ¦ 3QU LoRE | Non-Red Flag Warning - Large Fires | Aggregated | Aggregated | 2033 | 1.4746e-05 | 0 | 749.2523 | 0.011049 | 2033 | Mitigation | 0.08575 | 30 | 0 | esc | 0.0012005 | 1.7703e-08 | 0.00060025 | 8.8515e-09 | 0.0015435 | 2.2761e-08
[79 empty] | WLDFR | HFTD - Distribution - Tier 2 - 4QU CoRE ¦ 2QU LoRE | Red Flag Warning - Small Fires | 2021 | 9.0297e-07 | 4.5148e-07 | 0 | 0.077901 | 0.036425 | 0.0015809 | 0.039895 | 0 | 0 | 0 | 0.00075216 |  | 7.0342e-08 | 0 | 7.0342e-08 | 3.5171e-08 | 0 | 3.5171e-08 | 0 | 0 | 0 | [16 empty] | 7.3.1.3 Ignition probability mapping showing the probability of ignition along the electric lines and equipmentWLDFRAggregatedAggregated | WLDFR | HFTD - Distribution - Tier 2 - 4QU CoRE ¦ 3QU LoRE | Non-Red Flag Warning - Large Fires | Aggregated | Aggregated | 2034 | 1.4746e-05 | 0 | 749.2523 | 0.011049 | 2034 | Mitigation | 0.08575 | 30 | 0 | esc | 0.0012005 | 1.7703e-08 | 0.00060025 | 8.8515e-09 | 0.0015435 | 2.2761e-08
[79 empty] | WLDFR | HFTD - Distribution - Tier 2 - 4QU CoRE ¦ 2QU LoRE | Red Flag Warning - Small Fires | 2022 | 9.0297e-07 | 4.5148e-07 | 1.161e-06 | 0.077901 | 0.036425 | 0.0015809 | 0.039895 | 0 | 0 | 0 | 0.00075216 |  | 7.0342e-08 | 0 | 7.0342e-08 | 3.5171e-08 | 0 | 3.5171e-08 | 9.0439e-08 | 0 | 9.0439e-08 | [16 empty] | 7.3.1.3 Ignition probability mapping showing the probability of ignition along the electric lines and equipmentWLDFRAggregatedAggregated | WLDFR | HFTD - Distribution - Tier 2 - 4QU CoRE ¦ 3QU LoRE | Non-Red Flag Warning - Large Fires | Aggregated | Aggregated | 2035 | 1.4746e-05 | 0 | 749.2523 | 0.011049 | 2035 | Mitigation | 0.08575 | 30 | 0 | esc | 0.0012005 | 1.7703e-08 | 0.00060025 | 8.8515e-09 | 0.0015435 | 2.2761e-08
[79 empty] | WLDFR | HFTD - Distribution - Tier 2 - 4QU CoRE ¦ 2QU LoRE | Red Flag Warning - Small Fires | 2023 | 9.0297e-07 | 4.5148e-07 | 1.161e-06 | 0.080408 | 0.03759 | 0.0016314 | 0.041187 | 0 | 0 | 0 | 0.00075216 |  | 7.2606e-08 | 0 | 7.2606e-08 | 3.6303e-08 | 0 | 3.6303e-08 | 9.3351e-08 | 0 | 9.3351e-08 | [16 empty] | 7.3.1.3 Ignition probability mapping showing the probability of ignition along the electric lines and equipmentWLDFRAggregatedAggregated | WLDFR | HFTD - Distribution - Tier 2 - 4QU CoRE ¦ 3QU LoRE | Non-Red Flag Warning - Large Fires | Aggregated | Aggregated | 2036 | 1.4746e-05 | 0 | 749.2523 | 0.011049 | 2036 | Mitigation | 0.08575 | 30 | 0 | esc | 0.0012005 | 1.7703e-08 | 0.00060025 | 8.8515e-09 | 0.0015435 | 2.2761e-08
[79 empty] | WLDFR | HFTD - Distribution - Tier 2 - 4QU CoRE ¦ 2QU LoRE | Red Flag Warning - Small Fires | 2024 | 9.0297e-07 | 4.5148e-07 | 1.161e-06 | 0.080408 | 0.03759 | 0.0016314 | 0.041187 | 0 | 0 | 0 | 0.00075216 |  | 7.2606e-08 | 0 | 7.2606e-08 | 3.6303e-08 | 0 | 3.6303e-08 | 9.3351e-08 | 0 | 9.3351e-08 | [16 empty] | 7.3.1.3 Ignition probability mapping showing the probability of ignition along the electric lines and equipmentWLDFRAggregatedAggregated | WLDFR | HFTD - Distribution - Tier 2 - 4QU CoRE ¦ 3QU LoRE | Non-Red Flag Warning - Large Fires | Aggregated | Aggregated | 2037 | 1.4746e-05 | 0 | 749.2523 | 0.011049 | 2037 | Mitigation | 0.08575 | 30 | 0 | esc | 0.0012005 | 1.7703e-08 | 0.00060025 | 8.8515e-09 | 0.0015435 | 2.2761e-08
[79 empty] | WLDFR | HFTD - Distribution - Tier 2 - 4QU CoRE ¦ 2QU LoRE | Red Flag Warning - Small Fires | 2025 | 9.0297e-07 | 4.5148e-07 | 1.161e-06 | 0.080408 | 0.03759 | 0.0016314 | 0.041187 | 0 | 0 | 0 | 0.00075216 |  | 7.2606e-08 | 0 | 7.2606e-08 | 3.6303e-08 | 0 | 3.6303e-08 | 9.3351e-08 | 0 | 9.3351e-08 | [16 empty] | 7.3.1.3 Ignition probability mapping showing the probability of ignition along the electric lines and equipmentWLDFRAggregatedAggregated | WLDFR | HFTD - Distribution - Tier 2 - 4QU CoRE ¦ 3QU LoRE | Non-Red Flag Warning - Large Fires | Aggregated | Aggregated | 2038 | 1.4746e-05 | 0 | 749.2523 | 0.011049 | 2038 | Mitigation | 0.08575 | 30 | 0 | esc | 0.0012005 | 1.7703e-08 | 0.00060025 | 8.8515e-09 | 0.0015435 | 2.2761e-08
[79 empty] | WLDFR | HFTD - Distribution - Tier 2 - 4QU CoRE ¦ 2QU LoRE | Red Flag Warning - Small Fires | 2026 | 9.0297e-07 | 4.5148e-07 | 1.161e-06 | 0.080408 | 0.03759 | 0.0016314 | 0.041187 | 0 | 0 | 0 | 0.00075216 |  | 7.2606e-08 | 0 | 7.2606e-08 | 3.6303e-08 | 0 | 3.6303e-08 | 9.3351e-08 | 0 | 9.3351e-08 | [16 empty] | 7.3.1.3 Ignition probability mapping showing the probability of ignition along the electric lines and equipmentWLDFRAggregatedAggregated | WLDFR | HFTD - Distribution - Tier 2 - 4QU CoRE ¦ 3QU LoRE | Non-Red Flag Warning - Large Fires | Aggregated | Aggregated | 2039 | 1.4746e-05 | 0 | 749.2523 | 0.011049 | 2039 | Mitigation | 0.08575 | 30 | 0 | esc | 0.0012005 | 1.7703e-08 | 0.00060025 | 8.8515e-09 | 0.0015435 | 2.2761e-08
[79 empty] | WLDFR | HFTD - Distribution - Tier 2 - 4QU CoRE ¦ 2QU LoRE | Red Flag Warning - Small Fires | 2027 | 9.0297e-07 | 4.5148e-07 | 1.161e-06 | 0.080408 | 0.03759 | 0.0016314 | 0.041187 | 0 | 0 | 0 | 0.00075216 |  | 7.2606e-08 | 0 | 7.2606e-08 | 3.6303e-08 | 0 | 3.6303e-08 | 9.3351e-08 | 0 | 9.3351e-08 | [16 empty] | 7.3.1.3 Ignition probability mapping showing the probability of ignition along the electric lines and equipmentWLDFRAggregatedAggregated | WLDFR | HFTD - Distribution - Tier 2 - 4QU CoRE ¦ 3QU LoRE | Non-Red Flag Warning - Large Fires | Aggregated | Aggregated | 2040 | 1.4746e-05 | 0 | 749.2523 | 0.011049 | 2040 | Mitigation | 0.08575 | 30 | 0 | esc | 0.0012005 | 1.7703e-08 | 0.00060025 | 8.8515e-09 | 0.0015435 | 2.2761e-08
[79 empty] | WLDFR | HFTD - Distribution - Tier 2 - 4QU CoRE ¦ 2QU LoRE | Red Flag Warning - Small Fires | 2028 | 9.0297e-07 | 4.5148e-07 | 1.161e-06 | 0.083606 | 0.039055 | 0.001695 | 0.042856 | 0 | 0 | 0 | 0.00075216 |  | 7.5494e-08 | 0 | 7.5494e-08 | 3.7747e-08 | 0 | 3.7747e-08 | 9.7063e-08 | 0 | 9.7063e-08 | [16 empty] | 7.3.1.3 Ignition probability mapping showing the probability of ignition along the electric lines and equipmentWLDFRAggregatedAggregated | WLDFR | HFTD - Distribution - Tier 2 - 4QU CoRE ¦ 3QU LoRE | Non-Red Flag Warning - Large Fires | Aggregated | Aggregated | 2041 | 1.4746e-05 | 0 | 749.2523 | 0.011049 | 2041 | Mitigation | 0.08575 | 30 | 0 | esc | 0.0012005 | 1.7703e-08 | 0.00060025 | 8.8515e-09 | 0.0015435 | 2.2761e-08
[79 empty] | WLDFR | HFTD - Distribution - Tier 2 - 4QU CoRE ¦ 2QU LoRE | Red Flag Warning - Small Fires | 2029 | 9.0297e-07 | 4.5148e-07 | 1.161e-06 | 0.083606 | 0.039055 | 0.001695 | 0.042856 | 0 | 0 | 0 | 0.00075216 |  | 7.5494e-08 | 0 | 7.5494e-08 | 3.7747e-08 | 0 | 3.7747e-08 | 9.7063e-08 | 0 | 9.7063e-08 | [16 empty] | 7.3.1.3 Ignition probability mapping showing the probability of ignition along the electric lines and equipmentWLDFRAggregatedAggregated | WLDFR | HFTD - Distribution - Tier 2 - 4QU CoRE ¦ 3QU LoRE | Non-Red Flag Warning - Large Fires | Aggregated | Aggregated | 2042 | 1.4746e-05 | 0 | 749.2523 | 0.011049 | 2042 | Mitigation | 0.08575 | 30 | 0 | esc | 0.0012005 | 1.7703e-08 | 0.00060025 | 8.8515e-09 | 0.0015435 | 2.2761e-08
[79 empty] | WLDFR | HFTD - Distribution - Tier 2 - 4QU CoRE ¦ 2QU LoRE | Red Flag Warning - Small Fires | 2030 | 9.0297e-07 | 4.5148e-07 | 1.161e-06 | 0.083606 | 0.039055 | 0.001695 | 0.042856 | 0 | 0 | 0 | 0.00075216 |  | 7.5494e-08 | 0 | 7.5494e-08 | 3.7747e-08 | 0 | 3.7747e-08 | 9.7063e-08 | 0 | 9.7063e-08 | [16 empty] | 7.3.1.3 Ignition probability mapping showing the probability of ignition along the electric lines and equipmentWLDFRAggregatedAggregated | WLDFR | HFTD - Distribution - Tier 2 - 4QU CoRE ¦ 3QU LoRE | Non-Red Flag Warning - Large Fires | Aggregated | Aggregated | 2043 | 1.4746e-05 | 0 | 749.2523 | 0.011049 | 2043 | Mitigation | 0.08575 | 30 | 0 | esc | 0.0012005 | 1.7703e-08 | 0.00060025 | 8.8515e-09 | 0.0015435 | 2.2761e-08
[79 empty] | WLDFR | HFTD - Distribution - Tier 2 - 4QU CoRE ¦ 2QU LoRE | Red Flag Warning - Small Fires | 2031 | 9.0297e-07 | 4.5148e-07 | 1.161e-06 | 0.083606 | 0.039055 | 0.001695 | 0.042856 | 0 | 0 | 0 | 0.00075216 |  | 7.5494e-08 | 0 | 7.5494e-08 | 3.7747e-08 | 0 | 3.7747e-08 | 9.7063e-08 | 0 | 9.7063e-08 | [16 empty] | 7.3.1.3 Ignition probability mapping showing the probability of ignition along the electric lines and equipmentWLDFRAggregatedAggregated | WLDFR | HFTD - Distribution - Tier 2 - 4QU CoRE ¦ 3QU LoRE | Non-Red Flag Warning - Large Fires | Aggregated | Aggregated | 2044 | 1.4746e-05 | 0 | 749.2523 | 0.011049 | 2044 | Mitigation | 0.08575 | 30 | 0 | esc | 0.0012005 | 1.7703e-08 | 0.00060025 | 8.8515e-09 | 0.0015435 | 2.2761e-08
[79 empty] | WLDFR | HFTD - Distribution - Tier 2 - 4QU CoRE ¦ 2QU LoRE | Red Flag Warning - Small Fires | 2032 | 9.0297e-07 | 4.5148e-07 | 1.161e-06 | 0.083606 | 0.039055 | 0.001695 | 0.042856 | 0 | 0 | 0 | 0.00075216 |  | 7.5494e-08 | 0 | 7.5494e-08 | 3.7747e-08 | 0 | 3.7747e-08 | 9.7063e-08 | 0 | 9.7063e-08 | [16 empty] | 7.3.1.3 Ignition probability mapping showing the probability of ignition along the electric lines and equipmentWLDFRAggregatedAggregated | WLDFR | HFTD - Distribution - Tier 2 - 4QU CoRE ¦ 3QU LoRE | Non-Red Flag Warning - Large Fires | Aggregated | Aggregated | 2045 | 1.4746e-05 | 0 | 749.2523 | 0.011049 | 2045 | Mitigation | 0.08575 | 30 | 0 | esc | 0.0012005 | 1.7703e-08 | 0.00060025 | 8.8515e-09 | 0.0015435 | 2.2761e-08
[79 empty] | WLDFR | HFTD - Distribution - Tier 2 - 4QU CoRE ¦ 2QU LoRE | Red Flag Warning - Small Fires | 2033 | 9.0297e-07 | 4.5148e-07 | 1.161e-06 | 0.087211 | 0.040679 | 0.0017655 | 0.044766 | 0 | 0 | 0 | 0.00075216 |  | 7.8749e-08 | 0 | 7.8749e-08 | 3.9374e-08 | 0 | 3.9374e-08 | 1.0125e-07 | 0 | 1.0125e-07 | [16 empty] | 7.3.1.3 Ignition probability mapping showing the probability of ignition along the electric lines and equipmentWLDFRAggregatedAggregated | WLDFR | HFTD - Distribution - Tier 2 - 4QU CoRE ¦ 3QU LoRE | Non-Red Flag Warning - Large Fires | Aggregated | Aggregated | 2046 | 1.4746e-05 | 0 | 749.2523 | 0.011049 | 2046 | Mitigation | 0.08575 | 30 | 0 | esc | 0.0012005 | 1.7703e-08 | 0.00060025 | 8.8515e-09 | 0.0015435 | 2.2761e-08
[79 empty] | WLDFR | HFTD - Distribution - Tier 2 - 4QU CoRE ¦ 2QU LoRE | Red Flag Warning - Small Fires | 2034 | 9.0297e-07 | 4.5148e-07 | 1.161e-06 | 0.087211 | 0.040679 | 0.0017655 | 0.044766 | 0 | 0 | 0 | 0.00075216 |  | 7.8749e-08 | 0 | 7.8749e-08 | 3.9374e-08 | 0 | 3.9374e-08 | 1.0125e-07 | 0 | 1.0125e-07 | [16 empty] | 7.3.1.3 Ignition probability mapping showing the probability of ignition along the electric lines and equipmentWLDFRAggregatedAggregated | WLDFR | HFTD - Distribution - Tier 2 - 4QU CoRE ¦ 3QU LoRE | Non-Red Flag Warning - Large Fires | Aggregated | Aggregated | 2047 | 1.4746e-05 | 0 | 749.2523 | 0.011049 | 2047 | Mitigation | 0.08575 | 30 | 0 | esc | 0.0012005 | 1.7703e-08 | 0.00060025 | 8.8515e-09 | 0.0015435 | 2.2761e-08
[79 empty] | WLDFR | HFTD - Distribution - Tier 2 - 4QU CoRE ¦ 2QU LoRE | Red Flag Warning - Small Fires | 2035 | 9.0297e-07 | 4.5148e-07 | 1.161e-06 | 0.087211 | 0.040679 | 0.0017655 | 0.044766 | 0 | 0 | 0 | 0.00075216 |  | 7.8749e-08 | 0 | 7.8749e-08 | 3.9374e-08 | 0 | 3.9374e-08 | 1.0125e-07 | 0 | 1.0125e-07 | [16 empty] | 7.3.1.3 Ignition probability mapping showing the probability of ignition along the electric lines and equipmentWLDFRAggregatedAggregated | WLDFR | HFTD - Distribution - Tier 2 - 4QU CoRE ¦ 3QU LoRE | Non-Red Flag Warning - Large Fires | Aggregated | Aggregated | 2048 | 1.4746e-05 | 0 | 749.2523 | 0.011049 | 2048 | Mitigation | 0.08575 | 30 | 0 | esc | 0.0012005 | 1.7703e-08 | 0.00060025 | 8.8515e-09 | 0.0015435 | 2.2761e-08
[79 empty] | WLDFR | HFTD - Distribution - Tier 2 - 4QU CoRE ¦ 2QU LoRE | Red Flag Warning - Small Fires | 2036 | 9.0297e-07 | 4.5148e-07 | 1.161e-06 | 0.087211 | 0.040679 | 0.0017655 | 0.044766 | 0 | 0 | 0 | 0.00075216 |  | 7.8749e-08 | 0 | 7.8749e-08 | 3.9374e-08 | 0 | 3.9374e-08 | 1.0125e-07 | 0 | 1.0125e-07 | [16 empty] | 7.3.1.3 Ignition probability mapping showing the probability of ignition along the electric lines and equipmentWLDFRAggregatedAggregated | WLDFR | HFTD - Distribution - Tier 2 - 4QU CoRE ¦ 3QU LoRE | Non-Red Flag Warning - Large Fires | Aggregated | Aggregated | 2049 | 1.4746e-05 | 0 | 749.2523 | 0.011049 | 2049 | Mitigation | 0.08575 | 30 | 0 | esc | 0.0012005 | 1.7703e-08 | 0.00060025 | 8.8515e-09 | 0.0015435 | 2.2761e-08
[79 empty] | WLDFR | HFTD - Distribution - Tier 2 - 4QU CoRE ¦ 2QU LoRE | Red Flag Warning - Small Fires | 2037 | 9.0297e-07 | 4.5148e-07 | 1.161e-06 | 0.087211 | 0.040679 | 0.0017655 | 0.044766 | 0 | 0 | 0 | 0.00075216 |  | 7.8749e-08 | 0 | 7.8749e-08 | 3.9374e-08 | 0 | 3.9374e-08 | 1.0125e-07 | 0 | 1.0125e-07 | [16 empty] | 7.3.1.3 Ignition probability mapping showing the probability of ignition along the electric lines and equipmentWLDFRAggregatedAggregated | WLDFR | HFTD - Distribution - Tier 2 - 4QU CoRE ¦ 3QU LoRE | Non-Red Flag Warning - Large Fires | Aggregated | Aggregated | 2050 | 1.4746e-05 | 0 | 749.2523 | 0.011049 | 2050 | Mitigation | 0.08575 | 30 | 0 | esc | 0 | 0 | 0.00060025 | 8.8515e-09 | 0.0015435 | 2.2761e-08
[79 empty] | WLDFR | HFTD - Distribution - Tier 2 - 4QU CoRE ¦ 2QU LoRE | Red Flag Warning - Small Fires | 2038 | 9.0297e-07 | 4.5148e-07 | 1.161e-06 | 0.091184 | 0.042438 | 0.0018418 | 0.046905 | 0 | 0 | 0 | 0.00075216 |  | 8.2336e-08 | 0 | 8.2336e-08 | 4.1168e-08 | 0 | 4.1168e-08 | 1.0586e-07 | 0 | 1.0586e-07 | [16 empty] | 7.3.1.3 Ignition probability mapping showing the probability of ignition along the electric lines and equipmentWLDFRAggregatedAggregated | WLDFR | HFTD - Distribution - Tier 2 - 4QU CoRE ¦ 3QU LoRE | Non-Red Flag Warning - Large Fires | Aggregated | Aggregated | 2051 | 1.4746e-05 | 0 | 749.2523 | 0.011049 | 2051 | Mitigation | 0.08575 | 30 | 0 | esc | 0 | 0 | 0 | 0 | 0.0015435 | 2.2761e-08
[79 empty] | WLDFR | HFTD - Distribution - Tier 2 - 4QU CoRE ¦ 2QU LoRE | Red Flag Warning - Small Fires | 2039 | 9.0297e-07 | 4.5148e-07 | 1.161e-06 | 0.091184 | 0.042438 | 0.0018418 | 0.046905 | 0 | 0 | 0 | 0.00075216 |  | 8.2336e-08 | 0 | 8.2336e-08 | 4.1168e-08 | 0 | 4.1168e-08 | 1.0586e-07 | 0 | 1.0586e-07 | [16 empty] | 7.3.1.3 Ignition probability mapping showing the probability of ignition along the electric lines and equipmentWLDFRAggregatedAggregated | WLDFR | HFTD - Distribution - Tier 2 - 4QU CoRE ¦ 3QU LoRE | Non-Red Flag Warning - Small Fires | Aggregated | Aggregated | 2021 | 0.0045636 | 0 | 749.2523 | 3.4193 | 2021 | Mitigation | 0.08575 | 30 | 0 | esc | 0.0012005 | 5.4786e-06 | 0.00060025 | 2.7393e-06 | 0 | 0
[79 empty] | WLDFR | HFTD - Distribution - Tier 2 - 4QU CoRE ¦ 2QU LoRE | Red Flag Warning - Small Fires | 2040 | 9.0297e-07 | 4.5148e-07 | 1.161e-06 | 0.091184 | 0.042438 | 0.0018418 | 0.046905 | 0 | 0 | 0 | 0.00075216 |  | 8.2336e-08 | 0 | 8.2336e-08 | 4.1168e-08 | 0 | 4.1168e-08 | 1.0586e-07 | 0 | 1.0586e-07 | [16 empty] | 7.3.1.3 Ignition probability mapping showing the probability of ignition along the electric lines and equipmentWLDFRAggregatedAggregated | WLDFR | HFTD - Distribution - Tier 2 - 4QU CoRE ¦ 3QU LoRE | Non-Red Flag Warning - Small Fires | Aggregated | Aggregated | 2022 | 0.0045636 | 0 | 749.2523 | 3.4193 | 2022 | Mitigation | 0.08575 | 30 | 0 | esc | 0.0012005 | 5.4786e-06 | 0.00060025 | 2.7393e-06 | 0.0015435 | 7.044e-06
[79 empty] | WLDFR | HFTD - Distribution - Tier 2 - 4QU CoRE ¦ 2QU LoRE | Red Flag Warning - Small Fires | 2041 | 9.0297e-07 | 4.5148e-07 | 1.161e-06 | 0.091184 | 0.042438 | 0.0018418 | 0.046905 | 0 | 0 | 0 | 0.00075216 |  | 8.2336e-08 | 0 | 8.2336e-08 | 4.1168e-08 | 0 | 4.1168e-08 | 1.0586e-07 | 0 | 1.0586e-07 | [16 empty] | 7.3.1.3 Ignition probability mapping showing the probability of ignition along the electric lines and equipmentWLDFRAggregatedAggregated | WLDFR | HFTD - Distribution - Tier 2 - 4QU CoRE ¦ 3QU LoRE | Non-Red Flag Warning - Small Fires | Aggregated | Aggregated | 2023 | 0.0045636 | 0 | 749.2523 | 3.4193 | 2023 | Mitigation | 0.08575 | 30 | 0 | esc | 0.0012005 | 5.4786e-06 | 0.00060025 | 2.7393e-06 | 0.0015435 | 7.044e-06
[79 empty] | WLDFR | HFTD - Distribution - Tier 2 - 4QU CoRE ¦ 2QU LoRE | Red Flag Warning - Small Fires | 2042 | 9.0297e-07 | 4.5148e-07 | 1.161e-06 | 0.091184 | 0.042438 | 0.0018418 | 0.046905 | 0 | 0 | 0 | 0.00075216 |  | 8.2336e-08 | 0 | 8.2336e-08 | 4.1168e-08 | 0 | 4.1168e-08 | 1.0586e-07 | 0 | 1.0586e-07 | [16 empty] | 7.3.1.3 Ignition probability mapping showing the probability of ignition along the electric lines and equipmentWLDFRAggregatedAggregated | WLDFR | HFTD - Distribution - Tier 2 - 4QU CoRE ¦ 3QU LoRE | Non-Red Flag Warning - Small Fires | Aggregated | Aggregated | 2024 | 0.0045636 | 0 | 749.2523 | 3.4193 | 2024 | Mitigation | 0.08575 | 30 | 0 | esc | 0.0012005 | 5.4786e-06 | 0.00060025 | 2.7393e-06 | 0.0015435 | 7.044e-06
[79 empty] | WLDFR | HFTD - Distribution - Tier 2 - 4QU CoRE ¦ 2QU LoRE | Red Flag Warning - Small Fires | 2043 | 9.0297e-07 | 4.5148e-07 | 1.161e-06 | 0.095486 | 0.044306 | 0.0019228 | 0.049257 | 0 | 0 | 0 | 0.00075216 |  | 8.622e-08 | 0 | 8.622e-08 | 4.311e-08 | 0 | 4.311e-08 | 1.1085e-07 | 0 | 1.1085e-07 | [16 empty] | 7.3.1.3 Ignition probability mapping showing the probability of ignition along the electric lines and equipmentWLDFRAggregatedAggregated | WLDFR | HFTD - Distribution - Tier 2 - 4QU CoRE ¦ 3QU LoRE | Non-Red Flag Warning - Small Fires | Aggregated | Aggregated | 2025 | 0.0045636 | 0 | 749.2523 | 3.4193 | 2025 | Mitigation | 0.08575 | 30 | 0 | esc | 0.0012005 | 5.4786e-06 | 0.00060025 | 2.7393e-06 | 0.0015435 | 7.044e-06
[79 empty] | WLDFR | HFTD - Distribution - Tier 2 - 4QU CoRE ¦ 2QU LoRE | Red Flag Warning - Small Fires | 2044 | 9.0297e-07 | 4.5148e-07 | 1.161e-06 | 0.095486 | 0.044306 | 0.0019228 | 0.049257 | 0 | 0 | 0 | 0.00075216 |  | 8.622e-08 | 0 | 8.622e-08 | 4.311e-08 | 0 | 4.311e-08 | 1.1085e-07 | 0 | 1.1085e-07 | [16 empty] | 7.3.1.3 Ignition probability mapping showing the probability of ignition along the electric lines and equipmentWLDFRAggregatedAggregated | WLDFR | HFTD - Distribution - Tier 2 - 4QU CoRE ¦ 3QU LoRE | Non-Red Flag Warning - Small Fires | Aggregated | Aggregated | 2026 | 0.0045636 | 0 | 749.2523 | 3.4193 | 2026 | Mitigation | 0.08575 | 30 | 0 | esc | 0.0012005 | 5.4786e-06 | 0.00060025 | 2.7393e-06 | 0.0015435 | 7.044e-06
[79 empty] | WLDFR | HFTD - Distribution - Tier 2 - 4QU CoRE ¦ 2QU LoRE | Red Flag Warning - Small Fires | 2045 | 9.0297e-07 | 4.5148e-07 | 1.161e-06 | 0.095486 | 0.044306 | 0.0019228 | 0.049257 | 0 | 0 | 0 | 0.00075216 |  | 8.622e-08 | 0 | 8.622e-08 | 4.311e-08 | 0 | 4.311e-08 | 1.1085e-07 | 0 | 1.1085e-07 | [16 empty] | 7.3.1.3 Ignition probability mapping showing the probability of ignition along the electric lines and equipmentWLDFRAggregatedAggregated | WLDFR | HFTD - Distribution - Tier 2 - 4QU CoRE ¦ 3QU LoRE | Non-Red Flag Warning - Small Fires | Aggregated | Aggregated | 2027 | 0.0045636 | 0 | 749.2523 | 3.4193 | 2027 | Mitigation | 0.08575 | 30 | 0 | esc | 0.0012005 | 5.4786e-06 | 0.00060025 | 2.7393e-06 | 0.0015435 | 7.044e-06
[79 empty] | WLDFR | HFTD - Distribution - Tier 2 - 4QU CoRE ¦ 2QU LoRE | Red Flag Warning - Small Fires | 2046 | 9.0297e-07 | 4.5148e-07 | 1.161e-06 | 0.095486 | 0.044306 | 0.0019228 | 0.049257 | 0 | 0 | 0 | 0.00075216 |  | 8.622e-08 | 0 | 8.622e-08 | 4.311e-08 | 0 | 4.311e-08 | 1.1085e-07 | 0 | 1.1085e-07 | [16 empty] | 7.3.1.3 Ignition probability mapping showing the probability of ignition along the electric lines and equipmentWLDFRAggregatedAggregated | WLDFR | HFTD - Distribution - Tier 2 - 4QU CoRE ¦ 3QU LoRE | Non-Red Flag Warning - Small Fires | Aggregated | Aggregated | 2028 | 0.0045636 | 0 | 749.2523 | 3.4193 | 2028 | Mitigation | 0.08575 | 30 | 0 | esc | 0.0012005 | 5.4786e-06 | 0.00060025 | 2.7393e-06 | 0.0015435 | 7.044e-06
[79 empty] | WLDFR | HFTD - Distribution - Tier 2 - 4QU CoRE ¦ 2QU LoRE | Red Flag Warning - Small Fires | 2047 | 9.0297e-07 | 4.5148e-07 | 1.161e-06 | 0.095486 | 0.044306 | 0.0019228 | 0.049257 | 0 | 0 | 0 | 0.00075216 |  | 8.622e-08 | 0 | 8.622e-08 | 4.311e-08 | 0 | 4.311e-08 | 1.1085e-07 | 0 | 1.1085e-07 | [16 empty] | 7.3.1.3 Ignition probability mapping showing the probability of ignition along the electric lines and equipmentWLDFRAggregatedAggregated | WLDFR | HFTD - Distribution - Tier 2 - 4QU CoRE ¦ 3QU LoRE | Non-Red Flag Warning - Small Fires | Aggregated | Aggregated | 2029 | 0.0045636 | 0 | 749.2523 | 3.4193 | 2029 | Mitigation | 0.08575 | 30 | 0 | esc | 0.0012005 | 5.4786e-06 | 0.00060025 | 2.7393e-06 | 0.0015435 | 7.044e-06
[79 empty] | WLDFR | HFTD - Distribution - Tier 2 - 4QU CoRE ¦ 2QU LoRE | Red Flag Warning - Small Fires | 2048 | 9.0297e-07 | 4.5148e-07 | 1.161e-06 | 0.10007 | 0.04626 | 0.0020076 | 0.051804 | 0 | 0 | 0 | 0.00075216 |  | 9.0361e-08 | 0 | 9.0361e-08 | 4.5181e-08 | 0 | 4.5181e-08 | 1.1618e-07 | 0 | 1.1618e-07 | [16 empty] | 7.3.1.3 Ignition probability mapping showing the probability of ignition along the electric lines and equipmentWLDFRAggregatedAggregated | WLDFR | HFTD - Distribution - Tier 2 - 4QU CoRE ¦ 3QU LoRE | Non-Red Flag Warning - Small Fires | Aggregated | Aggregated | 2030 | 0.0045636 | 0 | 749.2523 | 3.4193 | 2030 | Mitigation | 0.08575 | 30 | 0 | esc | 0.0012005 | 5.4786e-06 | 0.00060025 | 2.7393e-06 | 0.0015435 | 7.044e-06
[79 empty] | WLDFR | HFTD - Distribution - Tier 2 - 4QU CoRE ¦ 2QU LoRE | Red Flag Warning - Small Fires | 2049 | 9.0297e-07 | 4.5148e-07 | 1.161e-06 | 0.10007 | 0.04626 | 0.0020076 | 0.051804 | 0 | 0 | 0 | 0.00075216 |  | 9.0361e-08 | 0 | 9.0361e-08 | 4.5181e-08 | 0 | 4.5181e-08 | 1.1618e-07 | 0 | 1.1618e-07 | [16 empty] | 7.3.1.3 Ignition probability mapping showing the probability of ignition along the electric lines and equipmentWLDFRAggregatedAggregated | WLDFR | HFTD - Distribution - Tier 2 - 4QU CoRE ¦ 3QU LoRE | Non-Red Flag Warning - Small Fires | Aggregated | Aggregated | 2031 | 0.0045636 | 0 | 749.2523 | 3.4193 | 2031 | Mitigation | 0.08575 | 30 | 0 | esc | 0.0012005 | 5.4786e-06 | 0.00060025 | 2.7393e-06 | 0.0015435 | 7.044e-06
[79 empty] | WLDFR | HFTD - Distribution - Tier 2 - 4QU CoRE ¦ 2QU LoRE | Red Flag Warning - Small Fires | 2050 | 0 | 4.5148e-07 | 1.161e-06 | 0.10007 | 0.04626 | 0.0020076 | 0.051804 | 0 | 0 | 0 | 0.00075216 |  | 0 | 0 | 0 | 4.5181e-08 | 0 | 4.5181e-08 | 1.1618e-07 | 0 | 1.1618e-07 | [16 empty] | 7.3.1.3 Ignition probability mapping showing the probability of ignition along the electric lines and equipmentWLDFRAggregatedAggregated | WLDFR | HFTD - Distribution - Tier 2 - 4QU CoRE ¦ 3QU LoRE | Non-Red Flag Warning - Small Fires | Aggregated | Aggregated | 2032 | 0.0045636 | 0 | 749.2523 | 3.4193 | 2032 | Mitigation | 0.08575 | 30 | 0 | esc | 0.0012005 | 5.4786e-06 | 0.00060025 | 2.7393e-06 | 0.0015435 | 7.044e-06
[79 empty] | WLDFR | HFTD - Distribution - Tier 2 - 4QU CoRE ¦ 2QU LoRE | Red Flag Warning - Small Fires | 2051 | 0 | 0 | 1.161e-06 | 0.10007 | 0.04626 | 0.0020076 | 0.051804 | 0 | 0 | 0 | 0.00075216 |  | 0 | 0 | 0 | 0 | 0 | 0 | 1.1618e-07 | 0 | 1.1618e-07 | [16 empty] | 7.3.1.3 Ignition probability mapping showing the probability of ignition along the electric lines and equipmentWLDFRAggregatedAggregated | WLDFR | HFTD - Distribution - Tier 2 - 4QU CoRE ¦ 3QU LoRE | Non-Red Flag Warning - Small Fires | Aggregated | Aggregated | 2033 | 0.0045636 | 0 | 749.2523 | 3.4193 | 2033 | Mitigation | 0.08575 | 30 | 0 | esc | 0.0012005 | 5.4786e-06 | 0.00060025 | 2.7393e-06 | 0.0015435 | 7.044e-06
[79 empty] | WLDFR | HFTD - Distribution - Tier 2 - 4QU CoRE ¦ 2QU LoRE | Seismic - Non-Red Flag Warning - Catastrophic Fires | 2020 | 2.583e-13 | 0 | 0 | 21083.8428 | 409.2237 | 13469.0878 | 7205.5313 | 0 | 0 | 0 | 2.1516e-10 |  | 5.446e-09 | 0 | 5.446e-09 | 0 | 0 | 0 | 0 | 0 | 0 | [16 empty] | 7.3.1.3 Ignition probability mapping showing the probability of ignition along the electric lines and equipmentWLDFRAggregatedAggregated | WLDFR | HFTD - Distribution - Tier 2 - 4QU CoRE ¦ 3QU LoRE | Non-Red Flag Warning - Small Fires | Aggregated | Aggregated | 2034 | 0.0045636 | 0 | 749.2523 | 3.4193 | 2034 | Mitigation | 0.08575 | 30 | 0 | esc | 0.0012005 | 5.4786e-06 | 0.00060025 | 2.7393e-06 | 0.0015435 | 7.044e-06
[79 empty] | WLDFR | HFTD - Distribution - Tier 2 - 4QU CoRE ¦ 2QU LoRE | Seismic - Non-Red Flag Warning - Catastrophic Fires | 2021 | 2.583e-13 | 1.2915e-13 | 0 | 21083.8428 | 409.2237 | 13469.0878 | 7205.5313 | 0 | 0 | 0 | 2.1516e-10 |  | 5.446e-09 | 0 | 5.446e-09 | 2.723e-09 | 0 | 2.723e-09 | 0 | 0 | 0 | [16 empty] | 7.3.1.3 Ignition probability mapping showing the probability of ignition along the electric lines and equipmentWLDFRAggregatedAggregated | WLDFR | HFTD - Distribution - Tier 2 - 4QU CoRE ¦ 3QU LoRE | Non-Red Flag Warning - Small Fires | Aggregated | Aggregated | 2035 | 0.0045636 | 0 | 749.2523 | 3.4193 | 2035 | Mitigation | 0.08575 | 30 | 0 | esc | 0.0012005 | 5.4786e-06 | 0.00060025 | 2.7393e-06 | 0.0015435 | 7.044e-06
[79 empty] | WLDFR | HFTD - Distribution - Tier 2 - 4QU CoRE ¦ 2QU LoRE | Seismic - Non-Red Flag Warning - Catastrophic Fires | 2022 | 2.583e-13 | 1.2915e-13 | 3.321e-13 | 21083.8428 | 409.2237 | 13469.0878 | 7205.5313 | 0 | 0 | 0 | 2.1516e-10 |  | 5.446e-09 | 0 | 5.446e-09 | 2.723e-09 | 0 | 2.723e-09 | 7.002e-09 | 0 | 7.002e-09 | [16 empty] | 7.3.1.3 Ignition probability mapping showing the probability of ignition along the electric lines and equipmentWLDFRAggregatedAggregated | WLDFR | HFTD - Distribution - Tier 2 - 4QU CoRE ¦ 3QU LoRE | Non-Red Flag Warning - Small Fires | Aggregated | Aggregated | 2036 | 0.0045636 | 0 | 749.2523 | 3.4193 | 2036 | Mitigation | 0.08575 | 30 | 0 | esc | 0.0012005 | 5.4786e-06 | 0.00060025 | 2.7393e-06 | 0.0015435 | 7.044e-06
[79 empty] | WLDFR | HFTD - Distribution - Tier 2 - 4QU CoRE ¦ 2QU LoRE | Seismic - Non-Red Flag Warning - Catastrophic Fires | 2023 | 2.583e-13 | 1.2915e-13 | 3.321e-13 | 21835.9781 | 428.6023 | 13939.561 | 7467.8148 | 0 | 0 | 0 | 2.1516e-10 |  | 5.6403e-09 | 0 | 5.6403e-09 | 2.8201e-09 | 0 | 2.8201e-09 | 7.2518e-09 | 0 | 7.2518e-09 | [16 empty] | 7.3.1.3 Ignition probability mapping showing the probability of ignition along the electric lines and equipmentWLDFRAggregatedAggregated | WLDFR | HFTD - Distribution - Tier 2 - 4QU CoRE ¦ 3QU LoRE | Non-Red Flag Warning - Small Fires | Aggregated | Aggregated | 2037 | 0.0045636 | 0 | 749.2523 | 3.4193 | 2037 | Mitigation | 0.08575 | 30 | 0 | esc | 0.0012005 | 5.4786e-06 | 0.00060025 | 2.7393e-06 | 0.0015435 | 7.044e-06
[79 empty] | WLDFR | HFTD - Distribution - Tier 2 - 4QU CoRE ¦ 2QU LoRE | Seismic - Non-Red Flag Warning - Catastrophic Fires | 2024 | 2.583e-13 | 1.2915e-13 | 3.321e-13 | 21835.9781 | 428.6023 | 13939.561 | 7467.8148 | 0 | 0 | 0 | 2.1516e-10 |  | 5.6403e-09 | 0 | 5.6403e-09 | 2.8201e-09 | 0 | 2.8201e-09 | 7.2518e-09 | 0 | 7.2518e-09 | [16 empty] | 7.3.1.3 Ignition probability mapping showing the probability of ignition along the electric lines and equipmentWLDFRAggregatedAggregated | WLDFR | HFTD - Distribution - Tier 2 - 4QU CoRE ¦ 3QU LoRE | Non-Red Flag Warning - Small Fires | Aggregated | Aggregated | 2038 | 0.0045636 | 0 | 749.2523 | 3.4193 | 2038 | Mitigation | 0.08575 | 30 | 0 | esc | 0.0012005 | 5.4786e-06 | 0.00060025 | 2.7393e-06 | 0.0015435 | 7.044e-06
[79 empty] | WLDFR | HFTD - Distribution - Tier 2 - 4QU CoRE ¦ 2QU LoRE | Seismic - Non-Red Flag Warning - Catastrophic Fires | 2025 | 2.583e-13 | 1.2915e-13 | 3.321e-13 | 21835.9781 | 428.6023 | 13939.561 | 7467.8148 | 0 | 0 | 0 | 2.1516e-10 |  | 5.6403e-09 | 0 | 5.6403e-09 | 2.8201e-09 | 0 | 2.8201e-09 | 7.2518e-09 | 0 | 7.2518e-09 | [16 empty] | 7.3.1.3 Ignition probability mapping showing the probability of ignition along the electric lines and equipmentWLDFRAggregatedAggregated | WLDFR | HFTD - Distribution - Tier 2 - 4QU CoRE ¦ 3QU LoRE | Non-Red Flag Warning - Small Fires | Aggregated | Aggregated | 2039 | 0.0045636 | 0 | 749.2523 | 3.4193 | 2039 | Mitigation | 0.08575 | 30 | 0 | esc | 0.0012005 | 5.4786e-06 | 0.00060025 | 2.7393e-06 | 0.0015435 | 7.044e-06
[79 empty] | WLDFR | HFTD - Distribution - Tier 2 - 4QU CoRE ¦ 2QU LoRE | Seismic - Non-Red Flag Warning - Catastrophic Fires | 2026 | 2.583e-13 | 1.2915e-13 | 3.321e-13 | 21835.9781 | 428.6023 | 13939.561 | 7467.8148 | 0 | 0 | 0 | 2.1516e-10 |  | 5.6403e-09 | 0 | 5.6403e-09 | 2.8201e-09 | 0 | 2.8201e-09 | 7.2518e-09 | 0 | 7.2518e-09 | [16 empty] | 7.3.1.3 Ignition probability mapping showing the probability of ignition along the electric lines and equipmentWLDFRAggregatedAggregated | WLDFR | HFTD - Distribution - Tier 2 - 4QU CoRE ¦ 3QU LoRE | Non-Red Flag Warning - Small Fires | Aggregated | Aggregated | 2040 | 0.0045636 | 0 | 749.2523 | 3.4193 | 2040 | Mitigation | 0.08575 | 30 | 0 | esc | 0.0012005 | 5.4786e-06 | 0.00060025 | 2.7393e-06 | 0.0015435 | 7.044e-06
[79 empty] | WLDFR | HFTD - Distribution - Tier 2 - 4QU CoRE ¦ 2QU LoRE | Seismic - Non-Red Flag Warning - Catastrophic Fires | 2027 | 2.583e-13 | 1.2915e-13 | 3.321e-13 | 21835.9781 | 428.6023 | 13939.561 | 7467.8148 | 0 | 0 | 0 | 2.1516e-10 |  | 5.6403e-09 | 0 | 5.6403e-09 | 2.8201e-09 | 0 | 2.8201e-09 | 7.2518e-09 | 0 | 7.2518e-09 | [16 empty] | 7.3.1.3 Ignition probability mapping showing the probability of ignition along the electric lines and equipmentWLDFRAggregatedAggregated | WLDFR | HFTD - Distribution - Tier 2 - 4QU CoRE ¦ 3QU LoRE | Non-Red Flag Warning - Small Fires | Aggregated | Aggregated | 2041 | 0.0045636 | 0 | 749.2523 | 3.4193 | 2041 | Mitigation | 0.08575 | 30 | 0 | esc | 0.0012005 | 5.4786e-06 | 0.00060025 | 2.7393e-06 | 0.0015435 | 7.044e-06
[79 empty] | WLDFR | HFTD - Distribution - Tier 2 - 4QU CoRE ¦ 2QU LoRE | Seismic - Non-Red Flag Warning - Catastrophic Fires | 2028 | 2.583e-13 | 1.2915e-13 | 3.321e-13 | 22783.187 | 453.261 | 14531.3357 | 7798.5904 | 0 | 0 | 0 | 2.1516e-10 |  | 5.885e-09 | 0 | 5.885e-09 | 2.9425e-09 | 0 | 2.9425e-09 | 7.5664e-09 | 0 | 7.5664e-09 | [16 empty] | 7.3.1.3 Ignition probability mapping showing the probability of ignition along the electric lines and equipmentWLDFRAggregatedAggregated | WLDFR | HFTD - Distribution - Tier 2 - 4QU CoRE ¦ 3QU LoRE | Non-Red Flag Warning - Small Fires | Aggregated | Aggregated | 2042 | 0.0045636 | 0 | 749.2523 | 3.4193 | 2042 | Mitigation | 0.08575 | 30 | 0 | esc | 0.0012005 | 5.4786e-06 | 0.00060025 | 2.7393e-06 | 0.0015435 | 7.044e-06
[79 empty] | WLDFR | HFTD - Distribution - Tier 2 - 4QU CoRE ¦ 2QU LoRE | Seismic - Non-Red Flag Warning - Catastrophic Fires | 2029 | 2.583e-13 | 1.2915e-13 | 3.321e-13 | 22783.187 | 453.261 | 14531.3357 | 7798.5904 | 0 | 0 | 0 | 2.1516e-10 |  | 5.885e-09 | 0 | 5.885e-09 | 2.9425e-09 | 0 | 2.9425e-09 | 7.5664e-09 | 0 | 7.5664e-09 | [16 empty] | 7.3.1.3 Ignition probability mapping showing the probability of ignition along the electric lines and equipmentWLDFRAggregatedAggregated | WLDFR | HFTD - Distribution - Tier 2 - 4QU CoRE ¦ 3QU LoRE | Non-Red Flag Warning - Small Fires | Aggregated | Aggregated | 2043 | 0.0045636 | 0 | 749.2523 | 3.4193 | 2043 | Mitigation | 0.08575 | 30 | 0 | esc | 0.0012005 | 5.4786e-06 | 0.00060025 | 2.7393e-06 | 0.0015435 | 7.044e-06
[79 empty] | WLDFR | HFTD - Distribution - Tier 2 - 4QU CoRE ¦ 2QU LoRE | Seismic - Non-Red Flag Warning - Catastrophic Fires | 2030 | 2.583e-13 | 1.2915e-13 | 3.321e-13 | 22783.187 | 453.261 | 14531.3357 | 7798.5904 | 0 | 0 | 0 | 2.1516e-10 |  | 5.885e-09 | 0 | 5.885e-09 | 2.9425e-09 | 0 | 2.9425e-09 | 7.5664e-09 | 0 | 7.5664e-09 | [16 empty] | 7.3.1.3 Ignition probability mapping showing the probability of ignition along the electric lines and equipmentWLDFRAggregatedAggregated | WLDFR | HFTD - Distribution - Tier 2 - 4QU CoRE ¦ 3QU LoRE | Non-Red Flag Warning - Small Fires | Aggregated | Aggregated | 2044 | 0.0045636 | 0 | 749.2523 | 3.4193 | 2044 | Mitigation | 0.08575 | 30 | 0 | esc | 0.0012005 | 5.4786e-06 | 0.00060025 | 2.7393e-06 | 0.0015435 | 7.044e-06
[79 empty] | WLDFR | HFTD - Distribution - Tier 2 - 4QU CoRE ¦ 2QU LoRE | Seismic - Non-Red Flag Warning - Catastrophic Fires | 2031 | 2.583e-13 | 1.2915e-13 | 3.321e-13 | 22783.187 | 453.261 | 14531.3357 | 7798.5904 | 0 | 0 | 0 | 2.1516e-10 |  | 5.885e-09 | 0 | 5.885e-09 | 2.9425e-09 | 0 | 2.9425e-09 | 7.5664e-09 | 0 | 7.5664e-09 | [16 empty] | 7.3.1.3 Ignition probability mapping showing the probability of ignition along the electric lines and equipmentWLDFRAggregatedAggregated | WLDFR | HFTD - Distribution - Tier 2 - 4QU CoRE ¦ 3QU LoRE | Non-Red Flag Warning - Small Fires | Aggregated | Aggregated | 2045 | 0.0045636 | 0 | 749.2523 | 3.4193 | 2045 | Mitigation | 0.08575 | 30 | 0 | esc | 0.0012005 | 5.4786e-06 | 0.00060025 | 2.7393e-06 | 0.0015435 | 7.044e-06
[79 empty] | WLDFR | HFTD - Distribution - Tier 2 - 4QU CoRE ¦ 2QU LoRE | Seismic - Non-Red Flag Warning - Catastrophic Fires | 2032 | 2.583e-13 | 1.2915e-13 | 3.321e-13 | 22783.187 | 453.261 | 14531.3357 | 7798.5904 | 0 | 0 | 0 | 2.1516e-10 |  | 5.885e-09 | 0 | 5.885e-09 | 2.9425e-09 | 0 | 2.9425e-09 | 7.5664e-09 | 0 | 7.5664e-09 | [16 empty] | 7.3.1.3 Ignition probability mapping showing the probability of ignition along the electric lines and equipmentWLDFRAggregatedAggregated | WLDFR | HFTD - Distribution - Tier 2 - 4QU CoRE ¦ 3QU LoRE | Non-Red Flag Warning - Small Fires | Aggregated | Aggregated | 2046 | 0.0045636 | 0 | 749.2523 | 3.4193 | 2046 | Mitigation | 0.08575 | 30 | 0 | esc | 0.0012005 | 5.4786e-06 | 0.00060025 | 2.7393e-06 | 0.0015435 | 7.044e-06
[79 empty] | WLDFR | HFTD - Distribution - Tier 2 - 4QU CoRE ¦ 2QU LoRE | Seismic - Non-Red Flag Warning - Catastrophic Fires | 2033 | 2.583e-13 | 1.2915e-13 | 3.321e-13 | 23835.2641 | 480.9649 | 15187.7294 | 8166.5698 | 0 | 0 | 0 | 2.1516e-10 |  | 6.1567e-09 | 0 | 6.1567e-09 | 3.0784e-09 | 0 | 3.0784e-09 | 7.9158e-09 | 0 | 7.9158e-09 | [16 empty] | 7.3.1.3 Ignition probability mapping showing the probability of ignition along the electric lines and equipmentWLDFRAggregatedAggregated | WLDFR | HFTD - Distribution - Tier 2 - 4QU CoRE ¦ 3QU LoRE | Non-Red Flag Warning - Small Fires | Aggregated | Aggregated | 2047 | 0.0045636 | 0 | 749.2523 | 3.4193 | 2047 | Mitigation | 0.08575 | 30 | 0 | esc | 0.0012005 | 5.4786e-06 | 0.00060025 | 2.7393e-06 | 0.0015435 | 7.044e-06
[79 empty] | WLDFR | HFTD - Distribution - Tier 2 - 4QU CoRE ¦ 2QU LoRE | Seismic - Non-Red Flag Warning - Catastrophic Fires | 2034 | 2.583e-13 | 1.2915e-13 | 3.321e-13 | 23835.2641 | 480.9649 | 15187.7294 | 8166.5698 | 0 | 0 | 0 | 2.1516e-10 |  | 6.1567e-09 | 0 | 6.1567e-09 | 3.0784e-09 | 0 | 3.0784e-09 | 7.9158e-09 | 0 | 7.9158e-09 | [16 empty] | 7.3.1.3 Ignition probability mapping showing the probability of ignition along the electric lines and equipmentWLDFRAggregatedAggregated | WLDFR | HFTD - Distribution - Tier 2 - 4QU CoRE ¦ 3QU LoRE | Non-Red Flag Warning - Small Fires | Aggregated | Aggregated | 2048 | 0.0045636 | 0 | 749.2523 | 3.4193 | 2048 | Mitigation | 0.08575 | 30 | 0 | esc | 0.0012005 | 5.4786e-06 | 0.00060025 | 2.7393e-06 | 0.0015435 | 7.044e-06
[79 empty] | WLDFR | HFTD - Distribution - Tier 2 - 4QU CoRE ¦ 2QU LoRE | Seismic - Non-Red Flag Warning - Catastrophic Fires | 2035 | 2.583e-13 | 1.2915e-13 | 3.321e-13 | 23835.2641 | 480.9649 | 15187.7294 | 8166.5698 | 0 | 0 | 0 | 2.1516e-10 |  | 6.1567e-09 | 0 | 6.1567e-09 | 3.0784e-09 | 0 | 3.0784e-09 | 7.9158e-09 | 0 | 7.9158e-09 | [16 empty] | 7.3.1.3 Ignition probability mapping showing the probability of ignition along the electric lines and equipmentWLDFRAggregatedAggregated | WLDFR | HFTD - Distribution - Tier 2 - 4QU CoRE ¦ 3QU LoRE | Non-Red Flag Warning - Small Fires | Aggregated | Aggregated | 2049 | 0.0045636 | 0 | 749.2523 | 3.4193 | 2049 | Mitigation | 0.08575 | 30 | 0 | esc | 0.0012005 | 5.4786e-06 | 0.00060025 | 2.7393e-06 | 0.0015435 | 7.044e-06
[79 empty] | WLDFR | HFTD - Distribution - Tier 2 - 4QU CoRE ¦ 2QU LoRE | Seismic - Non-Red Flag Warning - Catastrophic Fires | 2036 | 2.583e-13 | 1.2915e-13 | 3.321e-13 | 23835.2641 | 480.9649 | 15187.7294 | 8166.5698 | 0 | 0 | 0 | 2.1516e-10 |  | 6.1567e-09 | 0 | 6.1567e-09 | 3.0784e-09 | 0 | 3.0784e-09 | 7.9158e-09 | 0 | 7.9158e-09 | [16 empty] | 7.3.1.3 Ignition probability mapping showing the probability of ignition along the electric lines and equipmentWLDFRAggregatedAggregated | WLDFR | HFTD - Distribution - Tier 2 - 4QU CoRE ¦ 3QU LoRE | Non-Red Flag Warning - Small Fires | Aggregated | Aggregated | 2050 | 0.0045636 | 0 | 749.2523 | 3.4193 | 2050 | Mitigation | 0.08575 | 30 | 0 | esc | 0 | 0 | 0.00060025 | 2.7393e-06 | 0.0015435 | 7.044e-06
[79 empty] | WLDFR | HFTD - Distribution - Tier 2 - 4QU CoRE ¦ 2QU LoRE | Seismic - Non-Red Flag Warning - Catastrophic Fires | 2037 | 2.583e-13 | 1.2915e-13 | 3.321e-13 | 23835.2641 | 480.9649 | 15187.7294 | 8166.5698 | 0 | 0 | 0 | 2.1516e-10 |  | 6.1567e-09 | 0 | 6.1567e-09 | 3.0784e-09 | 0 | 3.0784e-09 | 7.9158e-09 | 0 | 7.9158e-09 | [16 empty] | 7.3.1.3 Ignition probability mapping showing the probability of ignition along the electric lines and equipmentWLDFRAggregatedAggregated | WLDFR | HFTD - Distribution - Tier 2 - 4QU CoRE ¦ 3QU LoRE | Non-Red Flag Warning - Small Fires | Aggregated | Aggregated | 2051 | 0.0045636 | 0 | 749.2523 | 3.4193 | 2051 | Mitigation | 0.08575 | 30 | 0 | esc | 0 | 0 | 0 | 0 | 0.0015435 | 7.044e-06
[79 empty] | WLDFR | HFTD - Distribution - Tier 2 - 4QU CoRE ¦ 2QU LoRE | Seismic - Non-Red Flag Warning - Catastrophic Fires | 2038 | 2.583e-13 | 1.2915e-13 | 3.321e-13 | 24976.6418 | 511.3745 | 15898.8237 | 8566.4437 | 0 | 0 | 0 | 2.1516e-10 |  | 6.4515e-09 | 0 | 6.4515e-09 | 3.2258e-09 | 0 | 3.2258e-09 | 8.2948e-09 | 0 | 8.2948e-09 | [16 empty] | 7.3.1.3 Ignition probability mapping showing the probability of ignition along the electric lines and equipmentWLDFRAggregatedAggregated | WLDFR | HFTD - Distribution - Tier 2 - 4QU CoRE ¦ 3QU LoRE | Red Flag Warning - Catastrophic Fires | Aggregated | Aggregated | 2021 | 1.0519e-05 | 0 | 749.2523 | 0.0078816 | 2021 | Mitigation | 0.08575 | 30 | 0 | esc | 0.0012005 | 1.2628e-08 | 0.00060025 | 6.3142e-09 | 0 | 0
[79 empty] | WLDFR | HFTD - Distribution - Tier 2 - 4QU CoRE ¦ 2QU LoRE | Seismic - Non-Red Flag Warning - Catastrophic Fires | 2039 | 2.583e-13 | 1.2915e-13 | 3.321e-13 | 24976.6418 | 511.3745 | 15898.8237 | 8566.4437 | 0 | 0 | 0 | 2.1516e-10 |  | 6.4515e-09 | 0 | 6.4515e-09 | 3.2258e-09 | 0 | 3.2258e-09 | 8.2948e-09 | 0 | 8.2948e-09 | [16 empty] | 7.3.1.3 Ignition probability mapping showing the probability of ignition along the electric lines and equipmentWLDFRAggregatedAggregated | WLDFR | HFTD - Distribution - Tier 2 - 4QU CoRE ¦ 3QU LoRE | Red Flag Warning - Catastrophic Fires | Aggregated | Aggregated | 2022 | 1.0519e-05 | 0 | 749.2523 | 0.0078816 | 2022 | Mitigation | 0.08575 | 30 | 0 | esc | 0.0012005 | 1.2628e-08 | 0.00060025 | 6.3142e-09 | 0.0015435 | 1.6237e-08
[79 empty] | WLDFR | HFTD - Distribution - Tier 2 - 4QU CoRE ¦ 2QU LoRE | Seismic - Non-Red Flag Warning - Catastrophic Fires | 2040 | 2.583e-13 | 1.2915e-13 | 3.321e-13 | 24976.6418 | 511.3745 | 15898.8237 | 8566.4437 | 0 | 0 | 0 | 2.1516e-10 |  | 6.4515e-09 | 0 | 6.4515e-09 | 3.2258e-09 | 0 | 3.2258e-09 | 8.2948e-09 | 0 | 8.2948e-09 | [16 empty] | 7.3.1.3 Ignition probability mapping showing the probability of ignition along the electric lines and equipmentWLDFRAggregatedAggregated | WLDFR | HFTD - Distribution - Tier 2 - 4QU CoRE ¦ 3QU LoRE | Red Flag Warning - Catastrophic Fires | Aggregated | Aggregated | 2023 | 1.0519e-05 | 0 | 749.2523 | 0.0078816 | 2023 | Mitigation | 0.08575 | 30 | 0 | esc | 0.0012005 | 1.2628e-08 | 0.00060025 | 6.3142e-09 | 0.0015435 | 1.6237e-08
[79 empty] | WLDFR | HFTD - Distribution - Tier 2 - 4QU CoRE ¦ 2QU LoRE | Seismic - Non-Red Flag Warning - Catastrophic Fires | 2041 | 2.583e-13 | 1.2915e-13 | 3.321e-13 | 24976.6418 | 511.3745 | 15898.8237 | 8566.4437 | 0 | 0 | 0 | 2.1516e-10 |  | 6.4515e-09 | 0 | 6.4515e-09 | 3.2258e-09 | 0 | 3.2258e-09 | 8.2948e-09 | 0 | 8.2948e-09 | [16 empty] | 7.3.1.3 Ignition probability mapping showing the probability of ignition along the electric lines and equipmentWLDFRAggregatedAggregated | WLDFR | HFTD - Distribution - Tier 2 - 4QU CoRE ¦ 3QU LoRE | Red Flag Warning - Catastrophic Fires | Aggregated | Aggregated | 2024 | 1.0519e-05 | 0 | 749.2523 | 0.0078816 | 2024 | Mitigation | 0.08575 | 30 | 0 | esc | 0.0012005 | 1.2628e-08 | 0.00060025 | 6.3142e-09 | 0.0015435 | 1.6237e-08
[79 empty] | WLDFR | HFTD - Distribution - Tier 2 - 4QU CoRE ¦ 2QU LoRE | Seismic - Non-Red Flag Warning - Catastrophic Fires | 2042 | 2.583e-13 | 1.2915e-13 | 3.321e-13 | 24976.6418 | 511.3745 | 15898.8237 | 8566.4437 | 0 | 0 | 0 | 2.1516e-10 |  | 6.4515e-09 | 0 | 6.4515e-09 | 3.2258e-09 | 0 | 3.2258e-09 | 8.2948e-09 | 0 | 8.2948e-09 | [16 empty] | 7.3.1.3 Ignition probability mapping showing the probability of ignition along the electric lines and equipmentWLDFRAggregatedAggregated | WLDFR | HFTD - Distribution - Tier 2 - 4QU CoRE ¦ 3QU LoRE | Red Flag Warning - Catastrophic Fires | Aggregated | Aggregated | 2025 | 1.0519e-05 | 0 | 749.2523 | 0.0078816 | 2025 | Mitigation | 0.08575 | 30 | 0 | esc | 0.0012005 | 1.2628e-08 | 0.00060025 | 6.3142e-09 | 0.0015435 | 1.6237e-08
[79 empty] | WLDFR | HFTD - Distribution - Tier 2 - 4QU CoRE ¦ 2QU LoRE | Seismic - Non-Red Flag Warning - Catastrophic Fires | 2043 | 2.583e-13 | 1.2915e-13 | 3.321e-13 | 26191.7278 | 544.1291 | 16654.7414 | 8992.8573 | 0 | 0 | 0 | 2.1516e-10 |  | 6.7654e-09 | 0 | 6.7654e-09 | 3.3827e-09 | 0 | 3.3827e-09 | 8.6984e-09 | 0 | 8.6984e-09 | [16 empty] | 7.3.1.3 Ignition probability mapping showing the probability of ignition along the electric lines and equipmentWLDFRAggregatedAggregated | WLDFR | HFTD - Distribution - Tier 2 - 4QU CoRE ¦ 3QU LoRE | Red Flag Warning - Catastrophic Fires | Aggregated | Aggregated | 2026 | 1.0519e-05 | 0 | 749.2523 | 0.0078816 | 2026 | Mitigation | 0.08575 | 30 | 0 | esc | 0.0012005 | 1.2628e-08 | 0.00060025 | 6.3142e-09 | 0.0015435 | 1.6237e-08
[79 empty] | WLDFR | HFTD - Distribution - Tier 2 - 4QU CoRE ¦ 2QU LoRE | Seismic - Non-Red Flag Warning - Catastrophic Fires | 2044 | 2.583e-13 | 1.2915e-13 | 3.321e-13 | 26191.7278 | 544.1291 | 16654.7414 | 8992.8573 | 0 | 0 | 0 | 2.1516e-10 |  | 6.7654e-09 | 0 | 6.7654e-09 | 3.3827e-09 | 0 | 3.3827e-09 | 8.6984e-09 | 0 | 8.6984e-09 | [16 empty] | 7.3.1.3 Ignition probability mapping showing the probability of ignition along the electric lines and equipmentWLDFRAggregatedAggregated | WLDFR | HFTD - Distribution - Tier 2 - 4QU CoRE ¦ 3QU LoRE | Red Flag Warning - Catastrophic Fires | Aggregated | Aggregated | 2027 | 1.0519e-05 | 0 | 749.2523 | 0.0078816 | 2027 | Mitigation | 0.08575 | 30 | 0 | esc | 0.0012005 | 1.2628e-08 | 0.00060025 | 6.3142e-09 | 0.0015435 | 1.6237e-08
[79 empty] | WLDFR | HFTD - Distribution - Tier 2 - 4QU CoRE ¦ 2QU LoRE | Seismic - Non-Red Flag Warning - Catastrophic Fires | 2045 | 2.583e-13 | 1.2915e-13 | 3.321e-13 | 26191.7278 | 544.1291 | 16654.7414 | 8992.8573 | 0 | 0 | 0 | 2.1516e-10 |  | 6.7654e-09 | 0 | 6.7654e-09 | 3.3827e-09 | 0 | 3.3827e-09 | 8.6984e-09 | 0 | 8.6984e-09 | [16 empty] | 7.3.1.3 Ignition probability mapping showing the probability of ignition along the electric lines and equipmentWLDFRAggregatedAggregated | WLDFR | HFTD - Distribution - Tier 2 - 4QU CoRE ¦ 3QU LoRE | Red Flag Warning - Catastrophic Fires | Aggregated | Aggregated | 2028 | 1.0519e-05 | 0 | 749.2523 | 0.0078816 | 2028 | Mitigation | 0.08575 | 30 | 0 | esc | 0.0012005 | 1.2628e-08 | 0.00060025 | 6.3142e-09 | 0.0015435 | 1.6237e-08
[79 empty] | WLDFR | HFTD - Distribution - Tier 2 - 4QU CoRE ¦ 2QU LoRE | Seismic - Non-Red Flag Warning - Catastrophic Fires | 2046 | 2.583e-13 | 1.2915e-13 | 3.321e-13 | 26191.7278 | 544.1291 | 16654.7414 | 8992.8573 | 0 | 0 | 0 | 2.1516e-10 |  | 6.7654e-09 | 0 | 6.7654e-09 | 3.3827e-09 | 0 | 3.3827e-09 | 8.6984e-09 | 0 | 8.6984e-09 | [16 empty] | 7.3.1.3 Ignition probability mapping showing the probability of ignition along the electric lines and equipmentWLDFRAggregatedAggregated | WLDFR | HFTD - Distribution - Tier 2 - 4QU CoRE ¦ 3QU LoRE | Red Flag Warning - Catastrophic Fires | Aggregated | Aggregated | 2029 | 1.0519e-05 | 0 | 749.2523 | 0.0078816 | 2029 | Mitigation | 0.08575 | 30 | 0 | esc | 0.0012005 | 1.2628e-08 | 0.00060025 | 6.3142e-09 | 0.0015435 | 1.6237e-08
[79 empty] | WLDFR | HFTD - Distribution - Tier 2 - 4QU CoRE ¦ 2QU LoRE | Seismic - Non-Red Flag Warning - Catastrophic Fires | 2047 | 2.583e-13 | 1.2915e-13 | 3.321e-13 | 26191.7278 | 544.1291 | 16654.7414 | 8992.8573 | 0 | 0 | 0 | 2.1516e-10 |  | 6.7654e-09 | 0 | 6.7654e-09 | 3.3827e-09 | 0 | 3.3827e-09 | 8.6984e-09 | 0 | 8.6984e-09 | [16 empty] | 7.3.1.3 Ignition probability mapping showing the probability of ignition along the electric lines and equipmentWLDFRAggregatedAggregated | WLDFR | HFTD - Distribution - Tier 2 - 4QU CoRE ¦ 3QU LoRE | Red Flag Warning - Catastrophic Fires | Aggregated | Aggregated | 2030 | 1.0519e-05 | 0 | 749.2523 | 0.0078816 | 2030 | Mitigation | 0.08575 | 30 | 0 | esc | 0.0012005 | 1.2628e-08 | 0.00060025 | 6.3142e-09 | 0.0015435 | 1.6237e-08
[79 empty] | WLDFR | HFTD - Distribution - Tier 2 - 4QU CoRE ¦ 2QU LoRE | Seismic - Non-Red Flag Warning - Catastrophic Fires | 2048 | 2.583e-13 | 1.2915e-13 | 3.321e-13 | 27464.7227 | 578.8407 | 17445.538 | 9440.3441 | 0 | 0 | 0 | 2.1516e-10 |  | 7.0942e-09 | 0 | 7.0942e-09 | 3.5471e-09 | 0 | 3.5471e-09 | 9.1211e-09 | 0 | 9.1211e-09 | [16 empty] | 7.3.1.3 Ignition probability mapping showing the probability of ignition along the electric lines and equipmentWLDFRAggregatedAggregated | WLDFR | HFTD - Distribution - Tier 2 - 4QU CoRE ¦ 3QU LoRE | Red Flag Warning - Catastrophic Fires | Aggregated | Aggregated | 2031 | 1.0519e-05 | 0 | 749.2523 | 0.0078816 | 2031 | Mitigation | 0.08575 | 30 | 0 | esc | 0.0012005 | 1.2628e-08 | 0.00060025 | 6.3142e-09 | 0.0015435 | 1.6237e-08
[79 empty] | WLDFR | HFTD - Distribution - Tier 2 - 4QU CoRE ¦ 2QU LoRE | Seismic - Non-Red Flag Warning - Catastrophic Fires | 2049 | 2.583e-13 | 1.2915e-13 | 3.321e-13 | 27464.7227 | 578.8407 | 17445.538 | 9440.3441 | 0 | 0 | 0 | 2.1516e-10 |  | 7.0942e-09 | 0 | 7.0942e-09 | 3.5471e-09 | 0 | 3.5471e-09 | 9.1211e-09 | 0 | 9.1211e-09 | [16 empty] | 7.3.1.3 Ignition probability mapping showing the probability of ignition along the electric lines and equipmentWLDFRAggregatedAggregated | WLDFR | HFTD - Distribution - Tier 2 - 4QU CoRE ¦ 3QU LoRE | Red Flag Warning - Catastrophic Fires | Aggregated | Aggregated | 2032 | 1.0519e-05 | 0 | 749.2523 | 0.0078816 | 2032 | Mitigation | 0.08575 | 30 | 0 | esc | 0.0012005 | 1.2628e-08 | 0.00060025 | 6.3142e-09 | 0.0015435 | 1.6237e-08
[79 empty] | WLDFR | HFTD - Distribution - Tier 2 - 4QU CoRE ¦ 2QU LoRE | Seismic - Non-Red Flag Warning - Catastrophic Fires | 2050 | 0 | 1.2915e-13 | 3.321e-13 | 27464.7227 | 578.8407 | 17445.538 | 9440.3441 | 0 | 0 | 0 | 2.1516e-10 |  | 0 | 0 | 0 | 3.5471e-09 | 0 | 3.5471e-09 | 9.1211e-09 | 0 | 9.1211e-09 | [16 empty] | 7.3.1.3 Ignition probability mapping showing the probability of ignition along the electric lines and equipmentWLDFRAggregatedAggregated | WLDFR | HFTD - Distribution - Tier 2 - 4QU CoRE ¦ 3QU LoRE | Red Flag Warning - Catastrophic Fires | Aggregated | Aggregated | 2033 | 1.0519e-05 | 0 | 749.2523 | 0.0078816 | 2033 | Mitigation | 0.08575 | 30 | 0 | esc | 0.0012005 | 1.2628e-08 | 0.00060025 | 6.3142e-09 | 0.0015435 | 1.6237e-08
[79 empty] | WLDFR | HFTD - Distribution - Tier 2 - 4QU CoRE ¦ 2QU LoRE | Seismic - Non-Red Flag Warning - Catastrophic Fires | 2051 | 0 | 0 | 3.321e-13 | 27464.7227 | 578.8407 | 17445.538 | 9440.3441 | 0 | 0 | 0 | 2.1516e-10 |  | 0 | 0 | 0 | 0 | 0 | 0 | 9.1211e-09 | 0 | 9.1211e-09 | [16 empty] | 7.3.1.3 Ignition probability mapping showing the probability of ignition along the electric lines and equipmentWLDFRAggregatedAggregated | WLDFR | HFTD - Distribution - Tier 2 - 4QU CoRE ¦ 3QU LoRE | Red Flag Warning - Catastrophic Fires | Aggregated | Aggregated | 2034 | 1.0519e-05 | 0 | 749.2523 | 0.0078816 | 2034 | Mitigation | 0.08575 | 30 | 0 | esc | 0.0012005 | 1.2628e-08 | 0.00060025 | 6.3142e-09 | 0.0015435 | 1.6237e-08
[79 empty] | WLDFR | HFTD - Distribution - Tier 2 - 4QU CoRE ¦ 2QU LoRE | Seismic - Red Flag Warning - Catastrophic Fires | 2020 | 1.114e-11 | 0 | 0 | 21083.8428 | 409.2237 | 13469.0878 | 7205.5313 | 0 | 0 | 0 | 9.2797e-09 |  | 2.3488e-07 | 0 | 2.3488e-07 | 0 | 0 | 0 | 0 | 0 | 0 | [16 empty] | 7.3.1.3 Ignition probability mapping showing the probability of ignition along the electric lines and equipmentWLDFRAggregatedAggregated | WLDFR | HFTD - Distribution - Tier 2 - 4QU CoRE ¦ 3QU LoRE | Red Flag Warning - Catastrophic Fires | Aggregated | Aggregated | 2035 | 1.0519e-05 | 0 | 749.2523 | 0.0078816 | 2035 | Mitigation | 0.08575 | 30 | 0 | esc | 0.0012005 | 1.2628e-08 | 0.00060025 | 6.3142e-09 | 0.0015435 | 1.6237e-08
[79 empty] | WLDFR | HFTD - Distribution - Tier 2 - 4QU CoRE ¦ 2QU LoRE | Seismic - Red Flag Warning - Catastrophic Fires | 2021 | 1.114e-11 | 5.5701e-12 | 0 | 21083.8428 | 409.2237 | 13469.0878 | 7205.5313 | 0 | 0 | 0 | 9.2797e-09 |  | 2.3488e-07 | 0 | 2.3488e-07 | 1.1744e-07 | 0 | 1.1744e-07 | 0 | 0 | 0 | [16 empty] | 7.3.1.3 Ignition probability mapping showing the probability of ignition along the electric lines and equipmentWLDFRAggregatedAggregated | WLDFR | HFTD - Distribution - Tier 2 - 4QU CoRE ¦ 3QU LoRE | Red Flag Warning - Catastrophic Fires | Aggregated | Aggregated | 2036 | 1.0519e-05 | 0 | 749.2523 | 0.0078816 | 2036 | Mitigation | 0.08575 | 30 | 0 | esc | 0.0012005 | 1.2628e-08 | 0.00060025 | 6.3142e-09 | 0.0015435 | 1.6237e-08
[79 empty] | WLDFR | HFTD - Distribution - Tier 2 - 4QU CoRE ¦ 2QU LoRE | Seismic - Red Flag Warning - Catastrophic Fires | 2022 | 1.114e-11 | 5.5701e-12 | 1.4323e-11 | 21083.8428 | 409.2237 | 13469.0878 | 7205.5313 | 0 | 0 | 0 | 9.2797e-09 |  | 2.3488e-07 | 0 | 2.3488e-07 | 1.1744e-07 | 0 | 1.1744e-07 | 3.0199e-07 | 0 | 3.0199e-07 | [16 empty] | 7.3.1.3 Ignition probability mapping showing the probability of ignition along the electric lines and equipmentWLDFRAggregatedAggregated | WLDFR | HFTD - Distribution - Tier 2 - 4QU CoRE ¦ 3QU LoRE | Red Flag Warning - Catastrophic Fires | Aggregated | Aggregated | 2037 | 1.0519e-05 | 0 | 749.2523 | 0.0078816 | 2037 | Mitigation | 0.08575 | 30 | 0 | esc | 0.0012005 | 1.2628e-08 | 0.00060025 | 6.3142e-09 | 0.0015435 | 1.6237e-08
[79 empty] | WLDFR | HFTD - Distribution - Tier 2 - 4QU CoRE ¦ 2QU LoRE | Seismic - Red Flag Warning - Catastrophic Fires | 2023 | 1.114e-11 | 5.5701e-12 | 1.4323e-11 | 21835.9781 | 428.6023 | 13939.561 | 7467.8148 | 0 | 0 | 0 | 9.2797e-09 |  | 2.4326e-07 | 0 | 2.4326e-07 | 1.2163e-07 | 0 | 1.2163e-07 | 3.1276e-07 | 0 | 3.1276e-07 | [16 empty] | 7.3.1.3 Ignition probability mapping showing the probability of ignition along the electric lines and equipmentWLDFRAggregatedAggregated | WLDFR | HFTD - Distribution - Tier 2 - 4QU CoRE ¦ 3QU LoRE | Red Flag Warning - Catastrophic Fires | Aggregated | Aggregated | 2038 | 1.0519e-05 | 0 | 749.2523 | 0.0078816 | 2038 | Mitigation | 0.08575 | 30 | 0 | esc | 0.0012005 | 1.2628e-08 | 0.00060025 | 6.3142e-09 | 0.0015435 | 1.6237e-08
[79 empty] | WLDFR | HFTD - Distribution - Tier 2 - 4QU CoRE ¦ 2QU LoRE | Seismic - Red Flag Warning - Catastrophic Fires | 2024 | 1.114e-11 | 5.5701e-12 | 1.4323e-11 | 21835.9781 | 428.6023 | 13939.561 | 7467.8148 | 0 | 0 | 0 | 9.2797e-09 |  | 2.4326e-07 | 0 | 2.4326e-07 | 1.2163e-07 | 0 | 1.2163e-07 | 3.1276e-07 | 0 | 3.1276e-07 | [16 empty] | 7.3.1.3 Ignition probability mapping showing the probability of ignition along the electric lines and equipmentWLDFRAggregatedAggregated | WLDFR | HFTD - Distribution - Tier 2 - 4QU CoRE ¦ 3QU LoRE | Red Flag Warning - Catastrophic Fires | Aggregated | Aggregated | 2039 | 1.0519e-05 | 0 | 749.2523 | 0.0078816 | 2039 | Mitigation | 0.08575 | 30 | 0 | esc | 0.0012005 | 1.2628e-08 | 0.00060025 | 6.3142e-09 | 0.0015435 | 1.6237e-08
[79 empty] | WLDFR | HFTD - Distribution - Tier 2 - 4QU CoRE ¦ 2QU LoRE | Seismic - Red Flag Warning - Catastrophic Fires | 2025 | 1.114e-11 | 5.5701e-12 | 1.4323e-11 | 21835.9781 | 428.6023 | 13939.561 | 7467.8148 | 0 | 0 | 0 | 9.2797e-09 |  | 2.4326e-07 | 0 | 2.4326e-07 | 1.2163e-07 | 0 | 1.2163e-07 | 3.1276e-07 | 0 | 3.1276e-07 | [16 empty] | 7.3.1.3 Ignition probability mapping showing the probability of ignition along the electric lines and equipmentWLDFRAggregatedAggregated | WLDFR | HFTD - Distribution - Tier 2 - 4QU CoRE ¦ 3QU LoRE | Red Flag Warning - Catastrophic Fires | Aggregated | Aggregated | 2040 | 1.0519e-05 | 0 | 749.2523 | 0.0078816 | 2040 | Mitigation | 0.08575 | 30 | 0 | esc | 0.0012005 | 1.2628e-08 | 0.00060025 | 6.3142e-09 | 0.0015435 | 1.6237e-08
[79 empty] | WLDFR | HFTD - Distribution - Tier 2 - 4QU CoRE ¦ 2QU LoRE | Seismic - Red Flag Warning - Catastrophic Fires | 2026 | 1.114e-11 | 5.5701e-12 | 1.4323e-11 | 21835.9781 | 428.6023 | 13939.561 | 7467.8148 | 0 | 0 | 0 | 9.2797e-09 |  | 2.4326e-07 | 0 | 2.4326e-07 | 1.2163e-07 | 0 | 1.2163e-07 | 3.1276e-07 | 0 | 3.1276e-07 | [16 empty] | 7.3.1.3 Ignition probability mapping showing the probability of ignition along the electric lines and equipmentWLDFRAggregatedAggregated | WLDFR | HFTD - Distribution - Tier 2 - 4QU CoRE ¦ 3QU LoRE | Red Flag Warning - Catastrophic Fires | Aggregated | Aggregated | 2041 | 1.0519e-05 | 0 | 749.2523 | 0.0078816 | 2041 | Mitigation | 0.08575 | 30 | 0 | esc | 0.0012005 | 1.2628e-08 | 0.00060025 | 6.3142e-09 | 0.0015435 | 1.6237e-08
[79 empty] | WLDFR | HFTD - Distribution - Tier 2 - 4QU CoRE ¦ 2QU LoRE | Seismic - Red Flag Warning - Catastrophic Fires | 2027 | 1.114e-11 | 5.5701e-12 | 1.4323e-11 | 21835.9781 | 428.6023 | 13939.561 | 7467.8148 | 0 | 0 | 0 | 9.2797e-09 |  | 2.4326e-07 | 0 | 2.4326e-07 | 1.2163e-07 | 0 | 1.2163e-07 | 3.1276e-07 | 0 | 3.1276e-07 | [16 empty] | 7.3.1.3 Ignition probability mapping showing the probability of ignition along the electric lines and equipmentWLDFRAggregatedAggregated | WLDFR | HFTD - Distribution - Tier 2 - 4QU CoRE ¦ 3QU LoRE | Red Flag Warning - Catastrophic Fires | Aggregated | Aggregated | 2042 | 1.0519e-05 | 0 | 749.2523 | 0.0078816 | 2042 | Mitigation | 0.08575 | 30 | 0 | esc | 0.0012005 | 1.2628e-08 | 0.00060025 | 6.3142e-09 | 0.0015435 | 1.6237e-08
[79 empty] | WLDFR | HFTD - Distribution - Tier 2 - 4QU CoRE ¦ 2QU LoRE | Seismic - Red Flag Warning - Catastrophic Fires | 2028 | 1.114e-11 | 5.5701e-12 | 1.4323e-11 | 22783.187 | 453.261 | 14531.3357 | 7798.5904 | 0 | 0 | 0 | 9.2797e-09 |  | 2.5381e-07 | 0 | 2.5381e-07 | 1.2691e-07 | 0 | 1.2691e-07 | 3.2633e-07 | 0 | 3.2633e-07 | [16 empty] | 7.3.1.3 Ignition probability mapping showing the probability of ignition along the electric lines and equipmentWLDFRAggregatedAggregated | WLDFR | HFTD - Distribution - Tier 2 - 4QU CoRE ¦ 3QU LoRE | Red Flag Warning - Catastrophic Fires | Aggregated | Aggregated | 2043 | 1.0519e-05 | 0 | 749.2523 | 0.0078816 | 2043 | Mitigation | 0.08575 | 30 | 0 | esc | 0.0012005 | 1.2628e-08 | 0.00060025 | 6.3142e-09 | 0.0015435 | 1.6237e-08
[79 empty] | WLDFR | HFTD - Distribution - Tier 2 - 4QU CoRE ¦ 2QU LoRE | Seismic - Red Flag Warning - Catastrophic Fires | 2029 | 1.114e-11 | 5.5701e-12 | 1.4323e-11 | 22783.187 | 453.261 | 14531.3357 | 7798.5904 | 0 | 0 | 0 | 9.2797e-09 |  | 2.5381e-07 | 0 | 2.5381e-07 | 1.2691e-07 | 0 | 1.2691e-07 | 3.2633e-07 | 0 | 3.2633e-07 | [16 empty] | 7.3.1.3 Ignition probability mapping showing the probability of ignition along the electric lines and equipmentWLDFRAggregatedAggregated | WLDFR | HFTD - Distribution - Tier 2 - 4QU CoRE ¦ 3QU LoRE | Red Flag Warning - Catastrophic Fires | Aggregated | Aggregated | 2044 | 1.0519e-05 | 0 | 749.2523 | 0.0078816 | 2044 | Mitigation | 0.08575 | 30 | 0 | esc | 0.0012005 | 1.2628e-08 | 0.00060025 | 6.3142e-09 | 0.0015435 | 1.6237e-08
[79 empty] | WLDFR | HFTD - Distribution - Tier 2 - 4QU CoRE ¦ 2QU LoRE | Seismic - Red Flag Warning - Catastrophic Fires | 2030 | 1.114e-11 | 5.5701e-12 | 1.4323e-11 | 22783.187 | 453.261 | 14531.3357 | 7798.5904 | 0 | 0 | 0 | 9.2797e-09 |  | 2.5381e-07 | 0 | 2.5381e-07 | 1.2691e-07 | 0 | 1.2691e-07 | 3.2633e-07 | 0 | 3.2633e-07 | [16 empty] | 7.3.1.3 Ignition probability mapping showing the probability of ignition along the electric lines and equipmentWLDFRAggregatedAggregated | WLDFR | HFTD - Distribution - Tier 2 - 4QU CoRE ¦ 3QU LoRE | Red Flag Warning - Catastrophic Fires | Aggregated | Aggregated | 2045 | 1.0519e-05 | 0 | 749.2523 | 0.0078816 | 2045 | Mitigation | 0.08575 | 30 | 0 | esc | 0.0012005 | 1.2628e-08 | 0.00060025 | 6.3142e-09 | 0.0015435 | 1.6237e-08
[79 empty] | WLDFR | HFTD - Distribution - Tier 2 - 4QU CoRE ¦ 2QU LoRE | Seismic - Red Flag Warning - Catastrophic Fires | 2031 | 1.114e-11 | 5.5701e-12 | 1.4323e-11 | 22783.187 | 453.261 | 14531.3357 | 7798.5904 | 0 | 0 | 0 | 9.2797e-09 |  | 2.5381e-07 | 0 | 2.5381e-07 | 1.2691e-07 | 0 | 1.2691e-07 | 3.2633e-07 | 0 | 3.2633e-07 | [16 empty] | 7.3.1.3 Ignition probability mapping showing the probability of ignition along the electric lines and equipmentWLDFRAggregatedAggregated | WLDFR | HFTD - Distribution - Tier 2 - 4QU CoRE ¦ 3QU LoRE | Red Flag Warning - Catastrophic Fires | Aggregated | Aggregated | 2046 | 1.0519e-05 | 0 | 749.2523 | 0.0078816 | 2046 | Mitigation | 0.08575 | 30 | 0 | esc | 0.0012005 | 1.2628e-08 | 0.00060025 | 6.3142e-09 | 0.0015435 | 1.6237e-08
[79 empty] | WLDFR | HFTD - Distribution - Tier 2 - 4QU CoRE ¦ 2QU LoRE | Seismic - Red Flag Warning - Catastrophic Fires | 2032 | 1.114e-11 | 5.5701e-12 | 1.4323e-11 | 22783.187 | 453.261 | 14531.3357 | 7798.5904 | 0 | 0 | 0 | 9.2797e-09 |  | 2.5381e-07 | 0 | 2.5381e-07 | 1.2691e-07 | 0 | 1.2691e-07 | 3.2633e-07 | 0 | 3.2633e-07 | [16 empty] | 7.3.1.3 Ignition probability mapping showing the probability of ignition along the electric lines and equipmentWLDFRAggregatedAggregated | WLDFR | HFTD - Distribution - Tier 2 - 4QU CoRE ¦ 3QU LoRE | Red Flag Warning - Catastrophic Fires | Aggregated | Aggregated | 2047 | 1.0519e-05 | 0 | 749.2523 | 0.0078816 | 2047 | Mitigation | 0.08575 | 30 | 0 | esc | 0.0012005 | 1.2628e-08 | 0.00060025 | 6.3142e-09 | 0.0015435 | 1.6237e-08
[79 empty] | WLDFR | HFTD - Distribution - Tier 2 - 4QU CoRE ¦ 2QU LoRE | Seismic - Red Flag Warning - Catastrophic Fires | 2033 | 1.114e-11 | 5.5701e-12 | 1.4323e-11 | 23835.2641 | 480.9649 | 15187.7294 | 8166.5698 | 0 | 0 | 0 | 9.2797e-09 |  | 2.6553e-07 | 0 | 2.6553e-07 | 1.3277e-07 | 0 | 1.3277e-07 | 3.414e-07 | 0 | 3.414e-07 | [16 empty] | 7.3.1.3 Ignition probability mapping showing the probability of ignition along the electric lines and equipmentWLDFRAggregatedAggregated | WLDFR | HFTD - Distribution - Tier 2 - 4QU CoRE ¦ 3QU LoRE | Red Flag Warning - Catastrophic Fires | Aggregated | Aggregated | 2048 | 1.0519e-05 | 0 | 749.2523 | 0.0078816 | 2048 | Mitigation | 0.08575 | 30 | 0 | esc | 0.0012005 | 1.2628e-08 | 0.00060025 | 6.3142e-09 | 0.0015435 | 1.6237e-08
[79 empty] | WLDFR | HFTD - Distribution - Tier 2 - 4QU CoRE ¦ 2QU LoRE | Seismic - Red Flag Warning - Catastrophic Fires | 2034 | 1.114e-11 | 5.5701e-12 | 1.4323e-11 | 23835.2641 | 480.9649 | 15187.7294 | 8166.5698 | 0 | 0 | 0 | 9.2797e-09 |  | 2.6553e-07 | 0 | 2.6553e-07 | 1.3277e-07 | 0 | 1.3277e-07 | 3.414e-07 | 0 | 3.414e-07 | [16 empty] | 7.3.1.3 Ignition probability mapping showing the probability of ignition along the electric lines and equipmentWLDFRAggregatedAggregated | WLDFR | HFTD - Distribution - Tier 2 - 4QU CoRE ¦ 3QU LoRE | Red Flag Warning - Catastrophic Fires | Aggregated | Aggregated | 2049 | 1.0519e-05 | 0 | 749.2523 | 0.0078816 | 2049 | Mitigation | 0.08575 | 30 | 0 | esc | 0.0012005 | 1.2628e-08 | 0.00060025 | 6.3142e-09 | 0.0015435 | 1.6237e-08
[79 empty] | WLDFR | HFTD - Distribution - Tier 2 - 4QU CoRE ¦ 2QU LoRE | Seismic - Red Flag Warning - Catastrophic Fires | 2035 | 1.114e-11 | 5.5701e-12 | 1.4323e-11 | 23835.2641 | 480.9649 | 15187.7294 | 8166.5698 | 0 | 0 | 0 | 9.2797e-09 |  | 2.6553e-07 | 0 | 2.6553e-07 | 1.3277e-07 | 0 | 1.3277e-07 | 3.414e-07 | 0 | 3.414e-07 | [16 empty] | 7.3.1.3 Ignition probability mapping showing the probability of ignition along the electric lines and equipmentWLDFRAggregatedAggregated | WLDFR | HFTD - Distribution - Tier 2 - 4QU CoRE ¦ 3QU LoRE | Red Flag Warning - Catastrophic Fires | Aggregated | Aggregated | 2050 | 1.0519e-05 | 0 | 749.2523 | 0.0078816 | 2050 | Mitigation | 0.08575 | 30 | 0 | esc | 0 | 0 | 0.00060025 | 6.3142e-09 | 0.0015435 | 1.6237e-08
[79 empty] | WLDFR | HFTD - Distribution - Tier 2 - 4QU CoRE ¦ 2QU LoRE | Seismic - Red Flag Warning - Catastrophic Fires | 2036 | 1.114e-11 | 5.5701e-12 | 1.4323e-11 | 23835.2641 | 480.9649 | 15187.7294 | 8166.5698 | 0 | 0 | 0 | 9.2797e-09 |  | 2.6553e-07 | 0 | 2.6553e-07 | 1.3277e-07 | 0 | 1.3277e-07 | 3.414e-07 | 0 | 3.414e-07 | [16 empty] | 7.3.1.3 Ignition probability mapping showing the probability of ignition along the electric lines and equipmentWLDFRAggregatedAggregated | WLDFR | HFTD - Distribution - Tier 2 - 4QU CoRE ¦ 3QU LoRE | Red Flag Warning - Catastrophic Fires | Aggregated | Aggregated | 2051 | 1.0519e-05 | 0 | 749.2523 | 0.0078816 | 2051 | Mitigation | 0.08575 | 30 | 0 | esc | 0 | 0 | 0 | 0 | 0.0015435 | 1.6237e-08
[79 empty] | WLDFR | HFTD - Distribution - Tier 2 - 4QU CoRE ¦ 2QU LoRE | Seismic - Red Flag Warning - Catastrophic Fires | 2037 | 1.114e-11 | 5.5701e-12 | 1.4323e-11 | 23835.2641 | 480.9649 | 15187.7294 | 8166.5698 | 0 | 0 | 0 | 9.2797e-09 |  | 2.6553e-07 | 0 | 2.6553e-07 | 1.3277e-07 | 0 | 1.3277e-07 | 3.414e-07 | 0 | 3.414e-07 | [16 empty] | 7.3.1.3 Ignition probability mapping showing the probability of ignition along the electric lines and equipmentWLDFRAggregatedAggregated | WLDFR | HFTD - Distribution - Tier 2 - 4QU CoRE ¦ 3QU LoRE | Red Flag Warning - Destructive Fires | Aggregated | Aggregated | 2021 | 1.6429e-06 | 0 | 749.2523 | 0.0012309 | 2021 | Mitigation | 0.08575 | 30 | 0 | esc | 0.0012005 | 1.9723e-09 | 0.00060025 | 9.8614e-10 | 0 | 0
[79 empty] | WLDFR | HFTD - Distribution - Tier 2 - 4QU CoRE ¦ 2QU LoRE | Seismic - Red Flag Warning - Catastrophic Fires | 2038 | 1.114e-11 | 5.5701e-12 | 1.4323e-11 | 24976.6418 | 511.3745 | 15898.8237 | 8566.4437 | 0 | 0 | 0 | 9.2797e-09 |  | 2.7825e-07 | 0 | 2.7825e-07 | 1.3912e-07 | 0 | 1.3912e-07 | 3.5775e-07 | 0 | 3.5775e-07 | [16 empty] | 7.3.1.3 Ignition probability mapping showing the probability of ignition along the electric lines and equipmentWLDFRAggregatedAggregated | WLDFR | HFTD - Distribution - Tier 2 - 4QU CoRE ¦ 3QU LoRE | Red Flag Warning - Destructive Fires | Aggregated | Aggregated | 2022 | 1.6429e-06 | 0 | 749.2523 | 0.0012309 | 2022 | Mitigation | 0.08575 | 30 | 0 | esc | 0.0012005 | 1.9723e-09 | 0.00060025 | 9.8614e-10 | 0.0015435 | 2.5358e-09
[79 empty] | WLDFR | HFTD - Distribution - Tier 2 - 4QU CoRE ¦ 2QU LoRE | Seismic - Red Flag Warning - Catastrophic Fires | 2039 | 1.114e-11 | 5.5701e-12 | 1.4323e-11 | 24976.6418 | 511.3745 | 15898.8237 | 8566.4437 | 0 | 0 | 0 | 9.2797e-09 |  | 2.7825e-07 | 0 | 2.7825e-07 | 1.3912e-07 | 0 | 1.3912e-07 | 3.5775e-07 | 0 | 3.5775e-07 | [16 empty] | 7.3.1.3 Ignition probability mapping showing the probability of ignition along the electric lines and equipmentWLDFRAggregatedAggregated | WLDFR | HFTD - Distribution - Tier 2 - 4QU CoRE ¦ 3QU LoRE | Red Flag Warning - Destructive Fires | Aggregated | Aggregated | 2023 | 1.6429e-06 | 0 | 749.2523 | 0.0012309 | 2023 | Mitigation | 0.08575 | 30 | 0 | esc | 0.0012005 | 1.9723e-09 | 0.00060025 | 9.8614e-10 | 0.0015435 | 2.5358e-09
[79 empty] | WLDFR | HFTD - Distribution - Tier 2 - 4QU CoRE ¦ 2QU LoRE | Seismic - Red Flag Warning - Catastrophic Fires | 2040 | 1.114e-11 | 5.5701e-12 | 1.4323e-11 | 24976.6418 | 511.3745 | 15898.8237 | 8566.4437 | 0 | 0 | 0 | 9.2797e-09 |  | 2.7825e-07 | 0 | 2.7825e-07 | 1.3912e-07 | 0 | 1.3912e-07 | 3.5775e-07 | 0 | 3.5775e-07 | [16 empty] | 7.3.1.3 Ignition probability mapping showing the probability of ignition along the electric lines and equipmentWLDFRAggregatedAggregated | WLDFR | HFTD - Distribution - Tier 2 - 4QU CoRE ¦ 3QU LoRE | Red Flag Warning - Destructive Fires | Aggregated | Aggregated | 2024 | 1.6429e-06 | 0 | 749.2523 | 0.0012309 | 2024 | Mitigation | 0.08575 | 30 | 0 | esc | 0.0012005 | 1.9723e-09 | 0.00060025 | 9.8614e-10 | 0.0015435 | 2.5358e-09
[79 empty] | WLDFR | HFTD - Distribution - Tier 2 - 4QU CoRE ¦ 2QU LoRE | Seismic - Red Flag Warning - Catastrophic Fires | 2041 | 1.114e-11 | 5.5701e-12 | 1.4323e-11 | 24976.6418 | 511.3745 | 15898.8237 | 8566.4437 | 0 | 0 | 0 | 9.2797e-09 |  | 2.7825e-07 | 0 | 2.7825e-07 | 1.3912e-07 | 0 | 1.3912e-07 | 3.5775e-07 | 0 | 3.5775e-07 | [16 empty] | 7.3.1.3 Ignition probability mapping showing the probability of ignition along the electric lines and equipmentWLDFRAggregatedAggregated | WLDFR | HFTD - Distribution - Tier 2 - 4QU CoRE ¦ 3QU LoRE | Red Flag Warning - Destructive Fires | Aggregated | Aggregated | 2025 | 1.6429e-06 | 0 | 749.2523 | 0.0012309 | 2025 | Mitigation | 0.08575 | 30 | 0 | esc | 0.0012005 | 1.9723e-09 | 0.00060025 | 9.8614e-10 | 0.0015435 | 2.5358e-09
[79 empty] | WLDFR | HFTD - Distribution - Tier 2 - 4QU CoRE ¦ 2QU LoRE | Seismic - Red Flag Warning - Catastrophic Fires | 2042 | 1.114e-11 | 5.5701e-12 | 1.4323e-11 | 24976.6418 | 511.3745 | 15898.8237 | 8566.4437 | 0 | 0 | 0 | 9.2797e-09 |  | 2.7825e-07 | 0 | 2.7825e-07 | 1.3912e-07 | 0 | 1.3912e-07 | 3.5775e-07 | 0 | 3.5775e-07 | [16 empty] | 7.3.1.3 Ignition probability mapping showing the probability of ignition along the electric lines and equipmentWLDFRAggregatedAggregated | WLDFR | HFTD - Distribution - Tier 2 - 4QU CoRE ¦ 3QU LoRE | Red Flag Warning - Destructive Fires | Aggregated | Aggregated | 2026 | 1.6429e-06 | 0 | 749.2523 | 0.0012309 | 2026 | Mitigation | 0.08575 | 30 | 0 | esc | 0.0012005 | 1.9723e-09 | 0.00060025 | 9.8614e-10 | 0.0015435 | 2.5358e-09
[79 empty] | WLDFR | HFTD - Distribution - Tier 2 - 4QU CoRE ¦ 2QU LoRE | Seismic - Red Flag Warning - Catastrophic Fires | 2043 | 1.114e-11 | 5.5701e-12 | 1.4323e-11 | 26191.7278 | 544.1291 | 16654.7414 | 8992.8573 | 0 | 0 | 0 | 9.2797e-09 |  | 2.9178e-07 | 0 | 2.9178e-07 | 1.4589e-07 | 0 | 1.4589e-07 | 3.7515e-07 | 0 | 3.7515e-07 | [16 empty] | 7.3.1.3 Ignition probability mapping showing the probability of ignition along the electric lines and equipmentWLDFRAggregatedAggregated | WLDFR | HFTD - Distribution - Tier 2 - 4QU CoRE ¦ 3QU LoRE | Red Flag Warning - Destructive Fires | Aggregated | Aggregated | 2027 | 1.6429e-06 | 0 | 749.2523 | 0.0012309 | 2027 | Mitigation | 0.08575 | 30 | 0 | esc | 0.0012005 | 1.9723e-09 | 0.00060025 | 9.8614e-10 | 0.0015435 | 2.5358e-09
[79 empty] | WLDFR | HFTD - Distribution - Tier 2 - 4QU CoRE ¦ 2QU LoRE | Seismic - Red Flag Warning - Catastrophic Fires | 2044 | 1.114e-11 | 5.5701e-12 | 1.4323e-11 | 26191.7278 | 544.1291 | 16654.7414 | 8992.8573 | 0 | 0 | 0 | 9.2797e-09 |  | 2.9178e-07 | 0 | 2.9178e-07 | 1.4589e-07 | 0 | 1.4589e-07 | 3.7515e-07 | 0 | 3.7515e-07 | [16 empty] | 7.3.1.3 Ignition probability mapping showing the probability of ignition along the electric lines and equipmentWLDFRAggregatedAggregated | WLDFR | HFTD - Distribution - Tier 2 - 4QU CoRE ¦ 3QU LoRE | Red Flag Warning - Destructive Fires | Aggregated | Aggregated | 2028 | 1.6429e-06 | 0 | 749.2523 | 0.0012309 | 2028 | Mitigation | 0.08575 | 30 | 0 | esc | 0.0012005 | 1.9723e-09 | 0.00060025 | 9.8614e-10 | 0.0015435 | 2.5358e-09
[79 empty] | WLDFR | HFTD - Distribution - Tier 2 - 4QU CoRE ¦ 2QU LoRE | Seismic - Red Flag Warning - Catastrophic Fires | 2045 | 1.114e-11 | 5.5701e-12 | 1.4323e-11 | 26191.7278 | 544.1291 | 16654.7414 | 8992.8573 | 0 | 0 | 0 | 9.2797e-09 |  | 2.9178e-07 | 0 | 2.9178e-07 | 1.4589e-07 | 0 | 1.4589e-07 | 3.7515e-07 | 0 | 3.7515e-07 | [16 empty] | 7.3.1.3 Ignition probability mapping showing the probability of ignition along the electric lines and equipmentWLDFRAggregatedAggregated | WLDFR | HFTD - Distribution - Tier 2 - 4QU CoRE ¦ 3QU LoRE | Red Flag Warning - Destructive Fires | Aggregated | Aggregated | 2029 | 1.6429e-06 | 0 | 749.2523 | 0.0012309 | 2029 | Mitigation | 0.08575 | 30 | 0 | esc | 0.0012005 | 1.9723e-09 | 0.00060025 | 9.8614e-10 | 0.0015435 | 2.5358e-09
[79 empty] | WLDFR | HFTD - Distribution - Tier 2 - 4QU CoRE ¦ 2QU LoRE | Seismic - Red Flag Warning - Catastrophic Fires | 2046 | 1.114e-11 | 5.5701e-12 | 1.4323e-11 | 26191.7278 | 544.1291 | 16654.7414 | 8992.8573 | 0 | 0 | 0 | 9.2797e-09 |  | 2.9178e-07 | 0 | 2.9178e-07 | 1.4589e-07 | 0 | 1.4589e-07 | 3.7515e-07 | 0 | 3.7515e-07 | [16 empty] | 7.3.1.3 Ignition probability mapping showing the probability of ignition along the electric lines and equipmentWLDFRAggregatedAggregated | WLDFR | HFTD - Distribution - Tier 2 - 4QU CoRE ¦ 3QU LoRE | Red Flag Warning - Destructive Fires | Aggregated | Aggregated | 2030 | 1.6429e-06 | 0 | 749.2523 | 0.0012309 | 2030 | Mitigation | 0.08575 | 30 | 0 | esc | 0.0012005 | 1.9723e-09 | 0.00060025 | 9.8614e-10 | 0.0015435 | 2.5358e-09
[79 empty] | WLDFR | HFTD - Distribution - Tier 2 - 4QU CoRE ¦ 2QU LoRE | Seismic - Red Flag Warning - Catastrophic Fires | 2047 | 1.114e-11 | 5.5701e-12 | 1.4323e-11 | 26191.7278 | 544.1291 | 16654.7414 | 8992.8573 | 0 | 0 | 0 | 9.2797e-09 |  | 2.9178e-07 | 0 | 2.9178e-07 | 1.4589e-07 | 0 | 1.4589e-07 | 3.7515e-07 | 0 | 3.7515e-07 | [16 empty] | 7.3.1.3 Ignition probability mapping showing the probability of ignition along the electric lines and equipmentWLDFRAggregatedAggregated | WLDFR | HFTD - Distribution - Tier 2 - 4QU CoRE ¦ 3QU LoRE | Red Flag Warning - Destructive Fires | Aggregated | Aggregated | 2031 | 1.6429e-06 | 0 | 749.2523 | 0.0012309 | 2031 | Mitigation | 0.08575 | 30 | 0 | esc | 0.0012005 | 1.9723e-09 | 0.00060025 | 9.8614e-10 | 0.0015435 | 2.5358e-09
[79 empty] | WLDFR | HFTD - Distribution - Tier 2 - 4QU CoRE ¦ 2QU LoRE | Seismic - Red Flag Warning - Catastrophic Fires | 2048 | 1.114e-11 | 5.5701e-12 | 1.4323e-11 | 27464.7227 | 578.8407 | 17445.538 | 9440.3441 | 0 | 0 | 0 | 9.2797e-09 |  | 3.0596e-07 | 0 | 3.0596e-07 | 1.5298e-07 | 0 | 1.5298e-07 | 3.9338e-07 | 0 | 3.9338e-07 | [16 empty] | 7.3.1.3 Ignition probability mapping showing the probability of ignition along the electric lines and equipmentWLDFRAggregatedAggregated | WLDFR | HFTD - Distribution - Tier 2 - 4QU CoRE ¦ 3QU LoRE | Red Flag Warning - Destructive Fires | Aggregated | Aggregated | 2032 | 1.6429e-06 | 0 | 749.2523 | 0.0012309 | 2032 | Mitigation | 0.08575 | 30 | 0 | esc | 0.0012005 | 1.9723e-09 | 0.00060025 | 9.8614e-10 | 0.0015435 | 2.5358e-09
[79 empty] | WLDFR | HFTD - Distribution - Tier 2 - 4QU CoRE ¦ 2QU LoRE | Seismic - Red Flag Warning - Catastrophic Fires | 2049 | 1.114e-11 | 5.5701e-12 | 1.4323e-11 | 27464.7227 | 578.8407 | 17445.538 | 9440.3441 | 0 | 0 | 0 | 9.2797e-09 |  | 3.0596e-07 | 0 | 3.0596e-07 | 1.5298e-07 | 0 | 1.5298e-07 | 3.9338e-07 | 0 | 3.9338e-07 | [16 empty] | 7.3.1.3 Ignition probability mapping showing the probability of ignition along the electric lines and equipmentWLDFRAggregatedAggregated | WLDFR | HFTD - Distribution - Tier 2 - 4QU CoRE ¦ 3QU LoRE | Red Flag Warning - Destructive Fires | Aggregated | Aggregated | 2033 | 1.6429e-06 | 0 | 749.2523 | 0.0012309 | 2033 | Mitigation | 0.08575 | 30 | 0 | esc | 0.0012005 | 1.9723e-09 | 0.00060025 | 9.8614e-10 | 0.0015435 | 2.5358e-09
[79 empty] | WLDFR | HFTD - Distribution - Tier 2 - 4QU CoRE ¦ 2QU LoRE | Seismic - Red Flag Warning - Catastrophic Fires | 2050 | 0 | 5.5701e-12 | 1.4323e-11 | 27464.7227 | 578.8407 | 17445.538 | 9440.3441 | 0 | 0 | 0 | 9.2797e-09 |  | 0 | 0 | 0 | 1.5298e-07 | 0 | 1.5298e-07 | 3.9338e-07 | 0 | 3.9338e-07 | [16 empty] | 7.3.1.3 Ignition probability mapping showing the probability of ignition along the electric lines and equipmentWLDFRAggregatedAggregated | WLDFR | HFTD - Distribution - Tier 2 - 4QU CoRE ¦ 3QU LoRE | Red Flag Warning - Destructive Fires | Aggregated | Aggregated | 2034 | 1.6429e-06 | 0 | 749.2523 | 0.0012309 | 2034 | Mitigation | 0.08575 | 30 | 0 | esc | 0.0012005 | 1.9723e-09 | 0.00060025 | 9.8614e-10 | 0.0015435 | 2.5358e-09
[79 empty] | WLDFR | HFTD - Distribution - Tier 2 - 4QU CoRE ¦ 2QU LoRE | Seismic - Red Flag Warning - Catastrophic Fires | 2051 | 0 | 0 | 1.4323e-11 | 27464.7227 | 578.8407 | 17445.538 | 9440.3441 | 0 | 0 | 0 | 9.2797e-09 |  | 0 | 0 | 0 | 0 | 0 | 0 | 3.9338e-07 | 0 | 3.9338e-07 | [16 empty] | 7.3.1.3 Ignition probability mapping showing the probability of ignition along the electric lines and equipmentWLDFRAggregatedAggregated | WLDFR | HFTD - Distribution - Tier 2 - 4QU CoRE ¦ 3QU LoRE | Red Flag Warning - Destructive Fires | Aggregated | Aggregated | 2035 | 1.6429e-06 | 0 | 749.2523 | 0.0012309 | 2035 | Mitigation | 0.08575 | 30 | 0 | esc | 0.0012005 | 1.9723e-09 | 0.00060025 | 9.8614e-10 | 0.0015435 | 2.5358e-09
[79 empty] | WLDFR | HFTD - Distribution - Tier 2 - 4QU CoRE ¦ 3QU LoRE | Non-Red Flag Warning - Catastrophic Fires | 2020 | 6.6742e-10 | 0 | 0 | 14146.1306 | 222.2294 | 8585.7228 | 5338.1784 | 0 | 0 | 0 | 5.5595e-07 |  | 9.4414e-06 | 0 | 9.4414e-06 | 0 | 0 | 0 | 0 | 0 | 0 | [16 empty] | 7.3.1.3 Ignition probability mapping showing the probability of ignition along the electric lines and equipmentWLDFRAggregatedAggregated | WLDFR | HFTD - Distribution - Tier 2 - 4QU CoRE ¦ 3QU LoRE | Red Flag Warning - Destructive Fires | Aggregated | Aggregated | 2036 | 1.6429e-06 | 0 | 749.2523 | 0.0012309 | 2036 | Mitigation | 0.08575 | 30 | 0 | esc | 0.0012005 | 1.9723e-09 | 0.00060025 | 9.8614e-10 | 0.0015435 | 2.5358e-09
[79 empty] | WLDFR | HFTD - Distribution - Tier 2 - 4QU CoRE ¦ 3QU LoRE | Non-Red Flag Warning - Catastrophic Fires | 2021 | 6.6742e-10 | 3.3371e-10 | 0 | 14146.1306 | 222.2294 | 8585.7228 | 5338.1784 | 0 | 0 | 0 | 5.5595e-07 |  | 9.4414e-06 | 0 | 9.4414e-06 | 4.7207e-06 | 0 | 4.7207e-06 | 0 | 0 | 0 | [16 empty] | 7.3.1.3 Ignition probability mapping showing the probability of ignition along the electric lines and equipmentWLDFRAggregatedAggregated | WLDFR | HFTD - Distribution - Tier 2 - 4QU CoRE ¦ 3QU LoRE | Red Flag Warning - Destructive Fires | Aggregated | Aggregated | 2037 | 1.6429e-06 | 0 | 749.2523 | 0.0012309 | 2037 | Mitigation | 0.08575 | 30 | 0 | esc | 0.0012005 | 1.9723e-09 | 0.00060025 | 9.8614e-10 | 0.0015435 | 2.5358e-09
[79 empty] | WLDFR | HFTD - Distribution - Tier 2 - 4QU CoRE ¦ 3QU LoRE | Non-Red Flag Warning - Catastrophic Fires | 2022 | 6.6742e-10 | 3.3371e-10 | 8.5811e-10 | 14146.1306 | 222.2294 | 8585.7228 | 5338.1784 | 0 | 0 | 0 | 5.5595e-07 |  | 9.4414e-06 | 0 | 9.4414e-06 | 4.7207e-06 | 0 | 4.7207e-06 | 1.2139e-05 | 0 | 1.2139e-05 | [16 empty] | 7.3.1.3 Ignition probability mapping showing the probability of ignition along the electric lines and equipmentWLDFRAggregatedAggregated | WLDFR | HFTD - Distribution - Tier 2 - 4QU CoRE ¦ 3QU LoRE | Red Flag Warning - Destructive Fires | Aggregated | Aggregated | 2038 | 1.6429e-06 | 0 | 749.2523 | 0.0012309 | 2038 | Mitigation | 0.08575 | 30 | 0 | esc | 0.0012005 | 1.9723e-09 | 0.00060025 | 9.8614e-10 | 0.0015435 | 2.5358e-09
[79 empty] | WLDFR | HFTD - Distribution - Tier 2 - 4QU CoRE ¦ 3QU LoRE | Non-Red Flag Warning - Catastrophic Fires | 2023 | 6.6742e-10 | 3.3371e-10 | 8.5811e-10 | 14664.6376 | 233.2301 | 8896.516 | 5534.8915 | 0 | 0 | 0 | 5.5595e-07 |  | 9.7874e-06 | 0 | 9.7874e-06 | 4.8937e-06 | 0 | 4.8937e-06 | 1.2584e-05 | 0 | 1.2584e-05 | [16 empty] | 7.3.1.3 Ignition probability mapping showing the probability of ignition along the electric lines and equipmentWLDFRAggregatedAggregated | WLDFR | HFTD - Distribution - Tier 2 - 4QU CoRE ¦ 3QU LoRE | Red Flag Warning - Destructive Fires | Aggregated | Aggregated | 2039 | 1.6429e-06 | 0 | 749.2523 | 0.0012309 | 2039 | Mitigation | 0.08575 | 30 | 0 | esc | 0.0012005 | 1.9723e-09 | 0.00060025 | 9.8614e-10 | 0.0015435 | 2.5358e-09
[79 empty] | WLDFR | HFTD - Distribution - Tier 2 - 4QU CoRE ¦ 3QU LoRE | Non-Red Flag Warning - Catastrophic Fires | 2024 | 6.6742e-10 | 3.3371e-10 | 8.5811e-10 | 14664.6376 | 233.2301 | 8896.516 | 5534.8915 | 0 | 0 | 0 | 5.5595e-07 |  | 9.7874e-06 | 0 | 9.7874e-06 | 4.8937e-06 | 0 | 4.8937e-06 | 1.2584e-05 | 0 | 1.2584e-05 | [16 empty] | 7.3.1.3 Ignition probability mapping showing the probability of ignition along the electric lines and equipmentWLDFRAggregatedAggregated | WLDFR | HFTD - Distribution - Tier 2 - 4QU CoRE ¦ 3QU LoRE | Red Flag Warning - Destructive Fires | Aggregated | Aggregated | 2040 | 1.6429e-06 | 0 | 749.2523 | 0.0012309 | 2040 | Mitigation | 0.08575 | 30 | 0 | esc | 0.0012005 | 1.9723e-09 | 0.00060025 | 9.8614e-10 | 0.0015435 | 2.5358e-09
[79 empty] | WLDFR | HFTD - Distribution - Tier 2 - 4QU CoRE ¦ 3QU LoRE | Non-Red Flag Warning - Catastrophic Fires | 2025 | 6.6742e-10 | 3.3371e-10 | 8.5811e-10 | 14664.6376 | 233.2301 | 8896.516 | 5534.8915 | 0 | 0 | 0 | 5.5595e-07 |  | 9.7874e-06 | 0 | 9.7874e-06 | 4.8937e-06 | 0 | 4.8937e-06 | 1.2584e-05 | 0 | 1.2584e-05 | [16 empty] | 7.3.1.3 Ignition probability mapping showing the probability of ignition along the electric lines and equipmentWLDFRAggregatedAggregated | WLDFR | HFTD - Distribution - Tier 2 - 4QU CoRE ¦ 3QU LoRE | Red Flag Warning - Destructive Fires | Aggregated | Aggregated | 2041 | 1.6429e-06 | 0 | 749.2523 | 0.0012309 | 2041 | Mitigation | 0.08575 | 30 | 0 | esc | 0.0012005 | 1.9723e-09 | 0.00060025 | 9.8614e-10 | 0.0015435 | 2.5358e-09
[79 empty] | WLDFR | HFTD - Distribution - Tier 2 - 4QU CoRE ¦ 3QU LoRE | Non-Red Flag Warning - Catastrophic Fires | 2026 | 6.6742e-10 | 3.3371e-10 | 8.5811e-10 | 14664.6376 | 233.2301 | 8896.516 | 5534.8915 | 0 | 0 | 0 | 5.5595e-07 |  | 9.7874e-06 | 0 | 9.7874e-06 | 4.8937e-06 | 0 | 4.8937e-06 | 1.2584e-05 | 0 | 1.2584e-05 | [16 empty] | 7.3.1.3 Ignition probability mapping showing the probability of ignition along the electric lines and equipmentWLDFRAggregatedAggregated | WLDFR | HFTD - Distribution - Tier 2 - 4QU CoRE ¦ 3QU LoRE | Red Flag Warning - Destructive Fires | Aggregated | Aggregated | 2042 | 1.6429e-06 | 0 | 749.2523 | 0.0012309 | 2042 | Mitigation | 0.08575 | 30 | 0 | esc | 0.0012005 | 1.9723e-09 | 0.00060025 | 9.8614e-10 | 0.0015435 | 2.5358e-09
[79 empty] | WLDFR | HFTD - Distribution - Tier 2 - 4QU CoRE ¦ 3QU LoRE | Non-Red Flag Warning - Catastrophic Fires | 2027 | 6.6742e-10 | 3.3371e-10 | 8.5811e-10 | 14664.6376 | 233.2301 | 8896.516 | 5534.8915 | 0 | 0 | 0 | 5.5595e-07 |  | 9.7874e-06 | 0 | 9.7874e-06 | 4.8937e-06 | 0 | 4.8937e-06 | 1.2584e-05 | 0 | 1.2584e-05 | [16 empty] | 7.3.1.3 Ignition probability mapping showing the probability of ignition along the electric lines and equipmentWLDFRAggregatedAggregated | WLDFR | HFTD - Distribution - Tier 2 - 4QU CoRE ¦ 3QU LoRE | Red Flag Warning - Destructive Fires | Aggregated | Aggregated | 2043 | 1.6429e-06 | 0 | 749.2523 | 0.0012309 | 2043 | Mitigation | 0.08575 | 30 | 0 | esc | 0.0012005 | 1.9723e-09 | 0.00060025 | 9.8614e-10 | 0.0015435 | 2.5358e-09
[79 empty] | WLDFR | HFTD - Distribution - Tier 2 - 4QU CoRE ¦ 3QU LoRE | Non-Red Flag Warning - Catastrophic Fires | 2028 | 6.6742e-10 | 3.3371e-10 | 8.5811e-10 | 15317.9909 | 247.273 | 9287.6491 | 5783.0689 | 0 | 0 | 0 | 5.5595e-07 |  | 1.0224e-05 | 0 | 1.0224e-05 | 5.1118e-06 | 0 | 5.1118e-06 | 1.3145e-05 | 0 | 1.3145e-05 | [16 empty] | 7.3.1.3 Ignition probability mapping showing the probability of ignition along the electric lines and equipmentWLDFRAggregatedAggregated | WLDFR | HFTD - Distribution - Tier 2 - 4QU CoRE ¦ 3QU LoRE | Red Flag Warning - Destructive Fires | Aggregated | Aggregated | 2044 | 1.6429e-06 | 0 | 749.2523 | 0.0012309 | 2044 | Mitigation | 0.08575 | 30 | 0 | esc | 0.0012005 | 1.9723e-09 | 0.00060025 | 9.8614e-10 | 0.0015435 | 2.5358e-09
[79 empty] | WLDFR | HFTD - Distribution - Tier 2 - 4QU CoRE ¦ 3QU LoRE | Non-Red Flag Warning - Catastrophic Fires | 2029 | 6.6742e-10 | 3.3371e-10 | 8.5811e-10 | 15317.9909 | 247.273 | 9287.6491 | 5783.0689 | 0 | 0 | 0 | 5.5595e-07 |  | 1.0224e-05 | 0 | 1.0224e-05 | 5.1118e-06 | 0 | 5.1118e-06 | 1.3145e-05 | 0 | 1.3145e-05 | [16 empty] | 7.3.1.3 Ignition probability mapping showing the probability of ignition along the electric lines and equipmentWLDFRAggregatedAggregated | WLDFR | HFTD - Distribution - Tier 2 - 4QU CoRE ¦ 3QU LoRE | Red Flag Warning - Destructive Fires | Aggregated | Aggregated | 2045 | 1.6429e-06 | 0 | 749.2523 | 0.0012309 | 2045 | Mitigation | 0.08575 | 30 | 0 | esc | 0.0012005 | 1.9723e-09 | 0.00060025 | 9.8614e-10 | 0.0015435 | 2.5358e-09
[79 empty] | WLDFR | HFTD - Distribution - Tier 2 - 4QU CoRE ¦ 3QU LoRE | Non-Red Flag Warning - Catastrophic Fires | 2030 | 6.6742e-10 | 3.3371e-10 | 8.5811e-10 | 15317.9909 | 247.273 | 9287.6491 | 5783.0689 | 0 | 0 | 0 | 5.5595e-07 |  | 1.0224e-05 | 0 | 1.0224e-05 | 5.1118e-06 | 0 | 5.1118e-06 | 1.3145e-05 | 0 | 1.3145e-05 | [16 empty] | 7.3.1.3 Ignition probability mapping showing the probability of ignition along the electric lines and equipmentWLDFRAggregatedAggregated | WLDFR | HFTD - Distribution - Tier 2 - 4QU CoRE ¦ 3QU LoRE | Red Flag Warning - Destructive Fires | Aggregated | Aggregated | 2046 | 1.6429e-06 | 0 | 749.2523 | 0.0012309 | 2046 | Mitigation | 0.08575 | 30 | 0 | esc | 0.0012005 | 1.9723e-09 | 0.00060025 | 9.8614e-10 | 0.0015435 | 2.5358e-09
[79 empty] | WLDFR | HFTD - Distribution - Tier 2 - 4QU CoRE ¦ 3QU LoRE | Non-Red Flag Warning - Catastrophic Fires | 2031 | 6.6742e-10 | 3.3371e-10 | 8.5811e-10 | 15317.9909 | 247.273 | 9287.6491 | 5783.0689 | 0 | 0 | 0 | 5.5595e-07 |  | 1.0224e-05 | 0 | 1.0224e-05 | 5.1118e-06 | 0 | 5.1118e-06 | 1.3145e-05 | 0 | 1.3145e-05 | [16 empty] | 7.3.1.3 Ignition probability mapping showing the probability of ignition along the electric lines and equipmentWLDFRAggregatedAggregated | WLDFR | HFTD - Distribution - Tier 2 - 4QU CoRE ¦ 3QU LoRE | Red Flag Warning - Destructive Fires | Aggregated | Aggregated | 2047 | 1.6429e-06 | 0 | 749.2523 | 0.0012309 | 2047 | Mitigation | 0.08575 | 30 | 0 | esc | 0.0012005 | 1.9723e-09 | 0.00060025 | 9.8614e-10 | 0.0015435 | 2.5358e-09
[79 empty] | WLDFR | HFTD - Distribution - Tier 2 - 4QU CoRE ¦ 3QU LoRE | Non-Red Flag Warning - Catastrophic Fires | 2032 | 6.6742e-10 | 3.3371e-10 | 8.5811e-10 | 15317.9909 | 247.273 | 9287.6491 | 5783.0689 | 0 | 0 | 0 | 5.5595e-07 |  | 1.0224e-05 | 0 | 1.0224e-05 | 5.1118e-06 | 0 | 5.1118e-06 | 1.3145e-05 | 0 | 1.3145e-05 | [16 empty] | 7.3.1.3 Ignition probability mapping showing the probability of ignition along the electric lines and equipmentWLDFRAggregatedAggregated | WLDFR | HFTD - Distribution - Tier 2 - 4QU CoRE ¦ 3QU LoRE | Red Flag Warning - Destructive Fires | Aggregated | Aggregated | 2048 | 1.6429e-06 | 0 | 749.2523 | 0.0012309 | 2048 | Mitigation | 0.08575 | 30 | 0 | esc | 0.0012005 | 1.9723e-09 | 0.00060025 | 9.8614e-10 | 0.0015435 | 2.5358e-09
[79 empty] | WLDFR | HFTD - Distribution - Tier 2 - 4QU CoRE ¦ 3QU LoRE | Non-Red Flag Warning - Catastrophic Fires | 2033 | 6.6742e-10 | 3.3371e-10 | 8.5811e-10 | 16044.1264 | 263.1074 | 9721.74 | 6059.2791 | 0 | 0 | 0 | 5.5595e-07 |  | 1.0708e-05 | 0 | 1.0708e-05 | 5.3541e-06 | 0 | 5.3541e-06 | 1.3768e-05 | 0 | 1.3768e-05 | [16 empty] | 7.3.1.3 Ignition probability mapping showing the probability of ignition along the electric lines and equipmentWLDFRAggregatedAggregated | WLDFR | HFTD - Distribution - Tier 2 - 4QU CoRE ¦ 3QU LoRE | Red Flag Warning - Destructive Fires | Aggregated | Aggregated | 2049 | 1.6429e-06 | 0 | 749.2523 | 0.0012309 | 2049 | Mitigation | 0.08575 | 30 | 0 | esc | 0.0012005 | 1.9723e-09 | 0.00060025 | 9.8614e-10 | 0.0015435 | 2.5358e-09
[79 empty] | WLDFR | HFTD - Distribution - Tier 2 - 4QU CoRE ¦ 3QU LoRE | Non-Red Flag Warning - Catastrophic Fires | 2034 | 6.6742e-10 | 3.3371e-10 | 8.5811e-10 | 16044.1264 | 263.1074 | 9721.74 | 6059.2791 | 0 | 0 | 0 | 5.5595e-07 |  | 1.0708e-05 | 0 | 1.0708e-05 | 5.3541e-06 | 0 | 5.3541e-06 | 1.3768e-05 | 0 | 1.3768e-05 | [16 empty] | 7.3.1.3 Ignition probability mapping showing the probability of ignition along the electric lines and equipmentWLDFRAggregatedAggregated | WLDFR | HFTD - Distribution - Tier 2 - 4QU CoRE ¦ 3QU LoRE | Red Flag Warning - Destructive Fires | Aggregated | Aggregated | 2050 | 1.6429e-06 | 0 | 749.2523 | 0.0012309 | 2050 | Mitigation | 0.08575 | 30 | 0 | esc | 0 | 0 | 0.00060025 | 9.8614e-10 | 0.0015435 | 2.5358e-09
[79 empty] | WLDFR | HFTD - Distribution - Tier 2 - 4QU CoRE ¦ 3QU LoRE | Non-Red Flag Warning - Catastrophic Fires | 2035 | 6.6742e-10 | 3.3371e-10 | 8.5811e-10 | 16044.1264 | 263.1074 | 9721.74 | 6059.2791 | 0 | 0 | 0 | 5.5595e-07 |  | 1.0708e-05 | 0 | 1.0708e-05 | 5.3541e-06 | 0 | 5.3541e-06 | 1.3768e-05 | 0 | 1.3768e-05 | [16 empty] | 7.3.1.3 Ignition probability mapping showing the probability of ignition along the electric lines and equipmentWLDFRAggregatedAggregated | WLDFR | HFTD - Distribution - Tier 2 - 4QU CoRE ¦ 3QU LoRE | Red Flag Warning - Destructive Fires | Aggregated | Aggregated | 2051 | 1.6429e-06 | 0 | 749.2523 | 0.0012309 | 2051 | Mitigation | 0.08575 | 30 | 0 | esc | 0 | 0 | 0 | 0 | 0.0015435 | 2.5358e-09
[79 empty] | WLDFR | HFTD - Distribution - Tier 2 - 4QU CoRE ¦ 3QU LoRE | Non-Red Flag Warning - Catastrophic Fires | 2036 | 6.6742e-10 | 3.3371e-10 | 8.5811e-10 | 16044.1264 | 263.1074 | 9721.74 | 6059.2791 | 0 | 0 | 0 | 5.5595e-07 |  | 1.0708e-05 | 0 | 1.0708e-05 | 5.3541e-06 | 0 | 5.3541e-06 | 1.3768e-05 | 0 | 1.3768e-05 | [16 empty] | 7.3.1.3 Ignition probability mapping showing the probability of ignition along the electric lines and equipmentWLDFRAggregatedAggregated | WLDFR | HFTD - Distribution - Tier 2 - 4QU CoRE ¦ 3QU LoRE | Red Flag Warning - Large Fires | Aggregated | Aggregated | 2021 | 2.531e-05 | 0 | 749.2523 | 0.018964 | 2021 | Mitigation | 0.08575 | 30 | 0 | esc | 0.0012005 | 3.0385e-08 | 0.00060025 | 1.5192e-08 | 0 | 0
[79 empty] | WLDFR | HFTD - Distribution - Tier 2 - 4QU CoRE ¦ 3QU LoRE | Non-Red Flag Warning - Catastrophic Fires | 2037 | 6.6742e-10 | 3.3371e-10 | 8.5811e-10 | 16044.1264 | 263.1074 | 9721.74 | 6059.2791 | 0 | 0 | 0 | 5.5595e-07 |  | 1.0708e-05 | 0 | 1.0708e-05 | 5.3541e-06 | 0 | 5.3541e-06 | 1.3768e-05 | 0 | 1.3768e-05 | [16 empty] | 7.3.1.3 Ignition probability mapping showing the probability of ignition along the electric lines and equipmentWLDFRAggregatedAggregated | WLDFR | HFTD - Distribution - Tier 2 - 4QU CoRE ¦ 3QU LoRE | Red Flag Warning - Large Fires | Aggregated | Aggregated | 2022 | 2.531e-05 | 0 | 749.2523 | 0.018964 | 2022 | Mitigation | 0.08575 | 30 | 0 | esc | 0.0012005 | 3.0385e-08 | 0.00060025 | 1.5192e-08 | 0.0015435 | 3.9066e-08
[79 empty] | WLDFR | HFTD - Distribution - Tier 2 - 4QU CoRE ¦ 3QU LoRE | Non-Red Flag Warning - Catastrophic Fires | 2038 | 6.6742e-10 | 3.3371e-10 | 8.5811e-10 | 16832.3912 | 280.5544 | 10192.2718 | 6359.5651 | 0 | 0 | 0 | 5.5595e-07 |  | 1.1234e-05 | 0 | 1.1234e-05 | 5.6171e-06 | 0 | 5.6171e-06 | 1.4444e-05 | 0 | 1.4444e-05 | [16 empty] | 7.3.1.3 Ignition probability mapping showing the probability of ignition along the electric lines and equipmentWLDFRAggregatedAggregated | WLDFR | HFTD - Distribution - Tier 2 - 4QU CoRE ¦ 3QU LoRE | Red Flag Warning - Large Fires | Aggregated | Aggregated | 2023 | 2.531e-05 | 0 | 749.2523 | 0.018964 | 2023 | Mitigation | 0.08575 | 30 | 0 | esc | 0.0012005 | 3.0385e-08 | 0.00060025 | 1.5192e-08 | 0.0015435 | 3.9066e-08
[79 empty] | WLDFR | HFTD - Distribution - Tier 2 - 4QU CoRE ¦ 3QU LoRE | Non-Red Flag Warning - Catastrophic Fires | 2039 | 6.6742e-10 | 3.3371e-10 | 8.5811e-10 | 16832.3912 | 280.5544 | 10192.2718 | 6359.5651 | 0 | 0 | 0 | 5.5595e-07 |  | 1.1234e-05 | 0 | 1.1234e-05 | 5.6171e-06 | 0 | 5.6171e-06 | 1.4444e-05 | 0 | 1.4444e-05 | [16 empty] | 7.3.1.3 Ignition probability mapping showing the probability of ignition along the electric lines and equipmentWLDFRAggregatedAggregated | WLDFR | HFTD - Distribution - Tier 2 - 4QU CoRE ¦ 3QU LoRE | Red Flag Warning - Large Fires | Aggregated | Aggregated | 2024 | 2.531e-05 | 0 | 749.2523 | 0.018964 | 2024 | Mitigation | 0.08575 | 30 | 0 | esc | 0.0012005 | 3.0385e-08 | 0.00060025 | 1.5192e-08 | 0.0015435 | 3.9066e-08
[79 empty] | WLDFR | HFTD - Distribution - Tier 2 - 4QU CoRE ¦ 3QU LoRE | Non-Red Flag Warning - Catastrophic Fires | 2040 | 6.6742e-10 | 3.3371e-10 | 8.5811e-10 | 16832.3912 | 280.5544 | 10192.2718 | 6359.5651 | 0 | 0 | 0 | 5.5595e-07 |  | 1.1234e-05 | 0 | 1.1234e-05 | 5.6171e-06 | 0 | 5.6171e-06 | 1.4444e-05 | 0 | 1.4444e-05 | [16 empty] | 7.3.1.3 Ignition probability mapping showing the probability of ignition along the electric lines and equipmentWLDFRAggregatedAggregated | WLDFR | HFTD - Distribution - Tier 2 - 4QU CoRE ¦ 3QU LoRE | Red Flag Warning - Large Fires | Aggregated | Aggregated | 2025 | 2.531e-05 | 0 | 749.2523 | 0.018964 | 2025 | Mitigation | 0.08575 | 30 | 0 | esc | 0.0012005 | 3.0385e-08 | 0.00060025 | 1.5192e-08 | 0.0015435 | 3.9066e-08
[79 empty] | WLDFR | HFTD - Distribution - Tier 2 - 4QU CoRE ¦ 3QU LoRE | Non-Red Flag Warning - Catastrophic Fires | 2041 | 6.6742e-10 | 3.3371e-10 | 8.5811e-10 | 16832.3912 | 280.5544 | 10192.2718 | 6359.5651 | 0 | 0 | 0 | 5.5595e-07 |  | 1.1234e-05 | 0 | 1.1234e-05 | 5.6171e-06 | 0 | 5.6171e-06 | 1.4444e-05 | 0 | 1.4444e-05 | [16 empty] | 7.3.1.3 Ignition probability mapping showing the probability of ignition along the electric lines and equipmentWLDFRAggregatedAggregated | WLDFR | HFTD - Distribution - Tier 2 - 4QU CoRE ¦ 3QU LoRE | Red Flag Warning - Large Fires | Aggregated | Aggregated | 2026 | 2.531e-05 | 0 | 749.2523 | 0.018964 | 2026 | Mitigation | 0.08575 | 30 | 0 | esc | 0.0012005 | 3.0385e-08 | 0.00060025 | 1.5192e-08 | 0.0015435 | 3.9066e-08
[79 empty] | WLDFR | HFTD - Distribution - Tier 2 - 4QU CoRE ¦ 3QU LoRE | Non-Red Flag Warning - Catastrophic Fires | 2042 | 6.6742e-10 | 3.3371e-10 | 8.5811e-10 | 16832.3912 | 280.5544 | 10192.2718 | 6359.5651 | 0 | 0 | 0 | 5.5595e-07 |  | 1.1234e-05 | 0 | 1.1234e-05 | 5.6171e-06 | 0 | 5.6171e-06 | 1.4444e-05 | 0 | 1.4444e-05 | [16 empty] | 7.3.1.3 Ignition probability mapping showing the probability of ignition along the electric lines and equipmentWLDFRAggregatedAggregated | WLDFR | HFTD - Distribution - Tier 2 - 4QU CoRE ¦ 3QU LoRE | Red Flag Warning - Large Fires | Aggregated | Aggregated | 2027 | 2.531e-05 | 0 | 749.2523 | 0.018964 | 2027 | Mitigation | 0.08575 | 30 | 0 | esc | 0.0012005 | 3.0385e-08 | 0.00060025 | 1.5192e-08 | 0.0015435 | 3.9066e-08
[79 empty] | WLDFR | HFTD - Distribution - Tier 2 - 4QU CoRE ¦ 3QU LoRE | Non-Red Flag Warning - Catastrophic Fires | 2043 | 6.6742e-10 | 3.3371e-10 | 8.5811e-10 | 17672.0852 | 299.42 | 10692.7362 | 6679.929 | 0 | 0 | 0 | 5.5595e-07 |  | 1.1795e-05 | 0 | 1.1795e-05 | 5.8973e-06 | 0 | 5.8973e-06 | 1.5165e-05 | 0 | 1.5165e-05 | [16 empty] | 7.3.1.3 Ignition probability mapping showing the probability of ignition along the electric lines and equipmentWLDFRAggregatedAggregated | WLDFR | HFTD - Distribution - Tier 2 - 4QU CoRE ¦ 3QU LoRE | Red Flag Warning - Large Fires | Aggregated | Aggregated | 2028 | 2.531e-05 | 0 | 749.2523 | 0.018964 | 2028 | Mitigation | 0.08575 | 30 | 0 | esc | 0.0012005 | 3.0385e-08 | 0.00060025 | 1.5192e-08 | 0.0015435 | 3.9066e-08
[79 empty] | WLDFR | HFTD - Distribution - Tier 2 - 4QU CoRE ¦ 3QU LoRE | Non-Red Flag Warning - Catastrophic Fires | 2044 | 6.6742e-10 | 3.3371e-10 | 8.5811e-10 | 17672.0852 | 299.42 | 10692.7362 | 6679.929 | 0 | 0 | 0 | 5.5595e-07 |  | 1.1795e-05 | 0 | 1.1795e-05 | 5.8973e-06 | 0 | 5.8973e-06 | 1.5165e-05 | 0 | 1.5165e-05 | [16 empty] | 7.3.1.3 Ignition probability mapping showing the probability of ignition along the electric lines and equipmentWLDFRAggregatedAggregated | WLDFR | HFTD - Distribution - Tier 2 - 4QU CoRE ¦ 3QU LoRE | Red Flag Warning - Large Fires | Aggregated | Aggregated | 2029 | 2.531e-05 | 0 | 749.2523 | 0.018964 | 2029 | Mitigation | 0.08575 | 30 | 0 | esc | 0.0012005 | 3.0385e-08 | 0.00060025 | 1.5192e-08 | 0.0015435 | 3.9066e-08
[79 empty] | WLDFR | HFTD - Distribution - Tier 2 - 4QU CoRE ¦ 3QU LoRE | Non-Red Flag Warning - Catastrophic Fires | 2045 | 6.6742e-10 | 3.3371e-10 | 8.5811e-10 | 17672.0852 | 299.42 | 10692.7362 | 6679.929 | 0 | 0 | 0 | 5.5595e-07 |  | 1.1795e-05 | 0 | 1.1795e-05 | 5.8973e-06 | 0 | 5.8973e-06 | 1.5165e-05 | 0 | 1.5165e-05 | [16 empty] | 7.3.1.3 Ignition probability mapping showing the probability of ignition along the electric lines and equipmentWLDFRAggregatedAggregated | WLDFR | HFTD - Distribution - Tier 2 - 4QU CoRE ¦ 3QU LoRE | Red Flag Warning - Large Fires | Aggregated | Aggregated | 2030 | 2.531e-05 | 0 | 749.2523 | 0.018964 | 2030 | Mitigation | 0.08575 | 30 | 0 | esc | 0.0012005 | 3.0385e-08 | 0.00060025 | 1.5192e-08 | 0.0015435 | 3.9066e-08
[79 empty] | WLDFR | HFTD - Distribution - Tier 2 - 4QU CoRE ¦ 3QU LoRE | Non-Red Flag Warning - Catastrophic Fires | 2046 | 6.6742e-10 | 3.3371e-10 | 8.5811e-10 | 17672.0852 | 299.42 | 10692.7362 | 6679.929 | 0 | 0 | 0 | 5.5595e-07 |  | 1.1795e-05 | 0 | 1.1795e-05 | 5.8973e-06 | 0 | 5.8973e-06 | 1.5165e-05 | 0 | 1.5165e-05 | [16 empty] | 7.3.1.3 Ignition probability mapping showing the probability of ignition along the electric lines and equipmentWLDFRAggregatedAggregated | WLDFR | HFTD - Distribution - Tier 2 - 4QU CoRE ¦ 3QU LoRE | Red Flag Warning - Large Fires | Aggregated | Aggregated | 2031 | 2.531e-05 | 0 | 749.2523 | 0.018964 | 2031 | Mitigation | 0.08575 | 30 | 0 | esc | 0.0012005 | 3.0385e-08 | 0.00060025 | 1.5192e-08 | 0.0015435 | 3.9066e-08
[79 empty] | WLDFR | HFTD - Distribution - Tier 2 - 4QU CoRE ¦ 3QU LoRE | Non-Red Flag Warning - Catastrophic Fires | 2047 | 6.6742e-10 | 3.3371e-10 | 8.5811e-10 | 17672.0852 | 299.42 | 10692.7362 | 6679.929 | 0 | 0 | 0 | 5.5595e-07 |  | 1.1795e-05 | 0 | 1.1795e-05 | 5.8973e-06 | 0 | 5.8973e-06 | 1.5165e-05 | 0 | 1.5165e-05 | [16 empty] | 7.3.1.3 Ignition probability mapping showing the probability of ignition along the electric lines and equipmentWLDFRAggregatedAggregated | WLDFR | HFTD - Distribution - Tier 2 - 4QU CoRE ¦ 3QU LoRE | Red Flag Warning - Large Fires | Aggregated | Aggregated | 2032 | 2.531e-05 | 0 | 749.2523 | 0.018964 | 2032 | Mitigation | 0.08575 | 30 | 0 | esc | 0.0012005 | 3.0385e-08 | 0.00060025 | 1.5192e-08 | 0.0015435 | 3.9066e-08
[79 empty] | WLDFR | HFTD - Distribution - Tier 2 - 4QU CoRE ¦ 3QU LoRE | Non-Red Flag Warning - Catastrophic Fires | 2048 | 6.6742e-10 | 3.3371e-10 | 8.5811e-10 | 18552.3348 | 319.4911 | 11216.5626 | 7016.281 | 0 | 0 | 0 | 5.5595e-07 |  | 1.2382e-05 | 0 | 1.2382e-05 | 6.1911e-06 | 0 | 6.1911e-06 | 1.592e-05 | 0 | 1.592e-05 | [16 empty] | 7.3.1.3 Ignition probability mapping showing the probability of ignition along the electric lines and equipmentWLDFRAggregatedAggregated | WLDFR | HFTD - Distribution - Tier 2 - 4QU CoRE ¦ 3QU LoRE | Red Flag Warning - Large Fires | Aggregated | Aggregated | 2033 | 2.531e-05 | 0 | 749.2523 | 0.018964 | 2033 | Mitigation | 0.08575 | 30 | 0 | esc | 0.0012005 | 3.0385e-08 | 0.00060025 | 1.5192e-08 | 0.0015435 | 3.9066e-08
[79 empty] | WLDFR | HFTD - Distribution - Tier 2 - 4QU CoRE ¦ 3QU LoRE | Non-Red Flag Warning - Catastrophic Fires | 2049 | 6.6742e-10 | 3.3371e-10 | 8.5811e-10 | 18552.3348 | 319.4911 | 11216.5626 | 7016.281 | 0 | 0 | 0 | 5.5595e-07 |  | 1.2382e-05 | 0 | 1.2382e-05 | 6.1911e-06 | 0 | 6.1911e-06 | 1.592e-05 | 0 | 1.592e-05 | [16 empty] | 7.3.1.3 Ignition probability mapping showing the probability of ignition along the electric lines and equipmentWLDFRAggregatedAggregated | WLDFR | HFTD - Distribution - Tier 2 - 4QU CoRE ¦ 3QU LoRE | Red Flag Warning - Large Fires | Aggregated | Aggregated | 2034 | 2.531e-05 | 0 | 749.2523 | 0.018964 | 2034 | Mitigation | 0.08575 | 30 | 0 | esc | 0.0012005 | 3.0385e-08 | 0.00060025 | 1.5192e-08 | 0.0015435 | 3.9066e-08
[79 empty] | WLDFR | HFTD - Distribution - Tier 2 - 4QU CoRE ¦ 3QU LoRE | Non-Red Flag Warning - Catastrophic Fires | 2050 | 0 | 3.3371e-10 | 8.5811e-10 | 18552.3348 | 319.4911 | 11216.5626 | 7016.281 | 0 | 0 | 0 | 5.5595e-07 |  | 0 | 0 | 0 | 6.1911e-06 | 0 | 6.1911e-06 | 1.592e-05 | 0 | 1.592e-05 | [16 empty] | 7.3.1.3 Ignition probability mapping showing the probability of ignition along the electric lines and equipmentWLDFRAggregatedAggregated | WLDFR | HFTD - Distribution - Tier 2 - 4QU CoRE ¦ 3QU LoRE | Red Flag Warning - Large Fires | Aggregated | Aggregated | 2035 | 2.531e-05 | 0 | 749.2523 | 0.018964 | 2035 | Mitigation | 0.08575 | 30 | 0 | esc | 0.0012005 | 3.0385e-08 | 0.00060025 | 1.5192e-08 | 0.0015435 | 3.9066e-08
[79 empty] | WLDFR | HFTD - Distribution - Tier 2 - 4QU CoRE ¦ 3QU LoRE | Non-Red Flag Warning - Catastrophic Fires | 2051 | 0 | 0 | 8.5811e-10 | 18552.3348 | 319.4911 | 11216.5626 | 7016.281 | 0 | 0 | 0 | 5.5595e-07 |  | 0 | 0 | 0 | 0 | 0 | 0 | 1.592e-05 | 0 | 1.592e-05 | [16 empty] | 7.3.1.3 Ignition probability mapping showing the probability of ignition along the electric lines and equipmentWLDFRAggregatedAggregated | WLDFR | HFTD - Distribution - Tier 2 - 4QU CoRE ¦ 3QU LoRE | Red Flag Warning - Large Fires | Aggregated | Aggregated | 2036 | 2.531e-05 | 0 | 749.2523 | 0.018964 | 2036 | Mitigation | 0.08575 | 30 | 0 | esc | 0.0012005 | 3.0385e-08 | 0.00060025 | 1.5192e-08 | 0.0015435 | 3.9066e-08
[79 empty] | WLDFR | HFTD - Distribution - Tier 2 - 4QU CoRE ¦ 3QU LoRE | Non-Red Flag Warning - Destructive Fires | 2020 | 7.4046e-10 | 0 | 0 | 8807.9522 | 222.2294 | 8585.7228 | 0 | 0 | 0 | 0 | 6.1679e-07 |  | 6.5219e-06 | 0 | 6.5219e-06 | 0 | 0 | 0 | 0 | 0 | 0 | [16 empty] | 7.3.1.3 Ignition probability mapping showing the probability of ignition along the electric lines and equipmentWLDFRAggregatedAggregated | WLDFR | HFTD - Distribution - Tier 2 - 4QU CoRE ¦ 3QU LoRE | Red Flag Warning - Large Fires | Aggregated | Aggregated | 2037 | 2.531e-05 | 0 | 749.2523 | 0.018964 | 2037 | Mitigation | 0.08575 | 30 | 0 | esc | 0.0012005 | 3.0385e-08 | 0.00060025 | 1.5192e-08 | 0.0015435 | 3.9066e-08
[79 empty] | WLDFR | HFTD - Distribution - Tier 2 - 4QU CoRE ¦ 3QU LoRE | Non-Red Flag Warning - Destructive Fires | 2021 | 7.4046e-10 | 3.7023e-10 | 0 | 8807.9522 | 222.2294 | 8585.7228 | 0 | 0 | 0 | 0 | 6.1679e-07 |  | 6.5219e-06 | 0 | 6.5219e-06 | 3.261e-06 | 0 | 3.261e-06 | 0 | 0 | 0 | [16 empty] | 7.3.1.3 Ignition probability mapping showing the probability of ignition along the electric lines and equipmentWLDFRAggregatedAggregated | WLDFR | HFTD - Distribution - Tier 2 - 4QU CoRE ¦ 3QU LoRE | Red Flag Warning - Large Fires | Aggregated | Aggregated | 2038 | 2.531e-05 | 0 | 749.2523 | 0.018964 | 2038 | Mitigation | 0.08575 | 30 | 0 | esc | 0.0012005 | 3.0385e-08 | 0.00060025 | 1.5192e-08 | 0.0015435 | 3.9066e-08
[79 empty] | WLDFR | HFTD - Distribution - Tier 2 - 4QU CoRE ¦ 3QU LoRE | Non-Red Flag Warning - Destructive Fires | 2022 | 7.4046e-10 | 3.7023e-10 | 9.5202e-10 | 8807.9522 | 222.2294 | 8585.7228 | 0 | 0 | 0 | 0 | 6.1679e-07 |  | 6.5219e-06 | 0 | 6.5219e-06 | 3.261e-06 | 0 | 3.261e-06 | 8.3853e-06 | 0 | 8.3853e-06 | [16 empty] | 7.3.1.3 Ignition probability mapping showing the probability of ignition along the electric lines and equipmentWLDFRAggregatedAggregated | WLDFR | HFTD - Distribution - Tier 2 - 4QU CoRE ¦ 3QU LoRE | Red Flag Warning - Large Fires | Aggregated | Aggregated | 2039 | 2.531e-05 | 0 | 749.2523 | 0.018964 | 2039 | Mitigation | 0.08575 | 30 | 0 | esc | 0.0012005 | 3.0385e-08 | 0.00060025 | 1.5192e-08 | 0.0015435 | 3.9066e-08
[79 empty] | WLDFR | HFTD - Distribution - Tier 2 - 4QU CoRE ¦ 3QU LoRE | Non-Red Flag Warning - Destructive Fires | 2023 | 7.4046e-10 | 3.7023e-10 | 9.5202e-10 | 9129.7461 | 233.2301 | 8896.516 | 0 | 0 | 0 | 0 | 6.1679e-07 |  | 6.7602e-06 | 0 | 6.7602e-06 | 3.3801e-06 | 0 | 3.3801e-06 | 8.6917e-06 | 0 | 8.6917e-06 | [16 empty] | 7.3.1.3 Ignition probability mapping showing the probability of ignition along the electric lines and equipmentWLDFRAggregatedAggregated | WLDFR | HFTD - Distribution - Tier 2 - 4QU CoRE ¦ 3QU LoRE | Red Flag Warning - Large Fires | Aggregated | Aggregated | 2040 | 2.531e-05 | 0 | 749.2523 | 0.018964 | 2040 | Mitigation | 0.08575 | 30 | 0 | esc | 0.0012005 | 3.0385e-08 | 0.00060025 | 1.5192e-08 | 0.0015435 | 3.9066e-08
[79 empty] | WLDFR | HFTD - Distribution - Tier 2 - 4QU CoRE ¦ 3QU LoRE | Non-Red Flag Warning - Destructive Fires | 2024 | 7.4046e-10 | 3.7023e-10 | 9.5202e-10 | 9129.7461 | 233.2301 | 8896.516 | 0 | 0 | 0 | 0 | 6.1679e-07 |  | 6.7602e-06 | 0 | 6.7602e-06 | 3.3801e-06 | 0 | 3.3801e-06 | 8.6917e-06 | 0 | 8.6917e-06 | [16 empty] | 7.3.1.3 Ignition probability mapping showing the probability of ignition along the electric lines and equipmentWLDFRAggregatedAggregated | WLDFR | HFTD - Distribution - Tier 2 - 4QU CoRE ¦ 3QU LoRE | Red Flag Warning - Large Fires | Aggregated | Aggregated | 2041 | 2.531e-05 | 0 | 749.2523 | 0.018964 | 2041 | Mitigation | 0.08575 | 30 | 0 | esc | 0.0012005 | 3.0385e-08 | 0.00060025 | 1.5192e-08 | 0.0015435 | 3.9066e-08
[79 empty] | WLDFR | HFTD - Distribution - Tier 2 - 4QU CoRE ¦ 3QU LoRE | Non-Red Flag Warning - Destructive Fires | 2025 | 7.4046e-10 | 3.7023e-10 | 9.5202e-10 | 9129.7461 | 233.2301 | 8896.516 | 0 | 0 | 0 | 0 | 6.1679e-07 |  | 6.7602e-06 | 0 | 6.7602e-06 | 3.3801e-06 | 0 | 3.3801e-06 | 8.6917e-06 | 0 | 8.6917e-06 | [16 empty] | 7.3.1.3 Ignition probability mapping showing the probability of ignition along the electric lines and equipmentWLDFRAggregatedAggregated | WLDFR | HFTD - Distribution - Tier 2 - 4QU CoRE ¦ 3QU LoRE | Red Flag Warning - Large Fires | Aggregated | Aggregated | 2042 | 2.531e-05 | 0 | 749.2523 | 0.018964 | 2042 | Mitigation | 0.08575 | 30 | 0 | esc | 0.0012005 | 3.0385e-08 | 0.00060025 | 1.5192e-08 | 0.0015435 | 3.9066e-08
[79 empty] | WLDFR | HFTD - Distribution - Tier 2 - 4QU CoRE ¦ 3QU LoRE | Non-Red Flag Warning - Destructive Fires | 2026 | 7.4046e-10 | 3.7023e-10 | 9.5202e-10 | 9129.7461 | 233.2301 | 8896.516 | 0 | 0 | 0 | 0 | 6.1679e-07 |  | 6.7602e-06 | 0 | 6.7602e-06 | 3.3801e-06 | 0 | 3.3801e-06 | 8.6917e-06 | 0 | 8.6917e-06 | [16 empty] | 7.3.1.3 Ignition probability mapping showing the probability of ignition along the electric lines and equipmentWLDFRAggregatedAggregated | WLDFR | HFTD - Distribution - Tier 2 - 4QU CoRE ¦ 3QU LoRE | Red Flag Warning - Large Fires | Aggregated | Aggregated | 2043 | 2.531e-05 | 0 | 749.2523 | 0.018964 | 2043 | Mitigation | 0.08575 | 30 | 0 | esc | 0.0012005 | 3.0385e-08 | 0.00060025 | 1.5192e-08 | 0.0015435 | 3.9066e-08
[79 empty] | WLDFR | HFTD - Distribution - Tier 2 - 4QU CoRE ¦ 3QU LoRE | Non-Red Flag Warning - Destructive Fires | 2027 | 7.4046e-10 | 3.7023e-10 | 9.5202e-10 | 9129.7461 | 233.2301 | 8896.516 | 0 | 0 | 0 | 0 | 6.1679e-07 |  | 6.7602e-06 | 0 | 6.7602e-06 | 3.3801e-06 | 0 | 3.3801e-06 | 8.6917e-06 | 0 | 8.6917e-06 | [16 empty] | 7.3.1.3 Ignition probability mapping showing the probability of ignition along the electric lines and equipmentWLDFRAggregatedAggregated | WLDFR | HFTD - Distribution - Tier 2 - 4QU CoRE ¦ 3QU LoRE | Red Flag Warning - Large Fires | Aggregated | Aggregated | 2044 | 2.531e-05 | 0 | 749.2523 | 0.018964 | 2044 | Mitigation | 0.08575 | 30 | 0 | esc | 0.0012005 | 3.0385e-08 | 0.00060025 | 1.5192e-08 | 0.0015435 | 3.9066e-08
[79 empty] | WLDFR | HFTD - Distribution - Tier 2 - 4QU CoRE ¦ 3QU LoRE | Non-Red Flag Warning - Destructive Fires | 2028 | 7.4046e-10 | 3.7023e-10 | 9.5202e-10 | 9534.9221 | 247.273 | 9287.6491 | 0 | 0 | 0 | 0 | 6.1679e-07 |  | 7.0602e-06 | 0 | 7.0602e-06 | 3.5301e-06 | 0 | 3.5301e-06 | 9.0774e-06 | 0 | 9.0774e-06 | [16 empty] | 7.3.1.3 Ignition probability mapping showing the probability of ignition along the electric lines and equipmentWLDFRAggregatedAggregated | WLDFR | HFTD - Distribution - Tier 2 - 4QU CoRE ¦ 3QU LoRE | Red Flag Warning - Large Fires | Aggregated | Aggregated | 2045 | 2.531e-05 | 0 | 749.2523 | 0.018964 | 2045 | Mitigation | 0.08575 | 30 | 0 | esc | 0.0012005 | 3.0385e-08 | 0.00060025 | 1.5192e-08 | 0.0015435 | 3.9066e-08
[79 empty] | WLDFR | HFTD - Distribution - Tier 2 - 4QU CoRE ¦ 3QU LoRE | Non-Red Flag Warning - Destructive Fires | 2029 | 7.4046e-10 | 3.7023e-10 | 9.5202e-10 | 9534.9221 | 247.273 | 9287.6491 | 0 | 0 | 0 | 0 | 6.1679e-07 |  | 7.0602e-06 | 0 | 7.0602e-06 | 3.5301e-06 | 0 | 3.5301e-06 | 9.0774e-06 | 0 | 9.0774e-06 | [16 empty] | 7.3.1.3 Ignition probability mapping showing the probability of ignition along the electric lines and equipmentWLDFRAggregatedAggregated | WLDFR | HFTD - Distribution - Tier 2 - 4QU CoRE ¦ 3QU LoRE | Red Flag Warning - Large Fires | Aggregated | Aggregated | 2046 | 2.531e-05 | 0 | 749.2523 | 0.018964 | 2046 | Mitigation | 0.08575 | 30 | 0 | esc | 0.0012005 | 3.0385e-08 | 0.00060025 | 1.5192e-08 | 0.0015435 | 3.9066e-08
[79 empty] | WLDFR | HFTD - Distribution - Tier 2 - 4QU CoRE ¦ 3QU LoRE | Non-Red Flag Warning - Destructive Fires | 2030 | 7.4046e-10 | 3.7023e-10 | 9.5202e-10 | 9534.9221 | 247.273 | 9287.6491 | 0 | 0 | 0 | 0 | 6.1679e-07 |  | 7.0602e-06 | 0 | 7.0602e-06 | 3.5301e-06 | 0 | 3.5301e-06 | 9.0774e-06 | 0 | 9.0774e-06 | [16 empty] | 7.3.1.3 Ignition probability mapping showing the probability of ignition along the electric lines and equipmentWLDFRAggregatedAggregated | WLDFR | HFTD - Distribution - Tier 2 - 4QU CoRE ¦ 3QU LoRE | Red Flag Warning - Large Fires | Aggregated | Aggregated | 2047 | 2.531e-05 | 0 | 749.2523 | 0.018964 | 2047 | Mitigation | 0.08575 | 30 | 0 | esc | 0.0012005 | 3.0385e-08 | 0.00060025 | 1.5192e-08 | 0.0015435 | 3.9066e-08
[79 empty] | WLDFR | HFTD - Distribution - Tier 2 - 4QU CoRE ¦ 3QU LoRE | Non-Red Flag Warning - Destructive Fires | 2031 | 7.4046e-10 | 3.7023e-10 | 9.5202e-10 | 9534.9221 | 247.273 | 9287.6491 | 0 | 0 | 0 | 0 | 6.1679e-07 |  | 7.0602e-06 | 0 | 7.0602e-06 | 3.5301e-06 | 0 | 3.5301e-06 | 9.0774e-06 | 0 | 9.0774e-06 | [16 empty] | 7.3.1.3 Ignition probability mapping showing the probability of ignition along the electric lines and equipmentWLDFRAggregatedAggregated | WLDFR | HFTD - Distribution - Tier 2 - 4QU CoRE ¦ 3QU LoRE | Red Flag Warning - Large Fires | Aggregated | Aggregated | 2048 | 2.531e-05 | 0 | 749.2523 | 0.018964 | 2048 | Mitigation | 0.08575 | 30 | 0 | esc | 0.0012005 | 3.0385e-08 | 0.00060025 | 1.5192e-08 | 0.0015435 | 3.9066e-08
[79 empty] | WLDFR | HFTD - Distribution - Tier 2 - 4QU CoRE ¦ 3QU LoRE | Non-Red Flag Warning - Destructive Fires | 2032 | 7.4046e-10 | 3.7023e-10 | 9.5202e-10 | 9534.9221 | 247.273 | 9287.6491 | 0 | 0 | 0 | 0 | 6.1679e-07 |  | 7.0602e-06 | 0 | 7.0602e-06 | 3.5301e-06 | 0 | 3.5301e-06 | 9.0774e-06 | 0 | 9.0774e-06 | [16 empty] | 7.3.1.3 Ignition probability mapping showing the probability of ignition along the electric lines and equipmentWLDFRAggregatedAggregated | WLDFR | HFTD - Distribution - Tier 2 - 4QU CoRE ¦ 3QU LoRE | Red Flag Warning - Large Fires | Aggregated | Aggregated | 2049 | 2.531e-05 | 0 | 749.2523 | 0.018964 | 2049 | Mitigation | 0.08575 | 30 | 0 | esc | 0.0012005 | 3.0385e-08 | 0.00060025 | 1.5192e-08 | 0.0015435 | 3.9066e-08
[79 empty] | WLDFR | HFTD - Distribution - Tier 2 - 4QU CoRE ¦ 3QU LoRE | Non-Red Flag Warning - Destructive Fires | 2033 | 7.4046e-10 | 3.7023e-10 | 9.5202e-10 | 9984.8474 | 263.1074 | 9721.74 | 0 | 0 | 0 | 0 | 6.1679e-07 |  | 7.3934e-06 | 0 | 7.3934e-06 | 3.6967e-06 | 0 | 3.6967e-06 | 9.5057e-06 | 0 | 9.5057e-06 | [16 empty] | 7.3.1.3 Ignition probability mapping showing the probability of ignition along the electric lines and equipmentWLDFRAggregatedAggregated | WLDFR | HFTD - Distribution - Tier 2 - 4QU CoRE ¦ 3QU LoRE | Red Flag Warning - Large Fires | Aggregated | Aggregated | 2050 | 2.531e-05 | 0 | 749.2523 | 0.018964 | 2050 | Mitigation | 0.08575 | 30 | 0 | esc | 0 | 0 | 0.00060025 | 1.5192e-08 | 0.0015435 | 3.9066e-08
[79 empty] | WLDFR | HFTD - Distribution - Tier 2 - 4QU CoRE ¦ 3QU LoRE | Non-Red Flag Warning - Destructive Fires | 2034 | 7.4046e-10 | 3.7023e-10 | 9.5202e-10 | 9984.8474 | 263.1074 | 9721.74 | 0 | 0 | 0 | 0 | 6.1679e-07 |  | 7.3934e-06 | 0 | 7.3934e-06 | 3.6967e-06 | 0 | 3.6967e-06 | 9.5057e-06 | 0 | 9.5057e-06 | [16 empty] | 7.3.1.3 Ignition probability mapping showing the probability of ignition along the electric lines and equipmentWLDFRAggregatedAggregated | WLDFR | HFTD - Distribution - Tier 2 - 4QU CoRE ¦ 3QU LoRE | Red Flag Warning - Large Fires | Aggregated | Aggregated | 2051 | 2.531e-05 | 0 | 749.2523 | 0.018964 | 2051 | Mitigation | 0.08575 | 30 | 0 | esc | 0 | 0 | 0 | 0 | 0.0015435 | 3.9066e-08
[79 empty] | WLDFR | HFTD - Distribution - Tier 2 - 4QU CoRE ¦ 3QU LoRE | Non-Red Flag Warning - Destructive Fires | 2035 | 7.4046e-10 | 3.7023e-10 | 9.5202e-10 | 9984.8474 | 263.1074 | 9721.74 | 0 | 0 | 0 | 0 | 6.1679e-07 |  | 7.3934e-06 | 0 | 7.3934e-06 | 3.6967e-06 | 0 | 3.6967e-06 | 9.5057e-06 | 0 | 9.5057e-06 | [16 empty] | 7.3.1.3 Ignition probability mapping showing the probability of ignition along the electric lines and equipmentWLDFRAggregatedAggregated | WLDFR | HFTD - Distribution - Tier 2 - 4QU CoRE ¦ 3QU LoRE | Red Flag Warning - Small Fires | Aggregated | Aggregated | 2021 | 0.00061983 | 0 | 749.2523 | 0.46441 | 2021 | Mitigation | 0.08575 | 30 | 0 | esc | 0.0012005 | 7.4411e-07 | 0.00060025 | 3.7205e-07 | 0 | 0
[79 empty] | WLDFR | HFTD - Distribution - Tier 2 - 4QU CoRE ¦ 3QU LoRE | Non-Red Flag Warning - Destructive Fires | 2036 | 7.4046e-10 | 3.7023e-10 | 9.5202e-10 | 9984.8474 | 263.1074 | 9721.74 | 0 | 0 | 0 | 0 | 6.1679e-07 |  | 7.3934e-06 | 0 | 7.3934e-06 | 3.6967e-06 | 0 | 3.6967e-06 | 9.5057e-06 | 0 | 9.5057e-06 | [16 empty] | 7.3.1.3 Ignition probability mapping showing the probability of ignition along the electric lines and equipmentWLDFRAggregatedAggregated | WLDFR | HFTD - Distribution - Tier 2 - 4QU CoRE ¦ 3QU LoRE | Red Flag Warning - Small Fires | Aggregated | Aggregated | 2022 | 0.00061983 | 0 | 749.2523 | 0.46441 | 2022 | Mitigation | 0.08575 | 30 | 0 | esc | 0.0012005 | 7.4411e-07 | 0.00060025 | 3.7205e-07 | 0.0015435 | 9.5671e-07
[79 empty] | WLDFR | HFTD - Distribution - Tier 2 - 4QU CoRE ¦ 3QU LoRE | Non-Red Flag Warning - Destructive Fires | 2037 | 7.4046e-10 | 3.7023e-10 | 9.5202e-10 | 9984.8474 | 263.1074 | 9721.74 | 0 | 0 | 0 | 0 | 6.1679e-07 |  | 7.3934e-06 | 0 | 7.3934e-06 | 3.6967e-06 | 0 | 3.6967e-06 | 9.5057e-06 | 0 | 9.5057e-06 | [16 empty] | 7.3.1.3 Ignition probability mapping showing the probability of ignition along the electric lines and equipmentWLDFRAggregatedAggregated | WLDFR | HFTD - Distribution - Tier 2 - 4QU CoRE ¦ 3QU LoRE | Red Flag Warning - Small Fires | Aggregated | Aggregated | 2023 | 0.00061983 | 0 | 749.2523 | 0.46441 | 2023 | Mitigation | 0.08575 | 30 | 0 | esc | 0.0012005 | 7.4411e-07 | 0.00060025 | 3.7205e-07 | 0.0015435 | 9.5671e-07
[79 empty] | WLDFR | HFTD - Distribution - Tier 2 - 4QU CoRE ¦ 3QU LoRE | Non-Red Flag Warning - Destructive Fires | 2038 | 7.4046e-10 | 3.7023e-10 | 9.5202e-10 | 10472.8261 | 280.5544 | 10192.2718 | 0 | 0 | 0 | 0 | 6.1679e-07 |  | 7.7547e-06 | 0 | 7.7547e-06 | 3.8773e-06 | 0 | 3.8773e-06 | 9.9703e-06 | 0 | 9.9703e-06 | [16 empty] | 7.3.1.3 Ignition probability mapping showing the probability of ignition along the electric lines and equipmentWLDFRAggregatedAggregated | WLDFR | HFTD - Distribution - Tier 2 - 4QU CoRE ¦ 3QU LoRE | Red Flag Warning - Small Fires | Aggregated | Aggregated | 2024 | 0.00061983 | 0 | 749.2523 | 0.46441 | 2024 | Mitigation | 0.08575 | 30 | 0 | esc | 0.0012005 | 7.4411e-07 | 0.00060025 | 3.7205e-07 | 0.0015435 | 9.5671e-07
[79 empty] | WLDFR | HFTD - Distribution - Tier 2 - 4QU CoRE ¦ 3QU LoRE | Non-Red Flag Warning - Destructive Fires | 2039 | 7.4046e-10 | 3.7023e-10 | 9.5202e-10 | 10472.8261 | 280.5544 | 10192.2718 | 0 | 0 | 0 | 0 | 6.1679e-07 |  | 7.7547e-06 | 0 | 7.7547e-06 | 3.8773e-06 | 0 | 3.8773e-06 | 9.9703e-06 | 0 | 9.9703e-06 | [16 empty] | 7.3.1.3 Ignition probability mapping showing the probability of ignition along the electric lines and equipmentWLDFRAggregatedAggregated | WLDFR | HFTD - Distribution - Tier 2 - 4QU CoRE ¦ 3QU LoRE | Red Flag Warning - Small Fires | Aggregated | Aggregated | 2025 | 0.00061983 | 0 | 749.2523 | 0.46441 | 2025 | Mitigation | 0.08575 | 30 | 0 | esc | 0.0012005 | 7.4411e-07 | 0.00060025 | 3.7205e-07 | 0.0015435 | 9.5671e-07
[79 empty] | WLDFR | HFTD - Distribution - Tier 2 - 4QU CoRE ¦ 3QU LoRE | Non-Red Flag Warning - Destructive Fires | 2040 | 7.4046e-10 | 3.7023e-10 | 9.5202e-10 | 10472.8261 | 280.5544 | 10192.2718 | 0 | 0 | 0 | 0 | 6.1679e-07 |  | 7.7547e-06 | 0 | 7.7547e-06 | 3.8773e-06 | 0 | 3.8773e-06 | 9.9703e-06 | 0 | 9.9703e-06 | [16 empty] | 7.3.1.3 Ignition probability mapping showing the probability of ignition along the electric lines and equipmentWLDFRAggregatedAggregated | WLDFR | HFTD - Distribution - Tier 2 - 4QU CoRE ¦ 3QU LoRE | Red Flag Warning - Small Fires | Aggregated | Aggregated | 2026 | 0.00061983 | 0 | 749.2523 | 0.46441 | 2026 | Mitigation | 0.08575 | 30 | 0 | esc | 0.0012005 | 7.4411e-07 | 0.00060025 | 3.7205e-07 | 0.0015435 | 9.5671e-07
[79 empty] | WLDFR | HFTD - Distribution - Tier 2 - 4QU CoRE ¦ 3QU LoRE | Non-Red Flag Warning - Destructive Fires | 2041 | 7.4046e-10 | 3.7023e-10 | 9.5202e-10 | 10472.8261 | 280.5544 | 10192.2718 | 0 | 0 | 0 | 0 | 6.1679e-07 |  | 7.7547e-06 | 0 | 7.7547e-06 | 3.8773e-06 | 0 | 3.8773e-06 | 9.9703e-06 | 0 | 9.9703e-06 | [16 empty] | 7.3.1.3 Ignition probability mapping showing the probability of ignition along the electric lines and equipmentWLDFRAggregatedAggregated | WLDFR | HFTD - Distribution - Tier 2 - 4QU CoRE ¦ 3QU LoRE | Red Flag Warning - Small Fires | Aggregated | Aggregated | 2027 | 0.00061983 | 0 | 749.2523 | 0.46441 | 2027 | Mitigation | 0.08575 | 30 | 0 | esc | 0.0012005 | 7.4411e-07 | 0.00060025 | 3.7205e-07 | 0.0015435 | 9.5671e-07
[79 empty] | WLDFR | HFTD - Distribution - Tier 2 - 4QU CoRE ¦ 3QU LoRE | Non-Red Flag Warning - Destructive Fires | 2042 | 7.4046e-10 | 3.7023e-10 | 9.5202e-10 | 10472.8261 | 280.5544 | 10192.2718 | 0 | 0 | 0 | 0 | 6.1679e-07 |  | 7.7547e-06 | 0 | 7.7547e-06 | 3.8773e-06 | 0 | 3.8773e-06 | 9.9703e-06 | 0 | 9.9703e-06 | [16 empty] | 7.3.1.3 Ignition probability mapping showing the probability of ignition along the electric lines and equipmentWLDFRAggregatedAggregated | WLDFR | HFTD - Distribution - Tier 2 - 4QU CoRE ¦ 3QU LoRE | Red Flag Warning - Small Fires | Aggregated | Aggregated | 2028 | 0.00061983 | 0 | 749.2523 | 0.46441 | 2028 | Mitigation | 0.08575 | 30 | 0 | esc | 0.0012005 | 7.4411e-07 | 0.00060025 | 3.7205e-07 | 0.0015435 | 9.5671e-07
[79 empty] | WLDFR | HFTD - Distribution - Tier 2 - 4QU CoRE ¦ 3QU LoRE | Non-Red Flag Warning - Destructive Fires | 2043 | 7.4046e-10 | 3.7023e-10 | 9.5202e-10 | 10992.1562 | 299.42 | 10692.7362 | 0 | 0 | 0 | 0 | 6.1679e-07 |  | 8.1392e-06 | 0 | 8.1392e-06 | 4.0696e-06 | 0 | 4.0696e-06 | 1.0465e-05 | 0 | 1.0465e-05 | [16 empty] | 7.3.1.3 Ignition probability mapping showing the probability of ignition along the electric lines and equipmentWLDFRAggregatedAggregated | WLDFR | HFTD - Distribution - Tier 2 - 4QU CoRE ¦ 3QU LoRE | Red Flag Warning - Small Fires | Aggregated | Aggregated | 2029 | 0.00061983 | 0 | 749.2523 | 0.46441 | 2029 | Mitigation | 0.08575 | 30 | 0 | esc | 0.0012005 | 7.4411e-07 | 0.00060025 | 3.7205e-07 | 0.0015435 | 9.5671e-07
[79 empty] | WLDFR | HFTD - Distribution - Tier 2 - 4QU CoRE ¦ 3QU LoRE | Non-Red Flag Warning - Destructive Fires | 2044 | 7.4046e-10 | 3.7023e-10 | 9.5202e-10 | 10992.1562 | 299.42 | 10692.7362 | 0 | 0 | 0 | 0 | 6.1679e-07 |  | 8.1392e-06 | 0 | 8.1392e-06 | 4.0696e-06 | 0 | 4.0696e-06 | 1.0465e-05 | 0 | 1.0465e-05 | [16 empty] | 7.3.1.3 Ignition probability mapping showing the probability of ignition along the electric lines and equipmentWLDFRAggregatedAggregated | WLDFR | HFTD - Distribution - Tier 2 - 4QU CoRE ¦ 3QU LoRE | Red Flag Warning - Small Fires | Aggregated | Aggregated | 2030 | 0.00061983 | 0 | 749.2523 | 0.46441 | 2030 | Mitigation | 0.08575 | 30 | 0 | esc | 0.0012005 | 7.4411e-07 | 0.00060025 | 3.7205e-07 | 0.0015435 | 9.5671e-07
[79 empty] | WLDFR | HFTD - Distribution - Tier 2 - 4QU CoRE ¦ 3QU LoRE | Non-Red Flag Warning - Destructive Fires | 2045 | 7.4046e-10 | 3.7023e-10 | 9.5202e-10 | 10992.1562 | 299.42 | 10692.7362 | 0 | 0 | 0 | 0 | 6.1679e-07 |  | 8.1392e-06 | 0 | 8.1392e-06 | 4.0696e-06 | 0 | 4.0696e-06 | 1.0465e-05 | 0 | 1.0465e-05 | [16 empty] | 7.3.1.3 Ignition probability mapping showing the probability of ignition along the electric lines and equipmentWLDFRAggregatedAggregated | WLDFR | HFTD - Distribution - Tier 2 - 4QU CoRE ¦ 3QU LoRE | Red Flag Warning - Small Fires | Aggregated | Aggregated | 2031 | 0.00061983 | 0 | 749.2523 | 0.46441 | 2031 | Mitigation | 0.08575 | 30 | 0 | esc | 0.0012005 | 7.4411e-07 | 0.00060025 | 3.7205e-07 | 0.0015435 | 9.5671e-07
[79 empty] | WLDFR | HFTD - Distribution - Tier 2 - 4QU CoRE ¦ 3QU LoRE | Non-Red Flag Warning - Destructive Fires | 2046 | 7.4046e-10 | 3.7023e-10 | 9.5202e-10 | 10992.1562 | 299.42 | 10692.7362 | 0 | 0 | 0 | 0 | 6.1679e-07 |  | 8.1392e-06 | 0 | 8.1392e-06 | 4.0696e-06 | 0 | 4.0696e-06 | 1.0465e-05 | 0 | 1.0465e-05 | [16 empty] | 7.3.1.3 Ignition probability mapping showing the probability of ignition along the electric lines and equipmentWLDFRAggregatedAggregated | WLDFR | HFTD - Distribution - Tier 2 - 4QU CoRE ¦ 3QU LoRE | Red Flag Warning - Small Fires | Aggregated | Aggregated | 2032 | 0.00061983 | 0 | 749.2523 | 0.46441 | 2032 | Mitigation | 0.08575 | 30 | 0 | esc | 0.0012005 | 7.4411e-07 | 0.00060025 | 3.7205e-07 | 0.0015435 | 9.5671e-07
[79 empty] | WLDFR | HFTD - Distribution - Tier 2 - 4QU CoRE ¦ 3QU LoRE | Non-Red Flag Warning - Destructive Fires | 2047 | 7.4046e-10 | 3.7023e-10 | 9.5202e-10 | 10992.1562 | 299.42 | 10692.7362 | 0 | 0 | 0 | 0 | 6.1679e-07 |  | 8.1392e-06 | 0 | 8.1392e-06 | 4.0696e-06 | 0 | 4.0696e-06 | 1.0465e-05 | 0 | 1.0465e-05 | [16 empty] | 7.3.1.3 Ignition probability mapping showing the probability of ignition along the electric lines and equipmentWLDFRAggregatedAggregated | WLDFR | HFTD - Distribution - Tier 2 - 4QU CoRE ¦ 3QU LoRE | Red Flag Warning - Small Fires | Aggregated | Aggregated | 2033 | 0.00061983 | 0 | 749.2523 | 0.46441 | 2033 | Mitigation | 0.08575 | 30 | 0 | esc | 0.0012005 | 7.4411e-07 | 0.00060025 | 3.7205e-07 | 0.0015435 | 9.5671e-07
[79 empty] | WLDFR | HFTD - Distribution - Tier 2 - 4QU CoRE ¦ 3QU LoRE | Non-Red Flag Warning - Destructive Fires | 2048 | 7.4046e-10 | 3.7023e-10 | 9.5202e-10 | 11536.0538 | 319.4911 | 11216.5626 | 0 | 0 | 0 | 0 | 6.1679e-07 |  | 8.542e-06 | 0 | 8.542e-06 | 4.271e-06 | 0 | 4.271e-06 | 1.0983e-05 | 0 | 1.0983e-05 | [16 empty] | 7.3.1.3 Ignition probability mapping showing the probability of ignition along the electric lines and equipmentWLDFRAggregatedAggregated | WLDFR | HFTD - Distribution - Tier 2 - 4QU CoRE ¦ 3QU LoRE | Red Flag Warning - Small Fires | Aggregated | Aggregated | 2034 | 0.00061983 | 0 | 749.2523 | 0.46441 | 2034 | Mitigation | 0.08575 | 30 | 0 | esc | 0.0012005 | 7.4411e-07 | 0.00060025 | 3.7205e-07 | 0.0015435 | 9.5671e-07
[79 empty] | WLDFR | HFTD - Distribution - Tier 2 - 4QU CoRE ¦ 3QU LoRE | Non-Red Flag Warning - Destructive Fires | 2049 | 7.4046e-10 | 3.7023e-10 | 9.5202e-10 | 11536.0538 | 319.4911 | 11216.5626 | 0 | 0 | 0 | 0 | 6.1679e-07 |  | 8.542e-06 | 0 | 8.542e-06 | 4.271e-06 | 0 | 4.271e-06 | 1.0983e-05 | 0 | 1.0983e-05 | [16 empty] | 7.3.1.3 Ignition probability mapping showing the probability of ignition along the electric lines and equipmentWLDFRAggregatedAggregated | WLDFR | HFTD - Distribution - Tier 2 - 4QU CoRE ¦ 3QU LoRE | Red Flag Warning - Small Fires | Aggregated | Aggregated | 2035 | 0.00061983 | 0 | 749.2523 | 0.46441 | 2035 | Mitigation | 0.08575 | 30 | 0 | esc | 0.0012005 | 7.4411e-07 | 0.00060025 | 3.7205e-07 | 0.0015435 | 9.5671e-07
[79 empty] | WLDFR | HFTD - Distribution - Tier 2 - 4QU CoRE ¦ 3QU LoRE | Non-Red Flag Warning - Destructive Fires | 2050 | 0 | 3.7023e-10 | 9.5202e-10 | 11536.0538 | 319.4911 | 11216.5626 | 0 | 0 | 0 | 0 | 6.1679e-07 |  | 0 | 0 | 0 | 4.271e-06 | 0 | 4.271e-06 | 1.0983e-05 | 0 | 1.0983e-05 | [16 empty] | 7.3.1.3 Ignition probability mapping showing the probability of ignition along the electric lines and equipmentWLDFRAggregatedAggregated | WLDFR | HFTD - Distribution - Tier 2 - 4QU CoRE ¦ 3QU LoRE | Red Flag Warning - Small Fires | Aggregated | Aggregated | 2036 | 0.00061983 | 0 | 749.2523 | 0.46441 | 2036 | Mitigation | 0.08575 | 30 | 0 | esc | 0.0012005 | 7.4411e-07 | 0.00060025 | 3.7205e-07 | 0.0015435 | 9.5671e-07
[79 empty] | WLDFR | HFTD - Distribution - Tier 2 - 4QU CoRE ¦ 3QU LoRE | Non-Red Flag Warning - Destructive Fires | 2051 | 0 | 0 | 9.5202e-10 | 11536.0538 | 319.4911 | 11216.5626 | 0 | 0 | 0 | 0 | 6.1679e-07 |  | 0 | 0 | 0 | 0 | 0 | 0 | 1.0983e-05 | 0 | 1.0983e-05 | [16 empty] | 7.3.1.3 Ignition probability mapping showing the probability of ignition along the electric lines and equipmentWLDFRAggregatedAggregated | WLDFR | HFTD - Distribution - Tier 2 - 4QU CoRE ¦ 3QU LoRE | Red Flag Warning - Small Fires | Aggregated | Aggregated | 2037 | 0.00061983 | 0 | 749.2523 | 0.46441 | 2037 | Mitigation | 0.08575 | 30 | 0 | esc | 0.0012005 | 7.4411e-07 | 0.00060025 | 3.7205e-07 | 0.0015435 | 9.5671e-07
[79 empty] | WLDFR | HFTD - Distribution - Tier 2 - 4QU CoRE ¦ 3QU LoRE | Non-Red Flag Warning - Large Fires | 2020 | 1.7703e-08 | 0 | 0 | 5.2406 | 0.69642 | 2.942 | 1.6022 | 0 | 0 | 0 | 1.4746e-05 |  | 9.2773e-08 | 0 | 9.2773e-08 | 0 | 0 | 0 | 0 | 0 | 0 | [16 empty] | 7.3.1.3 Ignition probability mapping showing the probability of ignition along the electric lines and equipmentWLDFRAggregatedAggregated | WLDFR | HFTD - Distribution - Tier 2 - 4QU CoRE ¦ 3QU LoRE | Red Flag Warning - Small Fires | Aggregated | Aggregated | 2038 | 0.00061983 | 0 | 749.2523 | 0.46441 | 2038 | Mitigation | 0.08575 | 30 | 0 | esc | 0.0012005 | 7.4411e-07 | 0.00060025 | 3.7205e-07 | 0.0015435 | 9.5671e-07
[79 empty] | WLDFR | HFTD - Distribution - Tier 2 - 4QU CoRE ¦ 3QU LoRE | Non-Red Flag Warning - Large Fires | 2021 | 1.7703e-08 | 8.8515e-09 | 0 | 5.2406 | 0.69642 | 2.942 | 1.6022 | 0 | 0 | 0 | 1.4746e-05 |  | 9.2773e-08 | 0 | 9.2773e-08 | 4.6387e-08 | 0 | 4.6387e-08 | 0 | 0 | 0 | [16 empty] | 7.3.1.3 Ignition probability mapping showing the probability of ignition along the electric lines and equipmentWLDFRAggregatedAggregated | WLDFR | HFTD - Distribution - Tier 2 - 4QU CoRE ¦ 3QU LoRE | Red Flag Warning - Small Fires | Aggregated | Aggregated | 2039 | 0.00061983 | 0 | 749.2523 | 0.46441 | 2039 | Mitigation | 0.08575 | 30 | 0 | esc | 0.0012005 | 7.4411e-07 | 0.00060025 | 3.7205e-07 | 0.0015435 | 9.5671e-07
[79 empty] | WLDFR | HFTD - Distribution - Tier 2 - 4QU CoRE ¦ 3QU LoRE | Non-Red Flag Warning - Large Fires | 2022 | 1.7703e-08 | 8.8515e-09 | 2.2761e-08 | 5.2406 | 0.69642 | 2.942 | 1.6022 | 0 | 0 | 0 | 1.4746e-05 |  | 9.2773e-08 | 0 | 9.2773e-08 | 4.6387e-08 | 0 | 4.6387e-08 | 1.1928e-07 | 0 | 1.1928e-07 | [16 empty] | 7.3.1.3 Ignition probability mapping showing the probability of ignition along the electric lines and equipmentWLDFRAggregatedAggregated | WLDFR | HFTD - Distribution - Tier 2 - 4QU CoRE ¦ 3QU LoRE | Red Flag Warning - Small Fires | Aggregated | Aggregated | 2040 | 0.00061983 | 0 | 749.2523 | 0.46441 | 2040 | Mitigation | 0.08575 | 30 | 0 | esc | 0.0012005 | 7.4411e-07 | 0.00060025 | 3.7205e-07 | 0.0015435 | 9.5671e-07
[79 empty] | WLDFR | HFTD - Distribution - Tier 2 - 4QU CoRE ¦ 3QU LoRE | Non-Red Flag Warning - Large Fires | 2023 | 1.7703e-08 | 8.8515e-09 | 2.2761e-08 | 5.475 | 0.71896 | 3.0715 | 1.6846 | 0 | 0 | 0 | 1.4746e-05 |  | 9.6924e-08 | 0 | 9.6924e-08 | 4.8462e-08 | 0 | 4.8462e-08 | 1.2462e-07 | 0 | 1.2462e-07 | [16 empty] | 7.3.1.3 Ignition probability mapping showing the probability of ignition along the electric lines and equipmentWLDFRAggregatedAggregated | WLDFR | HFTD - Distribution - Tier 2 - 4QU CoRE ¦ 3QU LoRE | Red Flag Warning - Small Fires | Aggregated | Aggregated | 2041 | 0.00061983 | 0 | 749.2523 | 0.46441 | 2041 | Mitigation | 0.08575 | 30 | 0 | esc | 0.0012005 | 7.4411e-07 | 0.00060025 | 3.7205e-07 | 0.0015435 | 9.5671e-07
[79 empty] | WLDFR | HFTD - Distribution - Tier 2 - 4QU CoRE ¦ 3QU LoRE | Non-Red Flag Warning - Large Fires | 2024 | 1.7703e-08 | 8.8515e-09 | 2.2761e-08 | 5.475 | 0.71896 | 3.0715 | 1.6846 | 0 | 0 | 0 | 1.4746e-05 |  | 9.6924e-08 | 0 | 9.6924e-08 | 4.8462e-08 | 0 | 4.8462e-08 | 1.2462e-07 | 0 | 1.2462e-07 | [16 empty] | 7.3.1.3 Ignition probability mapping showing the probability of ignition along the electric lines and equipmentWLDFRAggregatedAggregated | WLDFR | HFTD - Distribution - Tier 2 - 4QU CoRE ¦ 3QU LoRE | Red Flag Warning - Small Fires | Aggregated | Aggregated | 2042 | 0.00061983 | 0 | 749.2523 | 0.46441 | 2042 | Mitigation | 0.08575 | 30 | 0 | esc | 0.0012005 | 7.4411e-07 | 0.00060025 | 3.7205e-07 | 0.0015435 | 9.5671e-07
[79 empty] | WLDFR | HFTD - Distribution - Tier 2 - 4QU CoRE ¦ 3QU LoRE | Non-Red Flag Warning - Large Fires | 2025 | 1.7703e-08 | 8.8515e-09 | 2.2761e-08 | 5.475 | 0.71896 | 3.0715 | 1.6846 | 0 | 0 | 0 | 1.4746e-05 |  | 9.6924e-08 | 0 | 9.6924e-08 | 4.8462e-08 | 0 | 4.8462e-08 | 1.2462e-07 | 0 | 1.2462e-07 | [16 empty] | 7.3.1.3 Ignition probability mapping showing the probability of ignition along the electric lines and equipmentWLDFRAggregatedAggregated | WLDFR | HFTD - Distribution - Tier 2 - 4QU CoRE ¦ 3QU LoRE | Red Flag Warning - Small Fires | Aggregated | Aggregated | 2043 | 0.00061983 | 0 | 749.2523 | 0.46441 | 2043 | Mitigation | 0.08575 | 30 | 0 | esc | 0.0012005 | 7.4411e-07 | 0.00060025 | 3.7205e-07 | 0.0015435 | 9.5671e-07
[79 empty] | WLDFR | HFTD - Distribution - Tier 2 - 4QU CoRE ¦ 3QU LoRE | Non-Red Flag Warning - Large Fires | 2026 | 1.7703e-08 | 8.8515e-09 | 2.2761e-08 | 5.475 | 0.71896 | 3.0715 | 1.6846 | 0 | 0 | 0 | 1.4746e-05 |  | 9.6924e-08 | 0 | 9.6924e-08 | 4.8462e-08 | 0 | 4.8462e-08 | 1.2462e-07 | 0 | 1.2462e-07 | [16 empty] | 7.3.1.3 Ignition probability mapping showing the probability of ignition along the electric lines and equipmentWLDFRAggregatedAggregated | WLDFR | HFTD - Distribution - Tier 2 - 4QU CoRE ¦ 3QU LoRE | Red Flag Warning - Small Fires | Aggregated | Aggregated | 2044 | 0.00061983 | 0 | 749.2523 | 0.46441 | 2044 | Mitigation | 0.08575 | 30 | 0 | esc | 0.0012005 | 7.4411e-07 | 0.00060025 | 3.7205e-07 | 0.0015435 | 9.5671e-07
[79 empty] | WLDFR | HFTD - Distribution - Tier 2 - 4QU CoRE ¦ 3QU LoRE | Non-Red Flag Warning - Large Fires | 2027 | 1.7703e-08 | 8.8515e-09 | 2.2761e-08 | 5.475 | 0.71896 | 3.0715 | 1.6846 | 0 | 0 | 0 | 1.4746e-05 |  | 9.6924e-08 | 0 | 9.6924e-08 | 4.8462e-08 | 0 | 4.8462e-08 | 1.2462e-07 | 0 | 1.2462e-07 | [16 empty] | 7.3.1.3 Ignition probability mapping showing the probability of ignition along the electric lines and equipmentWLDFRAggregatedAggregated | WLDFR | HFTD - Distribution - Tier 2 - 4QU CoRE ¦ 3QU LoRE | Red Flag Warning - Small Fires | Aggregated | Aggregated | 2045 | 0.00061983 | 0 | 749.2523 | 0.46441 | 2045 | Mitigation | 0.08575 | 30 | 0 | esc | 0.0012005 | 7.4411e-07 | 0.00060025 | 3.7205e-07 | 0.0015435 | 9.5671e-07
[79 empty] | WLDFR | HFTD - Distribution - Tier 2 - 4QU CoRE ¦ 3QU LoRE | Non-Red Flag Warning - Large Fires | 2028 | 1.7703e-08 | 8.8515e-09 | 2.2761e-08 | 5.777 | 0.74734 | 3.238 | 1.7917 | 0 | 0 | 0 | 1.4746e-05 |  | 1.0227e-07 | 0 | 1.0227e-07 | 5.1135e-08 | 0 | 5.1135e-08 | 1.3149e-07 | 0 | 1.3149e-07 | [16 empty] | 7.3.1.3 Ignition probability mapping showing the probability of ignition along the electric lines and equipmentWLDFRAggregatedAggregated | WLDFR | HFTD - Distribution - Tier 2 - 4QU CoRE ¦ 3QU LoRE | Red Flag Warning - Small Fires | Aggregated | Aggregated | 2046 | 0.00061983 | 0 | 749.2523 | 0.46441 | 2046 | Mitigation | 0.08575 | 30 | 0 | esc | 0.0012005 | 7.4411e-07 | 0.00060025 | 3.7205e-07 | 0.0015435 | 9.5671e-07
[79 empty] | WLDFR | HFTD - Distribution - Tier 2 - 4QU CoRE ¦ 3QU LoRE | Non-Red Flag Warning - Large Fires | 2029 | 1.7703e-08 | 8.8515e-09 | 2.2761e-08 | 5.777 | 0.74734 | 3.238 | 1.7917 | 0 | 0 | 0 | 1.4746e-05 |  | 1.0227e-07 | 0 | 1.0227e-07 | 5.1135e-08 | 0 | 5.1135e-08 | 1.3149e-07 | 0 | 1.3149e-07 | [16 empty] | 7.3.1.3 Ignition probability mapping showing the probability of ignition along the electric lines and equipmentWLDFRAggregatedAggregated | WLDFR | HFTD - Distribution - Tier 2 - 4QU CoRE ¦ 3QU LoRE | Red Flag Warning - Small Fires | Aggregated | Aggregated | 2047 | 0.00061983 | 0 | 749.2523 | 0.46441 | 2047 | Mitigation | 0.08575 | 30 | 0 | esc | 0.0012005 | 7.4411e-07 | 0.00060025 | 3.7205e-07 | 0.0015435 | 9.5671e-07
[79 empty] | WLDFR | HFTD - Distribution - Tier 2 - 4QU CoRE ¦ 3QU LoRE | Non-Red Flag Warning - Large Fires | 2030 | 1.7703e-08 | 8.8515e-09 | 2.2761e-08 | 5.777 | 0.74734 | 3.238 | 1.7917 | 0 | 0 | 0 | 1.4746e-05 |  | 1.0227e-07 | 0 | 1.0227e-07 | 5.1135e-08 | 0 | 5.1135e-08 | 1.3149e-07 | 0 | 1.3149e-07 | [16 empty] | 7.3.1.3 Ignition probability mapping showing the probability of ignition along the electric lines and equipmentWLDFRAggregatedAggregated | WLDFR | HFTD - Distribution - Tier 2 - 4QU CoRE ¦ 3QU LoRE | Red Flag Warning - Small Fires | Aggregated | Aggregated | 2048 | 0.00061983 | 0 | 749.2523 | 0.46441 | 2048 | Mitigation | 0.08575 | 30 | 0 | esc | 0.0012005 | 7.4411e-07 | 0.00060025 | 3.7205e-07 | 0.0015435 | 9.5671e-07
[79 empty] | WLDFR | HFTD - Distribution - Tier 2 - 4QU CoRE ¦ 3QU LoRE | Non-Red Flag Warning - Large Fires | 2031 | 1.7703e-08 | 8.8515e-09 | 2.2761e-08 | 5.777 | 0.74734 | 3.238 | 1.7917 | 0 | 0 | 0 | 1.4746e-05 |  | 1.0227e-07 | 0 | 1.0227e-07 | 5.1135e-08 | 0 | 5.1135e-08 | 1.3149e-07 | 0 | 1.3149e-07 | [16 empty] | 7.3.1.3 Ignition probability mapping showing the probability of ignition along the electric lines and equipmentWLDFRAggregatedAggregated | WLDFR | HFTD - Distribution - Tier 2 - 4QU CoRE ¦ 3QU LoRE | Red Flag Warning - Small Fires | Aggregated | Aggregated | 2049 | 0.00061983 | 0 | 749.2523 | 0.46441 | 2049 | Mitigation | 0.08575 | 30 | 0 | esc | 0.0012005 | 7.4411e-07 | 0.00060025 | 3.7205e-07 | 0.0015435 | 9.5671e-07
[79 empty] | WLDFR | HFTD - Distribution - Tier 2 - 4QU CoRE ¦ 3QU LoRE | Non-Red Flag Warning - Large Fires | 2032 | 1.7703e-08 | 8.8515e-09 | 2.2761e-08 | 5.777 | 0.74734 | 3.238 | 1.7917 | 0 | 0 | 0 | 1.4746e-05 |  | 1.0227e-07 | 0 | 1.0227e-07 | 5.1135e-08 | 0 | 5.1135e-08 | 1.3149e-07 | 0 | 1.3149e-07 | [16 empty] | 7.3.1.3 Ignition probability mapping showing the probability of ignition along the electric lines and equipmentWLDFRAggregatedAggregated | WLDFR | HFTD - Distribution - Tier 2 - 4QU CoRE ¦ 3QU LoRE | Red Flag Warning - Small Fires | Aggregated | Aggregated | 2050 | 0.00061983 | 0 | 749.2523 | 0.46441 | 2050 | Mitigation | 0.08575 | 30 | 0 | esc | 0 | 0 | 0.00060025 | 3.7205e-07 | 0.0015435 | 9.5671e-07
[79 empty] | WLDFR | HFTD - Distribution - Tier 2 - 4QU CoRE ¦ 3QU LoRE | Non-Red Flag Warning - Large Fires | 2033 | 1.7703e-08 | 8.8515e-09 | 2.2761e-08 | 6.1205 | 0.77885 | 3.4265 | 1.9151 | 0 | 0 | 0 | 1.4746e-05 |  | 1.0835e-07 | 0 | 1.0835e-07 | 5.4175e-08 | 0 | 5.4175e-08 | 1.3931e-07 | 0 | 1.3931e-07 | [16 empty] | 7.3.1.3 Ignition probability mapping showing the probability of ignition along the electric lines and equipmentWLDFRAggregatedAggregated | WLDFR | HFTD - Distribution - Tier 2 - 4QU CoRE ¦ 3QU LoRE | Red Flag Warning - Small Fires | Aggregated | Aggregated | 2051 | 0.00061983 | 0 | 749.2523 | 0.46441 | 2051 | Mitigation | 0.08575 | 30 | 0 | esc | 0 | 0 | 0 | 0 | 0.0015435 | 9.5671e-07
[79 empty] | WLDFR | HFTD - Distribution - Tier 2 - 4QU CoRE ¦ 3QU LoRE | Non-Red Flag Warning - Large Fires | 2034 | 1.7703e-08 | 8.8515e-09 | 2.2761e-08 | 6.1205 | 0.77885 | 3.4265 | 1.9151 | 0 | 0 | 0 | 1.4746e-05 |  | 1.0835e-07 | 0 | 1.0835e-07 | 5.4175e-08 | 0 | 5.4175e-08 | 1.3931e-07 | 0 | 1.3931e-07 | [16 empty] | 7.3.1.3 Ignition probability mapping showing the probability of ignition along the electric lines and equipmentWLDFRAggregatedAggregated | WLDFR | HFTD - Distribution - Tier 2 - 4QU CoRE ¦ 3QU LoRE | Seismic - Non-Red Flag Warning - Catastrophic Fires | Aggregated | Aggregated | 2021 | 2.4777e-10 | 0 | 749.2523 | 1.8564e-07 | 2021 | Mitigation | 0.08575 | 30 | 0 | esc | 0.0012005 | 2.9745e-13 | 0.00060025 | 1.4873e-13 | 0 | 0
[79 empty] | WLDFR | HFTD - Distribution - Tier 2 - 4QU CoRE ¦ 3QU LoRE | Non-Red Flag Warning - Large Fires | 2035 | 1.7703e-08 | 8.8515e-09 | 2.2761e-08 | 6.1205 | 0.77885 | 3.4265 | 1.9151 | 0 | 0 | 0 | 1.4746e-05 |  | 1.0835e-07 | 0 | 1.0835e-07 | 5.4175e-08 | 0 | 5.4175e-08 | 1.3931e-07 | 0 | 1.3931e-07 | [16 empty] | 7.3.1.3 Ignition probability mapping showing the probability of ignition along the electric lines and equipmentWLDFRAggregatedAggregated | WLDFR | HFTD - Distribution - Tier 2 - 4QU CoRE ¦ 3QU LoRE | Seismic - Non-Red Flag Warning - Catastrophic Fires | Aggregated | Aggregated | 2022 | 2.4777e-10 | 0 | 749.2523 | 1.8564e-07 | 2022 | Mitigation | 0.08575 | 30 | 0 | esc | 0.0012005 | 2.9745e-13 | 0.00060025 | 1.4873e-13 | 0.0015435 | 3.8244e-13
[79 empty] | WLDFR | HFTD - Distribution - Tier 2 - 4QU CoRE ¦ 3QU LoRE | Non-Red Flag Warning - Large Fires | 2036 | 1.7703e-08 | 8.8515e-09 | 2.2761e-08 | 6.1205 | 0.77885 | 3.4265 | 1.9151 | 0 | 0 | 0 | 1.4746e-05 |  | 1.0835e-07 | 0 | 1.0835e-07 | 5.4175e-08 | 0 | 5.4175e-08 | 1.3931e-07 | 0 | 1.3931e-07 | [16 empty] | 7.3.1.3 Ignition probability mapping showing the probability of ignition along the electric lines and equipmentWLDFRAggregatedAggregated | WLDFR | HFTD - Distribution - Tier 2 - 4QU CoRE ¦ 3QU LoRE | Seismic - Non-Red Flag Warning - Catastrophic Fires | Aggregated | Aggregated | 2023 | 2.4777e-10 | 0 | 749.2523 | 1.8564e-07 | 2023 | Mitigation | 0.08575 | 30 | 0 | esc | 0.0012005 | 2.9745e-13 | 0.00060025 | 1.4873e-13 | 0.0015435 | 3.8244e-13
[79 empty] | WLDFR | HFTD - Distribution - Tier 2 - 4QU CoRE ¦ 3QU LoRE | Non-Red Flag Warning - Large Fires | 2037 | 1.7703e-08 | 8.8515e-09 | 2.2761e-08 | 6.1205 | 0.77885 | 3.4265 | 1.9151 | 0 | 0 | 0 | 1.4746e-05 |  | 1.0835e-07 | 0 | 1.0835e-07 | 5.4175e-08 | 0 | 5.4175e-08 | 1.3931e-07 | 0 | 1.3931e-07 | [16 empty] | 7.3.1.3 Ignition probability mapping showing the probability of ignition along the electric lines and equipmentWLDFRAggregatedAggregated | WLDFR | HFTD - Distribution - Tier 2 - 4QU CoRE ¦ 3QU LoRE | Seismic - Non-Red Flag Warning - Catastrophic Fires | Aggregated | Aggregated | 2024 | 2.4777e-10 | 0 | 749.2523 | 1.8564e-07 | 2024 | Mitigation | 0.08575 | 30 | 0 | esc | 0.0012005 | 2.9745e-13 | 0.00060025 | 1.4873e-13 | 0.0015435 | 3.8244e-13
[79 empty] | WLDFR | HFTD - Distribution - Tier 2 - 4QU CoRE ¦ 3QU LoRE | Non-Red Flag Warning - Large Fires | 2038 | 1.7703e-08 | 8.8515e-09 | 2.2761e-08 | 6.5028 | 0.81304 | 3.6355 | 2.0543 | 0 | 0 | 0 | 1.4746e-05 |  | 1.1512e-07 | 0 | 1.1512e-07 | 5.756e-08 | 0 | 5.756e-08 | 1.4801e-07 | 0 | 1.4801e-07 | [16 empty] | 7.3.1.3 Ignition probability mapping showing the probability of ignition along the electric lines and equipmentWLDFRAggregatedAggregated | WLDFR | HFTD - Distribution - Tier 2 - 4QU CoRE ¦ 3QU LoRE | Seismic - Non-Red Flag Warning - Catastrophic Fires | Aggregated | Aggregated | 2025 | 2.4777e-10 | 0 | 749.2523 | 1.8564e-07 | 2025 | Mitigation | 0.08575 | 30 | 0 | esc | 0.0012005 | 2.9745e-13 | 0.00060025 | 1.4873e-13 | 0.0015435 | 3.8244e-13
[79 empty] | WLDFR | HFTD - Distribution - Tier 2 - 4QU CoRE ¦ 3QU LoRE | Non-Red Flag Warning - Large Fires | 2039 | 1.7703e-08 | 8.8515e-09 | 2.2761e-08 | 6.5028 | 0.81304 | 3.6355 | 2.0543 | 0 | 0 | 0 | 1.4746e-05 |  | 1.1512e-07 | 0 | 1.1512e-07 | 5.756e-08 | 0 | 5.756e-08 | 1.4801e-07 | 0 | 1.4801e-07 | [16 empty] | 7.3.1.3 Ignition probability mapping showing the probability of ignition along the electric lines and equipmentWLDFRAggregatedAggregated | WLDFR | HFTD - Distribution - Tier 2 - 4QU CoRE ¦ 3QU LoRE | Seismic - Non-Red Flag Warning - Catastrophic Fires | Aggregated | Aggregated | 2026 | 2.4777e-10 | 0 | 749.2523 | 1.8564e-07 | 2026 | Mitigation | 0.08575 | 30 | 0 | esc | 0.0012005 | 2.9745e-13 | 0.00060025 | 1.4873e-13 | 0.0015435 | 3.8244e-13
[79 empty] | WLDFR | HFTD - Distribution - Tier 2 - 4QU CoRE ¦ 3QU LoRE | Non-Red Flag Warning - Large Fires | 2040 | 1.7703e-08 | 8.8515e-09 | 2.2761e-08 | 6.5028 | 0.81304 | 3.6355 | 2.0543 | 0 | 0 | 0 | 1.4746e-05 |  | 1.1512e-07 | 0 | 1.1512e-07 | 5.756e-08 | 0 | 5.756e-08 | 1.4801e-07 | 0 | 1.4801e-07 | [16 empty] | 7.3.1.3 Ignition probability mapping showing the probability of ignition along the electric lines and equipmentWLDFRAggregatedAggregated | WLDFR | HFTD - Distribution - Tier 2 - 4QU CoRE ¦ 3QU LoRE | Seismic - Non-Red Flag Warning - Catastrophic Fires | Aggregated | Aggregated | 2027 | 2.4777e-10 | 0 | 749.2523 | 1.8564e-07 | 2027 | Mitigation | 0.08575 | 30 | 0 | esc | 0.0012005 | 2.9745e-13 | 0.00060025 | 1.4873e-13 | 0.0015435 | 3.8244e-13
[79 empty] | WLDFR | HFTD - Distribution - Tier 2 - 4QU CoRE ¦ 3QU LoRE | Non-Red Flag Warning - Large Fires | 2041 | 1.7703e-08 | 8.8515e-09 | 2.2761e-08 | 6.5028 | 0.81304 | 3.6355 | 2.0543 | 0 | 0 | 0 | 1.4746e-05 |  | 1.1512e-07 | 0 | 1.1512e-07 | 5.756e-08 | 0 | 5.756e-08 | 1.4801e-07 | 0 | 1.4801e-07 | [16 empty] | 7.3.1.3 Ignition probability mapping showing the probability of ignition along the electric lines and equipmentWLDFRAggregatedAggregated | WLDFR | HFTD - Distribution - Tier 2 - 4QU CoRE ¦ 3QU LoRE | Seismic - Non-Red Flag Warning - Catastrophic Fires | Aggregated | Aggregated | 2028 | 2.4777e-10 | 0 | 749.2523 | 1.8564e-07 | 2028 | Mitigation | 0.08575 | 30 | 0 | esc | 0.0012005 | 2.9745e-13 | 0.00060025 | 1.4873e-13 | 0.0015435 | 3.8244e-13
[79 empty] | WLDFR | HFTD - Distribution - Tier 2 - 4QU CoRE ¦ 3QU LoRE | Non-Red Flag Warning - Large Fires | 2042 | 1.7703e-08 | 8.8515e-09 | 2.2761e-08 | 6.5028 | 0.81304 | 3.6355 | 2.0543 | 0 | 0 | 0 | 1.4746e-05 |  | 1.1512e-07 | 0 | 1.1512e-07 | 5.756e-08 | 0 | 5.756e-08 | 1.4801e-07 | 0 | 1.4801e-07 | [16 empty] | 7.3.1.3 Ignition probability mapping showing the probability of ignition along the electric lines and equipmentWLDFRAggregatedAggregated | WLDFR | HFTD - Distribution - Tier 2 - 4QU CoRE ¦ 3QU LoRE | Seismic - Non-Red Flag Warning - Catastrophic Fires | Aggregated | Aggregated | 2029 | 2.4777e-10 | 0 | 749.2523 | 1.8564e-07 | 2029 | Mitigation | 0.08575 | 30 | 0 | esc | 0.0012005 | 2.9745e-13 | 0.00060025 | 1.4873e-13 | 0.0015435 | 3.8244e-13
[79 empty] | WLDFR | HFTD - Distribution - Tier 2 - 4QU CoRE ¦ 3QU LoRE | Non-Red Flag Warning - Large Fires | 2043 | 1.7703e-08 | 8.8515e-09 | 2.2761e-08 | 6.9209 | 0.84944 | 3.8632 | 2.2083 | 0 | 0 | 0 | 1.4746e-05 |  | 1.2252e-07 | 0 | 1.2252e-07 | 6.126e-08 | 0 | 6.126e-08 | 1.5753e-07 | 0 | 1.5753e-07 | [16 empty] | 7.3.1.3 Ignition probability mapping showing the probability of ignition along the electric lines and equipmentWLDFRAggregatedAggregated | WLDFR | HFTD - Distribution - Tier 2 - 4QU CoRE ¦ 3QU LoRE | Seismic - Non-Red Flag Warning - Catastrophic Fires | Aggregated | Aggregated | 2030 | 2.4777e-10 | 0 | 749.2523 | 1.8564e-07 | 2030 | Mitigation | 0.08575 | 30 | 0 | esc | 0.0012005 | 2.9745e-13 | 0.00060025 | 1.4873e-13 | 0.0015435 | 3.8244e-13
[79 empty] | WLDFR | HFTD - Distribution - Tier 2 - 4QU CoRE ¦ 3QU LoRE | Non-Red Flag Warning - Large Fires | 2044 | 1.7703e-08 | 8.8515e-09 | 2.2761e-08 | 6.9209 | 0.84944 | 3.8632 | 2.2083 | 0 | 0 | 0 | 1.4746e-05 |  | 1.2252e-07 | 0 | 1.2252e-07 | 6.126e-08 | 0 | 6.126e-08 | 1.5753e-07 | 0 | 1.5753e-07 | [16 empty] | 7.3.1.3 Ignition probability mapping showing the probability of ignition along the electric lines and equipmentWLDFRAggregatedAggregated | WLDFR | HFTD - Distribution - Tier 2 - 4QU CoRE ¦ 3QU LoRE | Seismic - Non-Red Flag Warning - Catastrophic Fires | Aggregated | Aggregated | 2031 | 2.4777e-10 | 0 | 749.2523 | 1.8564e-07 | 2031 | Mitigation | 0.08575 | 30 | 0 | esc | 0.0012005 | 2.9745e-13 | 0.00060025 | 1.4873e-13 | 0.0015435 | 3.8244e-13
[79 empty] | WLDFR | HFTD - Distribution - Tier 2 - 4QU CoRE ¦ 3QU LoRE | Non-Red Flag Warning - Large Fires | 2045 | 1.7703e-08 | 8.8515e-09 | 2.2761e-08 | 6.9209 | 0.84944 | 3.8632 | 2.2083 | 0 | 0 | 0 | 1.4746e-05 |  | 1.2252e-07 | 0 | 1.2252e-07 | 6.126e-08 | 0 | 6.126e-08 | 1.5753e-07 | 0 | 1.5753e-07 | [16 empty] | 7.3.1.3 Ignition probability mapping showing the probability of ignition along the electric lines and equipmentWLDFRAggregatedAggregated | WLDFR | HFTD - Distribution - Tier 2 - 4QU CoRE ¦ 3QU LoRE | Seismic - Non-Red Flag Warning - Catastrophic Fires | Aggregated | Aggregated | 2032 | 2.4777e-10 | 0 | 749.2523 | 1.8564e-07 | 2032 | Mitigation | 0.08575 | 30 | 0 | esc | 0.0012005 | 2.9745e-13 | 0.00060025 | 1.4873e-13 | 0.0015435 | 3.8244e-13
[79 empty] | WLDFR | HFTD - Distribution - Tier 2 - 4QU CoRE ¦ 3QU LoRE | Non-Red Flag Warning - Large Fires | 2046 | 1.7703e-08 | 8.8515e-09 | 2.2761e-08 | 6.9209 | 0.84944 | 3.8632 | 2.2083 | 0 | 0 | 0 | 1.4746e-05 |  | 1.2252e-07 | 0 | 1.2252e-07 | 6.126e-08 | 0 | 6.126e-08 | 1.5753e-07 | 0 | 1.5753e-07 | [16 empty] | 7.3.1.3 Ignition probability mapping showing the probability of ignition along the electric lines and equipmentWLDFRAggregatedAggregated | WLDFR | HFTD - Distribution - Tier 2 - 4QU CoRE ¦ 3QU LoRE | Seismic - Non-Red Flag Warning - Catastrophic Fires | Aggregated | Aggregated | 2033 | 2.4777e-10 | 0 | 749.2523 | 1.8564e-07 | 2033 | Mitigation | 0.08575 | 30 | 0 | esc | 0.0012005 | 2.9745e-13 | 0.00060025 | 1.4873e-13 | 0.0015435 | 3.8244e-13
[79 empty] | WLDFR | HFTD - Distribution - Tier 2 - 4QU CoRE ¦ 3QU LoRE | Non-Red Flag Warning - Large Fires | 2047 | 1.7703e-08 | 8.8515e-09 | 2.2761e-08 | 6.9209 | 0.84944 | 3.8632 | 2.2083 | 0 | 0 | 0 | 1.4746e-05 |  | 1.2252e-07 | 0 | 1.2252e-07 | 6.126e-08 | 0 | 6.126e-08 | 1.5753e-07 | 0 | 1.5753e-07 | [16 empty] | 7.3.1.3 Ignition probability mapping showing the probability of ignition along the electric lines and equipmentWLDFRAggregatedAggregated | WLDFR | HFTD - Distribution - Tier 2 - 4QU CoRE ¦ 3QU LoRE | Seismic - Non-Red Flag Warning - Catastrophic Fires | Aggregated | Aggregated | 2034 | 2.4777e-10 | 0 | 749.2523 | 1.8564e-07 | 2034 | Mitigation | 0.08575 | 30 | 0 | esc | 0.0012005 | 2.9745e-13 | 0.00060025 | 1.4873e-13 | 0.0015435 | 3.8244e-13
[79 empty] | WLDFR | HFTD - Distribution - Tier 2 - 4QU CoRE ¦ 3QU LoRE | Non-Red Flag Warning - Large Fires | 2048 | 1.7703e-08 | 8.8515e-09 | 2.2761e-08 | 7.3713 | 0.88759 | 4.1075 | 2.3763 | 0 | 0 | 0 | 1.4746e-05 |  | 1.3049e-07 | 0 | 1.3049e-07 | 6.5247e-08 | 0 | 6.5247e-08 | 1.6778e-07 | 0 | 1.6778e-07 | [16 empty] | 7.3.1.3 Ignition probability mapping showing the probability of ignition along the electric lines and equipmentWLDFRAggregatedAggregated | WLDFR | HFTD - Distribution - Tier 2 - 4QU CoRE ¦ 3QU LoRE | Seismic - Non-Red Flag Warning - Catastrophic Fires | Aggregated | Aggregated | 2035 | 2.4777e-10 | 0 | 749.2523 | 1.8564e-07 | 2035 | Mitigation | 0.08575 | 30 | 0 | esc | 0.0012005 | 2.9745e-13 | 0.00060025 | 1.4873e-13 | 0.0015435 | 3.8244e-13
[79 empty] | WLDFR | HFTD - Distribution - Tier 2 - 4QU CoRE ¦ 3QU LoRE | Non-Red Flag Warning - Large Fires | 2049 | 1.7703e-08 | 8.8515e-09 | 2.2761e-08 | 7.3713 | 0.88759 | 4.1075 | 2.3763 | 0 | 0 | 0 | 1.4746e-05 |  | 1.3049e-07 | 0 | 1.3049e-07 | 6.5247e-08 | 0 | 6.5247e-08 | 1.6778e-07 | 0 | 1.6778e-07 | [16 empty] | 7.3.1.3 Ignition probability mapping showing the probability of ignition along the electric lines and equipmentWLDFRAggregatedAggregated | WLDFR | HFTD - Distribution - Tier 2 - 4QU CoRE ¦ 3QU LoRE | Seismic - Non-Red Flag Warning - Catastrophic Fires | Aggregated | Aggregated | 2036 | 2.4777e-10 | 0 | 749.2523 | 1.8564e-07 | 2036 | Mitigation | 0.08575 | 30 | 0 | esc | 0.0012005 | 2.9745e-13 | 0.00060025 | 1.4873e-13 | 0.0015435 | 3.8244e-13
[79 empty] | WLDFR | HFTD - Distribution - Tier 2 - 4QU CoRE ¦ 3QU LoRE | Non-Red Flag Warning - Large Fires | 2050 | 0 | 8.8515e-09 | 2.2761e-08 | 7.3713 | 0.88759 | 4.1075 | 2.3763 | 0 | 0 | 0 | 1.4746e-05 |  | 0 | 0 | 0 | 6.5247e-08 | 0 | 6.5247e-08 | 1.6778e-07 | 0 | 1.6778e-07 | [16 empty] | 7.3.1.3 Ignition probability mapping showing the probability of ignition along the electric lines and equipmentWLDFRAggregatedAggregated | WLDFR | HFTD - Distribution - Tier 2 - 4QU CoRE ¦ 3QU LoRE | Seismic - Non-Red Flag Warning - Catastrophic Fires | Aggregated | Aggregated | 2037 | 2.4777e-10 | 0 | 749.2523 | 1.8564e-07 | 2037 | Mitigation | 0.08575 | 30 | 0 | esc | 0.0012005 | 2.9745e-13 | 0.00060025 | 1.4873e-13 | 0.0015435 | 3.8244e-13
[79 empty] | WLDFR | HFTD - Distribution - Tier 2 - 4QU CoRE ¦ 3QU LoRE | Non-Red Flag Warning - Large Fires | 2051 | 0 | 0 | 2.2761e-08 | 7.3713 | 0.88759 | 4.1075 | 2.3763 | 0 | 0 | 0 | 1.4746e-05 |  | 0 | 0 | 0 | 0 | 0 | 0 | 1.6778e-07 | 0 | 1.6778e-07 | [16 empty] | 7.3.1.3 Ignition probability mapping showing the probability of ignition along the electric lines and equipmentWLDFRAggregatedAggregated | WLDFR | HFTD - Distribution - Tier 2 - 4QU CoRE ¦ 3QU LoRE | Seismic - Non-Red Flag Warning - Catastrophic Fires | Aggregated | Aggregated | 2038 | 2.4777e-10 | 0 | 749.2523 | 1.8564e-07 | 2038 | Mitigation | 0.08575 | 30 | 0 | esc | 0.0012005 | 2.9745e-13 | 0.00060025 | 1.4873e-13 | 0.0015435 | 3.8244e-13
[79 empty] | WLDFR | HFTD - Distribution - Tier 2 - 4QU CoRE ¦ 3QU LoRE | Non-Red Flag Warning - Small Fires | 2020 | 5.4786e-06 | 0 | 0 | 0.077901 | 0.036425 | 0.0015809 | 0.039895 | 0 | 0 | 0 | 0.0045636 |  | 4.2679e-07 | 0 | 4.2679e-07 | 0 | 0 | 0 | 0 | 0 | 0 | [16 empty] | 7.3.1.3 Ignition probability mapping showing the probability of ignition along the electric lines and equipmentWLDFRAggregatedAggregated | WLDFR | HFTD - Distribution - Tier 2 - 4QU CoRE ¦ 3QU LoRE | Seismic - Non-Red Flag Warning - Catastrophic Fires | Aggregated | Aggregated | 2039 | 2.4777e-10 | 0 | 749.2523 | 1.8564e-07 | 2039 | Mitigation | 0.08575 | 30 | 0 | esc | 0.0012005 | 2.9745e-13 | 0.00060025 | 1.4873e-13 | 0.0015435 | 3.8244e-13
[79 empty] | WLDFR | HFTD - Distribution - Tier 2 - 4QU CoRE ¦ 3QU LoRE | Non-Red Flag Warning - Small Fires | 2021 | 5.4786e-06 | 2.7393e-06 | 0 | 0.077901 | 0.036425 | 0.0015809 | 0.039895 | 0 | 0 | 0 | 0.0045636 |  | 4.2679e-07 | 0 | 4.2679e-07 | 2.1339e-07 | 0 | 2.1339e-07 | 0 | 0 | 0 | [16 empty] | 7.3.1.3 Ignition probability mapping showing the probability of ignition along the electric lines and equipmentWLDFRAggregatedAggregated | WLDFR | HFTD - Distribution - Tier 2 - 4QU CoRE ¦ 3QU LoRE | Seismic - Non-Red Flag Warning - Catastrophic Fires | Aggregated | Aggregated | 2040 | 2.4777e-10 | 0 | 749.2523 | 1.8564e-07 | 2040 | Mitigation | 0.08575 | 30 | 0 | esc | 0.0012005 | 2.9745e-13 | 0.00060025 | 1.4873e-13 | 0.0015435 | 3.8244e-13
[79 empty] | WLDFR | HFTD - Distribution - Tier 2 - 4QU CoRE ¦ 3QU LoRE | Non-Red Flag Warning - Small Fires | 2022 | 5.4786e-06 | 2.7393e-06 | 7.044e-06 | 0.077901 | 0.036425 | 0.0015809 | 0.039895 | 0 | 0 | 0 | 0.0045636 |  | 4.2679e-07 | 0 | 4.2679e-07 | 2.1339e-07 | 0 | 2.1339e-07 | 5.4873e-07 | 0 | 5.4873e-07 | [16 empty] | 7.3.1.3 Ignition probability mapping showing the probability of ignition along the electric lines and equipmentWLDFRAggregatedAggregated | WLDFR | HFTD - Distribution - Tier 2 - 4QU CoRE ¦ 3QU LoRE | Seismic - Non-Red Flag Warning - Catastrophic Fires | Aggregated | Aggregated | 2041 | 2.4777e-10 | 0 | 749.2523 | 1.8564e-07 | 2041 | Mitigation | 0.08575 | 30 | 0 | esc | 0.0012005 | 2.9745e-13 | 0.00060025 | 1.4873e-13 | 0.0015435 | 3.8244e-13
[79 empty] | WLDFR | HFTD - Distribution - Tier 2 - 4QU CoRE ¦ 3QU LoRE | Non-Red Flag Warning - Small Fires | 2023 | 5.4786e-06 | 2.7393e-06 | 7.044e-06 | 0.080408 | 0.03759 | 0.0016314 | 0.041187 | 0 | 0 | 0 | 0.0045636 |  | 4.4053e-07 | 0 | 4.4053e-07 | 2.2026e-07 | 0 | 2.2026e-07 | 5.6639e-07 | 0 | 5.6639e-07 | [16 empty] | 7.3.1.3 Ignition probability mapping showing the probability of ignition along the electric lines and equipmentWLDFRAggregatedAggregated | WLDFR | HFTD - Distribution - Tier 2 - 4QU CoRE ¦ 3QU LoRE | Seismic - Non-Red Flag Warning - Catastrophic Fires | Aggregated | Aggregated | 2042 | 2.4777e-10 | 0 | 749.2523 | 1.8564e-07 | 2042 | Mitigation | 0.08575 | 30 | 0 | esc | 0.0012005 | 2.9745e-13 | 0.00060025 | 1.4873e-13 | 0.0015435 | 3.8244e-13
[79 empty] | WLDFR | HFTD - Distribution - Tier 2 - 4QU CoRE ¦ 3QU LoRE | Non-Red Flag Warning - Small Fires | 2024 | 5.4786e-06 | 2.7393e-06 | 7.044e-06 | 0.080408 | 0.03759 | 0.0016314 | 0.041187 | 0 | 0 | 0 | 0.0045636 |  | 4.4053e-07 | 0 | 4.4053e-07 | 2.2026e-07 | 0 | 2.2026e-07 | 5.6639e-07 | 0 | 5.6639e-07 | [16 empty] | 7.3.1.3 Ignition probability mapping showing the probability of ignition along the electric lines and equipmentWLDFRAggregatedAggregated | WLDFR | HFTD - Distribution - Tier 2 - 4QU CoRE ¦ 3QU LoRE | Seismic - Non-Red Flag Warning - Catastrophic Fires | Aggregated | Aggregated | 2043 | 2.4777e-10 | 0 | 749.2523 | 1.8564e-07 | 2043 | Mitigation | 0.08575 | 30 | 0 | esc | 0.0012005 | 2.9745e-13 | 0.00060025 | 1.4873e-13 | 0.0015435 | 3.8244e-13
[79 empty] | WLDFR | HFTD - Distribution - Tier 2 - 4QU CoRE ¦ 3QU LoRE | Non-Red Flag Warning - Small Fires | 2025 | 5.4786e-06 | 2.7393e-06 | 7.044e-06 | 0.080408 | 0.03759 | 0.0016314 | 0.041187 | 0 | 0 | 0 | 0.0045636 |  | 4.4053e-07 | 0 | 4.4053e-07 | 2.2026e-07 | 0 | 2.2026e-07 | 5.6639e-07 | 0 | 5.6639e-07 | [16 empty] | 7.3.1.3 Ignition probability mapping showing the probability of ignition along the electric lines and equipmentWLDFRAggregatedAggregated | WLDFR | HFTD - Distribution - Tier 2 - 4QU CoRE ¦ 3QU LoRE | Seismic - Non-Red Flag Warning - Catastrophic Fires | Aggregated | Aggregated | 2044 | 2.4777e-10 | 0 | 749.2523 | 1.8564e-07 | 2044 | Mitigation | 0.08575 | 30 | 0 | esc | 0.0012005 | 2.9745e-13 | 0.00060025 | 1.4873e-13 | 0.0015435 | 3.8244e-13
[79 empty] | WLDFR | HFTD - Distribution - Tier 2 - 4QU CoRE ¦ 3QU LoRE | Non-Red Flag Warning - Small Fires | 2026 | 5.4786e-06 | 2.7393e-06 | 7.044e-06 | 0.080408 | 0.03759 | 0.0016314 | 0.041187 | 0 | 0 | 0 | 0.0045636 |  | 4.4053e-07 | 0 | 4.4053e-07 | 2.2026e-07 | 0 | 2.2026e-07 | 5.6639e-07 | 0 | 5.6639e-07 | [16 empty] | 7.3.1.3 Ignition probability mapping showing the probability of ignition along the electric lines and equipmentWLDFRAggregatedAggregated | WLDFR | HFTD - Distribution - Tier 2 - 4QU CoRE ¦ 3QU LoRE | Seismic - Non-Red Flag Warning - Catastrophic Fires | Aggregated | Aggregated | 2045 | 2.4777e-10 | 0 | 749.2523 | 1.8564e-07 | 2045 | Mitigation | 0.08575 | 30 | 0 | esc | 0.0012005 | 2.9745e-13 | 0.00060025 | 1.4873e-13 | 0.0015435 | 3.8244e-13
[79 empty] | WLDFR | HFTD - Distribution - Tier 2 - 4QU CoRE ¦ 3QU LoRE | Non-Red Flag Warning - Small Fires | 2027 | 5.4786e-06 | 2.7393e-06 | 7.044e-06 | 0.080408 | 0.03759 | 0.0016314 | 0.041187 | 0 | 0 | 0 | 0.0045636 |  | 4.4053e-07 | 0 | 4.4053e-07 | 2.2026e-07 | 0 | 2.2026e-07 | 5.6639e-07 | 0 | 5.6639e-07 | [16 empty] | 7.3.1.3 Ignition probability mapping showing the probability of ignition along the electric lines and equipmentWLDFRAggregatedAggregated | WLDFR | HFTD - Distribution - Tier 2 - 4QU CoRE ¦ 3QU LoRE | Seismic - Non-Red Flag Warning - Catastrophic Fires | Aggregated | Aggregated | 2046 | 2.4777e-10 | 0 | 749.2523 | 1.8564e-07 | 2046 | Mitigation | 0.08575 | 30 | 0 | esc | 0.0012005 | 2.9745e-13 | 0.00060025 | 1.4873e-13 | 0.0015435 | 3.8244e-13
[79 empty] | WLDFR | HFTD - Distribution - Tier 2 - 4QU CoRE ¦ 3QU LoRE | Non-Red Flag Warning - Small Fires | 2028 | 5.4786e-06 | 2.7393e-06 | 7.044e-06 | 0.083606 | 0.039055 | 0.001695 | 0.042856 | 0 | 0 | 0 | 0.0045636 |  | 4.5805e-07 | 0 | 4.5805e-07 | 2.2902e-07 | 0 | 2.2902e-07 | 5.8892e-07 | 0 | 5.8892e-07 | [16 empty] | 7.3.1.3 Ignition probability mapping showing the probability of ignition along the electric lines and equipmentWLDFRAggregatedAggregated | WLDFR | HFTD - Distribution - Tier 2 - 4QU CoRE ¦ 3QU LoRE | Seismic - Non-Red Flag Warning - Catastrophic Fires | Aggregated | Aggregated | 2047 | 2.4777e-10 | 0 | 749.2523 | 1.8564e-07 | 2047 | Mitigation | 0.08575 | 30 | 0 | esc | 0.0012005 | 2.9745e-13 | 0.00060025 | 1.4873e-13 | 0.0015435 | 3.8244e-13
[79 empty] | WLDFR | HFTD - Distribution - Tier 2 - 4QU CoRE ¦ 3QU LoRE | Non-Red Flag Warning - Small Fires | 2029 | 5.4786e-06 | 2.7393e-06 | 7.044e-06 | 0.083606 | 0.039055 | 0.001695 | 0.042856 | 0 | 0 | 0 | 0.0045636 |  | 4.5805e-07 | 0 | 4.5805e-07 | 2.2902e-07 | 0 | 2.2902e-07 | 5.8892e-07 | 0 | 5.8892e-07 | [16 empty] | 7.3.1.3 Ignition probability mapping showing the probability of ignition along the electric lines and equipmentWLDFRAggregatedAggregated | WLDFR | HFTD - Distribution - Tier 2 - 4QU CoRE ¦ 3QU LoRE | Seismic - Non-Red Flag Warning - Catastrophic Fires | Aggregated | Aggregated | 2048 | 2.4777e-10 | 0 | 749.2523 | 1.8564e-07 | 2048 | Mitigation | 0.08575 | 30 | 0 | esc | 0.0012005 | 2.9745e-13 | 0.00060025 | 1.4873e-13 | 0.0015435 | 3.8244e-13
[79 empty] | WLDFR | HFTD - Distribution - Tier 2 - 4QU CoRE ¦ 3QU LoRE | Non-Red Flag Warning - Small Fires | 2030 | 5.4786e-06 | 2.7393e-06 | 7.044e-06 | 0.083606 | 0.039055 | 0.001695 | 0.042856 | 0 | 0 | 0 | 0.0045636 |  | 4.5805e-07 | 0 | 4.5805e-07 | 2.2902e-07 | 0 | 2.2902e-07 | 5.8892e-07 | 0 | 5.8892e-07 | [16 empty] | 7.3.1.3 Ignition probability mapping showing the probability of ignition along the electric lines and equipmentWLDFRAggregatedAggregated | WLDFR | HFTD - Distribution - Tier 2 - 4QU CoRE ¦ 3QU LoRE | Seismic - Non-Red Flag Warning - Catastrophic Fires | Aggregated | Aggregated | 2049 | 2.4777e-10 | 0 | 749.2523 | 1.8564e-07 | 2049 | Mitigation | 0.08575 | 30 | 0 | esc | 0.0012005 | 2.9745e-13 | 0.00060025 | 1.4873e-13 | 0.0015435 | 3.8244e-13
[79 empty] | WLDFR | HFTD - Distribution - Tier 2 - 4QU CoRE ¦ 3QU LoRE | Non-Red Flag Warning - Small Fires | 2031 | 5.4786e-06 | 2.7393e-06 | 7.044e-06 | 0.083606 | 0.039055 | 0.001695 | 0.042856 | 0 | 0 | 0 | 0.0045636 |  | 4.5805e-07 | 0 | 4.5805e-07 | 2.2902e-07 | 0 | 2.2902e-07 | 5.8892e-07 | 0 | 5.8892e-07 | [16 empty] | 7.3.1.3 Ignition probability mapping showing the probability of ignition along the electric lines and equipmentWLDFRAggregatedAggregated | WLDFR | HFTD - Distribution - Tier 2 - 4QU CoRE ¦ 3QU LoRE | Seismic - Non-Red Flag Warning - Catastrophic Fires | Aggregated | Aggregated | 2050 | 2.4777e-10 | 0 | 749.2523 | 1.8564e-07 | 2050 | Mitigation | 0.08575 | 30 | 0 | esc | 0 | 0 | 0.00060025 | 1.4873e-13 | 0.0015435 | 3.8244e-13
[79 empty] | WLDFR | HFTD - Distribution - Tier 2 - 4QU CoRE ¦ 3QU LoRE | Non-Red Flag Warning - Small Fires | 2032 | 5.4786e-06 | 2.7393e-06 | 7.044e-06 | 0.083606 | 0.039055 | 0.001695 | 0.042856 | 0 | 0 | 0 | 0.0045636 |  | 4.5805e-07 | 0 | 4.5805e-07 | 2.2902e-07 | 0 | 2.2902e-07 | 5.8892e-07 | 0 | 5.8892e-07 | [16 empty] | 7.3.1.3 Ignition probability mapping showing the probability of ignition along the electric lines and equipmentWLDFRAggregatedAggregated | WLDFR | HFTD - Distribution - Tier 2 - 4QU CoRE ¦ 3QU LoRE | Seismic - Non-Red Flag Warning - Catastrophic Fires | Aggregated | Aggregated | 2051 | 2.4777e-10 | 0 | 749.2523 | 1.8564e-07 | 2051 | Mitigation | 0.08575 | 30 | 0 | esc | 0 | 0 | 0 | 0 | 0.0015435 | 3.8244e-13
[79 empty] | WLDFR | HFTD - Distribution - Tier 2 - 4QU CoRE ¦ 3QU LoRE | Non-Red Flag Warning - Small Fires | 2033 | 5.4786e-06 | 2.7393e-06 | 7.044e-06 | 0.087211 | 0.040679 | 0.0017655 | 0.044766 | 0 | 0 | 0 | 0.0045636 |  | 4.778e-07 | 0 | 4.778e-07 | 2.389e-07 | 0 | 2.389e-07 | 6.1431e-07 | 0 | 6.1431e-07 | [16 empty] | 7.3.1.3 Ignition probability mapping showing the probability of ignition along the electric lines and equipmentWLDFRAggregatedAggregated | WLDFR | HFTD - Distribution - Tier 2 - 4QU CoRE ¦ 3QU LoRE | Seismic - Red Flag Warning - Catastrophic Fires | Aggregated | Aggregated | 2021 | 1.0686e-08 | 0 | 749.2523 | 8.0066e-06 | 2021 | Mitigation | 0.08575 | 30 | 0 | esc | 0.0012005 | 1.2829e-11 | 0.00060025 | 6.4143e-12 | 0 | 0
[79 empty] | WLDFR | HFTD - Distribution - Tier 2 - 4QU CoRE ¦ 3QU LoRE | Non-Red Flag Warning - Small Fires | 2034 | 5.4786e-06 | 2.7393e-06 | 7.044e-06 | 0.087211 | 0.040679 | 0.0017655 | 0.044766 | 0 | 0 | 0 | 0.0045636 |  | 4.778e-07 | 0 | 4.778e-07 | 2.389e-07 | 0 | 2.389e-07 | 6.1431e-07 | 0 | 6.1431e-07 | [16 empty] | 7.3.1.3 Ignition probability mapping showing the probability of ignition along the electric lines and equipmentWLDFRAggregatedAggregated | WLDFR | HFTD - Distribution - Tier 2 - 4QU CoRE ¦ 3QU LoRE | Seismic - Red Flag Warning - Catastrophic Fires | Aggregated | Aggregated | 2022 | 1.0686e-08 | 0 | 749.2523 | 8.0066e-06 | 2022 | Mitigation | 0.08575 | 30 | 0 | esc | 0.0012005 | 1.2829e-11 | 0.00060025 | 6.4143e-12 | 0.0015435 | 1.6494e-11
[79 empty] | WLDFR | HFTD - Distribution - Tier 2 - 4QU CoRE ¦ 3QU LoRE | Non-Red Flag Warning - Small Fires | 2035 | 5.4786e-06 | 2.7393e-06 | 7.044e-06 | 0.087211 | 0.040679 | 0.0017655 | 0.044766 | 0 | 0 | 0 | 0.0045636 |  | 4.778e-07 | 0 | 4.778e-07 | 2.389e-07 | 0 | 2.389e-07 | 6.1431e-07 | 0 | 6.1431e-07 | [16 empty] | 7.3.1.3 Ignition probability mapping showing the probability of ignition along the electric lines and equipmentWLDFRAggregatedAggregated | WLDFR | HFTD - Distribution - Tier 2 - 4QU CoRE ¦ 3QU LoRE | Seismic - Red Flag Warning - Catastrophic Fires | Aggregated | Aggregated | 2023 | 1.0686e-08 | 0 | 749.2523 | 8.0066e-06 | 2023 | Mitigation | 0.08575 | 30 | 0 | esc | 0.0012005 | 1.2829e-11 | 0.00060025 | 6.4143e-12 | 0.0015435 | 1.6494e-11
[79 empty] | WLDFR | HFTD - Distribution - Tier 2 - 4QU CoRE ¦ 3QU LoRE | Non-Red Flag Warning - Small Fires | 2036 | 5.4786e-06 | 2.7393e-06 | 7.044e-06 | 0.087211 | 0.040679 | 0.0017655 | 0.044766 | 0 | 0 | 0 | 0.0045636 |  | 4.778e-07 | 0 | 4.778e-07 | 2.389e-07 | 0 | 2.389e-07 | 6.1431e-07 | 0 | 6.1431e-07 | [16 empty] | 7.3.1.3 Ignition probability mapping showing the probability of ignition along the electric lines and equipmentWLDFRAggregatedAggregated | WLDFR | HFTD - Distribution - Tier 2 - 4QU CoRE ¦ 3QU LoRE | Seismic - Red Flag Warning - Catastrophic Fires | Aggregated | Aggregated | 2024 | 1.0686e-08 | 0 | 749.2523 | 8.0066e-06 | 2024 | Mitigation | 0.08575 | 30 | 0 | esc | 0.0012005 | 1.2829e-11 | 0.00060025 | 6.4143e-12 | 0.0015435 | 1.6494e-11
[79 empty] | WLDFR | HFTD - Distribution - Tier 2 - 4QU CoRE ¦ 3QU LoRE | Non-Red Flag Warning - Small Fires | 2037 | 5.4786e-06 | 2.7393e-06 | 7.044e-06 | 0.087211 | 0.040679 | 0.0017655 | 0.044766 | 0 | 0 | 0 | 0.0045636 |  | 4.778e-07 | 0 | 4.778e-07 | 2.389e-07 | 0 | 2.389e-07 | 6.1431e-07 | 0 | 6.1431e-07 | [16 empty] | 7.3.1.3 Ignition probability mapping showing the probability of ignition along the electric lines and equipmentWLDFRAggregatedAggregated | WLDFR | HFTD - Distribution - Tier 2 - 4QU CoRE ¦ 3QU LoRE | Seismic - Red Flag Warning - Catastrophic Fires | Aggregated | Aggregated | 2025 | 1.0686e-08 | 0 | 749.2523 | 8.0066e-06 | 2025 | Mitigation | 0.08575 | 30 | 0 | esc | 0.0012005 | 1.2829e-11 | 0.00060025 | 6.4143e-12 | 0.0015435 | 1.6494e-11
[79 empty] | WLDFR | HFTD - Distribution - Tier 2 - 4QU CoRE ¦ 3QU LoRE | Non-Red Flag Warning - Small Fires | 2038 | 5.4786e-06 | 2.7393e-06 | 7.044e-06 | 0.091184 | 0.042438 | 0.0018418 | 0.046905 | 0 | 0 | 0 | 0.0045636 |  | 4.9957e-07 | 0 | 4.9957e-07 | 2.4978e-07 | 0 | 2.4978e-07 | 6.423e-07 | 0 | 6.423e-07 | [16 empty] | 7.3.1.3 Ignition probability mapping showing the probability of ignition along the electric lines and equipmentWLDFRAggregatedAggregated | WLDFR | HFTD - Distribution - Tier 2 - 4QU CoRE ¦ 3QU LoRE | Seismic - Red Flag Warning - Catastrophic Fires | Aggregated | Aggregated | 2026 | 1.0686e-08 | 0 | 749.2523 | 8.0066e-06 | 2026 | Mitigation | 0.08575 | 30 | 0 | esc | 0.0012005 | 1.2829e-11 | 0.00060025 | 6.4143e-12 | 0.0015435 | 1.6494e-11
[79 empty] | WLDFR | HFTD - Distribution - Tier 2 - 4QU CoRE ¦ 3QU LoRE | Non-Red Flag Warning - Small Fires | 2039 | 5.4786e-06 | 2.7393e-06 | 7.044e-06 | 0.091184 | 0.042438 | 0.0018418 | 0.046905 | 0 | 0 | 0 | 0.0045636 |  | 4.9957e-07 | 0 | 4.9957e-07 | 2.4978e-07 | 0 | 2.4978e-07 | 6.423e-07 | 0 | 6.423e-07 | [16 empty] | 7.3.1.3 Ignition probability mapping showing the probability of ignition along the electric lines and equipmentWLDFRAggregatedAggregated | WLDFR | HFTD - Distribution - Tier 2 - 4QU CoRE ¦ 3QU LoRE | Seismic - Red Flag Warning - Catastrophic Fires | Aggregated | Aggregated | 2027 | 1.0686e-08 | 0 | 749.2523 | 8.0066e-06 | 2027 | Mitigation | 0.08575 | 30 | 0 | esc | 0.0012005 | 1.2829e-11 | 0.00060025 | 6.4143e-12 | 0.0015435 | 1.6494e-11
[79 empty] | WLDFR | HFTD - Distribution - Tier 2 - 4QU CoRE ¦ 3QU LoRE | Non-Red Flag Warning - Small Fires | 2040 | 5.4786e-06 | 2.7393e-06 | 7.044e-06 | 0.091184 | 0.042438 | 0.0018418 | 0.046905 | 0 | 0 | 0 | 0.0045636 |  | 4.9957e-07 | 0 | 4.9957e-07 | 2.4978e-07 | 0 | 2.4978e-07 | 6.423e-07 | 0 | 6.423e-07 | [16 empty] | 7.3.1.3 Ignition probability mapping showing the probability of ignition along the electric lines and equipmentWLDFRAggregatedAggregated | WLDFR | HFTD - Distribution - Tier 2 - 4QU CoRE ¦ 3QU LoRE | Seismic - Red Flag Warning - Catastrophic Fires | Aggregated | Aggregated | 2028 | 1.0686e-08 | 0 | 749.2523 | 8.0066e-06 | 2028 | Mitigation | 0.08575 | 30 | 0 | esc | 0.0012005 | 1.2829e-11 | 0.00060025 | 6.4143e-12 | 0.0015435 | 1.6494e-11
[79 empty] | WLDFR | HFTD - Distribution - Tier 2 - 4QU CoRE ¦ 3QU LoRE | Non-Red Flag Warning - Small Fires | 2041 | 5.4786e-06 | 2.7393e-06 | 7.044e-06 | 0.091184 | 0.042438 | 0.0018418 | 0.046905 | 0 | 0 | 0 | 0.0045636 |  | 4.9957e-07 | 0 | 4.9957e-07 | 2.4978e-07 | 0 | 2.4978e-07 | 6.423e-07 | 0 | 6.423e-07 | [16 empty] | 7.3.1.3 Ignition probability mapping showing the probability of ignition along the electric lines and equipmentWLDFRAggregatedAggregated | WLDFR | HFTD - Distribution - Tier 2 - 4QU CoRE ¦ 3QU LoRE | Seismic - Red Flag Warning - Catastrophic Fires | Aggregated | Aggregated | 2029 | 1.0686e-08 | 0 | 749.2523 | 8.0066e-06 | 2029 | Mitigation | 0.08575 | 30 | 0 | esc | 0.0012005 | 1.2829e-11 | 0.00060025 | 6.4143e-12 | 0.0015435 | 1.6494e-11
[79 empty] | WLDFR | HFTD - Distribution - Tier 2 - 4QU CoRE ¦ 3QU LoRE | Non-Red Flag Warning - Small Fires | 2042 | 5.4786e-06 | 2.7393e-06 | 7.044e-06 | 0.091184 | 0.042438 | 0.0018418 | 0.046905 | 0 | 0 | 0 | 0.0045636 |  | 4.9957e-07 | 0 | 4.9957e-07 | 2.4978e-07 | 0 | 2.4978e-07 | 6.423e-07 | 0 | 6.423e-07 | [16 empty] | 7.3.1.3 Ignition probability mapping showing the probability of ignition along the electric lines and equipmentWLDFRAggregatedAggregated | WLDFR | HFTD - Distribution - Tier 2 - 4QU CoRE ¦ 3QU LoRE | Seismic - Red Flag Warning - Catastrophic Fires | Aggregated | Aggregated | 2030 | 1.0686e-08 | 0 | 749.2523 | 8.0066e-06 | 2030 | Mitigation | 0.08575 | 30 | 0 | esc | 0.0012005 | 1.2829e-11 | 0.00060025 | 6.4143e-12 | 0.0015435 | 1.6494e-11
[79 empty] | WLDFR | HFTD - Distribution - Tier 2 - 4QU CoRE ¦ 3QU LoRE | Non-Red Flag Warning - Small Fires | 2043 | 5.4786e-06 | 2.7393e-06 | 7.044e-06 | 0.095486 | 0.044306 | 0.0019228 | 0.049257 | 0 | 0 | 0 | 0.0045636 |  | 5.2313e-07 | 0 | 5.2313e-07 | 2.6157e-07 | 0 | 2.6157e-07 | 6.726e-07 | 0 | 6.726e-07 | [16 empty] | 7.3.1.3 Ignition probability mapping showing the probability of ignition along the electric lines and equipmentWLDFRAggregatedAggregated | WLDFR | HFTD - Distribution - Tier 2 - 4QU CoRE ¦ 3QU LoRE | Seismic - Red Flag Warning - Catastrophic Fires | Aggregated | Aggregated | 2031 | 1.0686e-08 | 0 | 749.2523 | 8.0066e-06 | 2031 | Mitigation | 0.08575 | 30 | 0 | esc | 0.0012005 | 1.2829e-11 | 0.00060025 | 6.4143e-12 | 0.0015435 | 1.6494e-11
[79 empty] | WLDFR | HFTD - Distribution - Tier 2 - 4QU CoRE ¦ 3QU LoRE | Non-Red Flag Warning - Small Fires | 2044 | 5.4786e-06 | 2.7393e-06 | 7.044e-06 | 0.095486 | 0.044306 | 0.0019228 | 0.049257 | 0 | 0 | 0 | 0.0045636 |  | 5.2313e-07 | 0 | 5.2313e-07 | 2.6157e-07 | 0 | 2.6157e-07 | 6.726e-07 | 0 | 6.726e-07 | [16 empty] | 7.3.1.3 Ignition probability mapping showing the probability of ignition along the electric lines and equipmentWLDFRAggregatedAggregated | WLDFR | HFTD - Distribution - Tier 2 - 4QU CoRE ¦ 3QU LoRE | Seismic - Red Flag Warning - Catastrophic Fires | Aggregated | Aggregated | 2032 | 1.0686e-08 | 0 | 749.2523 | 8.0066e-06 | 2032 | Mitigation | 0.08575 | 30 | 0 | esc | 0.0012005 | 1.2829e-11 | 0.00060025 | 6.4143e-12 | 0.0015435 | 1.6494e-11
[79 empty] | WLDFR | HFTD - Distribution - Tier 2 - 4QU CoRE ¦ 3QU LoRE | Non-Red Flag Warning - Small Fires | 2045 | 5.4786e-06 | 2.7393e-06 | 7.044e-06 | 0.095486 | 0.044306 | 0.0019228 | 0.049257 | 0 | 0 | 0 | 0.0045636 |  | 5.2313e-07 | 0 | 5.2313e-07 | 2.6157e-07 | 0 | 2.6157e-07 | 6.726e-07 | 0 | 6.726e-07 | [16 empty] | 7.3.1.3 Ignition probability mapping showing the probability of ignition along the electric lines and equipmentWLDFRAggregatedAggregated | WLDFR | HFTD - Distribution - Tier 2 - 4QU CoRE ¦ 3QU LoRE | Seismic - Red Flag Warning - Catastrophic Fires | Aggregated | Aggregated | 2033 | 1.0686e-08 | 0 | 749.2523 | 8.0066e-06 | 2033 | Mitigation | 0.08575 | 30 | 0 | esc | 0.0012005 | 1.2829e-11 | 0.00060025 | 6.4143e-12 | 0.0015435 | 1.6494e-11
[79 empty] | WLDFR | HFTD - Distribution - Tier 2 - 4QU CoRE ¦ 3QU LoRE | Non-Red Flag Warning - Small Fires | 2046 | 5.4786e-06 | 2.7393e-06 | 7.044e-06 | 0.095486 | 0.044306 | 0.0019228 | 0.049257 | 0 | 0 | 0 | 0.0045636 |  | 5.2313e-07 | 0 | 5.2313e-07 | 2.6157e-07 | 0 | 2.6157e-07 | 6.726e-07 | 0 | 6.726e-07 | [16 empty] | 7.3.1.3 Ignition probability mapping showing the probability of ignition along the electric lines and equipmentWLDFRAggregatedAggregated | WLDFR | HFTD - Distribution - Tier 2 - 4QU CoRE ¦ 3QU LoRE | Seismic - Red Flag Warning - Catastrophic Fires | Aggregated | Aggregated | 2034 | 1.0686e-08 | 0 | 749.2523 | 8.0066e-06 | 2034 | Mitigation | 0.08575 | 30 | 0 | esc | 0.0012005 | 1.2829e-11 | 0.00060025 | 6.4143e-12 | 0.0015435 | 1.6494e-11
[79 empty] | WLDFR | HFTD - Distribution - Tier 2 - 4QU CoRE ¦ 3QU LoRE | Non-Red Flag Warning - Small Fires | 2047 | 5.4786e-06 | 2.7393e-06 | 7.044e-06 | 0.095486 | 0.044306 | 0.0019228 | 0.049257 | 0 | 0 | 0 | 0.0045636 |  | 5.2313e-07 | 0 | 5.2313e-07 | 2.6157e-07 | 0 | 2.6157e-07 | 6.726e-07 | 0 | 6.726e-07 | [16 empty] | 7.3.1.3 Ignition probability mapping showing the probability of ignition along the electric lines and equipmentWLDFRAggregatedAggregated | WLDFR | HFTD - Distribution - Tier 2 - 4QU CoRE ¦ 3QU LoRE | Seismic - Red Flag Warning - Catastrophic Fires | Aggregated | Aggregated | 2035 | 1.0686e-08 | 0 | 749.2523 | 8.0066e-06 | 2035 | Mitigation | 0.08575 | 30 | 0 | esc | 0.0012005 | 1.2829e-11 | 0.00060025 | 6.4143e-12 | 0.0015435 | 1.6494e-11
[79 empty] | WLDFR | HFTD - Distribution - Tier 2 - 4QU CoRE ¦ 3QU LoRE | Non-Red Flag Warning - Small Fires | 2048 | 5.4786e-06 | 2.7393e-06 | 7.044e-06 | 0.10007 | 0.04626 | 0.0020076 | 0.051804 | 0 | 0 | 0 | 0.0045636 |  | 5.4826e-07 | 0 | 5.4826e-07 | 2.7413e-07 | 0 | 2.7413e-07 | 7.049e-07 | 0 | 7.049e-07 | [16 empty] | 7.3.1.3 Ignition probability mapping showing the probability of ignition along the electric lines and equipmentWLDFRAggregatedAggregated | WLDFR | HFTD - Distribution - Tier 2 - 4QU CoRE ¦ 3QU LoRE | Seismic - Red Flag Warning - Catastrophic Fires | Aggregated | Aggregated | 2036 | 1.0686e-08 | 0 | 749.2523 | 8.0066e-06 | 2036 | Mitigation | 0.08575 | 30 | 0 | esc | 0.0012005 | 1.2829e-11 | 0.00060025 | 6.4143e-12 | 0.0015435 | 1.6494e-11
[79 empty] | WLDFR | HFTD - Distribution - Tier 2 - 4QU CoRE ¦ 3QU LoRE | Non-Red Flag Warning - Small Fires | 2049 | 5.4786e-06 | 2.7393e-06 | 7.044e-06 | 0.10007 | 0.04626 | 0.0020076 | 0.051804 | 0 | 0 | 0 | 0.0045636 |  | 5.4826e-07 | 0 | 5.4826e-07 | 2.7413e-07 | 0 | 2.7413e-07 | 7.049e-07 | 0 | 7.049e-07 | [16 empty] | 7.3.1.3 Ignition probability mapping showing the probability of ignition along the electric lines and equipmentWLDFRAggregatedAggregated | WLDFR | HFTD - Distribution - Tier 2 - 4QU CoRE ¦ 3QU LoRE | Seismic - Red Flag Warning - Catastrophic Fires | Aggregated | Aggregated | 2037 | 1.0686e-08 | 0 | 749.2523 | 8.0066e-06 | 2037 | Mitigation | 0.08575 | 30 | 0 | esc | 0.0012005 | 1.2829e-11 | 0.00060025 | 6.4143e-12 | 0.0015435 | 1.6494e-11
[79 empty] | WLDFR | HFTD - Distribution - Tier 2 - 4QU CoRE ¦ 3QU LoRE | Non-Red Flag Warning - Small Fires | 2050 | 0 | 2.7393e-06 | 7.044e-06 | 0.10007 | 0.04626 | 0.0020076 | 0.051804 | 0 | 0 | 0 | 0.0045636 |  | 0 | 0 | 0 | 2.7413e-07 | 0 | 2.7413e-07 | 7.049e-07 | 0 | 7.049e-07 | [16 empty] | 7.3.1.3 Ignition probability mapping showing the probability of ignition along the electric lines and equipmentWLDFRAggregatedAggregated | WLDFR | HFTD - Distribution - Tier 2 - 4QU CoRE ¦ 3QU LoRE | Seismic - Red Flag Warning - Catastrophic Fires | Aggregated | Aggregated | 2038 | 1.0686e-08 | 0 | 749.2523 | 8.0066e-06 | 2038 | Mitigation | 0.08575 | 30 | 0 | esc | 0.0012005 | 1.2829e-11 | 0.00060025 | 6.4143e-12 | 0.0015435 | 1.6494e-11
[79 empty] | WLDFR | HFTD - Distribution - Tier 2 - 4QU CoRE ¦ 3QU LoRE | Non-Red Flag Warning - Small Fires | 2051 | 0 | 0 | 7.044e-06 | 0.10007 | 0.04626 | 0.0020076 | 0.051804 | 0 | 0 | 0 | 0.0045636 |  | 0 | 0 | 0 | 0 | 0 | 0 | 7.049e-07 | 0 | 7.049e-07 | [16 empty] | 7.3.1.3 Ignition probability mapping showing the probability of ignition along the electric lines and equipmentWLDFRAggregatedAggregated | WLDFR | HFTD - Distribution - Tier 2 - 4QU CoRE ¦ 3QU LoRE | Seismic - Red Flag Warning - Catastrophic Fires | Aggregated | Aggregated | 2039 | 1.0686e-08 | 0 | 749.2523 | 8.0066e-06 | 2039 | Mitigation | 0.08575 | 30 | 0 | esc | 0.0012005 | 1.2829e-11 | 0.00060025 | 6.4143e-12 | 0.0015435 | 1.6494e-11
[79 empty] | WLDFR | HFTD - Distribution - Tier 2 - 4QU CoRE ¦ 3QU LoRE | Red Flag Warning - Catastrophic Fires | 2020 | 1.2628e-08 | 0 | 0 | 14146.1306 | 222.2294 | 8585.7228 | 5338.1784 | 0 | 0 | 0 | 1.0519e-05 |  | 0.00017864 | 0 | 0.00017864 | 0 | 0 | 0 | 0 | 0 | 0 | [16 empty] | 7.3.1.3 Ignition probability mapping showing the probability of ignition along the electric lines and equipmentWLDFRAggregatedAggregated | WLDFR | HFTD - Distribution - Tier 2 - 4QU CoRE ¦ 3QU LoRE | Seismic - Red Flag Warning - Catastrophic Fires | Aggregated | Aggregated | 2040 | 1.0686e-08 | 0 | 749.2523 | 8.0066e-06 | 2040 | Mitigation | 0.08575 | 30 | 0 | esc | 0.0012005 | 1.2829e-11 | 0.00060025 | 6.4143e-12 | 0.0015435 | 1.6494e-11
[79 empty] | WLDFR | HFTD - Distribution - Tier 2 - 4QU CoRE ¦ 3QU LoRE | Red Flag Warning - Catastrophic Fires | 2021 | 1.2628e-08 | 6.3142e-09 | 0 | 14146.1306 | 222.2294 | 8585.7228 | 5338.1784 | 0 | 0 | 0 | 1.0519e-05 |  | 0.00017864 | 0 | 0.00017864 | 8.9322e-05 | 0 | 8.9322e-05 | 0 | 0 | 0 | [16 empty] | 7.3.1.3 Ignition probability mapping showing the probability of ignition along the electric lines and equipmentWLDFRAggregatedAggregated | WLDFR | HFTD - Distribution - Tier 2 - 4QU CoRE ¦ 3QU LoRE | Seismic - Red Flag Warning - Catastrophic Fires | Aggregated | Aggregated | 2041 | 1.0686e-08 | 0 | 749.2523 | 8.0066e-06 | 2041 | Mitigation | 0.08575 | 30 | 0 | esc | 0.0012005 | 1.2829e-11 | 0.00060025 | 6.4143e-12 | 0.0015435 | 1.6494e-11
[79 empty] | WLDFR | HFTD - Distribution - Tier 2 - 4QU CoRE ¦ 3QU LoRE | Red Flag Warning - Catastrophic Fires | 2022 | 1.2628e-08 | 6.3142e-09 | 1.6237e-08 | 14146.1306 | 222.2294 | 8585.7228 | 5338.1784 | 0 | 0 | 0 | 1.0519e-05 |  | 0.00017864 | 0 | 0.00017864 | 8.9322e-05 | 0 | 8.9322e-05 | 0.00022969 | 0 | 0.00022969 | [16 empty] | 7.3.1.3 Ignition probability mapping showing the probability of ignition along the electric lines and equipmentWLDFRAggregatedAggregated | WLDFR | HFTD - Distribution - Tier 2 - 4QU CoRE ¦ 3QU LoRE | Seismic - Red Flag Warning - Catastrophic Fires | Aggregated | Aggregated | 2042 | 1.0686e-08 | 0 | 749.2523 | 8.0066e-06 | 2042 | Mitigation | 0.08575 | 30 | 0 | esc | 0.0012005 | 1.2829e-11 | 0.00060025 | 6.4143e-12 | 0.0015435 | 1.6494e-11
[79 empty] | WLDFR | HFTD - Distribution - Tier 2 - 4QU CoRE ¦ 3QU LoRE | Red Flag Warning - Catastrophic Fires | 2023 | 1.2628e-08 | 6.3142e-09 | 1.6237e-08 | 14664.6376 | 233.2301 | 8896.516 | 5534.8915 | 0 | 0 | 0 | 1.0519e-05 |  | 0.00018519 | 0 | 0.00018519 | 9.2596e-05 | 0 | 9.2596e-05 | 0.0002381 | 0 | 0.0002381 | [16 empty] | 7.3.1.3 Ignition probability mapping showing the probability of ignition along the electric lines and equipmentWLDFRAggregatedAggregated | WLDFR | HFTD - Distribution - Tier 2 - 4QU CoRE ¦ 3QU LoRE | Seismic - Red Flag Warning - Catastrophic Fires | Aggregated | Aggregated | 2043 | 1.0686e-08 | 0 | 749.2523 | 8.0066e-06 | 2043 | Mitigation | 0.08575 | 30 | 0 | esc | 0.0012005 | 1.2829e-11 | 0.00060025 | 6.4143e-12 | 0.0015435 | 1.6494e-11
[79 empty] | WLDFR | HFTD - Distribution - Tier 2 - 4QU CoRE ¦ 3QU LoRE | Red Flag Warning - Catastrophic Fires | 2024 | 1.2628e-08 | 6.3142e-09 | 1.6237e-08 | 14664.6376 | 233.2301 | 8896.516 | 5534.8915 | 0 | 0 | 0 | 1.0519e-05 |  | 0.00018519 | 0 | 0.00018519 | 9.2596e-05 | 0 | 9.2596e-05 | 0.0002381 | 0 | 0.0002381 | [16 empty] | 7.3.1.3 Ignition probability mapping showing the probability of ignition along the electric lines and equipmentWLDFRAggregatedAggregated | WLDFR | HFTD - Distribution - Tier 2 - 4QU CoRE ¦ 3QU LoRE | Seismic - Red Flag Warning - Catastrophic Fires | Aggregated | Aggregated | 2044 | 1.0686e-08 | 0 | 749.2523 | 8.0066e-06 | 2044 | Mitigation | 0.08575 | 30 | 0 | esc | 0.0012005 | 1.2829e-11 | 0.00060025 | 6.4143e-12 | 0.0015435 | 1.6494e-11
[79 empty] | WLDFR | HFTD - Distribution - Tier 2 - 4QU CoRE ¦ 3QU LoRE | Red Flag Warning - Catastrophic Fires | 2025 | 1.2628e-08 | 6.3142e-09 | 1.6237e-08 | 14664.6376 | 233.2301 | 8896.516 | 5534.8915 | 0 | 0 | 0 | 1.0519e-05 |  | 0.00018519 | 0 | 0.00018519 | 9.2596e-05 | 0 | 9.2596e-05 | 0.0002381 | 0 | 0.0002381 | [16 empty] | 7.3.1.3 Ignition probability mapping showing the probability of ignition along the electric lines and equipmentWLDFRAggregatedAggregated | WLDFR | HFTD - Distribution - Tier 2 - 4QU CoRE ¦ 3QU LoRE | Seismic - Red Flag Warning - Catastrophic Fires | Aggregated | Aggregated | 2045 | 1.0686e-08 | 0 | 749.2523 | 8.0066e-06 | 2045 | Mitigation | 0.08575 | 30 | 0 | esc | 0.0012005 | 1.2829e-11 | 0.00060025 | 6.4143e-12 | 0.0015435 | 1.6494e-11
[79 empty] | WLDFR | HFTD - Distribution - Tier 2 - 4QU CoRE ¦ 3QU LoRE | Red Flag Warning - Catastrophic Fires | 2026 | 1.2628e-08 | 6.3142e-09 | 1.6237e-08 | 14664.6376 | 233.2301 | 8896.516 | 5534.8915 | 0 | 0 | 0 | 1.0519e-05 |  | 0.00018519 | 0 | 0.00018519 | 9.2596e-05 | 0 | 9.2596e-05 | 0.0002381 | 0 | 0.0002381 | [16 empty] | 7.3.1.3 Ignition probability mapping showing the probability of ignition along the electric lines and equipmentWLDFRAggregatedAggregated | WLDFR | HFTD - Distribution - Tier 2 - 4QU CoRE ¦ 3QU LoRE | Seismic - Red Flag Warning - Catastrophic Fires | Aggregated | Aggregated | 2046 | 1.0686e-08 | 0 | 749.2523 | 8.0066e-06 | 2046 | Mitigation | 0.08575 | 30 | 0 | esc | 0.0012005 | 1.2829e-11 | 0.00060025 | 6.4143e-12 | 0.0015435 | 1.6494e-11
[79 empty] | WLDFR | HFTD - Distribution - Tier 2 - 4QU CoRE ¦ 3QU LoRE | Red Flag Warning - Catastrophic Fires | 2027 | 1.2628e-08 | 6.3142e-09 | 1.6237e-08 | 14664.6376 | 233.2301 | 8896.516 | 5534.8915 | 0 | 0 | 0 | 1.0519e-05 |  | 0.00018519 | 0 | 0.00018519 | 9.2596e-05 | 0 | 9.2596e-05 | 0.0002381 | 0 | 0.0002381 | [16 empty] | 7.3.1.3 Ignition probability mapping showing the probability of ignition along the electric lines and equipmentWLDFRAggregatedAggregated | WLDFR | HFTD - Distribution - Tier 2 - 4QU CoRE ¦ 3QU LoRE | Seismic - Red Flag Warning - Catastrophic Fires | Aggregated | Aggregated | 2047 | 1.0686e-08 | 0 | 749.2523 | 8.0066e-06 | 2047 | Mitigation | 0.08575 | 30 | 0 | esc | 0.0012005 | 1.2829e-11 | 0.00060025 | 6.4143e-12 | 0.0015435 | 1.6494e-11
[79 empty] | WLDFR | HFTD - Distribution - Tier 2 - 4QU CoRE ¦ 3QU LoRE | Red Flag Warning - Catastrophic Fires | 2028 | 1.2628e-08 | 6.3142e-09 | 1.6237e-08 | 15317.9909 | 247.273 | 9287.6491 | 5783.0689 | 0 | 0 | 0 | 1.0519e-05 |  | 0.00019344 | 0 | 0.00019344 | 9.6721e-05 | 0 | 9.6721e-05 | 0.00024871 | 0 | 0.00024871 | [16 empty] | 7.3.1.3 Ignition probability mapping showing the probability of ignition along the electric lines and equipmentWLDFRAggregatedAggregated | WLDFR | HFTD - Distribution - Tier 2 - 4QU CoRE ¦ 3QU LoRE | Seismic - Red Flag Warning - Catastrophic Fires | Aggregated | Aggregated | 2048 | 1.0686e-08 | 0 | 749.2523 | 8.0066e-06 | 2048 | Mitigation | 0.08575 | 30 | 0 | esc | 0.0012005 | 1.2829e-11 | 0.00060025 | 6.4143e-12 | 0.0015435 | 1.6494e-11
[79 empty] | WLDFR | HFTD - Distribution - Tier 2 - 4QU CoRE ¦ 3QU LoRE | Red Flag Warning - Catastrophic Fires | 2029 | 1.2628e-08 | 6.3142e-09 | 1.6237e-08 | 15317.9909 | 247.273 | 9287.6491 | 5783.0689 | 0 | 0 | 0 | 1.0519e-05 |  | 0.00019344 | 0 | 0.00019344 | 9.6721e-05 | 0 | 9.6721e-05 | 0.00024871 | 0 | 0.00024871 | [16 empty] | 7.3.1.3 Ignition probability mapping showing the probability of ignition along the electric lines and equipmentWLDFRAggregatedAggregated | WLDFR | HFTD - Distribution - Tier 2 - 4QU CoRE ¦ 3QU LoRE | Seismic - Red Flag Warning - Catastrophic Fires | Aggregated | Aggregated | 2049 | 1.0686e-08 | 0 | 749.2523 | 8.0066e-06 | 2049 | Mitigation | 0.08575 | 30 | 0 | esc | 0.0012005 | 1.2829e-11 | 0.00060025 | 6.4143e-12 | 0.0015435 | 1.6494e-11
[79 empty] | WLDFR | HFTD - Distribution - Tier 2 - 4QU CoRE ¦ 3QU LoRE | Red Flag Warning - Catastrophic Fires | 2030 | 1.2628e-08 | 6.3142e-09 | 1.6237e-08 | 15317.9909 | 247.273 | 9287.6491 | 5783.0689 | 0 | 0 | 0 | 1.0519e-05 |  | 0.00019344 | 0 | 0.00019344 | 9.6721e-05 | 0 | 9.6721e-05 | 0.00024871 | 0 | 0.00024871 | [16 empty] | 7.3.1.3 Ignition probability mapping showing the probability of ignition along the electric lines and equipmentWLDFRAggregatedAggregated | WLDFR | HFTD - Distribution - Tier 2 - 4QU CoRE ¦ 3QU LoRE | Seismic - Red Flag Warning - Catastrophic Fires | Aggregated | Aggregated | 2050 | 1.0686e-08 | 0 | 749.2523 | 8.0066e-06 | 2050 | Mitigation | 0.08575 | 30 | 0 | esc | 0 | 0 | 0.00060025 | 6.4143e-12 | 0.0015435 | 1.6494e-11
[79 empty] | WLDFR | HFTD - Distribution - Tier 2 - 4QU CoRE ¦ 3QU LoRE | Red Flag Warning - Catastrophic Fires | 2031 | 1.2628e-08 | 6.3142e-09 | 1.6237e-08 | 15317.9909 | 247.273 | 9287.6491 | 5783.0689 | 0 | 0 | 0 | 1.0519e-05 |  | 0.00019344 | 0 | 0.00019344 | 9.6721e-05 | 0 | 9.6721e-05 | 0.00024871 | 0 | 0.00024871 | [16 empty] | 7.3.1.3 Ignition probability mapping showing the probability of ignition along the electric lines and equipmentWLDFRAggregatedAggregated | WLDFR | HFTD - Distribution - Tier 2 - 4QU CoRE ¦ 3QU LoRE | Seismic - Red Flag Warning - Catastrophic Fires | Aggregated | Aggregated | 2051 | 1.0686e-08 | 0 | 749.2523 | 8.0066e-06 | 2051 | Mitigation | 0.08575 | 30 | 0 | esc | 0 | 0 | 0 | 0 | 0.0015435 | 1.6494e-11
[79 empty] | WLDFR | HFTD - Distribution - Tier 2 - 4QU CoRE ¦ 3QU LoRE | Red Flag Warning - Catastrophic Fires | 2032 | 1.2628e-08 | 6.3142e-09 | 1.6237e-08 | 15317.9909 | 247.273 | 9287.6491 | 5783.0689 | 0 | 0 | 0 | 1.0519e-05 |  | 0.00019344 | 0 | 0.00019344 | 9.6721e-05 | 0 | 9.6721e-05 | 0.00024871 | 0 | 0.00024871 | [16 empty] | 7.3.1.3 Ignition probability mapping showing the probability of ignition along the electric lines and equipmentWLDFRAggregatedAggregated | WLDFR | HFTD - Distribution - Tier 2 - 4QU CoRE ¦ 4QU LoRE | Non-Red Flag Warning - Catastrophic Fires | Aggregated | Aggregated | 2021 | 4.3315e-07 | 0 | 690.0576 | 0.0002989 | 2021 | Mitigation | 0.08575 | 30 | 0 | esc | 0.0012005 | 5.1999e-10 | 0.00060025 | 2.6e-10 | 0 | 0
[79 empty] | WLDFR | HFTD - Distribution - Tier 2 - 4QU CoRE ¦ 3QU LoRE | Red Flag Warning - Catastrophic Fires | 2033 | 1.2628e-08 | 6.3142e-09 | 1.6237e-08 | 16044.1264 | 263.1074 | 9721.74 | 6059.2791 | 0 | 0 | 0 | 1.0519e-05 |  | 0.00020261 | 0 | 0.00020261 | 0.00010131 | 0 | 0.00010131 | 0.0002605 | 0 | 0.0002605 | [16 empty] | 7.3.1.3 Ignition probability mapping showing the probability of ignition along the electric lines and equipmentWLDFRAggregatedAggregated | WLDFR | HFTD - Distribution - Tier 2 - 4QU CoRE ¦ 4QU LoRE | Non-Red Flag Warning - Catastrophic Fires | Aggregated | Aggregated | 2022 | 4.3315e-07 | 0 | 690.0576 | 0.0002989 | 2022 | Mitigation | 0.08575 | 30 | 0 | esc | 0.0012005 | 5.1999e-10 | 0.00060025 | 2.6e-10 | 0.0015435 | 6.6856e-10
[79 empty] | WLDFR | HFTD - Distribution - Tier 2 - 4QU CoRE ¦ 3QU LoRE | Red Flag Warning - Catastrophic Fires | 2034 | 1.2628e-08 | 6.3142e-09 | 1.6237e-08 | 16044.1264 | 263.1074 | 9721.74 | 6059.2791 | 0 | 0 | 0 | 1.0519e-05 |  | 0.00020261 | 0 | 0.00020261 | 0.00010131 | 0 | 0.00010131 | 0.0002605 | 0 | 0.0002605 | [16 empty] | 7.3.1.3 Ignition probability mapping showing the probability of ignition along the electric lines and equipmentWLDFRAggregatedAggregated | WLDFR | HFTD - Distribution - Tier 2 - 4QU CoRE ¦ 4QU LoRE | Non-Red Flag Warning - Catastrophic Fires | Aggregated | Aggregated | 2023 | 4.3315e-07 | 0 | 690.0576 | 0.0002989 | 2023 | Mitigation | 0.08575 | 30 | 0 | esc | 0.0012005 | 5.1999e-10 | 0.00060025 | 2.6e-10 | 0.0015435 | 6.6856e-10
[79 empty] | WLDFR | HFTD - Distribution - Tier 2 - 4QU CoRE ¦ 3QU LoRE | Red Flag Warning - Catastrophic Fires | 2035 | 1.2628e-08 | 6.3142e-09 | 1.6237e-08 | 16044.1264 | 263.1074 | 9721.74 | 6059.2791 | 0 | 0 | 0 | 1.0519e-05 |  | 0.00020261 | 0 | 0.00020261 | 0.00010131 | 0 | 0.00010131 | 0.0002605 | 0 | 0.0002605 | [16 empty] | 7.3.1.3 Ignition probability mapping showing the probability of ignition along the electric lines and equipmentWLDFRAggregatedAggregated | WLDFR | HFTD - Distribution - Tier 2 - 4QU CoRE ¦ 4QU LoRE | Non-Red Flag Warning - Catastrophic Fires | Aggregated | Aggregated | 2024 | 4.3315e-07 | 0 | 690.0576 | 0.0002989 | 2024 | Mitigation | 0.08575 | 30 | 0 | esc | 0.0012005 | 5.1999e-10 | 0.00060025 | 2.6e-10 | 0.0015435 | 6.6856e-10
[79 empty] | WLDFR | HFTD - Distribution - Tier 2 - 4QU CoRE ¦ 3QU LoRE | Red Flag Warning - Catastrophic Fires | 2036 | 1.2628e-08 | 6.3142e-09 | 1.6237e-08 | 16044.1264 | 263.1074 | 9721.74 | 6059.2791 | 0 | 0 | 0 | 1.0519e-05 |  | 0.00020261 | 0 | 0.00020261 | 0.00010131 | 0 | 0.00010131 | 0.0002605 | 0 | 0.0002605 | [16 empty] | 7.3.1.3 Ignition probability mapping showing the probability of ignition along the electric lines and equipmentWLDFRAggregatedAggregated | WLDFR | HFTD - Distribution - Tier 2 - 4QU CoRE ¦ 4QU LoRE | Non-Red Flag Warning - Catastrophic Fires | Aggregated | Aggregated | 2025 | 4.3315e-07 | 0 | 690.0576 | 0.0002989 | 2025 | Mitigation | 0.08575 | 30 | 0 | esc | 0.0012005 | 5.1999e-10 | 0.00060025 | 2.6e-10 | 0.0015435 | 6.6856e-10
[79 empty] | WLDFR | HFTD - Distribution - Tier 2 - 4QU CoRE ¦ 3QU LoRE | Red Flag Warning - Catastrophic Fires | 2037 | 1.2628e-08 | 6.3142e-09 | 1.6237e-08 | 16044.1264 | 263.1074 | 9721.74 | 6059.2791 | 0 | 0 | 0 | 1.0519e-05 |  | 0.00020261 | 0 | 0.00020261 | 0.00010131 | 0 | 0.00010131 | 0.0002605 | 0 | 0.0002605 | [16 empty] | 7.3.1.3 Ignition probability mapping showing the probability of ignition along the electric lines and equipmentWLDFRAggregatedAggregated | WLDFR | HFTD - Distribution - Tier 2 - 4QU CoRE ¦ 4QU LoRE | Non-Red Flag Warning - Catastrophic Fires | Aggregated | Aggregated | 2026 | 4.3315e-07 | 0 | 690.0576 | 0.0002989 | 2026 | Mitigation | 0.08575 | 30 | 0 | esc | 0.0012005 | 5.1999e-10 | 0.00060025 | 2.6e-10 | 0.0015435 | 6.6856e-10
[79 empty] | WLDFR | HFTD - Distribution - Tier 2 - 4QU CoRE ¦ 3QU LoRE | Red Flag Warning - Catastrophic Fires | 2038 | 1.2628e-08 | 6.3142e-09 | 1.6237e-08 | 16832.3912 | 280.5544 | 10192.2718 | 6359.5651 | 0 | 0 | 0 | 1.0519e-05 |  | 0.00021257 | 0 | 0.00021257 | 0.00010628 | 0 | 0.00010628 | 0.0002733 | 0 | 0.0002733 | [16 empty] | 7.3.1.3 Ignition probability mapping showing the probability of ignition along the electric lines and equipmentWLDFRAggregatedAggregated | WLDFR | HFTD - Distribution - Tier 2 - 4QU CoRE ¦ 4QU LoRE | Non-Red Flag Warning - Catastrophic Fires | Aggregated | Aggregated | 2027 | 4.3315e-07 | 0 | 690.0576 | 0.0002989 | 2027 | Mitigation | 0.08575 | 30 | 0 | esc | 0.0012005 | 5.1999e-10 | 0.00060025 | 2.6e-10 | 0.0015435 | 6.6856e-10
[79 empty] | WLDFR | HFTD - Distribution - Tier 2 - 4QU CoRE ¦ 3QU LoRE | Red Flag Warning - Catastrophic Fires | 2039 | 1.2628e-08 | 6.3142e-09 | 1.6237e-08 | 16832.3912 | 280.5544 | 10192.2718 | 6359.5651 | 0 | 0 | 0 | 1.0519e-05 |  | 0.00021257 | 0 | 0.00021257 | 0.00010628 | 0 | 0.00010628 | 0.0002733 | 0 | 0.0002733 | [16 empty] | 7.3.1.3 Ignition probability mapping showing the probability of ignition along the electric lines and equipmentWLDFRAggregatedAggregated | WLDFR | HFTD - Distribution - Tier 2 - 4QU CoRE ¦ 4QU LoRE | Non-Red Flag Warning - Catastrophic Fires | Aggregated | Aggregated | 2028 | 4.3315e-07 | 0 | 690.0576 | 0.0002989 | 2028 | Mitigation | 0.08575 | 30 | 0 | esc | 0.0012005 | 5.1999e-10 | 0.00060025 | 2.6e-10 | 0.0015435 | 6.6856e-10
[79 empty] | WLDFR | HFTD - Distribution - Tier 2 - 4QU CoRE ¦ 3QU LoRE | Red Flag Warning - Catastrophic Fires | 2040 | 1.2628e-08 | 6.3142e-09 | 1.6237e-08 | 16832.3912 | 280.5544 | 10192.2718 | 6359.5651 | 0 | 0 | 0 | 1.0519e-05 |  | 0.00021257 | 0 | 0.00021257 | 0.00010628 | 0 | 0.00010628 | 0.0002733 | 0 | 0.0002733 | [16 empty] | 7.3.1.3 Ignition probability mapping showing the probability of ignition along the electric lines and equipmentWLDFRAggregatedAggregated | WLDFR | HFTD - Distribution - Tier 2 - 4QU CoRE ¦ 4QU LoRE | Non-Red Flag Warning - Catastrophic Fires | Aggregated | Aggregated | 2029 | 4.3315e-07 | 0 | 690.0576 | 0.0002989 | 2029 | Mitigation | 0.08575 | 30 | 0 | esc | 0.0012005 | 5.1999e-10 | 0.00060025 | 2.6e-10 | 0.0015435 | 6.6856e-10
[79 empty] | WLDFR | HFTD - Distribution - Tier 2 - 4QU CoRE ¦ 3QU LoRE | Red Flag Warning - Catastrophic Fires | 2041 | 1.2628e-08 | 6.3142e-09 | 1.6237e-08 | 16832.3912 | 280.5544 | 10192.2718 | 6359.5651 | 0 | 0 | 0 | 1.0519e-05 |  | 0.00021257 | 0 | 0.00021257 | 0.00010628 | 0 | 0.00010628 | 0.0002733 | 0 | 0.0002733 | [16 empty] | 7.3.1.3 Ignition probability mapping showing the probability of ignition along the electric lines and equipmentWLDFRAggregatedAggregated | WLDFR | HFTD - Distribution - Tier 2 - 4QU CoRE ¦ 4QU LoRE | Non-Red Flag Warning - Catastrophic Fires | Aggregated | Aggregated | 2030 | 4.3315e-07 | 0 | 690.0576 | 0.0002989 | 2030 | Mitigation | 0.08575 | 30 | 0 | esc | 0.0012005 | 5.1999e-10 | 0.00060025 | 2.6e-10 | 0.0015435 | 6.6856e-10
[79 empty] | WLDFR | HFTD - Distribution - Tier 2 - 4QU CoRE ¦ 3QU LoRE | Red Flag Warning - Catastrophic Fires | 2042 | 1.2628e-08 | 6.3142e-09 | 1.6237e-08 | 16832.3912 | 280.5544 | 10192.2718 | 6359.5651 | 0 | 0 | 0 | 1.0519e-05 |  | 0.00021257 | 0 | 0.00021257 | 0.00010628 | 0 | 0.00010628 | 0.0002733 | 0 | 0.0002733 | [16 empty] | 7.3.1.3 Ignition probability mapping showing the probability of ignition along the electric lines and equipmentWLDFRAggregatedAggregated | WLDFR | HFTD - Distribution - Tier 2 - 4QU CoRE ¦ 4QU LoRE | Non-Red Flag Warning - Catastrophic Fires | Aggregated | Aggregated | 2031 | 4.3315e-07 | 0 | 690.0576 | 0.0002989 | 2031 | Mitigation | 0.08575 | 30 | 0 | esc | 0.0012005 | 5.1999e-10 | 0.00060025 | 2.6e-10 | 0.0015435 | 6.6856e-10
[79 empty] | WLDFR | HFTD - Distribution - Tier 2 - 4QU CoRE ¦ 3QU LoRE | Red Flag Warning - Catastrophic Fires | 2043 | 1.2628e-08 | 6.3142e-09 | 1.6237e-08 | 17672.0852 | 299.42 | 10692.7362 | 6679.929 | 0 | 0 | 0 | 1.0519e-05 |  | 0.00022317 | 0 | 0.00022317 | 0.00011159 | 0 | 0.00011159 | 0.00028693 | 0 | 0.00028693 | [16 empty] | 7.3.1.3 Ignition probability mapping showing the probability of ignition along the electric lines and equipmentWLDFRAggregatedAggregated | WLDFR | HFTD - Distribution - Tier 2 - 4QU CoRE ¦ 4QU LoRE | Non-Red Flag Warning - Catastrophic Fires | Aggregated | Aggregated | 2032 | 4.3315e-07 | 0 | 690.0576 | 0.0002989 | 2032 | Mitigation | 0.08575 | 30 | 0 | esc | 0.0012005 | 5.1999e-10 | 0.00060025 | 2.6e-10 | 0.0015435 | 6.6856e-10
[79 empty] | WLDFR | HFTD - Distribution - Tier 2 - 4QU CoRE ¦ 3QU LoRE | Red Flag Warning - Catastrophic Fires | 2044 | 1.2628e-08 | 6.3142e-09 | 1.6237e-08 | 17672.0852 | 299.42 | 10692.7362 | 6679.929 | 0 | 0 | 0 | 1.0519e-05 |  | 0.00022317 | 0 | 0.00022317 | 0.00011159 | 0 | 0.00011159 | 0.00028693 | 0 | 0.00028693 | [16 empty] | 7.3.1.3 Ignition probability mapping showing the probability of ignition along the electric lines and equipmentWLDFRAggregatedAggregated | WLDFR | HFTD - Distribution - Tier 2 - 4QU CoRE ¦ 4QU LoRE | Non-Red Flag Warning - Catastrophic Fires | Aggregated | Aggregated | 2033 | 4.3315e-07 | 0 | 690.0576 | 0.0002989 | 2033 | Mitigation | 0.08575 | 30 | 0 | esc | 0.0012005 | 5.1999e-10 | 0.00060025 | 2.6e-10 | 0.0015435 | 6.6856e-10
[79 empty] | WLDFR | HFTD - Distribution - Tier 2 - 4QU CoRE ¦ 3QU LoRE | Red Flag Warning - Catastrophic Fires | 2045 | 1.2628e-08 | 6.3142e-09 | 1.6237e-08 | 17672.0852 | 299.42 | 10692.7362 | 6679.929 | 0 | 0 | 0 | 1.0519e-05 |  | 0.00022317 | 0 | 0.00022317 | 0.00011159 | 0 | 0.00011159 | 0.00028693 | 0 | 0.00028693 | [16 empty] | 7.3.1.3 Ignition probability mapping showing the probability of ignition along the electric lines and equipmentWLDFRAggregatedAggregated | WLDFR | HFTD - Distribution - Tier 2 - 4QU CoRE ¦ 4QU LoRE | Non-Red Flag Warning - Catastrophic Fires | Aggregated | Aggregated | 2034 | 4.3315e-07 | 0 | 690.0576 | 0.0002989 | 2034 | Mitigation | 0.08575 | 30 | 0 | esc | 0.0012005 | 5.1999e-10 | 0.00060025 | 2.6e-10 | 0.0015435 | 6.6856e-10
[79 empty] | WLDFR | HFTD - Distribution - Tier 2 - 4QU CoRE ¦ 3QU LoRE | Red Flag Warning - Catastrophic Fires | 2046 | 1.2628e-08 | 6.3142e-09 | 1.6237e-08 | 17672.0852 | 299.42 | 10692.7362 | 6679.929 | 0 | 0 | 0 | 1.0519e-05 |  | 0.00022317 | 0 | 0.00022317 | 0.00011159 | 0 | 0.00011159 | 0.00028693 | 0 | 0.00028693 | [16 empty] | 7.3.1.3 Ignition probability mapping showing the probability of ignition along the electric lines and equipmentWLDFRAggregatedAggregated | WLDFR | HFTD - Distribution - Tier 2 - 4QU CoRE ¦ 4QU LoRE | Non-Red Flag Warning - Catastrophic Fires | Aggregated | Aggregated | 2035 | 4.3315e-07 | 0 | 690.0576 | 0.0002989 | 2035 | Mitigation | 0.08575 | 30 | 0 | esc | 0.0012005 | 5.1999e-10 | 0.00060025 | 2.6e-10 | 0.0015435 | 6.6856e-10
[79 empty] | WLDFR | HFTD - Distribution - Tier 2 - 4QU CoRE ¦ 3QU LoRE | Red Flag Warning - Catastrophic Fires | 2047 | 1.2628e-08 | 6.3142e-09 | 1.6237e-08 | 17672.0852 | 299.42 | 10692.7362 | 6679.929 | 0 | 0 | 0 | 1.0519e-05 |  | 0.00022317 | 0 | 0.00022317 | 0.00011159 | 0 | 0.00011159 | 0.00028693 | 0 | 0.00028693 | [16 empty] | 7.3.1.3 Ignition probability mapping showing the probability of ignition along the electric lines and equipmentWLDFRAggregatedAggregated | WLDFR | HFTD - Distribution - Tier 2 - 4QU CoRE ¦ 4QU LoRE | Non-Red Flag Warning - Catastrophic Fires | Aggregated | Aggregated | 2036 | 4.3315e-07 | 0 | 690.0576 | 0.0002989 | 2036 | Mitigation | 0.08575 | 30 | 0 | esc | 0.0012005 | 5.1999e-10 | 0.00060025 | 2.6e-10 | 0.0015435 | 6.6856e-10
[79 empty] | WLDFR | HFTD - Distribution - Tier 2 - 4QU CoRE ¦ 3QU LoRE | Red Flag Warning - Catastrophic Fires | 2048 | 1.2628e-08 | 6.3142e-09 | 1.6237e-08 | 18552.3348 | 319.4911 | 11216.5626 | 7016.281 | 0 | 0 | 0 | 1.0519e-05 |  | 0.00023429 | 0 | 0.00023429 | 0.00011714 | 0 | 0.00011714 | 0.00030123 | 0 | 0.00030123 | [16 empty] | 7.3.1.3 Ignition probability mapping showing the probability of ignition along the electric lines and equipmentWLDFRAggregatedAggregated | WLDFR | HFTD - Distribution - Tier 2 - 4QU CoRE ¦ 4QU LoRE | Non-Red Flag Warning - Catastrophic Fires | Aggregated | Aggregated | 2037 | 4.3315e-07 | 0 | 690.0576 | 0.0002989 | 2037 | Mitigation | 0.08575 | 30 | 0 | esc | 0.0012005 | 5.1999e-10 | 0.00060025 | 2.6e-10 | 0.0015435 | 6.6856e-10
[79 empty] | WLDFR | HFTD - Distribution - Tier 2 - 4QU CoRE ¦ 3QU LoRE | Red Flag Warning - Catastrophic Fires | 2049 | 1.2628e-08 | 6.3142e-09 | 1.6237e-08 | 18552.3348 | 319.4911 | 11216.5626 | 7016.281 | 0 | 0 | 0 | 1.0519e-05 |  | 0.00023429 | 0 | 0.00023429 | 0.00011714 | 0 | 0.00011714 | 0.00030123 | 0 | 0.00030123 | [16 empty] | 7.3.1.3 Ignition probability mapping showing the probability of ignition along the electric lines and equipmentWLDFRAggregatedAggregated | WLDFR | HFTD - Distribution - Tier 2 - 4QU CoRE ¦ 4QU LoRE | Non-Red Flag Warning - Catastrophic Fires | Aggregated | Aggregated | 2038 | 4.3315e-07 | 0 | 690.0576 | 0.0002989 | 2038 | Mitigation | 0.08575 | 30 | 0 | esc | 0.0012005 | 5.1999e-10 | 0.00060025 | 2.6e-10 | 0.0015435 | 6.6856e-10
[79 empty] | WLDFR | HFTD - Distribution - Tier 2 - 4QU CoRE ¦ 3QU LoRE | Red Flag Warning - Catastrophic Fires | 2050 | 0 | 6.3142e-09 | 1.6237e-08 | 18552.3348 | 319.4911 | 11216.5626 | 7016.281 | 0 | 0 | 0 | 1.0519e-05 |  | 0 | 0 | 0 | 0.00011714 | 0 | 0.00011714 | 0.00030123 | 0 | 0.00030123 | [16 empty] | 7.3.1.3 Ignition probability mapping showing the probability of ignition along the electric lines and equipmentWLDFRAggregatedAggregated | WLDFR | HFTD - Distribution - Tier 2 - 4QU CoRE ¦ 4QU LoRE | Non-Red Flag Warning - Catastrophic Fires | Aggregated | Aggregated | 2039 | 4.3315e-07 | 0 | 690.0576 | 0.0002989 | 2039 | Mitigation | 0.08575 | 30 | 0 | esc | 0.0012005 | 5.1999e-10 | 0.00060025 | 2.6e-10 | 0.0015435 | 6.6856e-10
[79 empty] | WLDFR | HFTD - Distribution - Tier 2 - 4QU CoRE ¦ 3QU LoRE | Red Flag Warning - Catastrophic Fires | 2051 | 0 | 0 | 1.6237e-08 | 18552.3348 | 319.4911 | 11216.5626 | 7016.281 | 0 | 0 | 0 | 1.0519e-05 |  | 0 | 0 | 0 | 0 | 0 | 0 | 0.00030123 | 0 | 0.00030123 | [16 empty] | 7.3.1.3 Ignition probability mapping showing the probability of ignition along the electric lines and equipmentWLDFRAggregatedAggregated | WLDFR | HFTD - Distribution - Tier 2 - 4QU CoRE ¦ 4QU LoRE | Non-Red Flag Warning - Catastrophic Fires | Aggregated | Aggregated | 2040 | 4.3315e-07 | 0 | 690.0576 | 0.0002989 | 2040 | Mitigation | 0.08575 | 30 | 0 | esc | 0.0012005 | 5.1999e-10 | 0.00060025 | 2.6e-10 | 0.0015435 | 6.6856e-10
[79 empty] | WLDFR | HFTD - Distribution - Tier 2 - 4QU CoRE ¦ 3QU LoRE | Red Flag Warning - Destructive Fires | 2020 | 1.9723e-09 | 0 | 0 | 8807.9522 | 222.2294 | 8585.7228 | 0 | 0 | 0 | 0 | 1.6429e-06 |  | 1.7372e-05 | 0 | 1.7372e-05 | 0 | 0 | 0 | 0 | 0 | 0 | [16 empty] | 7.3.1.3 Ignition probability mapping showing the probability of ignition along the electric lines and equipmentWLDFRAggregatedAggregated | WLDFR | HFTD - Distribution - Tier 2 - 4QU CoRE ¦ 4QU LoRE | Non-Red Flag Warning - Catastrophic Fires | Aggregated | Aggregated | 2041 | 4.3315e-07 | 0 | 690.0576 | 0.0002989 | 2041 | Mitigation | 0.08575 | 30 | 0 | esc | 0.0012005 | 5.1999e-10 | 0.00060025 | 2.6e-10 | 0.0015435 | 6.6856e-10
[79 empty] | WLDFR | HFTD - Distribution - Tier 2 - 4QU CoRE ¦ 3QU LoRE | Red Flag Warning - Destructive Fires | 2021 | 1.9723e-09 | 9.8614e-10 | 0 | 8807.9522 | 222.2294 | 8585.7228 | 0 | 0 | 0 | 0 | 1.6429e-06 |  | 1.7372e-05 | 0 | 1.7372e-05 | 8.6859e-06 | 0 | 8.6859e-06 | 0 | 0 | 0 | [16 empty] | 7.3.1.3 Ignition probability mapping showing the probability of ignition along the electric lines and equipmentWLDFRAggregatedAggregated | WLDFR | HFTD - Distribution - Tier 2 - 4QU CoRE ¦ 4QU LoRE | Non-Red Flag Warning - Catastrophic Fires | Aggregated | Aggregated | 2042 | 4.3315e-07 | 0 | 690.0576 | 0.0002989 | 2042 | Mitigation | 0.08575 | 30 | 0 | esc | 0.0012005 | 5.1999e-10 | 0.00060025 | 2.6e-10 | 0.0015435 | 6.6856e-10
[79 empty] | WLDFR | HFTD - Distribution - Tier 2 - 4QU CoRE ¦ 3QU LoRE | Red Flag Warning - Destructive Fires | 2022 | 1.9723e-09 | 9.8614e-10 | 2.5358e-09 | 8807.9522 | 222.2294 | 8585.7228 | 0 | 0 | 0 | 0 | 1.6429e-06 |  | 1.7372e-05 | 0 | 1.7372e-05 | 8.6859e-06 | 0 | 8.6859e-06 | 2.2335e-05 | 0 | 2.2335e-05 | [16 empty] | 7.3.1.3 Ignition probability mapping showing the probability of ignition along the electric lines and equipmentWLDFRAggregatedAggregated | WLDFR | HFTD - Distribution - Tier 2 - 4QU CoRE ¦ 4QU LoRE | Non-Red Flag Warning - Catastrophic Fires | Aggregated | Aggregated | 2043 | 4.3315e-07 | 0 | 690.0576 | 0.0002989 | 2043 | Mitigation | 0.08575 | 30 | 0 | esc | 0.0012005 | 5.1999e-10 | 0.00060025 | 2.6e-10 | 0.0015435 | 6.6856e-10
[79 empty] | WLDFR | HFTD - Distribution - Tier 2 - 4QU CoRE ¦ 3QU LoRE | Red Flag Warning - Destructive Fires | 2023 | 1.9723e-09 | 9.8614e-10 | 2.5358e-09 | 9129.7461 | 233.2301 | 8896.516 | 0 | 0 | 0 | 0 | 1.6429e-06 |  | 1.8006e-05 | 0 | 1.8006e-05 | 9.0032e-06 | 0 | 9.0032e-06 | 2.3151e-05 | 0 | 2.3151e-05 | [16 empty] | 7.3.1.3 Ignition probability mapping showing the probability of ignition along the electric lines and equipmentWLDFRAggregatedAggregated | WLDFR | HFTD - Distribution - Tier 2 - 4QU CoRE ¦ 4QU LoRE | Non-Red Flag Warning - Catastrophic Fires | Aggregated | Aggregated | 2044 | 4.3315e-07 | 0 | 690.0576 | 0.0002989 | 2044 | Mitigation | 0.08575 | 30 | 0 | esc | 0.0012005 | 5.1999e-10 | 0.00060025 | 2.6e-10 | 0.0015435 | 6.6856e-10
[79 empty] | WLDFR | HFTD - Distribution - Tier 2 - 4QU CoRE ¦ 3QU LoRE | Red Flag Warning - Destructive Fires | 2024 | 1.9723e-09 | 9.8614e-10 | 2.5358e-09 | 9129.7461 | 233.2301 | 8896.516 | 0 | 0 | 0 | 0 | 1.6429e-06 |  | 1.8006e-05 | 0 | 1.8006e-05 | 9.0032e-06 | 0 | 9.0032e-06 | 2.3151e-05 | 0 | 2.3151e-05 | [16 empty] | 7.3.1.3 Ignition probability mapping showing the probability of ignition along the electric lines and equipmentWLDFRAggregatedAggregated | WLDFR | HFTD - Distribution - Tier 2 - 4QU CoRE ¦ 4QU LoRE | Non-Red Flag Warning - Catastrophic Fires | Aggregated | Aggregated | 2045 | 4.3315e-07 | 0 | 690.0576 | 0.0002989 | 2045 | Mitigation | 0.08575 | 30 | 0 | esc | 0.0012005 | 5.1999e-10 | 0.00060025 | 2.6e-10 | 0.0015435 | 6.6856e-10
[79 empty] | WLDFR | HFTD - Distribution - Tier 2 - 4QU CoRE ¦ 3QU LoRE | Red Flag Warning - Destructive Fires | 2025 | 1.9723e-09 | 9.8614e-10 | 2.5358e-09 | 9129.7461 | 233.2301 | 8896.516 | 0 | 0 | 0 | 0 | 1.6429e-06 |  | 1.8006e-05 | 0 | 1.8006e-05 | 9.0032e-06 | 0 | 9.0032e-06 | 2.3151e-05 | 0 | 2.3151e-05 | [16 empty] | 7.3.1.3 Ignition probability mapping showing the probability of ignition along the electric lines and equipmentWLDFRAggregatedAggregated | WLDFR | HFTD - Distribution - Tier 2 - 4QU CoRE ¦ 4QU LoRE | Non-Red Flag Warning - Catastrophic Fires | Aggregated | Aggregated | 2046 | 4.3315e-07 | 0 | 690.0576 | 0.0002989 | 2046 | Mitigation | 0.08575 | 30 | 0 | esc | 0.0012005 | 5.1999e-10 | 0.00060025 | 2.6e-10 | 0.0015435 | 6.6856e-10
[79 empty] | WLDFR | HFTD - Distribution - Tier 2 - 4QU CoRE ¦ 3QU LoRE | Red Flag Warning - Destructive Fires | 2026 | 1.9723e-09 | 9.8614e-10 | 2.5358e-09 | 9129.7461 | 233.2301 | 8896.516 | 0 | 0 | 0 | 0 | 1.6429e-06 |  | 1.8006e-05 | 0 | 1.8006e-05 | 9.0032e-06 | 0 | 9.0032e-06 | 2.3151e-05 | 0 | 2.3151e-05 | [16 empty] | 7.3.1.3 Ignition probability mapping showing the probability of ignition along the electric lines and equipmentWLDFRAggregatedAggregated | WLDFR | HFTD - Distribution - Tier 2 - 4QU CoRE ¦ 4QU LoRE | Non-Red Flag Warning - Catastrophic Fires | Aggregated | Aggregated | 2047 | 4.3315e-07 | 0 | 690.0576 | 0.0002989 | 2047 | Mitigation | 0.08575 | 30 | 0 | esc | 0.0012005 | 5.1999e-10 | 0.00060025 | 2.6e-10 | 0.0015435 | 6.6856e-10
[79 empty] | WLDFR | HFTD - Distribution - Tier 2 - 4QU CoRE ¦ 3QU LoRE | Red Flag Warning - Destructive Fires | 2027 | 1.9723e-09 | 9.8614e-10 | 2.5358e-09 | 9129.7461 | 233.2301 | 8896.516 | 0 | 0 | 0 | 0 | 1.6429e-06 |  | 1.8006e-05 | 0 | 1.8006e-05 | 9.0032e-06 | 0 | 9.0032e-06 | 2.3151e-05 | 0 | 2.3151e-05 | [16 empty] | 7.3.1.3 Ignition probability mapping showing the probability of ignition along the electric lines and equipmentWLDFRAggregatedAggregated | WLDFR | HFTD - Distribution - Tier 2 - 4QU CoRE ¦ 4QU LoRE | Non-Red Flag Warning - Catastrophic Fires | Aggregated | Aggregated | 2048 | 4.3315e-07 | 0 | 690.0576 | 0.0002989 | 2048 | Mitigation | 0.08575 | 30 | 0 | esc | 0.0012005 | 5.1999e-10 | 0.00060025 | 2.6e-10 | 0.0015435 | 6.6856e-10
[79 empty] | WLDFR | HFTD - Distribution - Tier 2 - 4QU CoRE ¦ 3QU LoRE | Red Flag Warning - Destructive Fires | 2028 | 1.9723e-09 | 9.8614e-10 | 2.5358e-09 | 9534.9221 | 247.273 | 9287.6491 | 0 | 0 | 0 | 0 | 1.6429e-06 |  | 1.8806e-05 | 0 | 1.8806e-05 | 9.4028e-06 | 0 | 9.4028e-06 | 2.4179e-05 | 0 | 2.4179e-05 | [16 empty] | 7.3.1.3 Ignition probability mapping showing the probability of ignition along the electric lines and equipmentWLDFRAggregatedAggregated | WLDFR | HFTD - Distribution - Tier 2 - 4QU CoRE ¦ 4QU LoRE | Non-Red Flag Warning - Catastrophic Fires | Aggregated | Aggregated | 2049 | 4.3315e-07 | 0 | 690.0576 | 0.0002989 | 2049 | Mitigation | 0.08575 | 30 | 0 | esc | 0.0012005 | 5.1999e-10 | 0.00060025 | 2.6e-10 | 0.0015435 | 6.6856e-10
[79 empty] | WLDFR | HFTD - Distribution - Tier 2 - 4QU CoRE ¦ 3QU LoRE | Red Flag Warning - Destructive Fires | 2029 | 1.9723e-09 | 9.8614e-10 | 2.5358e-09 | 9534.9221 | 247.273 | 9287.6491 | 0 | 0 | 0 | 0 | 1.6429e-06 |  | 1.8806e-05 | 0 | 1.8806e-05 | 9.4028e-06 | 0 | 9.4028e-06 | 2.4179e-05 | 0 | 2.4179e-05 | [16 empty] | 7.3.1.3 Ignition probability mapping showing the probability of ignition along the electric lines and equipmentWLDFRAggregatedAggregated | WLDFR | HFTD - Distribution - Tier 2 - 4QU CoRE ¦ 4QU LoRE | Non-Red Flag Warning - Catastrophic Fires | Aggregated | Aggregated | 2050 | 4.3315e-07 | 0 | 690.0576 | 0.0002989 | 2050 | Mitigation | 0.08575 | 30 | 0 | esc | 0 | 0 | 0.00060025 | 2.6e-10 | 0.0015435 | 6.6856e-10
[79 empty] | WLDFR | HFTD - Distribution - Tier 2 - 4QU CoRE ¦ 3QU LoRE | Red Flag Warning - Destructive Fires | 2030 | 1.9723e-09 | 9.8614e-10 | 2.5358e-09 | 9534.9221 | 247.273 | 9287.6491 | 0 | 0 | 0 | 0 | 1.6429e-06 |  | 1.8806e-05 | 0 | 1.8806e-05 | 9.4028e-06 | 0 | 9.4028e-06 | 2.4179e-05 | 0 | 2.4179e-05 | [16 empty] | 7.3.1.3 Ignition probability mapping showing the probability of ignition along the electric lines and equipmentWLDFRAggregatedAggregated | WLDFR | HFTD - Distribution - Tier 2 - 4QU CoRE ¦ 4QU LoRE | Non-Red Flag Warning - Catastrophic Fires | Aggregated | Aggregated | 2051 | 4.3315e-07 | 0 | 690.0576 | 0.0002989 | 2051 | Mitigation | 0.08575 | 30 | 0 | esc | 0 | 0 | 0 | 0 | 0.0015435 | 6.6856e-10
[79 empty] | WLDFR | HFTD - Distribution - Tier 2 - 4QU CoRE ¦ 3QU LoRE | Red Flag Warning - Destructive Fires | 2031 | 1.9723e-09 | 9.8614e-10 | 2.5358e-09 | 9534.9221 | 247.273 | 9287.6491 | 0 | 0 | 0 | 0 | 1.6429e-06 |  | 1.8806e-05 | 0 | 1.8806e-05 | 9.4028e-06 | 0 | 9.4028e-06 | 2.4179e-05 | 0 | 2.4179e-05 | [16 empty] | 7.3.1.3 Ignition probability mapping showing the probability of ignition along the electric lines and equipmentWLDFRAggregatedAggregated | WLDFR | HFTD - Distribution - Tier 2 - 4QU CoRE ¦ 4QU LoRE | Non-Red Flag Warning - Destructive Fires | Aggregated | Aggregated | 2021 | 4.7138e-07 | 0 | 690.0576 | 0.00032528 | 2021 | Mitigation | 0.08575 | 30 | 0 | esc | 0.0012005 | 5.6589e-10 | 0.00060025 | 2.8294e-10 | 0 | 0
[79 empty] | WLDFR | HFTD - Distribution - Tier 2 - 4QU CoRE ¦ 3QU LoRE | Red Flag Warning - Destructive Fires | 2032 | 1.9723e-09 | 9.8614e-10 | 2.5358e-09 | 9534.9221 | 247.273 | 9287.6491 | 0 | 0 | 0 | 0 | 1.6429e-06 |  | 1.8806e-05 | 0 | 1.8806e-05 | 9.4028e-06 | 0 | 9.4028e-06 | 2.4179e-05 | 0 | 2.4179e-05 | [16 empty] | 7.3.1.3 Ignition probability mapping showing the probability of ignition along the electric lines and equipmentWLDFRAggregatedAggregated | WLDFR | HFTD - Distribution - Tier 2 - 4QU CoRE ¦ 4QU LoRE | Non-Red Flag Warning - Destructive Fires | Aggregated | Aggregated | 2022 | 4.7138e-07 | 0 | 690.0576 | 0.00032528 | 2022 | Mitigation | 0.08575 | 30 | 0 | esc | 0.0012005 | 5.6589e-10 | 0.00060025 | 2.8294e-10 | 0.0015435 | 7.2757e-10
[79 empty] | WLDFR | HFTD - Distribution - Tier 2 - 4QU CoRE ¦ 3QU LoRE | Red Flag Warning - Destructive Fires | 2033 | 1.9723e-09 | 9.8614e-10 | 2.5358e-09 | 9984.8474 | 263.1074 | 9721.74 | 0 | 0 | 0 | 0 | 1.6429e-06 |  | 1.9693e-05 | 0 | 1.9693e-05 | 9.8465e-06 | 0 | 9.8465e-06 | 2.5319e-05 | 0 | 2.5319e-05 | [16 empty] | 7.3.1.3 Ignition probability mapping showing the probability of ignition along the electric lines and equipmentWLDFRAggregatedAggregated | WLDFR | HFTD - Distribution - Tier 2 - 4QU CoRE ¦ 4QU LoRE | Non-Red Flag Warning - Destructive Fires | Aggregated | Aggregated | 2023 | 4.7138e-07 | 0 | 690.0576 | 0.00032528 | 2023 | Mitigation | 0.08575 | 30 | 0 | esc | 0.0012005 | 5.6589e-10 | 0.00060025 | 2.8294e-10 | 0.0015435 | 7.2757e-10
[79 empty] | WLDFR | HFTD - Distribution - Tier 2 - 4QU CoRE ¦ 3QU LoRE | Red Flag Warning - Destructive Fires | 2034 | 1.9723e-09 | 9.8614e-10 | 2.5358e-09 | 9984.8474 | 263.1074 | 9721.74 | 0 | 0 | 0 | 0 | 1.6429e-06 |  | 1.9693e-05 | 0 | 1.9693e-05 | 9.8465e-06 | 0 | 9.8465e-06 | 2.5319e-05 | 0 | 2.5319e-05 | [16 empty] | 7.3.1.3 Ignition probability mapping showing the probability of ignition along the electric lines and equipmentWLDFRAggregatedAggregated | WLDFR | HFTD - Distribution - Tier 2 - 4QU CoRE ¦ 4QU LoRE | Non-Red Flag Warning - Destructive Fires | Aggregated | Aggregated | 2024 | 4.7138e-07 | 0 | 690.0576 | 0.00032528 | 2024 | Mitigation | 0.08575 | 30 | 0 | esc | 0.0012005 | 5.6589e-10 | 0.00060025 | 2.8294e-10 | 0.0015435 | 7.2757e-10
[79 empty] | WLDFR | HFTD - Distribution - Tier 2 - 4QU CoRE ¦ 3QU LoRE | Red Flag Warning - Destructive Fires | 2035 | 1.9723e-09 | 9.8614e-10 | 2.5358e-09 | 9984.8474 | 263.1074 | 9721.74 | 0 | 0 | 0 | 0 | 1.6429e-06 |  | 1.9693e-05 | 0 | 1.9693e-05 | 9.8465e-06 | 0 | 9.8465e-06 | 2.5319e-05 | 0 | 2.5319e-05 | [16 empty] | 7.3.1.3 Ignition probability mapping showing the probability of ignition along the electric lines and equipmentWLDFRAggregatedAggregated | WLDFR | HFTD - Distribution - Tier 2 - 4QU CoRE ¦ 4QU LoRE | Non-Red Flag Warning - Destructive Fires | Aggregated | Aggregated | 2025 | 4.7138e-07 | 0 | 690.0576 | 0.00032528 | 2025 | Mitigation | 0.08575 | 30 | 0 | esc | 0.0012005 | 5.6589e-10 | 0.00060025 | 2.8294e-10 | 0.0015435 | 7.2757e-10
[79 empty] | WLDFR | HFTD - Distribution - Tier 2 - 4QU CoRE ¦ 3QU LoRE | Red Flag Warning - Destructive Fires | 2036 | 1.9723e-09 | 9.8614e-10 | 2.5358e-09 | 9984.8474 | 263.1074 | 9721.74 | 0 | 0 | 0 | 0 | 1.6429e-06 |  | 1.9693e-05 | 0 | 1.9693e-05 | 9.8465e-06 | 0 | 9.8465e-06 | 2.5319e-05 | 0 | 2.5319e-05 | [16 empty] | 7.3.1.3 Ignition probability mapping showing the probability of ignition along the electric lines and equipmentWLDFRAggregatedAggregated | WLDFR | HFTD - Distribution - Tier 2 - 4QU CoRE ¦ 4QU LoRE | Non-Red Flag Warning - Destructive Fires | Aggregated | Aggregated | 2026 | 4.7138e-07 | 0 | 690.0576 | 0.00032528 | 2026 | Mitigation | 0.08575 | 30 | 0 | esc | 0.0012005 | 5.6589e-10 | 0.00060025 | 2.8294e-10 | 0.0015435 | 7.2757e-10
[79 empty] | WLDFR | HFTD - Distribution - Tier 2 - 4QU CoRE ¦ 3QU LoRE | Red Flag Warning - Destructive Fires | 2037 | 1.9723e-09 | 9.8614e-10 | 2.5358e-09 | 9984.8474 | 263.1074 | 9721.74 | 0 | 0 | 0 | 0 | 1.6429e-06 |  | 1.9693e-05 | 0 | 1.9693e-05 | 9.8465e-06 | 0 | 9.8465e-06 | 2.5319e-05 | 0 | 2.5319e-05 | [16 empty] | 7.3.1.3 Ignition probability mapping showing the probability of ignition along the electric lines and equipmentWLDFRAggregatedAggregated | WLDFR | HFTD - Distribution - Tier 2 - 4QU CoRE ¦ 4QU LoRE | Non-Red Flag Warning - Destructive Fires | Aggregated | Aggregated | 2027 | 4.7138e-07 | 0 | 690.0576 | 0.00032528 | 2027 | Mitigation | 0.08575 | 30 | 0 | esc | 0.0012005 | 5.6589e-10 | 0.00060025 | 2.8294e-10 | 0.0015435 | 7.2757e-10
[79 empty] | WLDFR | HFTD - Distribution - Tier 2 - 4QU CoRE ¦ 3QU LoRE | Red Flag Warning - Destructive Fires | 2038 | 1.9723e-09 | 9.8614e-10 | 2.5358e-09 | 10472.8261 | 280.5544 | 10192.2718 | 0 | 0 | 0 | 0 | 1.6429e-06 |  | 2.0655e-05 | 0 | 2.0655e-05 | 1.0328e-05 | 0 | 1.0328e-05 | 2.6557e-05 | 0 | 2.6557e-05 | [16 empty] | 7.3.1.3 Ignition probability mapping showing the probability of ignition along the electric lines and equipmentWLDFRAggregatedAggregated | WLDFR | HFTD - Distribution - Tier 2 - 4QU CoRE ¦ 4QU LoRE | Non-Red Flag Warning - Destructive Fires | Aggregated | Aggregated | 2028 | 4.7138e-07 | 0 | 690.0576 | 0.00032528 | 2028 | Mitigation | 0.08575 | 30 | 0 | esc | 0.0012005 | 5.6589e-10 | 0.00060025 | 2.8294e-10 | 0.0015435 | 7.2757e-10
[79 empty] | WLDFR | HFTD - Distribution - Tier 2 - 4QU CoRE ¦ 3QU LoRE | Red Flag Warning - Destructive Fires | 2039 | 1.9723e-09 | 9.8614e-10 | 2.5358e-09 | 10472.8261 | 280.5544 | 10192.2718 | 0 | 0 | 0 | 0 | 1.6429e-06 |  | 2.0655e-05 | 0 | 2.0655e-05 | 1.0328e-05 | 0 | 1.0328e-05 | 2.6557e-05 | 0 | 2.6557e-05 | [16 empty] | 7.3.1.3 Ignition probability mapping showing the probability of ignition along the electric lines and equipmentWLDFRAggregatedAggregated | WLDFR | HFTD - Distribution - Tier 2 - 4QU CoRE ¦ 4QU LoRE | Non-Red Flag Warning - Destructive Fires | Aggregated | Aggregated | 2029 | 4.7138e-07 | 0 | 690.0576 | 0.00032528 | 2029 | Mitigation | 0.08575 | 30 | 0 | esc | 0.0012005 | 5.6589e-10 | 0.00060025 | 2.8294e-10 | 0.0015435 | 7.2757e-10
[79 empty] | WLDFR | HFTD - Distribution - Tier 2 - 4QU CoRE ¦ 3QU LoRE | Red Flag Warning - Destructive Fires | 2040 | 1.9723e-09 | 9.8614e-10 | 2.5358e-09 | 10472.8261 | 280.5544 | 10192.2718 | 0 | 0 | 0 | 0 | 1.6429e-06 |  | 2.0655e-05 | 0 | 2.0655e-05 | 1.0328e-05 | 0 | 1.0328e-05 | 2.6557e-05 | 0 | 2.6557e-05 | [16 empty] | 7.3.1.3 Ignition probability mapping showing the probability of ignition along the electric lines and equipmentWLDFRAggregatedAggregated | WLDFR | HFTD - Distribution - Tier 2 - 4QU CoRE ¦ 4QU LoRE | Non-Red Flag Warning - Destructive Fires | Aggregated | Aggregated | 2030 | 4.7138e-07 | 0 | 690.0576 | 0.00032528 | 2030 | Mitigation | 0.08575 | 30 | 0 | esc | 0.0012005 | 5.6589e-10 | 0.00060025 | 2.8294e-10 | 0.0015435 | 7.2757e-10
[79 empty] | WLDFR | HFTD - Distribution - Tier 2 - 4QU CoRE ¦ 3QU LoRE | Red Flag Warning - Destructive Fires | 2041 | 1.9723e-09 | 9.8614e-10 | 2.5358e-09 | 10472.8261 | 280.5544 | 10192.2718 | 0 | 0 | 0 | 0 | 1.6429e-06 |  | 2.0655e-05 | 0 | 2.0655e-05 | 1.0328e-05 | 0 | 1.0328e-05 | 2.6557e-05 | 0 | 2.6557e-05 | [16 empty] | 7.3.1.3 Ignition probability mapping showing the probability of ignition along the electric lines and equipmentWLDFRAggregatedAggregated | WLDFR | HFTD - Distribution - Tier 2 - 4QU CoRE ¦ 4QU LoRE | Non-Red Flag Warning - Destructive Fires | Aggregated | Aggregated | 2031 | 4.7138e-07 | 0 | 690.0576 | 0.00032528 | 2031 | Mitigation | 0.08575 | 30 | 0 | esc | 0.0012005 | 5.6589e-10 | 0.00060025 | 2.8294e-10 | 0.0015435 | 7.2757e-10
[79 empty] | WLDFR | HFTD - Distribution - Tier 2 - 4QU CoRE ¦ 3QU LoRE | Red Flag Warning - Destructive Fires | 2042 | 1.9723e-09 | 9.8614e-10 | 2.5358e-09 | 10472.8261 | 280.5544 | 10192.2718 | 0 | 0 | 0 | 0 | 1.6429e-06 |  | 2.0655e-05 | 0 | 2.0655e-05 | 1.0328e-05 | 0 | 1.0328e-05 | 2.6557e-05 | 0 | 2.6557e-05 | [16 empty] | 7.3.1.3 Ignition probability mapping showing the probability of ignition along the electric lines and equipmentWLDFRAggregatedAggregated | WLDFR | HFTD - Distribution - Tier 2 - 4QU CoRE ¦ 4QU LoRE | Non-Red Flag Warning - Destructive Fires | Aggregated | Aggregated | 2032 | 4.7138e-07 | 0 | 690.0576 | 0.00032528 | 2032 | Mitigation | 0.08575 | 30 | 0 | esc | 0.0012005 | 5.6589e-10 | 0.00060025 | 2.8294e-10 | 0.0015435 | 7.2757e-10
[79 empty] | WLDFR | HFTD - Distribution - Tier 2 - 4QU CoRE ¦ 3QU LoRE | Red Flag Warning - Destructive Fires | 2043 | 1.9723e-09 | 9.8614e-10 | 2.5358e-09 | 10992.1562 | 299.42 | 10692.7362 | 0 | 0 | 0 | 0 | 1.6429e-06 |  | 2.168e-05 | 0 | 2.168e-05 | 1.084e-05 | 0 | 1.084e-05 | 2.7874e-05 | 0 | 2.7874e-05 | [16 empty] | 7.3.1.3 Ignition probability mapping showing the probability of ignition along the electric lines and equipmentWLDFRAggregatedAggregated | WLDFR | HFTD - Distribution - Tier 2 - 4QU CoRE ¦ 4QU LoRE | Non-Red Flag Warning - Destructive Fires | Aggregated | Aggregated | 2033 | 4.7138e-07 | 0 | 690.0576 | 0.00032528 | 2033 | Mitigation | 0.08575 | 30 | 0 | esc | 0.0012005 | 5.6589e-10 | 0.00060025 | 2.8294e-10 | 0.0015435 | 7.2757e-10
[79 empty] | WLDFR | HFTD - Distribution - Tier 2 - 4QU CoRE ¦ 3QU LoRE | Red Flag Warning - Destructive Fires | 2044 | 1.9723e-09 | 9.8614e-10 | 2.5358e-09 | 10992.1562 | 299.42 | 10692.7362 | 0 | 0 | 0 | 0 | 1.6429e-06 |  | 2.168e-05 | 0 | 2.168e-05 | 1.084e-05 | 0 | 1.084e-05 | 2.7874e-05 | 0 | 2.7874e-05 | [16 empty] | 7.3.1.3 Ignition probability mapping showing the probability of ignition along the electric lines and equipmentWLDFRAggregatedAggregated | WLDFR | HFTD - Distribution - Tier 2 - 4QU CoRE ¦ 4QU LoRE | Non-Red Flag Warning - Destructive Fires | Aggregated | Aggregated | 2034 | 4.7138e-07 | 0 | 690.0576 | 0.00032528 | 2034 | Mitigation | 0.08575 | 30 | 0 | esc | 0.0012005 | 5.6589e-10 | 0.00060025 | 2.8294e-10 | 0.0015435 | 7.2757e-10
[79 empty] | WLDFR | HFTD - Distribution - Tier 2 - 4QU CoRE ¦ 3QU LoRE | Red Flag Warning - Destructive Fires | 2045 | 1.9723e-09 | 9.8614e-10 | 2.5358e-09 | 10992.1562 | 299.42 | 10692.7362 | 0 | 0 | 0 | 0 | 1.6429e-06 |  | 2.168e-05 | 0 | 2.168e-05 | 1.084e-05 | 0 | 1.084e-05 | 2.7874e-05 | 0 | 2.7874e-05 | [16 empty] | 7.3.1.3 Ignition probability mapping showing the probability of ignition along the electric lines and equipmentWLDFRAggregatedAggregated | WLDFR | HFTD - Distribution - Tier 2 - 4QU CoRE ¦ 4QU LoRE | Non-Red Flag Warning - Destructive Fires | Aggregated | Aggregated | 2035 | 4.7138e-07 | 0 | 690.0576 | 0.00032528 | 2035 | Mitigation | 0.08575 | 30 | 0 | esc | 0.0012005 | 5.6589e-10 | 0.00060025 | 2.8294e-10 | 0.0015435 | 7.2757e-10
[79 empty] | WLDFR | HFTD - Distribution - Tier 2 - 4QU CoRE ¦ 3QU LoRE | Red Flag Warning - Destructive Fires | 2046 | 1.9723e-09 | 9.8614e-10 | 2.5358e-09 | 10992.1562 | 299.42 | 10692.7362 | 0 | 0 | 0 | 0 | 1.6429e-06 |  | 2.168e-05 | 0 | 2.168e-05 | 1.084e-05 | 0 | 1.084e-05 | 2.7874e-05 | 0 | 2.7874e-05 | [16 empty] | 7.3.1.3 Ignition probability mapping showing the probability of ignition along the electric lines and equipmentWLDFRAggregatedAggregated | WLDFR | HFTD - Distribution - Tier 2 - 4QU CoRE ¦ 4QU LoRE | Non-Red Flag Warning - Destructive Fires | Aggregated | Aggregated | 2036 | 4.7138e-07 | 0 | 690.0576 | 0.00032528 | 2036 | Mitigation | 0.08575 | 30 | 0 | esc | 0.0012005 | 5.6589e-10 | 0.00060025 | 2.8294e-10 | 0.0015435 | 7.2757e-10
[79 empty] | WLDFR | HFTD - Distribution - Tier 2 - 4QU CoRE ¦ 3QU LoRE | Red Flag Warning - Destructive Fires | 2047 | 1.9723e-09 | 9.8614e-10 | 2.5358e-09 | 10992.1562 | 299.42 | 10692.7362 | 0 | 0 | 0 | 0 | 1.6429e-06 |  | 2.168e-05 | 0 | 2.168e-05 | 1.084e-05 | 0 | 1.084e-05 | 2.7874e-05 | 0 | 2.7874e-05 | [16 empty] | 7.3.1.3 Ignition probability mapping showing the probability of ignition along the electric lines and equipmentWLDFRAggregatedAggregated | WLDFR | HFTD - Distribution - Tier 2 - 4QU CoRE ¦ 4QU LoRE | Non-Red Flag Warning - Destructive Fires | Aggregated | Aggregated | 2037 | 4.7138e-07 | 0 | 690.0576 | 0.00032528 | 2037 | Mitigation | 0.08575 | 30 | 0 | esc | 0.0012005 | 5.6589e-10 | 0.00060025 | 2.8294e-10 | 0.0015435 | 7.2757e-10
[79 empty] | WLDFR | HFTD - Distribution - Tier 2 - 4QU CoRE ¦ 3QU LoRE | Red Flag Warning - Destructive Fires | 2048 | 1.9723e-09 | 9.8614e-10 | 2.5358e-09 | 11536.0538 | 319.4911 | 11216.5626 | 0 | 0 | 0 | 0 | 1.6429e-06 |  | 2.2752e-05 | 0 | 2.2752e-05 | 1.1376e-05 | 0 | 1.1376e-05 | 2.9253e-05 | 0 | 2.9253e-05 | [16 empty] | 7.3.1.3 Ignition probability mapping showing the probability of ignition along the electric lines and equipmentWLDFRAggregatedAggregated | WLDFR | HFTD - Distribution - Tier 2 - 4QU CoRE ¦ 4QU LoRE | Non-Red Flag Warning - Destructive Fires | Aggregated | Aggregated | 2038 | 4.7138e-07 | 0 | 690.0576 | 0.00032528 | 2038 | Mitigation | 0.08575 | 30 | 0 | esc | 0.0012005 | 5.6589e-10 | 0.00060025 | 2.8294e-10 | 0.0015435 | 7.2757e-10
[79 empty] | WLDFR | HFTD - Distribution - Tier 2 - 4QU CoRE ¦ 3QU LoRE | Red Flag Warning - Destructive Fires | 2049 | 1.9723e-09 | 9.8614e-10 | 2.5358e-09 | 11536.0538 | 319.4911 | 11216.5626 | 0 | 0 | 0 | 0 | 1.6429e-06 |  | 2.2752e-05 | 0 | 2.2752e-05 | 1.1376e-05 | 0 | 1.1376e-05 | 2.9253e-05 | 0 | 2.9253e-05 | [16 empty] | 7.3.1.3 Ignition probability mapping showing the probability of ignition along the electric lines and equipmentWLDFRAggregatedAggregated | WLDFR | HFTD - Distribution - Tier 2 - 4QU CoRE ¦ 4QU LoRE | Non-Red Flag Warning - Destructive Fires | Aggregated | Aggregated | 2039 | 4.7138e-07 | 0 | 690.0576 | 0.00032528 | 2039 | Mitigation | 0.08575 | 30 | 0 | esc | 0.0012005 | 5.6589e-10 | 0.00060025 | 2.8294e-10 | 0.0015435 | 7.2757e-10
[79 empty] | WLDFR | HFTD - Distribution - Tier 2 - 4QU CoRE ¦ 3QU LoRE | Red Flag Warning - Destructive Fires | 2050 | 0 | 9.8614e-10 | 2.5358e-09 | 11536.0538 | 319.4911 | 11216.5626 | 0 | 0 | 0 | 0 | 1.6429e-06 |  | 0 | 0 | 0 | 1.1376e-05 | 0 | 1.1376e-05 | 2.9253e-05 | 0 | 2.9253e-05 | [16 empty] | 7.3.1.3 Ignition probability mapping showing the probability of ignition along the electric lines and equipmentWLDFRAggregatedAggregated | WLDFR | HFTD - Distribution - Tier 2 - 4QU CoRE ¦ 4QU LoRE | Non-Red Flag Warning - Destructive Fires | Aggregated | Aggregated | 2040 | 4.7138e-07 | 0 | 690.0576 | 0.00032528 | 2040 | Mitigation | 0.08575 | 30 | 0 | esc | 0.0012005 | 5.6589e-10 | 0.00060025 | 2.8294e-10 | 0.0015435 | 7.2757e-10
[79 empty] | WLDFR | HFTD - Distribution - Tier 2 - 4QU CoRE ¦ 3QU LoRE | Red Flag Warning - Destructive Fires | 2051 | 0 | 0 | 2.5358e-09 | 11536.0538 | 319.4911 | 11216.5626 | 0 | 0 | 0 | 0 | 1.6429e-06 |  | 0 | 0 | 0 | 0 | 0 | 0 | 2.9253e-05 | 0 | 2.9253e-05 | [16 empty] | 7.3.1.3 Ignition probability mapping showing the probability of ignition along the electric lines and equipmentWLDFRAggregatedAggregated | WLDFR | HFTD - Distribution - Tier 2 - 4QU CoRE ¦ 4QU LoRE | Non-Red Flag Warning - Destructive Fires | Aggregated | Aggregated | 2041 | 4.7138e-07 | 0 | 690.0576 | 0.00032528 | 2041 | Mitigation | 0.08575 | 30 | 0 | esc | 0.0012005 | 5.6589e-10 | 0.00060025 | 2.8294e-10 | 0.0015435 | 7.2757e-10
[79 empty] | WLDFR | HFTD - Distribution - Tier 2 - 4QU CoRE ¦ 3QU LoRE | Red Flag Warning - Large Fires | 2020 | 3.0385e-08 | 0 | 0 | 5.2406 | 0.69642 | 2.942 | 1.6022 | 0 | 0 | 0 | 2.531e-05 |  | 1.5923e-07 | 0 | 1.5923e-07 | 0 | 0 | 0 | 0 | 0 | 0 | [16 empty] | 7.3.1.3 Ignition probability mapping showing the probability of ignition along the electric lines and equipmentWLDFRAggregatedAggregated | WLDFR | HFTD - Distribution - Tier 2 - 4QU CoRE ¦ 4QU LoRE | Non-Red Flag Warning - Destructive Fires | Aggregated | Aggregated | 2042 | 4.7138e-07 | 0 | 690.0576 | 0.00032528 | 2042 | Mitigation | 0.08575 | 30 | 0 | esc | 0.0012005 | 5.6589e-10 | 0.00060025 | 2.8294e-10 | 0.0015435 | 7.2757e-10
[79 empty] | WLDFR | HFTD - Distribution - Tier 2 - 4QU CoRE ¦ 3QU LoRE | Red Flag Warning - Large Fires | 2021 | 3.0385e-08 | 1.5192e-08 | 0 | 5.2406 | 0.69642 | 2.942 | 1.6022 | 0 | 0 | 0 | 2.531e-05 |  | 1.5923e-07 | 0 | 1.5923e-07 | 7.9617e-08 | 0 | 7.9617e-08 | 0 | 0 | 0 | [16 empty] | 7.3.1.3 Ignition probability mapping showing the probability of ignition along the electric lines and equipmentWLDFRAggregatedAggregated | WLDFR | HFTD - Distribution - Tier 2 - 4QU CoRE ¦ 4QU LoRE | Non-Red Flag Warning - Destructive Fires | Aggregated | Aggregated | 2043 | 4.7138e-07 | 0 | 690.0576 | 0.00032528 | 2043 | Mitigation | 0.08575 | 30 | 0 | esc | 0.0012005 | 5.6589e-10 | 0.00060025 | 2.8294e-10 | 0.0015435 | 7.2757e-10
[79 empty] | WLDFR | HFTD - Distribution - Tier 2 - 4QU CoRE ¦ 3QU LoRE | Red Flag Warning - Large Fires | 2022 | 3.0385e-08 | 1.5192e-08 | 3.9066e-08 | 5.2406 | 0.69642 | 2.942 | 1.6022 | 0 | 0 | 0 | 2.531e-05 |  | 1.5923e-07 | 0 | 1.5923e-07 | 7.9617e-08 | 0 | 7.9617e-08 | 2.0473e-07 | 0 | 2.0473e-07 | [16 empty] | 7.3.1.3 Ignition probability mapping showing the probability of ignition along the electric lines and equipmentWLDFRAggregatedAggregated | WLDFR | HFTD - Distribution - Tier 2 - 4QU CoRE ¦ 4QU LoRE | Non-Red Flag Warning - Destructive Fires | Aggregated | Aggregated | 2044 | 4.7138e-07 | 0 | 690.0576 | 0.00032528 | 2044 | Mitigation | 0.08575 | 30 | 0 | esc | 0.0012005 | 5.6589e-10 | 0.00060025 | 2.8294e-10 | 0.0015435 | 7.2757e-10
[79 empty] | WLDFR | HFTD - Distribution - Tier 2 - 4QU CoRE ¦ 3QU LoRE | Red Flag Warning - Large Fires | 2023 | 3.0385e-08 | 1.5192e-08 | 3.9066e-08 | 5.475 | 0.71896 | 3.0715 | 1.6846 | 0 | 0 | 0 | 2.531e-05 |  | 1.6636e-07 | 0 | 1.6636e-07 | 8.3179e-08 | 0 | 8.3179e-08 | 2.1389e-07 | 0 | 2.1389e-07 | [16 empty] | 7.3.1.3 Ignition probability mapping showing the probability of ignition along the electric lines and equipmentWLDFRAggregatedAggregated | WLDFR | HFTD - Distribution - Tier 2 - 4QU CoRE ¦ 4QU LoRE | Non-Red Flag Warning - Destructive Fires | Aggregated | Aggregated | 2045 | 4.7138e-07 | 0 | 690.0576 | 0.00032528 | 2045 | Mitigation | 0.08575 | 30 | 0 | esc | 0.0012005 | 5.6589e-10 | 0.00060025 | 2.8294e-10 | 0.0015435 | 7.2757e-10
[79 empty] | WLDFR | HFTD - Distribution - Tier 2 - 4QU CoRE ¦ 3QU LoRE | Red Flag Warning - Large Fires | 2024 | 3.0385e-08 | 1.5192e-08 | 3.9066e-08 | 5.475 | 0.71896 | 3.0715 | 1.6846 | 0 | 0 | 0 | 2.531e-05 |  | 1.6636e-07 | 0 | 1.6636e-07 | 8.3179e-08 | 0 | 8.3179e-08 | 2.1389e-07 | 0 | 2.1389e-07 | [16 empty] | 7.3.1.3 Ignition probability mapping showing the probability of ignition along the electric lines and equipmentWLDFRAggregatedAggregated | WLDFR | HFTD - Distribution - Tier 2 - 4QU CoRE ¦ 4QU LoRE | Non-Red Flag Warning - Destructive Fires | Aggregated | Aggregated | 2046 | 4.7138e-07 | 0 | 690.0576 | 0.00032528 | 2046 | Mitigation | 0.08575 | 30 | 0 | esc | 0.0012005 | 5.6589e-10 | 0.00060025 | 2.8294e-10 | 0.0015435 | 7.2757e-10
[79 empty] | WLDFR | HFTD - Distribution - Tier 2 - 4QU CoRE ¦ 3QU LoRE | Red Flag Warning - Large Fires | 2025 | 3.0385e-08 | 1.5192e-08 | 3.9066e-08 | 5.475 | 0.71896 | 3.0715 | 1.6846 | 0 | 0 | 0 | 2.531e-05 |  | 1.6636e-07 | 0 | 1.6636e-07 | 8.3179e-08 | 0 | 8.3179e-08 | 2.1389e-07 | 0 | 2.1389e-07 | [16 empty] | 7.3.1.3 Ignition probability mapping showing the probability of ignition along the electric lines and equipmentWLDFRAggregatedAggregated | WLDFR | HFTD - Distribution - Tier 2 - 4QU CoRE ¦ 4QU LoRE | Non-Red Flag Warning - Destructive Fires | Aggregated | Aggregated | 2047 | 4.7138e-07 | 0 | 690.0576 | 0.00032528 | 2047 | Mitigation | 0.08575 | 30 | 0 | esc | 0.0012005 | 5.6589e-10 | 0.00060025 | 2.8294e-10 | 0.0015435 | 7.2757e-10
[79 empty] | WLDFR | HFTD - Distribution - Tier 2 - 4QU CoRE ¦ 3QU LoRE | Red Flag Warning - Large Fires | 2026 | 3.0385e-08 | 1.5192e-08 | 3.9066e-08 | 5.475 | 0.71896 | 3.0715 | 1.6846 | 0 | 0 | 0 | 2.531e-05 |  | 1.6636e-07 | 0 | 1.6636e-07 | 8.3179e-08 | 0 | 8.3179e-08 | 2.1389e-07 | 0 | 2.1389e-07 | [16 empty] | 7.3.1.3 Ignition probability mapping showing the probability of ignition along the electric lines and equipmentWLDFRAggregatedAggregated | WLDFR | HFTD - Distribution - Tier 2 - 4QU CoRE ¦ 4QU LoRE | Non-Red Flag Warning - Destructive Fires | Aggregated | Aggregated | 2048 | 4.7138e-07 | 0 | 690.0576 | 0.00032528 | 2048 | Mitigation | 0.08575 | 30 | 0 | esc | 0.0012005 | 5.6589e-10 | 0.00060025 | 2.8294e-10 | 0.0015435 | 7.2757e-10
[79 empty] | WLDFR | HFTD - Distribution - Tier 2 - 4QU CoRE ¦ 3QU LoRE | Red Flag Warning - Large Fires | 2027 | 3.0385e-08 | 1.5192e-08 | 3.9066e-08 | 5.475 | 0.71896 | 3.0715 | 1.6846 | 0 | 0 | 0 | 2.531e-05 |  | 1.6636e-07 | 0 | 1.6636e-07 | 8.3179e-08 | 0 | 8.3179e-08 | 2.1389e-07 | 0 | 2.1389e-07 | [16 empty] | 7.3.1.3 Ignition probability mapping showing the probability of ignition along the electric lines and equipmentWLDFRAggregatedAggregated | WLDFR | HFTD - Distribution - Tier 2 - 4QU CoRE ¦ 4QU LoRE | Non-Red Flag Warning - Destructive Fires | Aggregated | Aggregated | 2049 | 4.7138e-07 | 0 | 690.0576 | 0.00032528 | 2049 | Mitigation | 0.08575 | 30 | 0 | esc | 0.0012005 | 5.6589e-10 | 0.00060025 | 2.8294e-10 | 0.0015435 | 7.2757e-10
[79 empty] | WLDFR | HFTD - Distribution - Tier 2 - 4QU CoRE ¦ 3QU LoRE | Red Flag Warning - Large Fires | 2028 | 3.0385e-08 | 1.5192e-08 | 3.9066e-08 | 5.777 | 0.74734 | 3.238 | 1.7917 | 0 | 0 | 0 | 2.531e-05 |  | 1.7553e-07 | 0 | 1.7553e-07 | 8.7767e-08 | 0 | 8.7767e-08 | 2.2569e-07 | 0 | 2.2569e-07 | [16 empty] | 7.3.1.3 Ignition probability mapping showing the probability of ignition along the electric lines and equipmentWLDFRAggregatedAggregated | WLDFR | HFTD - Distribution - Tier 2 - 4QU CoRE ¦ 4QU LoRE | Non-Red Flag Warning - Destructive Fires | Aggregated | Aggregated | 2050 | 4.7138e-07 | 0 | 690.0576 | 0.00032528 | 2050 | Mitigation | 0.08575 | 30 | 0 | esc | 0 | 0 | 0.00060025 | 2.8294e-10 | 0.0015435 | 7.2757e-10
[79 empty] | WLDFR | HFTD - Distribution - Tier 2 - 4QU CoRE ¦ 3QU LoRE | Red Flag Warning - Large Fires | 2029 | 3.0385e-08 | 1.5192e-08 | 3.9066e-08 | 5.777 | 0.74734 | 3.238 | 1.7917 | 0 | 0 | 0 | 2.531e-05 |  | 1.7553e-07 | 0 | 1.7553e-07 | 8.7767e-08 | 0 | 8.7767e-08 | 2.2569e-07 | 0 | 2.2569e-07 | [16 empty] | 7.3.1.3 Ignition probability mapping showing the probability of ignition along the electric lines and equipmentWLDFRAggregatedAggregated | WLDFR | HFTD - Distribution - Tier 2 - 4QU CoRE ¦ 4QU LoRE | Non-Red Flag Warning - Destructive Fires | Aggregated | Aggregated | 2051 | 4.7138e-07 | 0 | 690.0576 | 0.00032528 | 2051 | Mitigation | 0.08575 | 30 | 0 | esc | 0 | 0 | 0 | 0 | 0.0015435 | 7.2757e-10
[79 empty] | WLDFR | HFTD - Distribution - Tier 2 - 4QU CoRE ¦ 3QU LoRE | Red Flag Warning - Large Fires | 2030 | 3.0385e-08 | 1.5192e-08 | 3.9066e-08 | 5.777 | 0.74734 | 3.238 | 1.7917 | 0 | 0 | 0 | 2.531e-05 |  | 1.7553e-07 | 0 | 1.7553e-07 | 8.7767e-08 | 0 | 8.7767e-08 | 2.2569e-07 | 0 | 2.2569e-07 | [16 empty] | 7.3.1.3 Ignition probability mapping showing the probability of ignition along the electric lines and equipmentWLDFRAggregatedAggregated | WLDFR | HFTD - Distribution - Tier 2 - 4QU CoRE ¦ 4QU LoRE | Non-Red Flag Warning - Large Fires | Aggregated | Aggregated | 2021 | 1.426e-05 | 0 | 690.0576 | 0.0098401 | 2021 | Mitigation | 0.08575 | 30 | 0 | esc | 0.0012005 | 1.7119e-08 | 0.00060025 | 8.5594e-09 | 0 | 0
[79 empty] | WLDFR | HFTD - Distribution - Tier 2 - 4QU CoRE ¦ 3QU LoRE | Red Flag Warning - Large Fires | 2031 | 3.0385e-08 | 1.5192e-08 | 3.9066e-08 | 5.777 | 0.74734 | 3.238 | 1.7917 | 0 | 0 | 0 | 2.531e-05 |  | 1.7553e-07 | 0 | 1.7553e-07 | 8.7767e-08 | 0 | 8.7767e-08 | 2.2569e-07 | 0 | 2.2569e-07 | [16 empty] | 7.3.1.3 Ignition probability mapping showing the probability of ignition along the electric lines and equipmentWLDFRAggregatedAggregated | WLDFR | HFTD - Distribution - Tier 2 - 4QU CoRE ¦ 4QU LoRE | Non-Red Flag Warning - Large Fires | Aggregated | Aggregated | 2022 | 1.426e-05 | 0 | 690.0576 | 0.0098401 | 2022 | Mitigation | 0.08575 | 30 | 0 | esc | 0.0012005 | 1.7119e-08 | 0.00060025 | 8.5594e-09 | 0.0015435 | 2.201e-08
[79 empty] | WLDFR | HFTD - Distribution - Tier 2 - 4QU CoRE ¦ 3QU LoRE | Red Flag Warning - Large Fires | 2032 | 3.0385e-08 | 1.5192e-08 | 3.9066e-08 | 5.777 | 0.74734 | 3.238 | 1.7917 | 0 | 0 | 0 | 2.531e-05 |  | 1.7553e-07 | 0 | 1.7553e-07 | 8.7767e-08 | 0 | 8.7767e-08 | 2.2569e-07 | 0 | 2.2569e-07 | [16 empty] | 7.3.1.3 Ignition probability mapping showing the probability of ignition along the electric lines and equipmentWLDFRAggregatedAggregated | WLDFR | HFTD - Distribution - Tier 2 - 4QU CoRE ¦ 4QU LoRE | Non-Red Flag Warning - Large Fires | Aggregated | Aggregated | 2023 | 1.426e-05 | 0 | 690.0576 | 0.0098401 | 2023 | Mitigation | 0.08575 | 30 | 0 | esc | 0.0012005 | 1.7119e-08 | 0.00060025 | 8.5594e-09 | 0.0015435 | 2.201e-08
[79 empty] | WLDFR | HFTD - Distribution - Tier 2 - 4QU CoRE ¦ 3QU LoRE | Red Flag Warning - Large Fires | 2033 | 3.0385e-08 | 1.5192e-08 | 3.9066e-08 | 6.1205 | 0.77885 | 3.4265 | 1.9151 | 0 | 0 | 0 | 2.531e-05 |  | 1.8597e-07 | 0 | 1.8597e-07 | 9.2985e-08 | 0 | 9.2985e-08 | 2.3911e-07 | 0 | 2.3911e-07 | [16 empty] | 7.3.1.3 Ignition probability mapping showing the probability of ignition along the electric lines and equipmentWLDFRAggregatedAggregated | WLDFR | HFTD - Distribution - Tier 2 - 4QU CoRE ¦ 4QU LoRE | Non-Red Flag Warning - Large Fires | Aggregated | Aggregated | 2024 | 1.426e-05 | 0 | 690.0576 | 0.0098401 | 2024 | Mitigation | 0.08575 | 30 | 0 | esc | 0.0012005 | 1.7119e-08 | 0.00060025 | 8.5594e-09 | 0.0015435 | 2.201e-08
[79 empty] | WLDFR | HFTD - Distribution - Tier 2 - 4QU CoRE ¦ 3QU LoRE | Red Flag Warning - Large Fires | 2034 | 3.0385e-08 | 1.5192e-08 | 3.9066e-08 | 6.1205 | 0.77885 | 3.4265 | 1.9151 | 0 | 0 | 0 | 2.531e-05 |  | 1.8597e-07 | 0 | 1.8597e-07 | 9.2985e-08 | 0 | 9.2985e-08 | 2.3911e-07 | 0 | 2.3911e-07 | [16 empty] | 7.3.1.3 Ignition probability mapping showing the probability of ignition along the electric lines and equipmentWLDFRAggregatedAggregated | WLDFR | HFTD - Distribution - Tier 2 - 4QU CoRE ¦ 4QU LoRE | Non-Red Flag Warning - Large Fires | Aggregated | Aggregated | 2025 | 1.426e-05 | 0 | 690.0576 | 0.0098401 | 2025 | Mitigation | 0.08575 | 30 | 0 | esc | 0.0012005 | 1.7119e-08 | 0.00060025 | 8.5594e-09 | 0.0015435 | 2.201e-08
[79 empty] | WLDFR | HFTD - Distribution - Tier 2 - 4QU CoRE ¦ 3QU LoRE | Red Flag Warning - Large Fires | 2035 | 3.0385e-08 | 1.5192e-08 | 3.9066e-08 | 6.1205 | 0.77885 | 3.4265 | 1.9151 | 0 | 0 | 0 | 2.531e-05 |  | 1.8597e-07 | 0 | 1.8597e-07 | 9.2985e-08 | 0 | 9.2985e-08 | 2.3911e-07 | 0 | 2.3911e-07 | [16 empty] | 7.3.1.3 Ignition probability mapping showing the probability of ignition along the electric lines and equipmentWLDFRAggregatedAggregated | WLDFR | HFTD - Distribution - Tier 2 - 4QU CoRE ¦ 4QU LoRE | Non-Red Flag Warning - Large Fires | Aggregated | Aggregated | 2026 | 1.426e-05 | 0 | 690.0576 | 0.0098401 | 2026 | Mitigation | 0.08575 | 30 | 0 | esc | 0.0012005 | 1.7119e-08 | 0.00060025 | 8.5594e-09 | 0.0015435 | 2.201e-08
[79 empty] | WLDFR | HFTD - Distribution - Tier 2 - 4QU CoRE ¦ 3QU LoRE | Red Flag Warning - Large Fires | 2036 | 3.0385e-08 | 1.5192e-08 | 3.9066e-08 | 6.1205 | 0.77885 | 3.4265 | 1.9151 | 0 | 0 | 0 | 2.531e-05 |  | 1.8597e-07 | 0 | 1.8597e-07 | 9.2985e-08 | 0 | 9.2985e-08 | 2.3911e-07 | 0 | 2.3911e-07 | [16 empty] | 7.3.1.3 Ignition probability mapping showing the probability of ignition along the electric lines and equipmentWLDFRAggregatedAggregated | WLDFR | HFTD - Distribution - Tier 2 - 4QU CoRE ¦ 4QU LoRE | Non-Red Flag Warning - Large Fires | Aggregated | Aggregated | 2027 | 1.426e-05 | 0 | 690.0576 | 0.0098401 | 2027 | Mitigation | 0.08575 | 30 | 0 | esc | 0.0012005 | 1.7119e-08 | 0.00060025 | 8.5594e-09 | 0.0015435 | 2.201e-08
[79 empty] | WLDFR | HFTD - Distribution - Tier 2 - 4QU CoRE ¦ 3QU LoRE | Red Flag Warning - Large Fires | 2037 | 3.0385e-08 | 1.5192e-08 | 3.9066e-08 | 6.1205 | 0.77885 | 3.4265 | 1.9151 | 0 | 0 | 0 | 2.531e-05 |  | 1.8597e-07 | 0 | 1.8597e-07 | 9.2985e-08 | 0 | 9.2985e-08 | 2.3911e-07 | 0 | 2.3911e-07 | [16 empty] | 7.3.1.3 Ignition probability mapping showing the probability of ignition along the electric lines and equipmentWLDFRAggregatedAggregated | WLDFR | HFTD - Distribution - Tier 2 - 4QU CoRE ¦ 4QU LoRE | Non-Red Flag Warning - Large Fires | Aggregated | Aggregated | 2028 | 1.426e-05 | 0 | 690.0576 | 0.0098401 | 2028 | Mitigation | 0.08575 | 30 | 0 | esc | 0.0012005 | 1.7119e-08 | 0.00060025 | 8.5594e-09 | 0.0015435 | 2.201e-08
[79 empty] | WLDFR | HFTD - Distribution - Tier 2 - 4QU CoRE ¦ 3QU LoRE | Red Flag Warning - Large Fires | 2038 | 3.0385e-08 | 1.5192e-08 | 3.9066e-08 | 6.5028 | 0.81304 | 3.6355 | 2.0543 | 0 | 0 | 0 | 2.531e-05 |  | 1.9759e-07 | 0 | 1.9759e-07 | 9.8794e-08 | 0 | 9.8794e-08 | 2.5404e-07 | 0 | 2.5404e-07 | [16 empty] | 7.3.1.3 Ignition probability mapping showing the probability of ignition along the electric lines and equipmentWLDFRAggregatedAggregated | WLDFR | HFTD - Distribution - Tier 2 - 4QU CoRE ¦ 4QU LoRE | Non-Red Flag Warning - Large Fires | Aggregated | Aggregated | 2029 | 1.426e-05 | 0 | 690.0576 | 0.0098401 | 2029 | Mitigation | 0.08575 | 30 | 0 | esc | 0.0012005 | 1.7119e-08 | 0.00060025 | 8.5594e-09 | 0.0015435 | 2.201e-08
[79 empty] | WLDFR | HFTD - Distribution - Tier 2 - 4QU CoRE ¦ 3QU LoRE | Red Flag Warning - Large Fires | 2039 | 3.0385e-08 | 1.5192e-08 | 3.9066e-08 | 6.5028 | 0.81304 | 3.6355 | 2.0543 | 0 | 0 | 0 | 2.531e-05 |  | 1.9759e-07 | 0 | 1.9759e-07 | 9.8794e-08 | 0 | 9.8794e-08 | 2.5404e-07 | 0 | 2.5404e-07 | [16 empty] | 7.3.1.3 Ignition probability mapping showing the probability of ignition along the electric lines and equipmentWLDFRAggregatedAggregated | WLDFR | HFTD - Distribution - Tier 2 - 4QU CoRE ¦ 4QU LoRE | Non-Red Flag Warning - Large Fires | Aggregated | Aggregated | 2030 | 1.426e-05 | 0 | 690.0576 | 0.0098401 | 2030 | Mitigation | 0.08575 | 30 | 0 | esc | 0.0012005 | 1.7119e-08 | 0.00060025 | 8.5594e-09 | 0.0015435 | 2.201e-08
[79 empty] | WLDFR | HFTD - Distribution - Tier 2 - 4QU CoRE ¦ 3QU LoRE | Red Flag Warning - Large Fires | 2040 | 3.0385e-08 | 1.5192e-08 | 3.9066e-08 | 6.5028 | 0.81304 | 3.6355 | 2.0543 | 0 | 0 | 0 | 2.531e-05 |  | 1.9759e-07 | 0 | 1.9759e-07 | 9.8794e-08 | 0 | 9.8794e-08 | 2.5404e-07 | 0 | 2.5404e-07 | [16 empty] | 7.3.1.3 Ignition probability mapping showing the probability of ignition along the electric lines and equipmentWLDFRAggregatedAggregated | WLDFR | HFTD - Distribution - Tier 2 - 4QU CoRE ¦ 4QU LoRE | Non-Red Flag Warning - Large Fires | Aggregated | Aggregated | 2031 | 1.426e-05 | 0 | 690.0576 | 0.0098401 | 2031 | Mitigation | 0.08575 | 30 | 0 | esc | 0.0012005 | 1.7119e-08 | 0.00060025 | 8.5594e-09 | 0.0015435 | 2.201e-08
[79 empty] | WLDFR | HFTD - Distribution - Tier 2 - 4QU CoRE ¦ 3QU LoRE | Red Flag Warning - Large Fires | 2041 | 3.0385e-08 | 1.5192e-08 | 3.9066e-08 | 6.5028 | 0.81304 | 3.6355 | 2.0543 | 0 | 0 | 0 | 2.531e-05 |  | 1.9759e-07 | 0 | 1.9759e-07 | 9.8794e-08 | 0 | 9.8794e-08 | 2.5404e-07 | 0 | 2.5404e-07 | [16 empty] | 7.3.1.3 Ignition probability mapping showing the probability of ignition along the electric lines and equipmentWLDFRAggregatedAggregated | WLDFR | HFTD - Distribution - Tier 2 - 4QU CoRE ¦ 4QU LoRE | Non-Red Flag Warning - Large Fires | Aggregated | Aggregated | 2032 | 1.426e-05 | 0 | 690.0576 | 0.0098401 | 2032 | Mitigation | 0.08575 | 30 | 0 | esc | 0.0012005 | 1.7119e-08 | 0.00060025 | 8.5594e-09 | 0.0015435 | 2.201e-08
[79 empty] | WLDFR | HFTD - Distribution - Tier 2 - 4QU CoRE ¦ 3QU LoRE | Red Flag Warning - Large Fires | 2042 | 3.0385e-08 | 1.5192e-08 | 3.9066e-08 | 6.5028 | 0.81304 | 3.6355 | 2.0543 | 0 | 0 | 0 | 2.531e-05 |  | 1.9759e-07 | 0 | 1.9759e-07 | 9.8794e-08 | 0 | 9.8794e-08 | 2.5404e-07 | 0 | 2.5404e-07 | [16 empty] | 7.3.1.3 Ignition probability mapping showing the probability of ignition along the electric lines and equipmentWLDFRAggregatedAggregated | WLDFR | HFTD - Distribution - Tier 2 - 4QU CoRE ¦ 4QU LoRE | Non-Red Flag Warning - Large Fires | Aggregated | Aggregated | 2033 | 1.426e-05 | 0 | 690.0576 | 0.0098401 | 2033 | Mitigation | 0.08575 | 30 | 0 | esc | 0.0012005 | 1.7119e-08 | 0.00060025 | 8.5594e-09 | 0.0015435 | 2.201e-08
[79 empty] | WLDFR | HFTD - Distribution - Tier 2 - 4QU CoRE ¦ 3QU LoRE | Red Flag Warning - Large Fires | 2043 | 3.0385e-08 | 1.5192e-08 | 3.9066e-08 | 6.9209 | 0.84944 | 3.8632 | 2.2083 | 0 | 0 | 0 | 2.531e-05 |  | 2.1029e-07 | 0 | 2.1029e-07 | 1.0515e-07 | 0 | 1.0515e-07 | 2.7037e-07 | 0 | 2.7037e-07 | [16 empty] | 7.3.1.3 Ignition probability mapping showing the probability of ignition along the electric lines and equipmentWLDFRAggregatedAggregated | WLDFR | HFTD - Distribution - Tier 2 - 4QU CoRE ¦ 4QU LoRE | Non-Red Flag Warning - Large Fires | Aggregated | Aggregated | 2034 | 1.426e-05 | 0 | 690.0576 | 0.0098401 | 2034 | Mitigation | 0.08575 | 30 | 0 | esc | 0.0012005 | 1.7119e-08 | 0.00060025 | 8.5594e-09 | 0.0015435 | 2.201e-08
[79 empty] | WLDFR | HFTD - Distribution - Tier 2 - 4QU CoRE ¦ 3QU LoRE | Red Flag Warning - Large Fires | 2044 | 3.0385e-08 | 1.5192e-08 | 3.9066e-08 | 6.9209 | 0.84944 | 3.8632 | 2.2083 | 0 | 0 | 0 | 2.531e-05 |  | 2.1029e-07 | 0 | 2.1029e-07 | 1.0515e-07 | 0 | 1.0515e-07 | 2.7037e-07 | 0 | 2.7037e-07 | [16 empty] | 7.3.1.3 Ignition probability mapping showing the probability of ignition along the electric lines and equipmentWLDFRAggregatedAggregated | WLDFR | HFTD - Distribution - Tier 2 - 4QU CoRE ¦ 4QU LoRE | Non-Red Flag Warning - Large Fires | Aggregated | Aggregated | 2035 | 1.426e-05 | 0 | 690.0576 | 0.0098401 | 2035 | Mitigation | 0.08575 | 30 | 0 | esc | 0.0012005 | 1.7119e-08 | 0.00060025 | 8.5594e-09 | 0.0015435 | 2.201e-08
[79 empty] | WLDFR | HFTD - Distribution - Tier 2 - 4QU CoRE ¦ 3QU LoRE | Red Flag Warning - Large Fires | 2045 | 3.0385e-08 | 1.5192e-08 | 3.9066e-08 | 6.9209 | 0.84944 | 3.8632 | 2.2083 | 0 | 0 | 0 | 2.531e-05 |  | 2.1029e-07 | 0 | 2.1029e-07 | 1.0515e-07 | 0 | 1.0515e-07 | 2.7037e-07 | 0 | 2.7037e-07 | [16 empty] | 7.3.1.3 Ignition probability mapping showing the probability of ignition along the electric lines and equipmentWLDFRAggregatedAggregated | WLDFR | HFTD - Distribution - Tier 2 - 4QU CoRE ¦ 4QU LoRE | Non-Red Flag Warning - Large Fires | Aggregated | Aggregated | 2036 | 1.426e-05 | 0 | 690.0576 | 0.0098401 | 2036 | Mitigation | 0.08575 | 30 | 0 | esc | 0.0012005 | 1.7119e-08 | 0.00060025 | 8.5594e-09 | 0.0015435 | 2.201e-08
[79 empty] | WLDFR | HFTD - Distribution - Tier 2 - 4QU CoRE ¦ 3QU LoRE | Red Flag Warning - Large Fires | 2046 | 3.0385e-08 | 1.5192e-08 | 3.9066e-08 | 6.9209 | 0.84944 | 3.8632 | 2.2083 | 0 | 0 | 0 | 2.531e-05 |  | 2.1029e-07 | 0 | 2.1029e-07 | 1.0515e-07 | 0 | 1.0515e-07 | 2.7037e-07 | 0 | 2.7037e-07 | [16 empty] | 7.3.1.3 Ignition probability mapping showing the probability of ignition along the electric lines and equipmentWLDFRAggregatedAggregated | WLDFR | HFTD - Distribution - Tier 2 - 4QU CoRE ¦ 4QU LoRE | Non-Red Flag Warning - Large Fires | Aggregated | Aggregated | 2037 | 1.426e-05 | 0 | 690.0576 | 0.0098401 | 2037 | Mitigation | 0.08575 | 30 | 0 | esc | 0.0012005 | 1.7119e-08 | 0.00060025 | 8.5594e-09 | 0.0015435 | 2.201e-08
[79 empty] | WLDFR | HFTD - Distribution - Tier 2 - 4QU CoRE ¦ 3QU LoRE | Red Flag Warning - Large Fires | 2047 | 3.0385e-08 | 1.5192e-08 | 3.9066e-08 | 6.9209 | 0.84944 | 3.8632 | 2.2083 | 0 | 0 | 0 | 2.531e-05 |  | 2.1029e-07 | 0 | 2.1029e-07 | 1.0515e-07 | 0 | 1.0515e-07 | 2.7037e-07 | 0 | 2.7037e-07 | [16 empty] | 7.3.1.3 Ignition probability mapping showing the probability of ignition along the electric lines and equipmentWLDFRAggregatedAggregated | WLDFR | HFTD - Distribution - Tier 2 - 4QU CoRE ¦ 4QU LoRE | Non-Red Flag Warning - Large Fires | Aggregated | Aggregated | 2038 | 1.426e-05 | 0 | 690.0576 | 0.0098401 | 2038 | Mitigation | 0.08575 | 30 | 0 | esc | 0.0012005 | 1.7119e-08 | 0.00060025 | 8.5594e-09 | 0.0015435 | 2.201e-08
[79 empty] | WLDFR | HFTD - Distribution - Tier 2 - 4QU CoRE ¦ 3QU LoRE | Red Flag Warning - Large Fires | 2048 | 3.0385e-08 | 1.5192e-08 | 3.9066e-08 | 7.3713 | 0.88759 | 4.1075 | 2.3763 | 0 | 0 | 0 | 2.531e-05 |  | 2.2398e-07 | 0 | 2.2398e-07 | 1.1199e-07 | 0 | 1.1199e-07 | 2.8797e-07 | 0 | 2.8797e-07 | [16 empty] | 7.3.1.3 Ignition probability mapping showing the probability of ignition along the electric lines and equipmentWLDFRAggregatedAggregated | WLDFR | HFTD - Distribution - Tier 2 - 4QU CoRE ¦ 4QU LoRE | Non-Red Flag Warning - Large Fires | Aggregated | Aggregated | 2039 | 1.426e-05 | 0 | 690.0576 | 0.0098401 | 2039 | Mitigation | 0.08575 | 30 | 0 | esc | 0.0012005 | 1.7119e-08 | 0.00060025 | 8.5594e-09 | 0.0015435 | 2.201e-08
[79 empty] | WLDFR | HFTD - Distribution - Tier 2 - 4QU CoRE ¦ 3QU LoRE | Red Flag Warning - Large Fires | 2049 | 3.0385e-08 | 1.5192e-08 | 3.9066e-08 | 7.3713 | 0.88759 | 4.1075 | 2.3763 | 0 | 0 | 0 | 2.531e-05 |  | 2.2398e-07 | 0 | 2.2398e-07 | 1.1199e-07 | 0 | 1.1199e-07 | 2.8797e-07 | 0 | 2.8797e-07 | [16 empty] | 7.3.1.3 Ignition probability mapping showing the probability of ignition along the electric lines and equipmentWLDFRAggregatedAggregated | WLDFR | HFTD - Distribution - Tier 2 - 4QU CoRE ¦ 4QU LoRE | Non-Red Flag Warning - Large Fires | Aggregated | Aggregated | 2040 | 1.426e-05 | 0 | 690.0576 | 0.0098401 | 2040 | Mitigation | 0.08575 | 30 | 0 | esc | 0.0012005 | 1.7119e-08 | 0.00060025 | 8.5594e-09 | 0.0015435 | 2.201e-08
[79 empty] | WLDFR | HFTD - Distribution - Tier 2 - 4QU CoRE ¦ 3QU LoRE | Red Flag Warning - Large Fires | 2050 | 0 | 1.5192e-08 | 3.9066e-08 | 7.3713 | 0.88759 | 4.1075 | 2.3763 | 0 | 0 | 0 | 2.531e-05 |  | 0 | 0 | 0 | 1.1199e-07 | 0 | 1.1199e-07 | 2.8797e-07 | 0 | 2.8797e-07 | [16 empty] | 7.3.1.3 Ignition probability mapping showing the probability of ignition along the electric lines and equipmentWLDFRAggregatedAggregated | WLDFR | HFTD - Distribution - Tier 2 - 4QU CoRE ¦ 4QU LoRE | Non-Red Flag Warning - Large Fires | Aggregated | Aggregated | 2041 | 1.426e-05 | 0 | 690.0576 | 0.0098401 | 2041 | Mitigation | 0.08575 | 30 | 0 | esc | 0.0012005 | 1.7119e-08 | 0.00060025 | 8.5594e-09 | 0.0015435 | 2.201e-08
[79 empty] | WLDFR | HFTD - Distribution - Tier 2 - 4QU CoRE ¦ 3QU LoRE | Red Flag Warning - Large Fires | 2051 | 0 | 0 | 3.9066e-08 | 7.3713 | 0.88759 | 4.1075 | 2.3763 | 0 | 0 | 0 | 2.531e-05 |  | 0 | 0 | 0 | 0 | 0 | 0 | 2.8797e-07 | 0 | 2.8797e-07 | [16 empty] | 7.3.1.3 Ignition probability mapping showing the probability of ignition along the electric lines and equipmentWLDFRAggregatedAggregated | WLDFR | HFTD - Distribution - Tier 2 - 4QU CoRE ¦ 4QU LoRE | Non-Red Flag Warning - Large Fires | Aggregated | Aggregated | 2042 | 1.426e-05 | 0 | 690.0576 | 0.0098401 | 2042 | Mitigation | 0.08575 | 30 | 0 | esc | 0.0012005 | 1.7119e-08 | 0.00060025 | 8.5594e-09 | 0.0015435 | 2.201e-08
[79 empty] | WLDFR | HFTD - Distribution - Tier 2 - 4QU CoRE ¦ 3QU LoRE | Red Flag Warning - Small Fires | 2020 | 7.4411e-07 | 0 | 0 | 0.077901 | 0.036425 | 0.0015809 | 0.039895 | 0 | 0 | 0 | 0.00061983 |  | 5.7967e-08 | 0 | 5.7967e-08 | 0 | 0 | 0 | 0 | 0 | 0 | [16 empty] | 7.3.1.3 Ignition probability mapping showing the probability of ignition along the electric lines and equipmentWLDFRAggregatedAggregated | WLDFR | HFTD - Distribution - Tier 2 - 4QU CoRE ¦ 4QU LoRE | Non-Red Flag Warning - Large Fires | Aggregated | Aggregated | 2043 | 1.426e-05 | 0 | 690.0576 | 0.0098401 | 2043 | Mitigation | 0.08575 | 30 | 0 | esc | 0.0012005 | 1.7119e-08 | 0.00060025 | 8.5594e-09 | 0.0015435 | 2.201e-08
[79 empty] | WLDFR | HFTD - Distribution - Tier 2 - 4QU CoRE ¦ 3QU LoRE | Red Flag Warning - Small Fires | 2021 | 7.4411e-07 | 3.7205e-07 | 0 | 0.077901 | 0.036425 | 0.0015809 | 0.039895 | 0 | 0 | 0 | 0.00061983 |  | 5.7967e-08 | 0 | 5.7967e-08 | 2.8983e-08 | 0 | 2.8983e-08 | 0 | 0 | 0 | [16 empty] | 7.3.1.3 Ignition probability mapping showing the probability of ignition along the electric lines and equipmentWLDFRAggregatedAggregated | WLDFR | HFTD - Distribution - Tier 2 - 4QU CoRE ¦ 4QU LoRE | Non-Red Flag Warning - Large Fires | Aggregated | Aggregated | 2044 | 1.426e-05 | 0 | 690.0576 | 0.0098401 | 2044 | Mitigation | 0.08575 | 30 | 0 | esc | 0.0012005 | 1.7119e-08 | 0.00060025 | 8.5594e-09 | 0.0015435 | 2.201e-08
[79 empty] | WLDFR | HFTD - Distribution - Tier 2 - 4QU CoRE ¦ 3QU LoRE | Red Flag Warning - Small Fires | 2022 | 7.4411e-07 | 3.7205e-07 | 9.5671e-07 | 0.077901 | 0.036425 | 0.0015809 | 0.039895 | 0 | 0 | 0 | 0.00061983 |  | 5.7967e-08 | 0 | 5.7967e-08 | 2.8983e-08 | 0 | 2.8983e-08 | 7.4528e-08 | 0 | 7.4528e-08 | [16 empty] | 7.3.1.3 Ignition probability mapping showing the probability of ignition along the electric lines and equipmentWLDFRAggregatedAggregated | WLDFR | HFTD - Distribution - Tier 2 - 4QU CoRE ¦ 4QU LoRE | Non-Red Flag Warning - Large Fires | Aggregated | Aggregated | 2045 | 1.426e-05 | 0 | 690.0576 | 0.0098401 | 2045 | Mitigation | 0.08575 | 30 | 0 | esc | 0.0012005 | 1.7119e-08 | 0.00060025 | 8.5594e-09 | 0.0015435 | 2.201e-08
[79 empty] | WLDFR | HFTD - Distribution - Tier 2 - 4QU CoRE ¦ 3QU LoRE | Red Flag Warning - Small Fires | 2023 | 7.4411e-07 | 3.7205e-07 | 9.5671e-07 | 0.080408 | 0.03759 | 0.0016314 | 0.041187 | 0 | 0 | 0 | 0.00061983 |  | 5.9833e-08 | 0 | 5.9833e-08 | 2.9916e-08 | 0 | 2.9916e-08 | 7.6928e-08 | 0 | 7.6928e-08 | [16 empty] | 7.3.1.3 Ignition probability mapping showing the probability of ignition along the electric lines and equipmentWLDFRAggregatedAggregated | WLDFR | HFTD - Distribution - Tier 2 - 4QU CoRE ¦ 4QU LoRE | Non-Red Flag Warning - Large Fires | Aggregated | Aggregated | 2046 | 1.426e-05 | 0 | 690.0576 | 0.0098401 | 2046 | Mitigation | 0.08575 | 30 | 0 | esc | 0.0012005 | 1.7119e-08 | 0.00060025 | 8.5594e-09 | 0.0015435 | 2.201e-08
[79 empty] | WLDFR | HFTD - Distribution - Tier 2 - 4QU CoRE ¦ 3QU LoRE | Red Flag Warning - Small Fires | 2024 | 7.4411e-07 | 3.7205e-07 | 9.5671e-07 | 0.080408 | 0.03759 | 0.0016314 | 0.041187 | 0 | 0 | 0 | 0.00061983 |  | 5.9833e-08 | 0 | 5.9833e-08 | 2.9916e-08 | 0 | 2.9916e-08 | 7.6928e-08 | 0 | 7.6928e-08 | [16 empty] | 7.3.1.3 Ignition probability mapping showing the probability of ignition along the electric lines and equipmentWLDFRAggregatedAggregated | WLDFR | HFTD - Distribution - Tier 2 - 4QU CoRE ¦ 4QU LoRE | Non-Red Flag Warning - Large Fires | Aggregated | Aggregated | 2047 | 1.426e-05 | 0 | 690.0576 | 0.0098401 | 2047 | Mitigation | 0.08575 | 30 | 0 | esc | 0.0012005 | 1.7119e-08 | 0.00060025 | 8.5594e-09 | 0.0015435 | 2.201e-08
[79 empty] | WLDFR | HFTD - Distribution - Tier 2 - 4QU CoRE ¦ 3QU LoRE | Red Flag Warning - Small Fires | 2025 | 7.4411e-07 | 3.7205e-07 | 9.5671e-07 | 0.080408 | 0.03759 | 0.0016314 | 0.041187 | 0 | 0 | 0 | 0.00061983 |  | 5.9833e-08 | 0 | 5.9833e-08 | 2.9916e-08 | 0 | 2.9916e-08 | 7.6928e-08 | 0 | 7.6928e-08 | [16 empty] | 7.3.1.3 Ignition probability mapping showing the probability of ignition along the electric lines and equipmentWLDFRAggregatedAggregated | WLDFR | HFTD - Distribution - Tier 2 - 4QU CoRE ¦ 4QU LoRE | Non-Red Flag Warning - Large Fires | Aggregated | Aggregated | 2048 | 1.426e-05 | 0 | 690.0576 | 0.0098401 | 2048 | Mitigation | 0.08575 | 30 | 0 | esc | 0.0012005 | 1.7119e-08 | 0.00060025 | 8.5594e-09 | 0.0015435 | 2.201e-08
[79 empty] | WLDFR | HFTD - Distribution - Tier 2 - 4QU CoRE ¦ 3QU LoRE | Red Flag Warning - Small Fires | 2026 | 7.4411e-07 | 3.7205e-07 | 9.5671e-07 | 0.080408 | 0.03759 | 0.0016314 | 0.041187 | 0 | 0 | 0 | 0.00061983 |  | 5.9833e-08 | 0 | 5.9833e-08 | 2.9916e-08 | 0 | 2.9916e-08 | 7.6928e-08 | 0 | 7.6928e-08 | [16 empty] | 7.3.1.3 Ignition probability mapping showing the probability of ignition along the electric lines and equipmentWLDFRAggregatedAggregated | WLDFR | HFTD - Distribution - Tier 2 - 4QU CoRE ¦ 4QU LoRE | Non-Red Flag Warning - Large Fires | Aggregated | Aggregated | 2049 | 1.426e-05 | 0 | 690.0576 | 0.0098401 | 2049 | Mitigation | 0.08575 | 30 | 0 | esc | 0.0012005 | 1.7119e-08 | 0.00060025 | 8.5594e-09 | 0.0015435 | 2.201e-08
[79 empty] | WLDFR | HFTD - Distribution - Tier 2 - 4QU CoRE ¦ 3QU LoRE | Red Flag Warning - Small Fires | 2027 | 7.4411e-07 | 3.7205e-07 | 9.5671e-07 | 0.080408 | 0.03759 | 0.0016314 | 0.041187 | 0 | 0 | 0 | 0.00061983 |  | 5.9833e-08 | 0 | 5.9833e-08 | 2.9916e-08 | 0 | 2.9916e-08 | 7.6928e-08 | 0 | 7.6928e-08 | [16 empty] | 7.3.1.3 Ignition probability mapping showing the probability of ignition along the electric lines and equipmentWLDFRAggregatedAggregated | WLDFR | HFTD - Distribution - Tier 2 - 4QU CoRE ¦ 4QU LoRE | Non-Red Flag Warning - Large Fires | Aggregated | Aggregated | 2050 | 1.426e-05 | 0 | 690.0576 | 0.0098401 | 2050 | Mitigation | 0.08575 | 30 | 0 | esc | 0 | 0 | 0.00060025 | 8.5594e-09 | 0.0015435 | 2.201e-08
[79 empty] | WLDFR | HFTD - Distribution - Tier 2 - 4QU CoRE ¦ 3QU LoRE | Red Flag Warning - Small Fires | 2028 | 7.4411e-07 | 3.7205e-07 | 9.5671e-07 | 0.083606 | 0.039055 | 0.001695 | 0.042856 | 0 | 0 | 0 | 0.00061983 |  | 6.2212e-08 | 0 | 6.2212e-08 | 3.1106e-08 | 0 | 3.1106e-08 | 7.9987e-08 | 0 | 7.9987e-08 | [16 empty] | 7.3.1.3 Ignition probability mapping showing the probability of ignition along the electric lines and equipmentWLDFRAggregatedAggregated | WLDFR | HFTD - Distribution - Tier 2 - 4QU CoRE ¦ 4QU LoRE | Non-Red Flag Warning - Large Fires | Aggregated | Aggregated | 2051 | 1.426e-05 | 0 | 690.0576 | 0.0098401 | 2051 | Mitigation | 0.08575 | 30 | 0 | esc | 0 | 0 | 0 | 0 | 0.0015435 | 2.201e-08
[79 empty] | WLDFR | HFTD - Distribution - Tier 2 - 4QU CoRE ¦ 3QU LoRE | Red Flag Warning - Small Fires | 2029 | 7.4411e-07 | 3.7205e-07 | 9.5671e-07 | 0.083606 | 0.039055 | 0.001695 | 0.042856 | 0 | 0 | 0 | 0.00061983 |  | 6.2212e-08 | 0 | 6.2212e-08 | 3.1106e-08 | 0 | 3.1106e-08 | 7.9987e-08 | 0 | 7.9987e-08 | [16 empty] | 7.3.1.3 Ignition probability mapping showing the probability of ignition along the electric lines and equipmentWLDFRAggregatedAggregated | WLDFR | HFTD - Distribution - Tier 2 - 4QU CoRE ¦ 4QU LoRE | Non-Red Flag Warning - Small Fires | Aggregated | Aggregated | 2021 | 0.0034753 | 0 | 690.0576 | 2.3981 | 2021 | Mitigation | 0.08575 | 30 | 0 | esc | 0.0012005 | 4.172e-06 | 0.00060025 | 2.086e-06 | 0 | 0
[79 empty] | WLDFR | HFTD - Distribution - Tier 2 - 4QU CoRE ¦ 3QU LoRE | Red Flag Warning - Small Fires | 2030 | 7.4411e-07 | 3.7205e-07 | 9.5671e-07 | 0.083606 | 0.039055 | 0.001695 | 0.042856 | 0 | 0 | 0 | 0.00061983 |  | 6.2212e-08 | 0 | 6.2212e-08 | 3.1106e-08 | 0 | 3.1106e-08 | 7.9987e-08 | 0 | 7.9987e-08 | [16 empty] | 7.3.1.3 Ignition probability mapping showing the probability of ignition along the electric lines and equipmentWLDFRAggregatedAggregated | WLDFR | HFTD - Distribution - Tier 2 - 4QU CoRE ¦ 4QU LoRE | Non-Red Flag Warning - Small Fires | Aggregated | Aggregated | 2022 | 0.0034753 | 0 | 690.0576 | 2.3981 | 2022 | Mitigation | 0.08575 | 30 | 0 | esc | 0.0012005 | 4.172e-06 | 0.00060025 | 2.086e-06 | 0.0015435 | 5.3641e-06
[79 empty] | WLDFR | HFTD - Distribution - Tier 2 - 4QU CoRE ¦ 3QU LoRE | Red Flag Warning - Small Fires | 2031 | 7.4411e-07 | 3.7205e-07 | 9.5671e-07 | 0.083606 | 0.039055 | 0.001695 | 0.042856 | 0 | 0 | 0 | 0.00061983 |  | 6.2212e-08 | 0 | 6.2212e-08 | 3.1106e-08 | 0 | 3.1106e-08 | 7.9987e-08 | 0 | 7.9987e-08 | [16 empty] | 7.3.1.3 Ignition probability mapping showing the probability of ignition along the electric lines and equipmentWLDFRAggregatedAggregated | WLDFR | HFTD - Distribution - Tier 2 - 4QU CoRE ¦ 4QU LoRE | Non-Red Flag Warning - Small Fires | Aggregated | Aggregated | 2023 | 0.0034753 | 0 | 690.0576 | 2.3981 | 2023 | Mitigation | 0.08575 | 30 | 0 | esc | 0.0012005 | 4.172e-06 | 0.00060025 | 2.086e-06 | 0.0015435 | 5.3641e-06
[79 empty] | WLDFR | HFTD - Distribution - Tier 2 - 4QU CoRE ¦ 3QU LoRE | Red Flag Warning - Small Fires | 2032 | 7.4411e-07 | 3.7205e-07 | 9.5671e-07 | 0.083606 | 0.039055 | 0.001695 | 0.042856 | 0 | 0 | 0 | 0.00061983 |  | 6.2212e-08 | 0 | 6.2212e-08 | 3.1106e-08 | 0 | 3.1106e-08 | 7.9987e-08 | 0 | 7.9987e-08 | [16 empty] | 7.3.1.3 Ignition probability mapping showing the probability of ignition along the electric lines and equipmentWLDFRAggregatedAggregated | WLDFR | HFTD - Distribution - Tier 2 - 4QU CoRE ¦ 4QU LoRE | Non-Red Flag Warning - Small Fires | Aggregated | Aggregated | 2024 | 0.0034753 | 0 | 690.0576 | 2.3981 | 2024 | Mitigation | 0.08575 | 30 | 0 | esc | 0.0012005 | 4.172e-06 | 0.00060025 | 2.086e-06 | 0.0015435 | 5.3641e-06
[79 empty] | WLDFR | HFTD - Distribution - Tier 2 - 4QU CoRE ¦ 3QU LoRE | Red Flag Warning - Small Fires | 2033 | 7.4411e-07 | 3.7205e-07 | 9.5671e-07 | 0.087211 | 0.040679 | 0.0017655 | 0.044766 | 0 | 0 | 0 | 0.00061983 |  | 6.4895e-08 | 0 | 6.4895e-08 | 3.2447e-08 | 0 | 3.2447e-08 | 8.3436e-08 | 0 | 8.3436e-08 | [16 empty] | 7.3.1.3 Ignition probability mapping showing the probability of ignition along the electric lines and equipmentWLDFRAggregatedAggregated | WLDFR | HFTD - Distribution - Tier 2 - 4QU CoRE ¦ 4QU LoRE | Non-Red Flag Warning - Small Fires | Aggregated | Aggregated | 2025 | 0.0034753 | 0 | 690.0576 | 2.3981 | 2025 | Mitigation | 0.08575 | 30 | 0 | esc | 0.0012005 | 4.172e-06 | 0.00060025 | 2.086e-06 | 0.0015435 | 5.3641e-06
[79 empty] | WLDFR | HFTD - Distribution - Tier 2 - 4QU CoRE ¦ 3QU LoRE | Red Flag Warning - Small Fires | 2034 | 7.4411e-07 | 3.7205e-07 | 9.5671e-07 | 0.087211 | 0.040679 | 0.0017655 | 0.044766 | 0 | 0 | 0 | 0.00061983 |  | 6.4895e-08 | 0 | 6.4895e-08 | 3.2447e-08 | 0 | 3.2447e-08 | 8.3436e-08 | 0 | 8.3436e-08 | [16 empty] | 7.3.1.3 Ignition probability mapping showing the probability of ignition along the electric lines and equipmentWLDFRAggregatedAggregated | WLDFR | HFTD - Distribution - Tier 2 - 4QU CoRE ¦ 4QU LoRE | Non-Red Flag Warning - Small Fires | Aggregated | Aggregated | 2026 | 0.0034753 | 0 | 690.0576 | 2.3981 | 2026 | Mitigation | 0.08575 | 30 | 0 | esc | 0.0012005 | 4.172e-06 | 0.00060025 | 2.086e-06 | 0.0015435 | 5.3641e-06
[79 empty] | WLDFR | HFTD - Distribution - Tier 2 - 4QU CoRE ¦ 3QU LoRE | Red Flag Warning - Small Fires | 2035 | 7.4411e-07 | 3.7205e-07 | 9.5671e-07 | 0.087211 | 0.040679 | 0.0017655 | 0.044766 | 0 | 0 | 0 | 0.00061983 |  | 6.4895e-08 | 0 | 6.4895e-08 | 3.2447e-08 | 0 | 3.2447e-08 | 8.3436e-08 | 0 | 8.3436e-08 | [16 empty] | 7.3.1.3 Ignition probability mapping showing the probability of ignition along the electric lines and equipmentWLDFRAggregatedAggregated | WLDFR | HFTD - Distribution - Tier 2 - 4QU CoRE ¦ 4QU LoRE | Non-Red Flag Warning - Small Fires | Aggregated | Aggregated | 2027 | 0.0034753 | 0 | 690.0576 | 2.3981 | 2027 | Mitigation | 0.08575 | 30 | 0 | esc | 0.0012005 | 4.172e-06 | 0.00060025 | 2.086e-06 | 0.0015435 | 5.3641e-06
[79 empty] | WLDFR | HFTD - Distribution - Tier 2 - 4QU CoRE ¦ 3QU LoRE | Red Flag Warning - Small Fires | 2036 | 7.4411e-07 | 3.7205e-07 | 9.5671e-07 | 0.087211 | 0.040679 | 0.0017655 | 0.044766 | 0 | 0 | 0 | 0.00061983 |  | 6.4895e-08 | 0 | 6.4895e-08 | 3.2447e-08 | 0 | 3.2447e-08 | 8.3436e-08 | 0 | 8.3436e-08 | [16 empty] | 7.3.1.3 Ignition probability mapping showing the probability of ignition along the electric lines and equipmentWLDFRAggregatedAggregated | WLDFR | HFTD - Distribution - Tier 2 - 4QU CoRE ¦ 4QU LoRE | Non-Red Flag Warning - Small Fires | Aggregated | Aggregated | 2028 | 0.0034753 | 0 | 690.0576 | 2.3981 | 2028 | Mitigation | 0.08575 | 30 | 0 | esc | 0.0012005 | 4.172e-06 | 0.00060025 | 2.086e-06 | 0.0015435 | 5.3641e-06
[79 empty] | WLDFR | HFTD - Distribution - Tier 2 - 4QU CoRE ¦ 3QU LoRE | Red Flag Warning - Small Fires | 2037 | 7.4411e-07 | 3.7205e-07 | 9.5671e-07 | 0.087211 | 0.040679 | 0.0017655 | 0.044766 | 0 | 0 | 0 | 0.00061983 |  | 6.4895e-08 | 0 | 6.4895e-08 | 3.2447e-08 | 0 | 3.2447e-08 | 8.3436e-08 | 0 | 8.3436e-08 | [16 empty] | 7.3.1.3 Ignition probability mapping showing the probability of ignition along the electric lines and equipmentWLDFRAggregatedAggregated | WLDFR | HFTD - Distribution - Tier 2 - 4QU CoRE ¦ 4QU LoRE | Non-Red Flag Warning - Small Fires | Aggregated | Aggregated | 2029 | 0.0034753 | 0 | 690.0576 | 2.3981 | 2029 | Mitigation | 0.08575 | 30 | 0 | esc | 0.0012005 | 4.172e-06 | 0.00060025 | 2.086e-06 | 0.0015435 | 5.3641e-06
[79 empty] | WLDFR | HFTD - Distribution - Tier 2 - 4QU CoRE ¦ 3QU LoRE | Red Flag Warning - Small Fires | 2038 | 7.4411e-07 | 3.7205e-07 | 9.5671e-07 | 0.091184 | 0.042438 | 0.0018418 | 0.046905 | 0 | 0 | 0 | 0.00061983 |  | 6.7851e-08 | 0 | 6.7851e-08 | 3.3925e-08 | 0 | 3.3925e-08 | 8.7237e-08 | 0 | 8.7237e-08 | [16 empty] | 7.3.1.3 Ignition probability mapping showing the probability of ignition along the electric lines and equipmentWLDFRAggregatedAggregated | WLDFR | HFTD - Distribution - Tier 2 - 4QU CoRE ¦ 4QU LoRE | Non-Red Flag Warning - Small Fires | Aggregated | Aggregated | 2030 | 0.0034753 | 0 | 690.0576 | 2.3981 | 2030 | Mitigation | 0.08575 | 30 | 0 | esc | 0.0012005 | 4.172e-06 | 0.00060025 | 2.086e-06 | 0.0015435 | 5.3641e-06
[79 empty] | WLDFR | HFTD - Distribution - Tier 2 - 4QU CoRE ¦ 3QU LoRE | Red Flag Warning - Small Fires | 2039 | 7.4411e-07 | 3.7205e-07 | 9.5671e-07 | 0.091184 | 0.042438 | 0.0018418 | 0.046905 | 0 | 0 | 0 | 0.00061983 |  | 6.7851e-08 | 0 | 6.7851e-08 | 3.3925e-08 | 0 | 3.3925e-08 | 8.7237e-08 | 0 | 8.7237e-08 | [16 empty] | 7.3.1.3 Ignition probability mapping showing the probability of ignition along the electric lines and equipmentWLDFRAggregatedAggregated | WLDFR | HFTD - Distribution - Tier 2 - 4QU CoRE ¦ 4QU LoRE | Non-Red Flag Warning - Small Fires | Aggregated | Aggregated | 2031 | 0.0034753 | 0 | 690.0576 | 2.3981 | 2031 | Mitigation | 0.08575 | 30 | 0 | esc | 0.0012005 | 4.172e-06 | 0.00060025 | 2.086e-06 | 0.0015435 | 5.3641e-06
[79 empty] | WLDFR | HFTD - Distribution - Tier 2 - 4QU CoRE ¦ 3QU LoRE | Red Flag Warning - Small Fires | 2040 | 7.4411e-07 | 3.7205e-07 | 9.5671e-07 | 0.091184 | 0.042438 | 0.0018418 | 0.046905 | 0 | 0 | 0 | 0.00061983 |  | 6.7851e-08 | 0 | 6.7851e-08 | 3.3925e-08 | 0 | 3.3925e-08 | 8.7237e-08 | 0 | 8.7237e-08 | [16 empty] | 7.3.1.3 Ignition probability mapping showing the probability of ignition along the electric lines and equipmentWLDFRAggregatedAggregated | WLDFR | HFTD - Distribution - Tier 2 - 4QU CoRE ¦ 4QU LoRE | Non-Red Flag Warning - Small Fires | Aggregated | Aggregated | 2032 | 0.0034753 | 0 | 690.0576 | 2.3981 | 2032 | Mitigation | 0.08575 | 30 | 0 | esc | 0.0012005 | 4.172e-06 | 0.00060025 | 2.086e-06 | 0.0015435 | 5.3641e-06
[79 empty] | WLDFR | HFTD - Distribution - Tier 2 - 4QU CoRE ¦ 3QU LoRE | Red Flag Warning - Small Fires | 2041 | 7.4411e-07 | 3.7205e-07 | 9.5671e-07 | 0.091184 | 0.042438 | 0.0018418 | 0.046905 | 0 | 0 | 0 | 0.00061983 |  | 6.7851e-08 | 0 | 6.7851e-08 | 3.3925e-08 | 0 | 3.3925e-08 | 8.7237e-08 | 0 | 8.7237e-08 | [16 empty] | 7.3.1.3 Ignition probability mapping showing the probability of ignition along the electric lines and equipmentWLDFRAggregatedAggregated | WLDFR | HFTD - Distribution - Tier 2 - 4QU CoRE ¦ 4QU LoRE | Non-Red Flag Warning - Small Fires | Aggregated | Aggregated | 2033 | 0.0034753 | 0 | 690.0576 | 2.3981 | 2033 | Mitigation | 0.08575 | 30 | 0 | esc | 0.0012005 | 4.172e-06 | 0.00060025 | 2.086e-06 | 0.0015435 | 5.3641e-06
[79 empty] | WLDFR | HFTD - Distribution - Tier 2 - 4QU CoRE ¦ 3QU LoRE | Red Flag Warning - Small Fires | 2042 | 7.4411e-07 | 3.7205e-07 | 9.5671e-07 | 0.091184 | 0.042438 | 0.0018418 | 0.046905 | 0 | 0 | 0 | 0.00061983 |  | 6.7851e-08 | 0 | 6.7851e-08 | 3.3925e-08 | 0 | 3.3925e-08 | 8.7237e-08 | 0 | 8.7237e-08 | [16 empty] | 7.3.1.3 Ignition probability mapping showing the probability of ignition along the electric lines and equipmentWLDFRAggregatedAggregated | WLDFR | HFTD - Distribution - Tier 2 - 4QU CoRE ¦ 4QU LoRE | Non-Red Flag Warning - Small Fires | Aggregated | Aggregated | 2034 | 0.0034753 | 0 | 690.0576 | 2.3981 | 2034 | Mitigation | 0.08575 | 30 | 0 | esc | 0.0012005 | 4.172e-06 | 0.00060025 | 2.086e-06 | 0.0015435 | 5.3641e-06
[79 empty] | WLDFR | HFTD - Distribution - Tier 2 - 4QU CoRE ¦ 3QU LoRE | Red Flag Warning - Small Fires | 2043 | 7.4411e-07 | 3.7205e-07 | 9.5671e-07 | 0.095486 | 0.044306 | 0.0019228 | 0.049257 | 0 | 0 | 0 | 0.00061983 |  | 7.1052e-08 | 0 | 7.1052e-08 | 3.5526e-08 | 0 | 3.5526e-08 | 9.1352e-08 | 0 | 9.1352e-08 | [16 empty] | 7.3.1.3 Ignition probability mapping showing the probability of ignition along the electric lines and equipmentWLDFRAggregatedAggregated | WLDFR | HFTD - Distribution - Tier 2 - 4QU CoRE ¦ 4QU LoRE | Non-Red Flag Warning - Small Fires | Aggregated | Aggregated | 2035 | 0.0034753 | 0 | 690.0576 | 2.3981 | 2035 | Mitigation | 0.08575 | 30 | 0 | esc | 0.0012005 | 4.172e-06 | 0.00060025 | 2.086e-06 | 0.0015435 | 5.3641e-06
[79 empty] | WLDFR | HFTD - Distribution - Tier 2 - 4QU CoRE ¦ 3QU LoRE | Red Flag Warning - Small Fires | 2044 | 7.4411e-07 | 3.7205e-07 | 9.5671e-07 | 0.095486 | 0.044306 | 0.0019228 | 0.049257 | 0 | 0 | 0 | 0.00061983 |  | 7.1052e-08 | 0 | 7.1052e-08 | 3.5526e-08 | 0 | 3.5526e-08 | 9.1352e-08 | 0 | 9.1352e-08 | [16 empty] | 7.3.1.3 Ignition probability mapping showing the probability of ignition along the electric lines and equipmentWLDFRAggregatedAggregated | WLDFR | HFTD - Distribution - Tier 2 - 4QU CoRE ¦ 4QU LoRE | Non-Red Flag Warning - Small Fires | Aggregated | Aggregated | 2036 | 0.0034753 | 0 | 690.0576 | 2.3981 | 2036 | Mitigation | 0.08575 | 30 | 0 | esc | 0.0012005 | 4.172e-06 | 0.00060025 | 2.086e-06 | 0.0015435 | 5.3641e-06
[79 empty] | WLDFR | HFTD - Distribution - Tier 2 - 4QU CoRE ¦ 3QU LoRE | Red Flag Warning - Small Fires | 2045 | 7.4411e-07 | 3.7205e-07 | 9.5671e-07 | 0.095486 | 0.044306 | 0.0019228 | 0.049257 | 0 | 0 | 0 | 0.00061983 |  | 7.1052e-08 | 0 | 7.1052e-08 | 3.5526e-08 | 0 | 3.5526e-08 | 9.1352e-08 | 0 | 9.1352e-08 | [16 empty] | 7.3.1.3 Ignition probability mapping showing the probability of ignition along the electric lines and equipmentWLDFRAggregatedAggregated | WLDFR | HFTD - Distribution - Tier 2 - 4QU CoRE ¦ 4QU LoRE | Non-Red Flag Warning - Small Fires | Aggregated | Aggregated | 2037 | 0.0034753 | 0 | 690.0576 | 2.3981 | 2037 | Mitigation | 0.08575 | 30 | 0 | esc | 0.0012005 | 4.172e-06 | 0.00060025 | 2.086e-06 | 0.0015435 | 5.3641e-06
[79 empty] | WLDFR | HFTD - Distribution - Tier 2 - 4QU CoRE ¦ 3QU LoRE | Red Flag Warning - Small Fires | 2046 | 7.4411e-07 | 3.7205e-07 | 9.5671e-07 | 0.095486 | 0.044306 | 0.0019228 | 0.049257 | 0 | 0 | 0 | 0.00061983 |  | 7.1052e-08 | 0 | 7.1052e-08 | 3.5526e-08 | 0 | 3.5526e-08 | 9.1352e-08 | 0 | 9.1352e-08 | [16 empty] | 7.3.1.3 Ignition probability mapping showing the probability of ignition along the electric lines and equipmentWLDFRAggregatedAggregated | WLDFR | HFTD - Distribution - Tier 2 - 4QU CoRE ¦ 4QU LoRE | Non-Red Flag Warning - Small Fires | Aggregated | Aggregated | 2038 | 0.0034753 | 0 | 690.0576 | 2.3981 | 2038 | Mitigation | 0.08575 | 30 | 0 | esc | 0.0012005 | 4.172e-06 | 0.00060025 | 2.086e-06 | 0.0015435 | 5.3641e-06
[79 empty] | WLDFR | HFTD - Distribution - Tier 2 - 4QU CoRE ¦ 3QU LoRE | Red Flag Warning - Small Fires | 2047 | 7.4411e-07 | 3.7205e-07 | 9.5671e-07 | 0.095486 | 0.044306 | 0.0019228 | 0.049257 | 0 | 0 | 0 | 0.00061983 |  | 7.1052e-08 | 0 | 7.1052e-08 | 3.5526e-08 | 0 | 3.5526e-08 | 9.1352e-08 | 0 | 9.1352e-08 | [16 empty] | 7.3.1.3 Ignition probability mapping showing the probability of ignition along the electric lines and equipmentWLDFRAggregatedAggregated | WLDFR | HFTD - Distribution - Tier 2 - 4QU CoRE ¦ 4QU LoRE | Non-Red Flag Warning - Small Fires | Aggregated | Aggregated | 2039 | 0.0034753 | 0 | 690.0576 | 2.3981 | 2039 | Mitigation | 0.08575 | 30 | 0 | esc | 0.0012005 | 4.172e-06 | 0.00060025 | 2.086e-06 | 0.0015435 | 5.3641e-06
[79 empty] | WLDFR | HFTD - Distribution - Tier 2 - 4QU CoRE ¦ 3QU LoRE | Red Flag Warning - Small Fires | 2048 | 7.4411e-07 | 3.7205e-07 | 9.5671e-07 | 0.10007 | 0.04626 | 0.0020076 | 0.051804 | 0 | 0 | 0 | 0.00061983 |  | 7.4464e-08 | 0 | 7.4464e-08 | 3.7232e-08 | 0 | 3.7232e-08 | 9.574e-08 | 0 | 9.574e-08 | [16 empty] | 7.3.1.3 Ignition probability mapping showing the probability of ignition along the electric lines and equipmentWLDFRAggregatedAggregated | WLDFR | HFTD - Distribution - Tier 2 - 4QU CoRE ¦ 4QU LoRE | Non-Red Flag Warning - Small Fires | Aggregated | Aggregated | 2040 | 0.0034753 | 0 | 690.0576 | 2.3981 | 2040 | Mitigation | 0.08575 | 30 | 0 | esc | 0.0012005 | 4.172e-06 | 0.00060025 | 2.086e-06 | 0.0015435 | 5.3641e-06
[79 empty] | WLDFR | HFTD - Distribution - Tier 2 - 4QU CoRE ¦ 3QU LoRE | Red Flag Warning - Small Fires | 2049 | 7.4411e-07 | 3.7205e-07 | 9.5671e-07 | 0.10007 | 0.04626 | 0.0020076 | 0.051804 | 0 | 0 | 0 | 0.00061983 |  | 7.4464e-08 | 0 | 7.4464e-08 | 3.7232e-08 | 0 | 3.7232e-08 | 9.574e-08 | 0 | 9.574e-08 | [16 empty] | 7.3.1.3 Ignition probability mapping showing the probability of ignition along the electric lines and equipmentWLDFRAggregatedAggregated | WLDFR | HFTD - Distribution - Tier 2 - 4QU CoRE ¦ 4QU LoRE | Non-Red Flag Warning - Small Fires | Aggregated | Aggregated | 2041 | 0.0034753 | 0 | 690.0576 | 2.3981 | 2041 | Mitigation | 0.08575 | 30 | 0 | esc | 0.0012005 | 4.172e-06 | 0.00060025 | 2.086e-06 | 0.0015435 | 5.3641e-06
[79 empty] | WLDFR | HFTD - Distribution - Tier 2 - 4QU CoRE ¦ 3QU LoRE | Red Flag Warning - Small Fires | 2050 | 0 | 3.7205e-07 | 9.5671e-07 | 0.10007 | 0.04626 | 0.0020076 | 0.051804 | 0 | 0 | 0 | 0.00061983 |  | 0 | 0 | 0 | 3.7232e-08 | 0 | 3.7232e-08 | 9.574e-08 | 0 | 9.574e-08 | [16 empty] | 7.3.1.3 Ignition probability mapping showing the probability of ignition along the electric lines and equipmentWLDFRAggregatedAggregated | WLDFR | HFTD - Distribution - Tier 2 - 4QU CoRE ¦ 4QU LoRE | Non-Red Flag Warning - Small Fires | Aggregated | Aggregated | 2042 | 0.0034753 | 0 | 690.0576 | 2.3981 | 2042 | Mitigation | 0.08575 | 30 | 0 | esc | 0.0012005 | 4.172e-06 | 0.00060025 | 2.086e-06 | 0.0015435 | 5.3641e-06
[79 empty] | WLDFR | HFTD - Distribution - Tier 2 - 4QU CoRE ¦ 3QU LoRE | Red Flag Warning - Small Fires | 2051 | 0 | 0 | 9.5671e-07 | 0.10007 | 0.04626 | 0.0020076 | 0.051804 | 0 | 0 | 0 | 0.00061983 |  | 0 | 0 | 0 | 0 | 0 | 0 | 9.574e-08 | 0 | 9.574e-08 | [16 empty] | 7.3.1.3 Ignition probability mapping showing the probability of ignition along the electric lines and equipmentWLDFRAggregatedAggregated | WLDFR | HFTD - Distribution - Tier 2 - 4QU CoRE ¦ 4QU LoRE | Non-Red Flag Warning - Small Fires | Aggregated | Aggregated | 2043 | 0.0034753 | 0 | 690.0576 | 2.3981 | 2043 | Mitigation | 0.08575 | 30 | 0 | esc | 0.0012005 | 4.172e-06 | 0.00060025 | 2.086e-06 | 0.0015435 | 5.3641e-06
[79 empty] | WLDFR | HFTD - Distribution - Tier 2 - 4QU CoRE ¦ 3QU LoRE | Seismic - Non-Red Flag Warning - Catastrophic Fires | 2020 | 2.9745e-13 | 0 | 0 | 21083.8428 | 409.2237 | 13469.0878 | 7205.5313 | 0 | 0 | 0 | 2.4777e-10 |  | 6.2714e-09 | 0 | 6.2714e-09 | 0 | 0 | 0 | 0 | 0 | 0 | [16 empty] | 7.3.1.3 Ignition probability mapping showing the probability of ignition along the electric lines and equipmentWLDFRAggregatedAggregated | WLDFR | HFTD - Distribution - Tier 2 - 4QU CoRE ¦ 4QU LoRE | Non-Red Flag Warning - Small Fires | Aggregated | Aggregated | 2044 | 0.0034753 | 0 | 690.0576 | 2.3981 | 2044 | Mitigation | 0.08575 | 30 | 0 | esc | 0.0012005 | 4.172e-06 | 0.00060025 | 2.086e-06 | 0.0015435 | 5.3641e-06
[79 empty] | WLDFR | HFTD - Distribution - Tier 2 - 4QU CoRE ¦ 3QU LoRE | Seismic - Non-Red Flag Warning - Catastrophic Fires | 2021 | 2.9745e-13 | 1.4873e-13 | 0 | 21083.8428 | 409.2237 | 13469.0878 | 7205.5313 | 0 | 0 | 0 | 2.4777e-10 |  | 6.2714e-09 | 0 | 6.2714e-09 | 3.1357e-09 | 0 | 3.1357e-09 | 0 | 0 | 0 | [16 empty] | 7.3.1.3 Ignition probability mapping showing the probability of ignition along the electric lines and equipmentWLDFRAggregatedAggregated | WLDFR | HFTD - Distribution - Tier 2 - 4QU CoRE ¦ 4QU LoRE | Non-Red Flag Warning - Small Fires | Aggregated | Aggregated | 2045 | 0.0034753 | 0 | 690.0576 | 2.3981 | 2045 | Mitigation | 0.08575 | 30 | 0 | esc | 0.0012005 | 4.172e-06 | 0.00060025 | 2.086e-06 | 0.0015435 | 5.3641e-06
[79 empty] | WLDFR | HFTD - Distribution - Tier 2 - 4QU CoRE ¦ 3QU LoRE | Seismic - Non-Red Flag Warning - Catastrophic Fires | 2022 | 2.9745e-13 | 1.4873e-13 | 3.8244e-13 | 21083.8428 | 409.2237 | 13469.0878 | 7205.5313 | 0 | 0 | 0 | 2.4777e-10 |  | 6.2714e-09 | 0 | 6.2714e-09 | 3.1357e-09 | 0 | 3.1357e-09 | 8.0632e-09 | 0 | 8.0632e-09 | [16 empty] | 7.3.1.3 Ignition probability mapping showing the probability of ignition along the electric lines and equipmentWLDFRAggregatedAggregated | WLDFR | HFTD - Distribution - Tier 2 - 4QU CoRE ¦ 4QU LoRE | Non-Red Flag Warning - Small Fires | Aggregated | Aggregated | 2046 | 0.0034753 | 0 | 690.0576 | 2.3981 | 2046 | Mitigation | 0.08575 | 30 | 0 | esc | 0.0012005 | 4.172e-06 | 0.00060025 | 2.086e-06 | 0.0015435 | 5.3641e-06
[79 empty] | WLDFR | HFTD - Distribution - Tier 2 - 4QU CoRE ¦ 3QU LoRE | Seismic - Non-Red Flag Warning - Catastrophic Fires | 2023 | 2.9745e-13 | 1.4873e-13 | 3.8244e-13 | 21835.9781 | 428.6023 | 13939.561 | 7467.8148 | 0 | 0 | 0 | 2.4777e-10 |  | 6.4951e-09 | 0 | 6.4951e-09 | 3.2476e-09 | 0 | 3.2476e-09 | 8.3509e-09 | 0 | 8.3509e-09 | [16 empty] | 7.3.1.3 Ignition probability mapping showing the probability of ignition along the electric lines and equipmentWLDFRAggregatedAggregated | WLDFR | HFTD - Distribution - Tier 2 - 4QU CoRE ¦ 4QU LoRE | Non-Red Flag Warning - Small Fires | Aggregated | Aggregated | 2047 | 0.0034753 | 0 | 690.0576 | 2.3981 | 2047 | Mitigation | 0.08575 | 30 | 0 | esc | 0.0012005 | 4.172e-06 | 0.00060025 | 2.086e-06 | 0.0015435 | 5.3641e-06
[79 empty] | WLDFR | HFTD - Distribution - Tier 2 - 4QU CoRE ¦ 3QU LoRE | Seismic - Non-Red Flag Warning - Catastrophic Fires | 2024 | 2.9745e-13 | 1.4873e-13 | 3.8244e-13 | 21835.9781 | 428.6023 | 13939.561 | 7467.8148 | 0 | 0 | 0 | 2.4777e-10 |  | 6.4951e-09 | 0 | 6.4951e-09 | 3.2476e-09 | 0 | 3.2476e-09 | 8.3509e-09 | 0 | 8.3509e-09 | [16 empty] | 7.3.1.3 Ignition probability mapping showing the probability of ignition along the electric lines and equipmentWLDFRAggregatedAggregated | WLDFR | HFTD - Distribution - Tier 2 - 4QU CoRE ¦ 4QU LoRE | Non-Red Flag Warning - Small Fires | Aggregated | Aggregated | 2048 | 0.0034753 | 0 | 690.0576 | 2.3981 | 2048 | Mitigation | 0.08575 | 30 | 0 | esc | 0.0012005 | 4.172e-06 | 0.00060025 | 2.086e-06 | 0.0015435 | 5.3641e-06
[79 empty] | WLDFR | HFTD - Distribution - Tier 2 - 4QU CoRE ¦ 3QU LoRE | Seismic - Non-Red Flag Warning - Catastrophic Fires | 2025 | 2.9745e-13 | 1.4873e-13 | 3.8244e-13 | 21835.9781 | 428.6023 | 13939.561 | 7467.8148 | 0 | 0 | 0 | 2.4777e-10 |  | 6.4951e-09 | 0 | 6.4951e-09 | 3.2476e-09 | 0 | 3.2476e-09 | 8.3509e-09 | 0 | 8.3509e-09 | [16 empty] | 7.3.1.3 Ignition probability mapping showing the probability of ignition along the electric lines and equipmentWLDFRAggregatedAggregated | WLDFR | HFTD - Distribution - Tier 2 - 4QU CoRE ¦ 4QU LoRE | Non-Red Flag Warning - Small Fires | Aggregated | Aggregated | 2049 | 0.0034753 | 0 | 690.0576 | 2.3981 | 2049 | Mitigation | 0.08575 | 30 | 0 | esc | 0.0012005 | 4.172e-06 | 0.00060025 | 2.086e-06 | 0.0015435 | 5.3641e-06
[79 empty] | WLDFR | HFTD - Distribution - Tier 2 - 4QU CoRE ¦ 3QU LoRE | Seismic - Non-Red Flag Warning - Catastrophic Fires | 2026 | 2.9745e-13 | 1.4873e-13 | 3.8244e-13 | 21835.9781 | 428.6023 | 13939.561 | 7467.8148 | 0 | 0 | 0 | 2.4777e-10 |  | 6.4951e-09 | 0 | 6.4951e-09 | 3.2476e-09 | 0 | 3.2476e-09 | 8.3509e-09 | 0 | 8.3509e-09 | [16 empty] | 7.3.1.3 Ignition probability mapping showing the probability of ignition along the electric lines and equipmentWLDFRAggregatedAggregated | WLDFR | HFTD - Distribution - Tier 2 - 4QU CoRE ¦ 4QU LoRE | Non-Red Flag Warning - Small Fires | Aggregated | Aggregated | 2050 | 0.0034753 | 0 | 690.0576 | 2.3981 | 2050 | Mitigation | 0.08575 | 30 | 0 | esc | 0 | 0 | 0.00060025 | 2.086e-06 | 0.0015435 | 5.3641e-06
[79 empty] | WLDFR | HFTD - Distribution - Tier 2 - 4QU CoRE ¦ 3QU LoRE | Seismic - Non-Red Flag Warning - Catastrophic Fires | 2027 | 2.9745e-13 | 1.4873e-13 | 3.8244e-13 | 21835.9781 | 428.6023 | 13939.561 | 7467.8148 | 0 | 0 | 0 | 2.4777e-10 |  | 6.4951e-09 | 0 | 6.4951e-09 | 3.2476e-09 | 0 | 3.2476e-09 | 8.3509e-09 | 0 | 8.3509e-09 | [16 empty] | 7.3.1.3 Ignition probability mapping showing the probability of ignition along the electric lines and equipmentWLDFRAggregatedAggregated | WLDFR | HFTD - Distribution - Tier 2 - 4QU CoRE ¦ 4QU LoRE | Non-Red Flag Warning - Small Fires | Aggregated | Aggregated | 2051 | 0.0034753 | 0 | 690.0576 | 2.3981 | 2051 | Mitigation | 0.08575 | 30 | 0 | esc | 0 | 0 | 0 | 0 | 0.0015435 | 5.3641e-06
[79 empty] | WLDFR | HFTD - Distribution - Tier 2 - 4QU CoRE ¦ 3QU LoRE | Seismic - Non-Red Flag Warning - Catastrophic Fires | 2028 | 2.9745e-13 | 1.4873e-13 | 3.8244e-13 | 22783.187 | 453.261 | 14531.3357 | 7798.5904 | 0 | 0 | 0 | 2.4777e-10 |  | 6.7769e-09 | 0 | 6.7769e-09 | 3.3884e-09 | 0 | 3.3884e-09 | 8.7131e-09 | 0 | 8.7131e-09 | [16 empty] | 7.3.1.3 Ignition probability mapping showing the probability of ignition along the electric lines and equipmentWLDFRAggregatedAggregated | WLDFR | HFTD - Distribution - Tier 2 - 4QU CoRE ¦ 4QU LoRE | Red Flag Warning - Catastrophic Fires | Aggregated | Aggregated | 2021 | 7.5532e-06 | 0 | 690.0576 | 0.0052121 | 2021 | Mitigation | 0.08575 | 30 | 0 | esc | 0.0012005 | 9.0676e-09 | 0.00060025 | 4.5338e-09 | 0 | 0
[79 empty] | WLDFR | HFTD - Distribution - Tier 2 - 4QU CoRE ¦ 3QU LoRE | Seismic - Non-Red Flag Warning - Catastrophic Fires | 2029 | 2.9745e-13 | 1.4873e-13 | 3.8244e-13 | 22783.187 | 453.261 | 14531.3357 | 7798.5904 | 0 | 0 | 0 | 2.4777e-10 |  | 6.7769e-09 | 0 | 6.7769e-09 | 3.3884e-09 | 0 | 3.3884e-09 | 8.7131e-09 | 0 | 8.7131e-09 | [16 empty] | 7.3.1.3 Ignition probability mapping showing the probability of ignition along the electric lines and equipmentWLDFRAggregatedAggregated | WLDFR | HFTD - Distribution - Tier 2 - 4QU CoRE ¦ 4QU LoRE | Red Flag Warning - Catastrophic Fires | Aggregated | Aggregated | 2022 | 7.5532e-06 | 0 | 690.0576 | 0.0052121 | 2022 | Mitigation | 0.08575 | 30 | 0 | esc | 0.0012005 | 9.0676e-09 | 0.00060025 | 4.5338e-09 | 0.0015435 | 1.1658e-08
[79 empty] | WLDFR | HFTD - Distribution - Tier 2 - 4QU CoRE ¦ 3QU LoRE | Seismic - Non-Red Flag Warning - Catastrophic Fires | 2030 | 2.9745e-13 | 1.4873e-13 | 3.8244e-13 | 22783.187 | 453.261 | 14531.3357 | 7798.5904 | 0 | 0 | 0 | 2.4777e-10 |  | 6.7769e-09 | 0 | 6.7769e-09 | 3.3884e-09 | 0 | 3.3884e-09 | 8.7131e-09 | 0 | 8.7131e-09 | [16 empty] | 7.3.1.3 Ignition probability mapping showing the probability of ignition along the electric lines and equipmentWLDFRAggregatedAggregated | WLDFR | HFTD - Distribution - Tier 2 - 4QU CoRE ¦ 4QU LoRE | Red Flag Warning - Catastrophic Fires | Aggregated | Aggregated | 2023 | 7.5532e-06 | 0 | 690.0576 | 0.0052121 | 2023 | Mitigation | 0.08575 | 30 | 0 | esc | 0.0012005 | 9.0676e-09 | 0.00060025 | 4.5338e-09 | 0.0015435 | 1.1658e-08
[79 empty] | WLDFR | HFTD - Distribution - Tier 2 - 4QU CoRE ¦ 3QU LoRE | Seismic - Non-Red Flag Warning - Catastrophic Fires | 2031 | 2.9745e-13 | 1.4873e-13 | 3.8244e-13 | 22783.187 | 453.261 | 14531.3357 | 7798.5904 | 0 | 0 | 0 | 2.4777e-10 |  | 6.7769e-09 | 0 | 6.7769e-09 | 3.3884e-09 | 0 | 3.3884e-09 | 8.7131e-09 | 0 | 8.7131e-09 | [16 empty] | 7.3.1.3 Ignition probability mapping showing the probability of ignition along the electric lines and equipmentWLDFRAggregatedAggregated | WLDFR | HFTD - Distribution - Tier 2 - 4QU CoRE ¦ 4QU LoRE | Red Flag Warning - Catastrophic Fires | Aggregated | Aggregated | 2024 | 7.5532e-06 | 0 | 690.0576 | 0.0052121 | 2024 | Mitigation | 0.08575 | 30 | 0 | esc | 0.0012005 | 9.0676e-09 | 0.00060025 | 4.5338e-09 | 0.0015435 | 1.1658e-08
[79 empty] | WLDFR | HFTD - Distribution - Tier 2 - 4QU CoRE ¦ 3QU LoRE | Seismic - Non-Red Flag Warning - Catastrophic Fires | 2032 | 2.9745e-13 | 1.4873e-13 | 3.8244e-13 | 22783.187 | 453.261 | 14531.3357 | 7798.5904 | 0 | 0 | 0 | 2.4777e-10 |  | 6.7769e-09 | 0 | 6.7769e-09 | 3.3884e-09 | 0 | 3.3884e-09 | 8.7131e-09 | 0 | 8.7131e-09 | [16 empty] | 7.3.1.3 Ignition probability mapping showing the probability of ignition along the electric lines and equipmentWLDFRAggregatedAggregated | WLDFR | HFTD - Distribution - Tier 2 - 4QU CoRE ¦ 4QU LoRE | Red Flag Warning - Catastrophic Fires | Aggregated | Aggregated | 2025 | 7.5532e-06 | 0 | 690.0576 | 0.0052121 | 2025 | Mitigation | 0.08575 | 30 | 0 | esc | 0.0012005 | 9.0676e-09 | 0.00060025 | 4.5338e-09 | 0.0015435 | 1.1658e-08
[79 empty] | WLDFR | HFTD - Distribution - Tier 2 - 4QU CoRE ¦ 3QU LoRE | Seismic - Non-Red Flag Warning - Catastrophic Fires | 2033 | 2.9745e-13 | 1.4873e-13 | 3.8244e-13 | 23835.2641 | 480.9649 | 15187.7294 | 8166.5698 | 0 | 0 | 0 | 2.4777e-10 |  | 7.0898e-09 | 0 | 7.0898e-09 | 3.5449e-09 | 0 | 3.5449e-09 | 9.1155e-09 | 0 | 9.1155e-09 | [16 empty] | 7.3.1.3 Ignition probability mapping showing the probability of ignition along the electric lines and equipmentWLDFRAggregatedAggregated | WLDFR | HFTD - Distribution - Tier 2 - 4QU CoRE ¦ 4QU LoRE | Red Flag Warning - Catastrophic Fires | Aggregated | Aggregated | 2026 | 7.5532e-06 | 0 | 690.0576 | 0.0052121 | 2026 | Mitigation | 0.08575 | 30 | 0 | esc | 0.0012005 | 9.0676e-09 | 0.00060025 | 4.5338e-09 | 0.0015435 | 1.1658e-08
[79 empty] | WLDFR | HFTD - Distribution - Tier 2 - 4QU CoRE ¦ 3QU LoRE | Seismic - Non-Red Flag Warning - Catastrophic Fires | 2034 | 2.9745e-13 | 1.4873e-13 | 3.8244e-13 | 23835.2641 | 480.9649 | 15187.7294 | 8166.5698 | 0 | 0 | 0 | 2.4777e-10 |  | 7.0898e-09 | 0 | 7.0898e-09 | 3.5449e-09 | 0 | 3.5449e-09 | 9.1155e-09 | 0 | 9.1155e-09 | [16 empty] | 7.3.1.3 Ignition probability mapping showing the probability of ignition along the electric lines and equipmentWLDFRAggregatedAggregated | WLDFR | HFTD - Distribution - Tier 2 - 4QU CoRE ¦ 4QU LoRE | Red Flag Warning - Catastrophic Fires | Aggregated | Aggregated | 2027 | 7.5532e-06 | 0 | 690.0576 | 0.0052121 | 2027 | Mitigation | 0.08575 | 30 | 0 | esc | 0.0012005 | 9.0676e-09 | 0.00060025 | 4.5338e-09 | 0.0015435 | 1.1658e-08
[79 empty] | WLDFR | HFTD - Distribution - Tier 2 - 4QU CoRE ¦ 3QU LoRE | Seismic - Non-Red Flag Warning - Catastrophic Fires | 2035 | 2.9745e-13 | 1.4873e-13 | 3.8244e-13 | 23835.2641 | 480.9649 | 15187.7294 | 8166.5698 | 0 | 0 | 0 | 2.4777e-10 |  | 7.0898e-09 | 0 | 7.0898e-09 | 3.5449e-09 | 0 | 3.5449e-09 | 9.1155e-09 | 0 | 9.1155e-09 | [16 empty] | 7.3.1.3 Ignition probability mapping showing the probability of ignition along the electric lines and equipmentWLDFRAggregatedAggregated | WLDFR | HFTD - Distribution - Tier 2 - 4QU CoRE ¦ 4QU LoRE | Red Flag Warning - Catastrophic Fires | Aggregated | Aggregated | 2028 | 7.5532e-06 | 0 | 690.0576 | 0.0052121 | 2028 | Mitigation | 0.08575 | 30 | 0 | esc | 0.0012005 | 9.0676e-09 | 0.00060025 | 4.5338e-09 | 0.0015435 | 1.1658e-08
[79 empty] | WLDFR | HFTD - Distribution - Tier 2 - 4QU CoRE ¦ 3QU LoRE | Seismic - Non-Red Flag Warning - Catastrophic Fires | 2036 | 2.9745e-13 | 1.4873e-13 | 3.8244e-13 | 23835.2641 | 480.9649 | 15187.7294 | 8166.5698 | 0 | 0 | 0 | 2.4777e-10 |  | 7.0898e-09 | 0 | 7.0898e-09 | 3.5449e-09 | 0 | 3.5449e-09 | 9.1155e-09 | 0 | 9.1155e-09 | [16 empty] | 7.3.1.3 Ignition probability mapping showing the probability of ignition along the electric lines and equipmentWLDFRAggregatedAggregated | WLDFR | HFTD - Distribution - Tier 2 - 4QU CoRE ¦ 4QU LoRE | Red Flag Warning - Catastrophic Fires | Aggregated | Aggregated | 2029 | 7.5532e-06 | 0 | 690.0576 | 0.0052121 | 2029 | Mitigation | 0.08575 | 30 | 0 | esc | 0.0012005 | 9.0676e-09 | 0.00060025 | 4.5338e-09 | 0.0015435 | 1.1658e-08
[79 empty] | WLDFR | HFTD - Distribution - Tier 2 - 4QU CoRE ¦ 3QU LoRE | Seismic - Non-Red Flag Warning - Catastrophic Fires | 2037 | 2.9745e-13 | 1.4873e-13 | 3.8244e-13 | 23835.2641 | 480.9649 | 15187.7294 | 8166.5698 | 0 | 0 | 0 | 2.4777e-10 |  | 7.0898e-09 | 0 | 7.0898e-09 | 3.5449e-09 | 0 | 3.5449e-09 | 9.1155e-09 | 0 | 9.1155e-09 | [16 empty] | 7.3.1.3 Ignition probability mapping showing the probability of ignition along the electric lines and equipmentWLDFRAggregatedAggregated | WLDFR | HFTD - Distribution - Tier 2 - 4QU CoRE ¦ 4QU LoRE | Red Flag Warning - Catastrophic Fires | Aggregated | Aggregated | 2030 | 7.5532e-06 | 0 | 690.0576 | 0.0052121 | 2030 | Mitigation | 0.08575 | 30 | 0 | esc | 0.0012005 | 9.0676e-09 | 0.00060025 | 4.5338e-09 | 0.0015435 | 1.1658e-08
[79 empty] | WLDFR | HFTD - Distribution - Tier 2 - 4QU CoRE ¦ 3QU LoRE | Seismic - Non-Red Flag Warning - Catastrophic Fires | 2038 | 2.9745e-13 | 1.4873e-13 | 3.8244e-13 | 24976.6418 | 511.3745 | 15898.8237 | 8566.4437 | 0 | 0 | 0 | 2.4777e-10 |  | 7.4293e-09 | 0 | 7.4293e-09 | 3.7147e-09 | 0 | 3.7147e-09 | 9.552e-09 | 0 | 9.552e-09 | [16 empty] | 7.3.1.3 Ignition probability mapping showing the probability of ignition along the electric lines and equipmentWLDFRAggregatedAggregated | WLDFR | HFTD - Distribution - Tier 2 - 4QU CoRE ¦ 4QU LoRE | Red Flag Warning - Catastrophic Fires | Aggregated | Aggregated | 2031 | 7.5532e-06 | 0 | 690.0576 | 0.0052121 | 2031 | Mitigation | 0.08575 | 30 | 0 | esc | 0.0012005 | 9.0676e-09 | 0.00060025 | 4.5338e-09 | 0.0015435 | 1.1658e-08
[79 empty] | WLDFR | HFTD - Distribution - Tier 2 - 4QU CoRE ¦ 3QU LoRE | Seismic - Non-Red Flag Warning - Catastrophic Fires | 2039 | 2.9745e-13 | 1.4873e-13 | 3.8244e-13 | 24976.6418 | 511.3745 | 15898.8237 | 8566.4437 | 0 | 0 | 0 | 2.4777e-10 |  | 7.4293e-09 | 0 | 7.4293e-09 | 3.7147e-09 | 0 | 3.7147e-09 | 9.552e-09 | 0 | 9.552e-09 | [16 empty] | 7.3.1.3 Ignition probability mapping showing the probability of ignition along the electric lines and equipmentWLDFRAggregatedAggregated | WLDFR | HFTD - Distribution - Tier 2 - 4QU CoRE ¦ 4QU LoRE | Red Flag Warning - Catastrophic Fires | Aggregated | Aggregated | 2032 | 7.5532e-06 | 0 | 690.0576 | 0.0052121 | 2032 | Mitigation | 0.08575 | 30 | 0 | esc | 0.0012005 | 9.0676e-09 | 0.00060025 | 4.5338e-09 | 0.0015435 | 1.1658e-08
[79 empty] | WLDFR | HFTD - Distribution - Tier 2 - 4QU CoRE ¦ 3QU LoRE | Seismic - Non-Red Flag Warning - Catastrophic Fires | 2040 | 2.9745e-13 | 1.4873e-13 | 3.8244e-13 | 24976.6418 | 511.3745 | 15898.8237 | 8566.4437 | 0 | 0 | 0 | 2.4777e-10 |  | 7.4293e-09 | 0 | 7.4293e-09 | 3.7147e-09 | 0 | 3.7147e-09 | 9.552e-09 | 0 | 9.552e-09 | [16 empty] | 7.3.1.3 Ignition probability mapping showing the probability of ignition along the electric lines and equipmentWLDFRAggregatedAggregated | WLDFR | HFTD - Distribution - Tier 2 - 4QU CoRE ¦ 4QU LoRE | Red Flag Warning - Catastrophic Fires | Aggregated | Aggregated | 2033 | 7.5532e-06 | 0 | 690.0576 | 0.0052121 | 2033 | Mitigation | 0.08575 | 30 | 0 | esc | 0.0012005 | 9.0676e-09 | 0.00060025 | 4.5338e-09 | 0.0015435 | 1.1658e-08
[79 empty] | WLDFR | HFTD - Distribution - Tier 2 - 4QU CoRE ¦ 3QU LoRE | Seismic - Non-Red Flag Warning - Catastrophic Fires | 2041 | 2.9745e-13 | 1.4873e-13 | 3.8244e-13 | 24976.6418 | 511.3745 | 15898.8237 | 8566.4437 | 0 | 0 | 0 | 2.4777e-10 |  | 7.4293e-09 | 0 | 7.4293e-09 | 3.7147e-09 | 0 | 3.7147e-09 | 9.552e-09 | 0 | 9.552e-09 | [16 empty] | 7.3.1.3 Ignition probability mapping showing the probability of ignition along the electric lines and equipmentWLDFRAggregatedAggregated | WLDFR | HFTD - Distribution - Tier 2 - 4QU CoRE ¦ 4QU LoRE | Red Flag Warning - Catastrophic Fires | Aggregated | Aggregated | 2034 | 7.5532e-06 | 0 | 690.0576 | 0.0052121 | 2034 | Mitigation | 0.08575 | 30 | 0 | esc | 0.0012005 | 9.0676e-09 | 0.00060025 | 4.5338e-09 | 0.0015435 | 1.1658e-08
[79 empty] | WLDFR | HFTD - Distribution - Tier 2 - 4QU CoRE ¦ 3QU LoRE | Seismic - Non-Red Flag Warning - Catastrophic Fires | 2042 | 2.9745e-13 | 1.4873e-13 | 3.8244e-13 | 24976.6418 | 511.3745 | 15898.8237 | 8566.4437 | 0 | 0 | 0 | 2.4777e-10 |  | 7.4293e-09 | 0 | 7.4293e-09 | 3.7147e-09 | 0 | 3.7147e-09 | 9.552e-09 | 0 | 9.552e-09 | [16 empty] | 7.3.1.3 Ignition probability mapping showing the probability of ignition along the electric lines and equipmentWLDFRAggregatedAggregated | WLDFR | HFTD - Distribution - Tier 2 - 4QU CoRE ¦ 4QU LoRE | Red Flag Warning - Catastrophic Fires | Aggregated | Aggregated | 2035 | 7.5532e-06 | 0 | 690.0576 | 0.0052121 | 2035 | Mitigation | 0.08575 | 30 | 0 | esc | 0.0012005 | 9.0676e-09 | 0.00060025 | 4.5338e-09 | 0.0015435 | 1.1658e-08
[79 empty] | WLDFR | HFTD - Distribution - Tier 2 - 4QU CoRE ¦ 3QU LoRE | Seismic - Non-Red Flag Warning - Catastrophic Fires | 2043 | 2.9745e-13 | 1.4873e-13 | 3.8244e-13 | 26191.7278 | 544.1291 | 16654.7414 | 8992.8573 | 0 | 0 | 0 | 2.4777e-10 |  | 7.7907e-09 | 0 | 7.7907e-09 | 3.8954e-09 | 0 | 3.8954e-09 | 1.0017e-08 | 0 | 1.0017e-08 | [16 empty] | 7.3.1.3 Ignition probability mapping showing the probability of ignition along the electric lines and equipmentWLDFRAggregatedAggregated | WLDFR | HFTD - Distribution - Tier 2 - 4QU CoRE ¦ 4QU LoRE | Red Flag Warning - Catastrophic Fires | Aggregated | Aggregated | 2036 | 7.5532e-06 | 0 | 690.0576 | 0.0052121 | 2036 | Mitigation | 0.08575 | 30 | 0 | esc | 0.0012005 | 9.0676e-09 | 0.00060025 | 4.5338e-09 | 0.0015435 | 1.1658e-08
[79 empty] | WLDFR | HFTD - Distribution - Tier 2 - 4QU CoRE ¦ 3QU LoRE | Seismic - Non-Red Flag Warning - Catastrophic Fires | 2044 | 2.9745e-13 | 1.4873e-13 | 3.8244e-13 | 26191.7278 | 544.1291 | 16654.7414 | 8992.8573 | 0 | 0 | 0 | 2.4777e-10 |  | 7.7907e-09 | 0 | 7.7907e-09 | 3.8954e-09 | 0 | 3.8954e-09 | 1.0017e-08 | 0 | 1.0017e-08 | [16 empty] | 7.3.1.3 Ignition probability mapping showing the probability of ignition along the electric lines and equipmentWLDFRAggregatedAggregated | WLDFR | HFTD - Distribution - Tier 2 - 4QU CoRE ¦ 4QU LoRE | Red Flag Warning - Catastrophic Fires | Aggregated | Aggregated | 2037 | 7.5532e-06 | 0 | 690.0576 | 0.0052121 | 2037 | Mitigation | 0.08575 | 30 | 0 | esc | 0.0012005 | 9.0676e-09 | 0.00060025 | 4.5338e-09 | 0.0015435 | 1.1658e-08
[79 empty] | WLDFR | HFTD - Distribution - Tier 2 - 4QU CoRE ¦ 3QU LoRE | Seismic - Non-Red Flag Warning - Catastrophic Fires | 2045 | 2.9745e-13 | 1.4873e-13 | 3.8244e-13 | 26191.7278 | 544.1291 | 16654.7414 | 8992.8573 | 0 | 0 | 0 | 2.4777e-10 |  | 7.7907e-09 | 0 | 7.7907e-09 | 3.8954e-09 | 0 | 3.8954e-09 | 1.0017e-08 | 0 | 1.0017e-08 | [16 empty] | 7.3.1.3 Ignition probability mapping showing the probability of ignition along the electric lines and equipmentWLDFRAggregatedAggregated | WLDFR | HFTD - Distribution - Tier 2 - 4QU CoRE ¦ 4QU LoRE | Red Flag Warning - Catastrophic Fires | Aggregated | Aggregated | 2038 | 7.5532e-06 | 0 | 690.0576 | 0.0052121 | 2038 | Mitigation | 0.08575 | 30 | 0 | esc | 0.0012005 | 9.0676e-09 | 0.00060025 | 4.5338e-09 | 0.0015435 | 1.1658e-08
[79 empty] | WLDFR | HFTD - Distribution - Tier 2 - 4QU CoRE ¦ 3QU LoRE | Seismic - Non-Red Flag Warning - Catastrophic Fires | 2046 | 2.9745e-13 | 1.4873e-13 | 3.8244e-13 | 26191.7278 | 544.1291 | 16654.7414 | 8992.8573 | 0 | 0 | 0 | 2.4777e-10 |  | 7.7907e-09 | 0 | 7.7907e-09 | 3.8954e-09 | 0 | 3.8954e-09 | 1.0017e-08 | 0 | 1.0017e-08 | [16 empty] | 7.3.1.3 Ignition probability mapping showing the probability of ignition along the electric lines and equipmentWLDFRAggregatedAggregated | WLDFR | HFTD - Distribution - Tier 2 - 4QU CoRE ¦ 4QU LoRE | Red Flag Warning - Catastrophic Fires | Aggregated | Aggregated | 2039 | 7.5532e-06 | 0 | 690.0576 | 0.0052121 | 2039 | Mitigation | 0.08575 | 30 | 0 | esc | 0.0012005 | 9.0676e-09 | 0.00060025 | 4.5338e-09 | 0.0015435 | 1.1658e-08
[79 empty] | WLDFR | HFTD - Distribution - Tier 2 - 4QU CoRE ¦ 3QU LoRE | Seismic - Non-Red Flag Warning - Catastrophic Fires | 2047 | 2.9745e-13 | 1.4873e-13 | 3.8244e-13 | 26191.7278 | 544.1291 | 16654.7414 | 8992.8573 | 0 | 0 | 0 | 2.4777e-10 |  | 7.7907e-09 | 0 | 7.7907e-09 | 3.8954e-09 | 0 | 3.8954e-09 | 1.0017e-08 | 0 | 1.0017e-08 | [16 empty] | 7.3.1.3 Ignition probability mapping showing the probability of ignition along the electric lines and equipmentWLDFRAggregatedAggregated | WLDFR | HFTD - Distribution - Tier 2 - 4QU CoRE ¦ 4QU LoRE | Red Flag Warning - Catastrophic Fires | Aggregated | Aggregated | 2040 | 7.5532e-06 | 0 | 690.0576 | 0.0052121 | 2040 | Mitigation | 0.08575 | 30 | 0 | esc | 0.0012005 | 9.0676e-09 | 0.00060025 | 4.5338e-09 | 0.0015435 | 1.1658e-08
[79 empty] | WLDFR | HFTD - Distribution - Tier 2 - 4QU CoRE ¦ 3QU LoRE | Seismic - Non-Red Flag Warning - Catastrophic Fires | 2048 | 2.9745e-13 | 1.4873e-13 | 3.8244e-13 | 27464.7227 | 578.8407 | 17445.538 | 9440.3441 | 0 | 0 | 0 | 2.4777e-10 |  | 8.1694e-09 | 0 | 8.1694e-09 | 4.0847e-09 | 0 | 4.0847e-09 | 1.0503e-08 | 0 | 1.0503e-08 | [16 empty] | 7.3.1.3 Ignition probability mapping showing the probability of ignition along the electric lines and equipmentWLDFRAggregatedAggregated | WLDFR | HFTD - Distribution - Tier 2 - 4QU CoRE ¦ 4QU LoRE | Red Flag Warning - Catastrophic Fires | Aggregated | Aggregated | 2041 | 7.5532e-06 | 0 | 690.0576 | 0.0052121 | 2041 | Mitigation | 0.08575 | 30 | 0 | esc | 0.0012005 | 9.0676e-09 | 0.00060025 | 4.5338e-09 | 0.0015435 | 1.1658e-08
[79 empty] | WLDFR | HFTD - Distribution - Tier 2 - 4QU CoRE ¦ 3QU LoRE | Seismic - Non-Red Flag Warning - Catastrophic Fires | 2049 | 2.9745e-13 | 1.4873e-13 | 3.8244e-13 | 27464.7227 | 578.8407 | 17445.538 | 9440.3441 | 0 | 0 | 0 | 2.4777e-10 |  | 8.1694e-09 | 0 | 8.1694e-09 | 4.0847e-09 | 0 | 4.0847e-09 | 1.0503e-08 | 0 | 1.0503e-08 | [16 empty] | 7.3.1.3 Ignition probability mapping showing the probability of ignition along the electric lines and equipmentWLDFRAggregatedAggregated | WLDFR | HFTD - Distribution - Tier 2 - 4QU CoRE ¦ 4QU LoRE | Red Flag Warning - Catastrophic Fires | Aggregated | Aggregated | 2042 | 7.5532e-06 | 0 | 690.0576 | 0.0052121 | 2042 | Mitigation | 0.08575 | 30 | 0 | esc | 0.0012005 | 9.0676e-09 | 0.00060025 | 4.5338e-09 | 0.0015435 | 1.1658e-08
[79 empty] | WLDFR | HFTD - Distribution - Tier 2 - 4QU CoRE ¦ 3QU LoRE | Seismic - Non-Red Flag Warning - Catastrophic Fires | 2050 | 0 | 1.4873e-13 | 3.8244e-13 | 27464.7227 | 578.8407 | 17445.538 | 9440.3441 | 0 | 0 | 0 | 2.4777e-10 |  | 0 | 0 | 0 | 4.0847e-09 | 0 | 4.0847e-09 | 1.0503e-08 | 0 | 1.0503e-08 | [16 empty] | 7.3.1.3 Ignition probability mapping showing the probability of ignition along the electric lines and equipmentWLDFRAggregatedAggregated | WLDFR | HFTD - Distribution - Tier 2 - 4QU CoRE ¦ 4QU LoRE | Red Flag Warning - Catastrophic Fires | Aggregated | Aggregated | 2043 | 7.5532e-06 | 0 | 690.0576 | 0.0052121 | 2043 | Mitigation | 0.08575 | 30 | 0 | esc | 0.0012005 | 9.0676e-09 | 0.00060025 | 4.5338e-09 | 0.0015435 | 1.1658e-08
[79 empty] | WLDFR | HFTD - Distribution - Tier 2 - 4QU CoRE ¦ 3QU LoRE | Seismic - Non-Red Flag Warning - Catastrophic Fires | 2051 | 0 | 0 | 3.8244e-13 | 27464.7227 | 578.8407 | 17445.538 | 9440.3441 | 0 | 0 | 0 | 2.4777e-10 |  | 0 | 0 | 0 | 0 | 0 | 0 | 1.0503e-08 | 0 | 1.0503e-08 | [16 empty] | 7.3.1.3 Ignition probability mapping showing the probability of ignition along the electric lines and equipmentWLDFRAggregatedAggregated | WLDFR | HFTD - Distribution - Tier 2 - 4QU CoRE ¦ 4QU LoRE | Red Flag Warning - Catastrophic Fires | Aggregated | Aggregated | 2044 | 7.5532e-06 | 0 | 690.0576 | 0.0052121 | 2044 | Mitigation | 0.08575 | 30 | 0 | esc | 0.0012005 | 9.0676e-09 | 0.00060025 | 4.5338e-09 | 0.0015435 | 1.1658e-08
[79 empty] | WLDFR | HFTD - Distribution - Tier 2 - 4QU CoRE ¦ 3QU LoRE | Seismic - Red Flag Warning - Catastrophic Fires | 2020 | 1.2829e-11 | 0 | 0 | 21083.8428 | 409.2237 | 13469.0878 | 7205.5313 | 0 | 0 | 0 | 1.0686e-08 |  | 2.7048e-07 | 0 | 2.7048e-07 | 0 | 0 | 0 | 0 | 0 | 0 | [16 empty] | 7.3.1.3 Ignition probability mapping showing the probability of ignition along the electric lines and equipmentWLDFRAggregatedAggregated | WLDFR | HFTD - Distribution - Tier 2 - 4QU CoRE ¦ 4QU LoRE | Red Flag Warning - Catastrophic Fires | Aggregated | Aggregated | 2045 | 7.5532e-06 | 0 | 690.0576 | 0.0052121 | 2045 | Mitigation | 0.08575 | 30 | 0 | esc | 0.0012005 | 9.0676e-09 | 0.00060025 | 4.5338e-09 | 0.0015435 | 1.1658e-08
[79 empty] | WLDFR | HFTD - Distribution - Tier 2 - 4QU CoRE ¦ 3QU LoRE | Seismic - Red Flag Warning - Catastrophic Fires | 2021 | 1.2829e-11 | 6.4143e-12 | 0 | 21083.8428 | 409.2237 | 13469.0878 | 7205.5313 | 0 | 0 | 0 | 1.0686e-08 |  | 2.7048e-07 | 0 | 2.7048e-07 | 1.3524e-07 | 0 | 1.3524e-07 | 0 | 0 | 0 | [16 empty] | 7.3.1.3 Ignition probability mapping showing the probability of ignition along the electric lines and equipmentWLDFRAggregatedAggregated | WLDFR | HFTD - Distribution - Tier 2 - 4QU CoRE ¦ 4QU LoRE | Red Flag Warning - Catastrophic Fires | Aggregated | Aggregated | 2046 | 7.5532e-06 | 0 | 690.0576 | 0.0052121 | 2046 | Mitigation | 0.08575 | 30 | 0 | esc | 0.0012005 | 9.0676e-09 | 0.00060025 | 4.5338e-09 | 0.0015435 | 1.1658e-08
[79 empty] | WLDFR | HFTD - Distribution - Tier 2 - 4QU CoRE ¦ 3QU LoRE | Seismic - Red Flag Warning - Catastrophic Fires | 2022 | 1.2829e-11 | 6.4143e-12 | 1.6494e-11 | 21083.8428 | 409.2237 | 13469.0878 | 7205.5313 | 0 | 0 | 0 | 1.0686e-08 |  | 2.7048e-07 | 0 | 2.7048e-07 | 1.3524e-07 | 0 | 1.3524e-07 | 3.4776e-07 | 0 | 3.4776e-07 | [16 empty] | 7.3.1.3 Ignition probability mapping showing the probability of ignition along the electric lines and equipmentWLDFRAggregatedAggregated | WLDFR | HFTD - Distribution - Tier 2 - 4QU CoRE ¦ 4QU LoRE | Red Flag Warning - Catastrophic Fires | Aggregated | Aggregated | 2047 | 7.5532e-06 | 0 | 690.0576 | 0.0052121 | 2047 | Mitigation | 0.08575 | 30 | 0 | esc | 0.0012005 | 9.0676e-09 | 0.00060025 | 4.5338e-09 | 0.0015435 | 1.1658e-08
[79 empty] | WLDFR | HFTD - Distribution - Tier 2 - 4QU CoRE ¦ 3QU LoRE | Seismic - Red Flag Warning - Catastrophic Fires | 2023 | 1.2829e-11 | 6.4143e-12 | 1.6494e-11 | 21835.9781 | 428.6023 | 13939.561 | 7467.8148 | 0 | 0 | 0 | 1.0686e-08 |  | 2.8013e-07 | 0 | 2.8013e-07 | 1.4006e-07 | 0 | 1.4006e-07 | 3.6016e-07 | 0 | 3.6016e-07 | [16 empty] | 7.3.1.3 Ignition probability mapping showing the probability of ignition along the electric lines and equipmentWLDFRAggregatedAggregated | WLDFR | HFTD - Distribution - Tier 2 - 4QU CoRE ¦ 4QU LoRE | Red Flag Warning - Catastrophic Fires | Aggregated | Aggregated | 2048 | 7.5532e-06 | 0 | 690.0576 | 0.0052121 | 2048 | Mitigation | 0.08575 | 30 | 0 | esc | 0.0012005 | 9.0676e-09 | 0.00060025 | 4.5338e-09 | 0.0015435 | 1.1658e-08
[79 empty] | WLDFR | HFTD - Distribution - Tier 2 - 4QU CoRE ¦ 3QU LoRE | Seismic - Red Flag Warning - Catastrophic Fires | 2024 | 1.2829e-11 | 6.4143e-12 | 1.6494e-11 | 21835.9781 | 428.6023 | 13939.561 | 7467.8148 | 0 | 0 | 0 | 1.0686e-08 |  | 2.8013e-07 | 0 | 2.8013e-07 | 1.4006e-07 | 0 | 1.4006e-07 | 3.6016e-07 | 0 | 3.6016e-07 | [16 empty] | 7.3.1.3 Ignition probability mapping showing the probability of ignition along the electric lines and equipmentWLDFRAggregatedAggregated | WLDFR | HFTD - Distribution - Tier 2 - 4QU CoRE ¦ 4QU LoRE | Red Flag Warning - Catastrophic Fires | Aggregated | Aggregated | 2049 | 7.5532e-06 | 0 | 690.0576 | 0.0052121 | 2049 | Mitigation | 0.08575 | 30 | 0 | esc | 0.0012005 | 9.0676e-09 | 0.00060025 | 4.5338e-09 | 0.0015435 | 1.1658e-08
[79 empty] | WLDFR | HFTD - Distribution - Tier 2 - 4QU CoRE ¦ 3QU LoRE | Seismic - Red Flag Warning - Catastrophic Fires | 2025 | 1.2829e-11 | 6.4143e-12 | 1.6494e-11 | 21835.9781 | 428.6023 | 13939.561 | 7467.8148 | 0 | 0 | 0 | 1.0686e-08 |  | 2.8013e-07 | 0 | 2.8013e-07 | 1.4006e-07 | 0 | 1.4006e-07 | 3.6016e-07 | 0 | 3.6016e-07 | [16 empty] | 7.3.1.3 Ignition probability mapping showing the probability of ignition along the electric lines and equipmentWLDFRAggregatedAggregated | WLDFR | HFTD - Distribution - Tier 2 - 4QU CoRE ¦ 4QU LoRE | Red Flag Warning - Catastrophic Fires | Aggregated | Aggregated | 2050 | 7.5532e-06 | 0 | 690.0576 | 0.0052121 | 2050 | Mitigation | 0.08575 | 30 | 0 | esc | 0 | 0 | 0.00060025 | 4.5338e-09 | 0.0015435 | 1.1658e-08
[79 empty] | WLDFR | HFTD - Distribution - Tier 2 - 4QU CoRE ¦ 3QU LoRE | Seismic - Red Flag Warning - Catastrophic Fires | 2026 | 1.2829e-11 | 6.4143e-12 | 1.6494e-11 | 21835.9781 | 428.6023 | 13939.561 | 7467.8148 | 0 | 0 | 0 | 1.0686e-08 |  | 2.8013e-07 | 0 | 2.8013e-07 | 1.4006e-07 | 0 | 1.4006e-07 | 3.6016e-07 | 0 | 3.6016e-07 | [16 empty] | 7.3.1.3 Ignition probability mapping showing the probability of ignition along the electric lines and equipmentWLDFRAggregatedAggregated | WLDFR | HFTD - Distribution - Tier 2 - 4QU CoRE ¦ 4QU LoRE | Red Flag Warning - Catastrophic Fires | Aggregated | Aggregated | 2051 | 7.5532e-06 | 0 | 690.0576 | 0.0052121 | 2051 | Mitigation | 0.08575 | 30 | 0 | esc | 0 | 0 | 0 | 0 | 0.0015435 | 1.1658e-08
[79 empty] | WLDFR | HFTD - Distribution - Tier 2 - 4QU CoRE ¦ 3QU LoRE | Seismic - Red Flag Warning - Catastrophic Fires | 2027 | 1.2829e-11 | 6.4143e-12 | 1.6494e-11 | 21835.9781 | 428.6023 | 13939.561 | 7467.8148 | 0 | 0 | 0 | 1.0686e-08 |  | 2.8013e-07 | 0 | 2.8013e-07 | 1.4006e-07 | 0 | 1.4006e-07 | 3.6016e-07 | 0 | 3.6016e-07 | [16 empty] | 7.3.1.3 Ignition probability mapping showing the probability of ignition along the electric lines and equipmentWLDFRAggregatedAggregated | WLDFR | HFTD - Distribution - Tier 2 - 4QU CoRE ¦ 4QU LoRE | Red Flag Warning - Destructive Fires | Aggregated | Aggregated | 2021 | 1.2855e-06 | 0 | 690.0576 | 0.00088708 | 2021 | Mitigation | 0.08575 | 30 | 0 | esc | 0.0012005 | 1.5433e-09 | 0.00060025 | 7.7163e-10 | 0 | 0
[79 empty] | WLDFR | HFTD - Distribution - Tier 2 - 4QU CoRE ¦ 3QU LoRE | Seismic - Red Flag Warning - Catastrophic Fires | 2028 | 1.2829e-11 | 6.4143e-12 | 1.6494e-11 | 22783.187 | 453.261 | 14531.3357 | 7798.5904 | 0 | 0 | 0 | 1.0686e-08 |  | 2.9228e-07 | 0 | 2.9228e-07 | 1.4614e-07 | 0 | 1.4614e-07 | 3.7579e-07 | 0 | 3.7579e-07 | [16 empty] | 7.3.1.3 Ignition probability mapping showing the probability of ignition along the electric lines and equipmentWLDFRAggregatedAggregated | WLDFR | HFTD - Distribution - Tier 2 - 4QU CoRE ¦ 4QU LoRE | Red Flag Warning - Destructive Fires | Aggregated | Aggregated | 2022 | 1.2855e-06 | 0 | 690.0576 | 0.00088708 | 2022 | Mitigation | 0.08575 | 30 | 0 | esc | 0.0012005 | 1.5433e-09 | 0.00060025 | 7.7163e-10 | 0.0015435 | 1.9842e-09
[79 empty] | WLDFR | HFTD - Distribution - Tier 2 - 4QU CoRE ¦ 3QU LoRE | Seismic - Red Flag Warning - Catastrophic Fires | 2029 | 1.2829e-11 | 6.4143e-12 | 1.6494e-11 | 22783.187 | 453.261 | 14531.3357 | 7798.5904 | 0 | 0 | 0 | 1.0686e-08 |  | 2.9228e-07 | 0 | 2.9228e-07 | 1.4614e-07 | 0 | 1.4614e-07 | 3.7579e-07 | 0 | 3.7579e-07 | [16 empty] | 7.3.1.3 Ignition probability mapping showing the probability of ignition along the electric lines and equipmentWLDFRAggregatedAggregated | WLDFR | HFTD - Distribution - Tier 2 - 4QU CoRE ¦ 4QU LoRE | Red Flag Warning - Destructive Fires | Aggregated | Aggregated | 2023 | 1.2855e-06 | 0 | 690.0576 | 0.00088708 | 2023 | Mitigation | 0.08575 | 30 | 0 | esc | 0.0012005 | 1.5433e-09 | 0.00060025 | 7.7163e-10 | 0.0015435 | 1.9842e-09
[79 empty] | WLDFR | HFTD - Distribution - Tier 2 - 4QU CoRE ¦ 3QU LoRE | Seismic - Red Flag Warning - Catastrophic Fires | 2030 | 1.2829e-11 | 6.4143e-12 | 1.6494e-11 | 22783.187 | 453.261 | 14531.3357 | 7798.5904 | 0 | 0 | 0 | 1.0686e-08 |  | 2.9228e-07 | 0 | 2.9228e-07 | 1.4614e-07 | 0 | 1.4614e-07 | 3.7579e-07 | 0 | 3.7579e-07 | [16 empty] | 7.3.1.3 Ignition probability mapping showing the probability of ignition along the electric lines and equipmentWLDFRAggregatedAggregated | WLDFR | HFTD - Distribution - Tier 2 - 4QU CoRE ¦ 4QU LoRE | Red Flag Warning - Destructive Fires | Aggregated | Aggregated | 2024 | 1.2855e-06 | 0 | 690.0576 | 0.00088708 | 2024 | Mitigation | 0.08575 | 30 | 0 | esc | 0.0012005 | 1.5433e-09 | 0.00060025 | 7.7163e-10 | 0.0015435 | 1.9842e-09
[79 empty] | WLDFR | HFTD - Distribution - Tier 2 - 4QU CoRE ¦ 3QU LoRE | Seismic - Red Flag Warning - Catastrophic Fires | 2031 | 1.2829e-11 | 6.4143e-12 | 1.6494e-11 | 22783.187 | 453.261 | 14531.3357 | 7798.5904 | 0 | 0 | 0 | 1.0686e-08 |  | 2.9228e-07 | 0 | 2.9228e-07 | 1.4614e-07 | 0 | 1.4614e-07 | 3.7579e-07 | 0 | 3.7579e-07 | [16 empty] | 7.3.1.3 Ignition probability mapping showing the probability of ignition along the electric lines and equipmentWLDFRAggregatedAggregated | WLDFR | HFTD - Distribution - Tier 2 - 4QU CoRE ¦ 4QU LoRE | Red Flag Warning - Destructive Fires | Aggregated | Aggregated | 2025 | 1.2855e-06 | 0 | 690.0576 | 0.00088708 | 2025 | Mitigation | 0.08575 | 30 | 0 | esc | 0.0012005 | 1.5433e-09 | 0.00060025 | 7.7163e-10 | 0.0015435 | 1.9842e-09
[79 empty] | WLDFR | HFTD - Distribution - Tier 2 - 4QU CoRE ¦ 3QU LoRE | Seismic - Red Flag Warning - Catastrophic Fires | 2032 | 1.2829e-11 | 6.4143e-12 | 1.6494e-11 | 22783.187 | 453.261 | 14531.3357 | 7798.5904 | 0 | 0 | 0 | 1.0686e-08 |  | 2.9228e-07 | 0 | 2.9228e-07 | 1.4614e-07 | 0 | 1.4614e-07 | 3.7579e-07 | 0 | 3.7579e-07 | [16 empty] | 7.3.1.3 Ignition probability mapping showing the probability of ignition along the electric lines and equipmentWLDFRAggregatedAggregated | WLDFR | HFTD - Distribution - Tier 2 - 4QU CoRE ¦ 4QU LoRE | Red Flag Warning - Destructive Fires | Aggregated | Aggregated | 2026 | 1.2855e-06 | 0 | 690.0576 | 0.00088708 | 2026 | Mitigation | 0.08575 | 30 | 0 | esc | 0.0012005 | 1.5433e-09 | 0.00060025 | 7.7163e-10 | 0.0015435 | 1.9842e-09
[79 empty] | WLDFR | HFTD - Distribution - Tier 2 - 4QU CoRE ¦ 3QU LoRE | Seismic - Red Flag Warning - Catastrophic Fires | 2033 | 1.2829e-11 | 6.4143e-12 | 1.6494e-11 | 23835.2641 | 480.9649 | 15187.7294 | 8166.5698 | 0 | 0 | 0 | 1.0686e-08 |  | 3.0577e-07 | 0 | 3.0577e-07 | 1.5289e-07 | 0 | 1.5289e-07 | 3.9314e-07 | 0 | 3.9314e-07 | [16 empty] | 7.3.1.3 Ignition probability mapping showing the probability of ignition along the electric lines and equipmentWLDFRAggregatedAggregated | WLDFR | HFTD - Distribution - Tier 2 - 4QU CoRE ¦ 4QU LoRE | Red Flag Warning - Destructive Fires | Aggregated | Aggregated | 2027 | 1.2855e-06 | 0 | 690.0576 | 0.00088708 | 2027 | Mitigation | 0.08575 | 30 | 0 | esc | 0.0012005 | 1.5433e-09 | 0.00060025 | 7.7163e-10 | 0.0015435 | 1.9842e-09
[79 empty] | WLDFR | HFTD - Distribution - Tier 2 - 4QU CoRE ¦ 3QU LoRE | Seismic - Red Flag Warning - Catastrophic Fires | 2034 | 1.2829e-11 | 6.4143e-12 | 1.6494e-11 | 23835.2641 | 480.9649 | 15187.7294 | 8166.5698 | 0 | 0 | 0 | 1.0686e-08 |  | 3.0577e-07 | 0 | 3.0577e-07 | 1.5289e-07 | 0 | 1.5289e-07 | 3.9314e-07 | 0 | 3.9314e-07 | [16 empty] | 7.3.1.3 Ignition probability mapping showing the probability of ignition along the electric lines and equipmentWLDFRAggregatedAggregated | WLDFR | HFTD - Distribution - Tier 2 - 4QU CoRE ¦ 4QU LoRE | Red Flag Warning - Destructive Fires | Aggregated | Aggregated | 2028 | 1.2855e-06 | 0 | 690.0576 | 0.00088708 | 2028 | Mitigation | 0.08575 | 30 | 0 | esc | 0.0012005 | 1.5433e-09 | 0.00060025 | 7.7163e-10 | 0.0015435 | 1.9842e-09
[79 empty] | WLDFR | HFTD - Distribution - Tier 2 - 4QU CoRE ¦ 3QU LoRE | Seismic - Red Flag Warning - Catastrophic Fires | 2035 | 1.2829e-11 | 6.4143e-12 | 1.6494e-11 | 23835.2641 | 480.9649 | 15187.7294 | 8166.5698 | 0 | 0 | 0 | 1.0686e-08 |  | 3.0577e-07 | 0 | 3.0577e-07 | 1.5289e-07 | 0 | 1.5289e-07 | 3.9314e-07 | 0 | 3.9314e-07 | [16 empty] | 7.3.1.3 Ignition probability mapping showing the probability of ignition along the electric lines and equipmentWLDFRAggregatedAggregated | WLDFR | HFTD - Distribution - Tier 2 - 4QU CoRE ¦ 4QU LoRE | Red Flag Warning - Destructive Fires | Aggregated | Aggregated | 2029 | 1.2855e-06 | 0 | 690.0576 | 0.00088708 | 2029 | Mitigation | 0.08575 | 30 | 0 | esc | 0.0012005 | 1.5433e-09 | 0.00060025 | 7.7163e-10 | 0.0015435 | 1.9842e-09
[79 empty] | WLDFR | HFTD - Distribution - Tier 2 - 4QU CoRE ¦ 3QU LoRE | Seismic - Red Flag Warning - Catastrophic Fires | 2036 | 1.2829e-11 | 6.4143e-12 | 1.6494e-11 | 23835.2641 | 480.9649 | 15187.7294 | 8166.5698 | 0 | 0 | 0 | 1.0686e-08 |  | 3.0577e-07 | 0 | 3.0577e-07 | 1.5289e-07 | 0 | 1.5289e-07 | 3.9314e-07 | 0 | 3.9314e-07 | [16 empty] | 7.3.1.3 Ignition probability mapping showing the probability of ignition along the electric lines and equipmentWLDFRAggregatedAggregated | WLDFR | HFTD - Distribution - Tier 2 - 4QU CoRE ¦ 4QU LoRE | Red Flag Warning - Destructive Fires | Aggregated | Aggregated | 2030 | 1.2855e-06 | 0 | 690.0576 | 0.00088708 | 2030 | Mitigation | 0.08575 | 30 | 0 | esc | 0.0012005 | 1.5433e-09 | 0.00060025 | 7.7163e-10 | 0.0015435 | 1.9842e-09
[79 empty] | WLDFR | HFTD - Distribution - Tier 2 - 4QU CoRE ¦ 3QU LoRE | Seismic - Red Flag Warning - Catastrophic Fires | 2037 | 1.2829e-11 | 6.4143e-12 | 1.6494e-11 | 23835.2641 | 480.9649 | 15187.7294 | 8166.5698 | 0 | 0 | 0 | 1.0686e-08 |  | 3.0577e-07 | 0 | 3.0577e-07 | 1.5289e-07 | 0 | 1.5289e-07 | 3.9314e-07 | 0 | 3.9314e-07 | [16 empty] | 7.3.1.3 Ignition probability mapping showing the probability of ignition along the electric lines and equipmentWLDFRAggregatedAggregated | WLDFR | HFTD - Distribution - Tier 2 - 4QU CoRE ¦ 4QU LoRE | Red Flag Warning - Destructive Fires | Aggregated | Aggregated | 2031 | 1.2855e-06 | 0 | 690.0576 | 0.00088708 | 2031 | Mitigation | 0.08575 | 30 | 0 | esc | 0.0012005 | 1.5433e-09 | 0.00060025 | 7.7163e-10 | 0.0015435 | 1.9842e-09
[79 empty] | WLDFR | HFTD - Distribution - Tier 2 - 4QU CoRE ¦ 3QU LoRE | Seismic - Red Flag Warning - Catastrophic Fires | 2038 | 1.2829e-11 | 6.4143e-12 | 1.6494e-11 | 24976.6418 | 511.3745 | 15898.8237 | 8566.4437 | 0 | 0 | 0 | 1.0686e-08 |  | 3.2042e-07 | 0 | 3.2042e-07 | 1.6021e-07 | 0 | 1.6021e-07 | 4.1196e-07 | 0 | 4.1196e-07 | [16 empty] | 7.3.1.3 Ignition probability mapping showing the probability of ignition along the electric lines and equipmentWLDFRAggregatedAggregated | WLDFR | HFTD - Distribution - Tier 2 - 4QU CoRE ¦ 4QU LoRE | Red Flag Warning - Destructive Fires | Aggregated | Aggregated | 2032 | 1.2855e-06 | 0 | 690.0576 | 0.00088708 | 2032 | Mitigation | 0.08575 | 30 | 0 | esc | 0.0012005 | 1.5433e-09 | 0.00060025 | 7.7163e-10 | 0.0015435 | 1.9842e-09
[79 empty] | WLDFR | HFTD - Distribution - Tier 2 - 4QU CoRE ¦ 3QU LoRE | Seismic - Red Flag Warning - Catastrophic Fires | 2039 | 1.2829e-11 | 6.4143e-12 | 1.6494e-11 | 24976.6418 | 511.3745 | 15898.8237 | 8566.4437 | 0 | 0 | 0 | 1.0686e-08 |  | 3.2042e-07 | 0 | 3.2042e-07 | 1.6021e-07 | 0 | 1.6021e-07 | 4.1196e-07 | 0 | 4.1196e-07 | [16 empty] | 7.3.1.3 Ignition probability mapping showing the probability of ignition along the electric lines and equipmentWLDFRAggregatedAggregated | WLDFR | HFTD - Distribution - Tier 2 - 4QU CoRE ¦ 4QU LoRE | Red Flag Warning - Destructive Fires | Aggregated | Aggregated | 2033 | 1.2855e-06 | 0 | 690.0576 | 0.00088708 | 2033 | Mitigation | 0.08575 | 30 | 0 | esc | 0.0012005 | 1.5433e-09 | 0.00060025 | 7.7163e-10 | 0.0015435 | 1.9842e-09
[79 empty] | WLDFR | HFTD - Distribution - Tier 2 - 4QU CoRE ¦ 3QU LoRE | Seismic - Red Flag Warning - Catastrophic Fires | 2040 | 1.2829e-11 | 6.4143e-12 | 1.6494e-11 | 24976.6418 | 511.3745 | 15898.8237 | 8566.4437 | 0 | 0 | 0 | 1.0686e-08 |  | 3.2042e-07 | 0 | 3.2042e-07 | 1.6021e-07 | 0 | 1.6021e-07 | 4.1196e-07 | 0 | 4.1196e-07 | [16 empty] | 7.3.1.3 Ignition probability mapping showing the probability of ignition along the electric lines and equipmentWLDFRAggregatedAggregated | WLDFR | HFTD - Distribution - Tier 2 - 4QU CoRE ¦ 4QU LoRE | Red Flag Warning - Destructive Fires | Aggregated | Aggregated | 2034 | 1.2855e-06 | 0 | 690.0576 | 0.00088708 | 2034 | Mitigation | 0.08575 | 30 | 0 | esc | 0.0012005 | 1.5433e-09 | 0.00060025 | 7.7163e-10 | 0.0015435 | 1.9842e-09
[79 empty] | WLDFR | HFTD - Distribution - Tier 2 - 4QU CoRE ¦ 3QU LoRE | Seismic - Red Flag Warning - Catastrophic Fires | 2041 | 1.2829e-11 | 6.4143e-12 | 1.6494e-11 | 24976.6418 | 511.3745 | 15898.8237 | 8566.4437 | 0 | 0 | 0 | 1.0686e-08 |  | 3.2042e-07 | 0 | 3.2042e-07 | 1.6021e-07 | 0 | 1.6021e-07 | 4.1196e-07 | 0 | 4.1196e-07 | [16 empty] | 7.3.1.3 Ignition probability mapping showing the probability of ignition along the electric lines and equipmentWLDFRAggregatedAggregated | WLDFR | HFTD - Distribution - Tier 2 - 4QU CoRE ¦ 4QU LoRE | Red Flag Warning - Destructive Fires | Aggregated | Aggregated | 2035 | 1.2855e-06 | 0 | 690.0576 | 0.00088708 | 2035 | Mitigation | 0.08575 | 30 | 0 | esc | 0.0012005 | 1.5433e-09 | 0.00060025 | 7.7163e-10 | 0.0015435 | 1.9842e-09
[79 empty] | WLDFR | HFTD - Distribution - Tier 2 - 4QU CoRE ¦ 3QU LoRE | Seismic - Red Flag Warning - Catastrophic Fires | 2042 | 1.2829e-11 | 6.4143e-12 | 1.6494e-11 | 24976.6418 | 511.3745 | 15898.8237 | 8566.4437 | 0 | 0 | 0 | 1.0686e-08 |  | 3.2042e-07 | 0 | 3.2042e-07 | 1.6021e-07 | 0 | 1.6021e-07 | 4.1196e-07 | 0 | 4.1196e-07 | [16 empty] | 7.3.1.3 Ignition probability mapping showing the probability of ignition along the electric lines and equipmentWLDFRAggregatedAggregated | WLDFR | HFTD - Distribution - Tier 2 - 4QU CoRE ¦ 4QU LoRE | Red Flag Warning - Destructive Fires | Aggregated | Aggregated | 2036 | 1.2855e-06 | 0 | 690.0576 | 0.00088708 | 2036 | Mitigation | 0.08575 | 30 | 0 | esc | 0.0012005 | 1.5433e-09 | 0.00060025 | 7.7163e-10 | 0.0015435 | 1.9842e-09
[79 empty] | WLDFR | HFTD - Distribution - Tier 2 - 4QU CoRE ¦ 3QU LoRE | Seismic - Red Flag Warning - Catastrophic Fires | 2043 | 1.2829e-11 | 6.4143e-12 | 1.6494e-11 | 26191.7278 | 544.1291 | 16654.7414 | 8992.8573 | 0 | 0 | 0 | 1.0686e-08 |  | 3.36e-07 | 0 | 3.36e-07 | 1.68e-07 | 0 | 1.68e-07 | 4.3201e-07 | 0 | 4.3201e-07 | [16 empty] | 7.3.1.3 Ignition probability mapping showing the probability of ignition along the electric lines and equipmentWLDFRAggregatedAggregated | WLDFR | HFTD - Distribution - Tier 2 - 4QU CoRE ¦ 4QU LoRE | Red Flag Warning - Destructive Fires | Aggregated | Aggregated | 2037 | 1.2855e-06 | 0 | 690.0576 | 0.00088708 | 2037 | Mitigation | 0.08575 | 30 | 0 | esc | 0.0012005 | 1.5433e-09 | 0.00060025 | 7.7163e-10 | 0.0015435 | 1.9842e-09
[79 empty] | WLDFR | HFTD - Distribution - Tier 2 - 4QU CoRE ¦ 3QU LoRE | Seismic - Red Flag Warning - Catastrophic Fires | 2044 | 1.2829e-11 | 6.4143e-12 | 1.6494e-11 | 26191.7278 | 544.1291 | 16654.7414 | 8992.8573 | 0 | 0 | 0 | 1.0686e-08 |  | 3.36e-07 | 0 | 3.36e-07 | 1.68e-07 | 0 | 1.68e-07 | 4.3201e-07 | 0 | 4.3201e-07 | [16 empty] | 7.3.1.3 Ignition probability mapping showing the probability of ignition along the electric lines and equipmentWLDFRAggregatedAggregated | WLDFR | HFTD - Distribution - Tier 2 - 4QU CoRE ¦ 4QU LoRE | Red Flag Warning - Destructive Fires | Aggregated | Aggregated | 2038 | 1.2855e-06 | 0 | 690.0576 | 0.00088708 | 2038 | Mitigation | 0.08575 | 30 | 0 | esc | 0.0012005 | 1.5433e-09 | 0.00060025 | 7.7163e-10 | 0.0015435 | 1.9842e-09
[79 empty] | WLDFR | HFTD - Distribution - Tier 2 - 4QU CoRE ¦ 3QU LoRE | Seismic - Red Flag Warning - Catastrophic Fires | 2045 | 1.2829e-11 | 6.4143e-12 | 1.6494e-11 | 26191.7278 | 544.1291 | 16654.7414 | 8992.8573 | 0 | 0 | 0 | 1.0686e-08 |  | 3.36e-07 | 0 | 3.36e-07 | 1.68e-07 | 0 | 1.68e-07 | 4.3201e-07 | 0 | 4.3201e-07 | [16 empty] | 7.3.1.3 Ignition probability mapping showing the probability of ignition along the electric lines and equipmentWLDFRAggregatedAggregated | WLDFR | HFTD - Distribution - Tier 2 - 4QU CoRE ¦ 4QU LoRE | Red Flag Warning - Destructive Fires | Aggregated | Aggregated | 2039 | 1.2855e-06 | 0 | 690.0576 | 0.00088708 | 2039 | Mitigation | 0.08575 | 30 | 0 | esc | 0.0012005 | 1.5433e-09 | 0.00060025 | 7.7163e-10 | 0.0015435 | 1.9842e-09
[79 empty] | WLDFR | HFTD - Distribution - Tier 2 - 4QU CoRE ¦ 3QU LoRE | Seismic - Red Flag Warning - Catastrophic Fires | 2046 | 1.2829e-11 | 6.4143e-12 | 1.6494e-11 | 26191.7278 | 544.1291 | 16654.7414 | 8992.8573 | 0 | 0 | 0 | 1.0686e-08 |  | 3.36e-07 | 0 | 3.36e-07 | 1.68e-07 | 0 | 1.68e-07 | 4.3201e-07 | 0 | 4.3201e-07 | [16 empty] | 7.3.1.3 Ignition probability mapping showing the probability of ignition along the electric lines and equipmentWLDFRAggregatedAggregated | WLDFR | HFTD - Distribution - Tier 2 - 4QU CoRE ¦ 4QU LoRE | Red Flag Warning - Destructive Fires | Aggregated | Aggregated | 2040 | 1.2855e-06 | 0 | 690.0576 | 0.00088708 | 2040 | Mitigation | 0.08575 | 30 | 0 | esc | 0.0012005 | 1.5433e-09 | 0.00060025 | 7.7163e-10 | 0.0015435 | 1.9842e-09
[79 empty] | WLDFR | HFTD - Distribution - Tier 2 - 4QU CoRE ¦ 3QU LoRE | Seismic - Red Flag Warning - Catastrophic Fires | 2047 | 1.2829e-11 | 6.4143e-12 | 1.6494e-11 | 26191.7278 | 544.1291 | 16654.7414 | 8992.8573 | 0 | 0 | 0 | 1.0686e-08 |  | 3.36e-07 | 0 | 3.36e-07 | 1.68e-07 | 0 | 1.68e-07 | 4.3201e-07 | 0 | 4.3201e-07 | [16 empty] | 7.3.1.3 Ignition probability mapping showing the probability of ignition along the electric lines and equipmentWLDFRAggregatedAggregated | WLDFR | HFTD - Distribution - Tier 2 - 4QU CoRE ¦ 4QU LoRE | Red Flag Warning - Destructive Fires | Aggregated | Aggregated | 2041 | 1.2855e-06 | 0 | 690.0576 | 0.00088708 | 2041 | Mitigation | 0.08575 | 30 | 0 | esc | 0.0012005 | 1.5433e-09 | 0.00060025 | 7.7163e-10 | 0.0015435 | 1.9842e-09
[79 empty] | WLDFR | HFTD - Distribution - Tier 2 - 4QU CoRE ¦ 3QU LoRE | Seismic - Red Flag Warning - Catastrophic Fires | 2048 | 1.2829e-11 | 6.4143e-12 | 1.6494e-11 | 27464.7227 | 578.8407 | 17445.538 | 9440.3441 | 0 | 0 | 0 | 1.0686e-08 |  | 3.5234e-07 | 0 | 3.5234e-07 | 1.7617e-07 | 0 | 1.7617e-07 | 4.53e-07 | 0 | 4.53e-07 | [16 empty] | 7.3.1.3 Ignition probability mapping showing the probability of ignition along the electric lines and equipmentWLDFRAggregatedAggregated | WLDFR | HFTD - Distribution - Tier 2 - 4QU CoRE ¦ 4QU LoRE | Red Flag Warning - Destructive Fires | Aggregated | Aggregated | 2042 | 1.2855e-06 | 0 | 690.0576 | 0.00088708 | 2042 | Mitigation | 0.08575 | 30 | 0 | esc | 0.0012005 | 1.5433e-09 | 0.00060025 | 7.7163e-10 | 0.0015435 | 1.9842e-09
[79 empty] | WLDFR | HFTD - Distribution - Tier 2 - 4QU CoRE ¦ 3QU LoRE | Seismic - Red Flag Warning - Catastrophic Fires | 2049 | 1.2829e-11 | 6.4143e-12 | 1.6494e-11 | 27464.7227 | 578.8407 | 17445.538 | 9440.3441 | 0 | 0 | 0 | 1.0686e-08 |  | 3.5234e-07 | 0 | 3.5234e-07 | 1.7617e-07 | 0 | 1.7617e-07 | 4.53e-07 | 0 | 4.53e-07 | [16 empty] | 7.3.1.3 Ignition probability mapping showing the probability of ignition along the electric lines and equipmentWLDFRAggregatedAggregated | WLDFR | HFTD - Distribution - Tier 2 - 4QU CoRE ¦ 4QU LoRE | Red Flag Warning - Destructive Fires | Aggregated | Aggregated | 2043 | 1.2855e-06 | 0 | 690.0576 | 0.00088708 | 2043 | Mitigation | 0.08575 | 30 | 0 | esc | 0.0012005 | 1.5433e-09 | 0.00060025 | 7.7163e-10 | 0.0015435 | 1.9842e-09
[79 empty] | WLDFR | HFTD - Distribution - Tier 2 - 4QU CoRE ¦ 3QU LoRE | Seismic - Red Flag Warning - Catastrophic Fires | 2050 | 0 | 6.4143e-12 | 1.6494e-11 | 27464.7227 | 578.8407 | 17445.538 | 9440.3441 | 0 | 0 | 0 | 1.0686e-08 |  | 0 | 0 | 0 | 1.7617e-07 | 0 | 1.7617e-07 | 4.53e-07 | 0 | 4.53e-07 | [16 empty] | 7.3.1.3 Ignition probability mapping showing the probability of ignition along the electric lines and equipmentWLDFRAggregatedAggregated | WLDFR | HFTD - Distribution - Tier 2 - 4QU CoRE ¦ 4QU LoRE | Red Flag Warning - Destructive Fires | Aggregated | Aggregated | 2044 | 1.2855e-06 | 0 | 690.0576 | 0.00088708 | 2044 | Mitigation | 0.08575 | 30 | 0 | esc | 0.0012005 | 1.5433e-09 | 0.00060025 | 7.7163e-10 | 0.0015435 | 1.9842e-09
[79 empty] | WLDFR | HFTD - Distribution - Tier 2 - 4QU CoRE ¦ 3QU LoRE | Seismic - Red Flag Warning - Catastrophic Fires | 2051 | 0 | 0 | 1.6494e-11 | 27464.7227 | 578.8407 | 17445.538 | 9440.3441 | 0 | 0 | 0 | 1.0686e-08 |  | 0 | 0 | 0 | 0 | 0 | 0 | 4.53e-07 | 0 | 4.53e-07 | [16 empty] | 7.3.1.3 Ignition probability mapping showing the probability of ignition along the electric lines and equipmentWLDFRAggregatedAggregated | WLDFR | HFTD - Distribution - Tier 2 - 4QU CoRE ¦ 4QU LoRE | Red Flag Warning - Destructive Fires | Aggregated | Aggregated | 2045 | 1.2855e-06 | 0 | 690.0576 | 0.00088708 | 2045 | Mitigation | 0.08575 | 30 | 0 | esc | 0.0012005 | 1.5433e-09 | 0.00060025 | 7.7163e-10 | 0.0015435 | 1.9842e-09
[79 empty] | WLDFR | HFTD - Distribution - Tier 2 - 4QU CoRE ¦ 4QU LoRE | Non-Red Flag Warning - Catastrophic Fires | 2020 | 5.1999e-10 | 0 | 0 | 14146.1306 | 222.2294 | 8585.7228 | 5338.1784 | 0 | 0 | 0 | 4.3315e-07 |  | 7.3559e-06 | 0 | 7.3559e-06 | 0 | 0 | 0 | 0 | 0 | 0 | [16 empty] | 7.3.1.3 Ignition probability mapping showing the probability of ignition along the electric lines and equipmentWLDFRAggregatedAggregated | WLDFR | HFTD - Distribution - Tier 2 - 4QU CoRE ¦ 4QU LoRE | Red Flag Warning - Destructive Fires | Aggregated | Aggregated | 2046 | 1.2855e-06 | 0 | 690.0576 | 0.00088708 | 2046 | Mitigation | 0.08575 | 30 | 0 | esc | 0.0012005 | 1.5433e-09 | 0.00060025 | 7.7163e-10 | 0.0015435 | 1.9842e-09
[79 empty] | WLDFR | HFTD - Distribution - Tier 2 - 4QU CoRE ¦ 4QU LoRE | Non-Red Flag Warning - Catastrophic Fires | 2021 | 5.1999e-10 | 2.6e-10 | 0 | 14146.1306 | 222.2294 | 8585.7228 | 5338.1784 | 0 | 0 | 0 | 4.3315e-07 |  | 7.3559e-06 | 0 | 7.3559e-06 | 3.6779e-06 | 0 | 3.6779e-06 | 0 | 0 | 0 | [16 empty] | 7.3.1.3 Ignition probability mapping showing the probability of ignition along the electric lines and equipmentWLDFRAggregatedAggregated | WLDFR | HFTD - Distribution - Tier 2 - 4QU CoRE ¦ 4QU LoRE | Red Flag Warning - Destructive Fires | Aggregated | Aggregated | 2047 | 1.2855e-06 | 0 | 690.0576 | 0.00088708 | 2047 | Mitigation | 0.08575 | 30 | 0 | esc | 0.0012005 | 1.5433e-09 | 0.00060025 | 7.7163e-10 | 0.0015435 | 1.9842e-09
[79 empty] | WLDFR | HFTD - Distribution - Tier 2 - 4QU CoRE ¦ 4QU LoRE | Non-Red Flag Warning - Catastrophic Fires | 2022 | 5.1999e-10 | 2.6e-10 | 6.6856e-10 | 14146.1306 | 222.2294 | 8585.7228 | 5338.1784 | 0 | 0 | 0 | 4.3315e-07 |  | 7.3559e-06 | 0 | 7.3559e-06 | 3.6779e-06 | 0 | 3.6779e-06 | 9.4576e-06 | 0 | 9.4576e-06 | [16 empty] | 7.3.1.3 Ignition probability mapping showing the probability of ignition along the electric lines and equipmentWLDFRAggregatedAggregated | WLDFR | HFTD - Distribution - Tier 2 - 4QU CoRE ¦ 4QU LoRE | Red Flag Warning - Destructive Fires | Aggregated | Aggregated | 2048 | 1.2855e-06 | 0 | 690.0576 | 0.00088708 | 2048 | Mitigation | 0.08575 | 30 | 0 | esc | 0.0012005 | 1.5433e-09 | 0.00060025 | 7.7163e-10 | 0.0015435 | 1.9842e-09
[79 empty] | WLDFR | HFTD - Distribution - Tier 2 - 4QU CoRE ¦ 4QU LoRE | Non-Red Flag Warning - Catastrophic Fires | 2023 | 5.1999e-10 | 2.6e-10 | 6.6856e-10 | 14664.6376 | 233.2301 | 8896.516 | 5534.8915 | 0 | 0 | 0 | 4.3315e-07 |  | 7.6255e-06 | 0 | 7.6255e-06 | 3.8127e-06 | 0 | 3.8127e-06 | 9.8042e-06 | 0 | 9.8042e-06 | [16 empty] | 7.3.1.3 Ignition probability mapping showing the probability of ignition along the electric lines and equipmentWLDFRAggregatedAggregated | WLDFR | HFTD - Distribution - Tier 2 - 4QU CoRE ¦ 4QU LoRE | Red Flag Warning - Destructive Fires | Aggregated | Aggregated | 2049 | 1.2855e-06 | 0 | 690.0576 | 0.00088708 | 2049 | Mitigation | 0.08575 | 30 | 0 | esc | 0.0012005 | 1.5433e-09 | 0.00060025 | 7.7163e-10 | 0.0015435 | 1.9842e-09
[79 empty] | WLDFR | HFTD - Distribution - Tier 2 - 4QU CoRE ¦ 4QU LoRE | Non-Red Flag Warning - Catastrophic Fires | 2024 | 5.1999e-10 | 2.6e-10 | 6.6856e-10 | 14664.6376 | 233.2301 | 8896.516 | 5534.8915 | 0 | 0 | 0 | 4.3315e-07 |  | 7.6255e-06 | 0 | 7.6255e-06 | 3.8127e-06 | 0 | 3.8127e-06 | 9.8042e-06 | 0 | 9.8042e-06 | [16 empty] | 7.3.1.3 Ignition probability mapping showing the probability of ignition along the electric lines and equipmentWLDFRAggregatedAggregated | WLDFR | HFTD - Distribution - Tier 2 - 4QU CoRE ¦ 4QU LoRE | Red Flag Warning - Destructive Fires | Aggregated | Aggregated | 2050 | 1.2855e-06 | 0 | 690.0576 | 0.00088708 | 2050 | Mitigation | 0.08575 | 30 | 0 | esc | 0 | 0 | 0.00060025 | 7.7163e-10 | 0.0015435 | 1.9842e-09
[79 empty] | WLDFR | HFTD - Distribution - Tier 2 - 4QU CoRE ¦ 4QU LoRE | Non-Red Flag Warning - Catastrophic Fires | 2025 | 5.1999e-10 | 2.6e-10 | 6.6856e-10 | 14664.6376 | 233.2301 | 8896.516 | 5534.8915 | 0 | 0 | 0 | 4.3315e-07 |  | 7.6255e-06 | 0 | 7.6255e-06 | 3.8127e-06 | 0 | 3.8127e-06 | 9.8042e-06 | 0 | 9.8042e-06 | [16 empty] | 7.3.1.3 Ignition probability mapping showing the probability of ignition along the electric lines and equipmentWLDFRAggregatedAggregated | WLDFR | HFTD - Distribution - Tier 2 - 4QU CoRE ¦ 4QU LoRE | Red Flag Warning - Destructive Fires | Aggregated | Aggregated | 2051 | 1.2855e-06 | 0 | 690.0576 | 0.00088708 | 2051 | Mitigation | 0.08575 | 30 | 0 | esc | 0 | 0 | 0 | 0 | 0.0015435 | 1.9842e-09
[79 empty] | WLDFR | HFTD - Distribution - Tier 2 - 4QU CoRE ¦ 4QU LoRE | Non-Red Flag Warning - Catastrophic Fires | 2026 | 5.1999e-10 | 2.6e-10 | 6.6856e-10 | 14664.6376 | 233.2301 | 8896.516 | 5534.8915 | 0 | 0 | 0 | 4.3315e-07 |  | 7.6255e-06 | 0 | 7.6255e-06 | 3.8127e-06 | 0 | 3.8127e-06 | 9.8042e-06 | 0 | 9.8042e-06 | [16 empty] | 7.3.1.3 Ignition probability mapping showing the probability of ignition along the electric lines and equipmentWLDFRAggregatedAggregated | WLDFR | HFTD - Distribution - Tier 2 - 4QU CoRE ¦ 4QU LoRE | Red Flag Warning - Large Fires | Aggregated | Aggregated | 2021 | 2.5836e-05 | 0 | 690.0576 | 0.017829 | 2021 | Mitigation | 0.08575 | 30 | 0 | esc | 0.0012005 | 3.1017e-08 | 0.00060025 | 1.5508e-08 | 0 | 0
[79 empty] | WLDFR | HFTD - Distribution - Tier 2 - 4QU CoRE ¦ 4QU LoRE | Non-Red Flag Warning - Catastrophic Fires | 2027 | 5.1999e-10 | 2.6e-10 | 6.6856e-10 | 14664.6376 | 233.2301 | 8896.516 | 5534.8915 | 0 | 0 | 0 | 4.3315e-07 |  | 7.6255e-06 | 0 | 7.6255e-06 | 3.8127e-06 | 0 | 3.8127e-06 | 9.8042e-06 | 0 | 9.8042e-06 | [16 empty] | 7.3.1.3 Ignition probability mapping showing the probability of ignition along the electric lines and equipmentWLDFRAggregatedAggregated | WLDFR | HFTD - Distribution - Tier 2 - 4QU CoRE ¦ 4QU LoRE | Red Flag Warning - Large Fires | Aggregated | Aggregated | 2022 | 2.5836e-05 | 0 | 690.0576 | 0.017829 | 2022 | Mitigation | 0.08575 | 30 | 0 | esc | 0.0012005 | 3.1017e-08 | 0.00060025 | 1.5508e-08 | 0.0015435 | 3.9878e-08
[79 empty] | WLDFR | HFTD - Distribution - Tier 2 - 4QU CoRE ¦ 4QU LoRE | Non-Red Flag Warning - Catastrophic Fires | 2028 | 5.1999e-10 | 2.6e-10 | 6.6856e-10 | 15317.9909 | 247.273 | 9287.6491 | 5783.0689 | 0 | 0 | 0 | 4.3315e-07 |  | 7.9652e-06 | 0 | 7.9652e-06 | 3.9826e-06 | 0 | 3.9826e-06 | 1.0241e-05 | 0 | 1.0241e-05 | [16 empty] | 7.3.1.3 Ignition probability mapping showing the probability of ignition along the electric lines and equipmentWLDFRAggregatedAggregated | WLDFR | HFTD - Distribution - Tier 2 - 4QU CoRE ¦ 4QU LoRE | Red Flag Warning - Large Fires | Aggregated | Aggregated | 2023 | 2.5836e-05 | 0 | 690.0576 | 0.017829 | 2023 | Mitigation | 0.08575 | 30 | 0 | esc | 0.0012005 | 3.1017e-08 | 0.00060025 | 1.5508e-08 | 0.0015435 | 3.9878e-08
[79 empty] | WLDFR | HFTD - Distribution - Tier 2 - 4QU CoRE ¦ 4QU LoRE | Non-Red Flag Warning - Catastrophic Fires | 2029 | 5.1999e-10 | 2.6e-10 | 6.6856e-10 | 15317.9909 | 247.273 | 9287.6491 | 5783.0689 | 0 | 0 | 0 | 4.3315e-07 |  | 7.9652e-06 | 0 | 7.9652e-06 | 3.9826e-06 | 0 | 3.9826e-06 | 1.0241e-05 | 0 | 1.0241e-05 | [16 empty] | 7.3.1.3 Ignition probability mapping showing the probability of ignition along the electric lines and equipmentWLDFRAggregatedAggregated | WLDFR | HFTD - Distribution - Tier 2 - 4QU CoRE ¦ 4QU LoRE | Red Flag Warning - Large Fires | Aggregated | Aggregated | 2024 | 2.5836e-05 | 0 | 690.0576 | 0.017829 | 2024 | Mitigation | 0.08575 | 30 | 0 | esc | 0.0012005 | 3.1017e-08 | 0.00060025 | 1.5508e-08 | 0.0015435 | 3.9878e-08
[79 empty] | WLDFR | HFTD - Distribution - Tier 2 - 4QU CoRE ¦ 4QU LoRE | Non-Red Flag Warning - Catastrophic Fires | 2030 | 5.1999e-10 | 2.6e-10 | 6.6856e-10 | 15317.9909 | 247.273 | 9287.6491 | 5783.0689 | 0 | 0 | 0 | 4.3315e-07 |  | 7.9652e-06 | 0 | 7.9652e-06 | 3.9826e-06 | 0 | 3.9826e-06 | 1.0241e-05 | 0 | 1.0241e-05 | [16 empty] | 7.3.1.3 Ignition probability mapping showing the probability of ignition along the electric lines and equipmentWLDFRAggregatedAggregated | WLDFR | HFTD - Distribution - Tier 2 - 4QU CoRE ¦ 4QU LoRE | Red Flag Warning - Large Fires | Aggregated | Aggregated | 2025 | 2.5836e-05 | 0 | 690.0576 | 0.017829 | 2025 | Mitigation | 0.08575 | 30 | 0 | esc | 0.0012005 | 3.1017e-08 | 0.00060025 | 1.5508e-08 | 0.0015435 | 3.9878e-08
[79 empty] | WLDFR | HFTD - Distribution - Tier 2 - 4QU CoRE ¦ 4QU LoRE | Non-Red Flag Warning - Catastrophic Fires | 2031 | 5.1999e-10 | 2.6e-10 | 6.6856e-10 | 15317.9909 | 247.273 | 9287.6491 | 5783.0689 | 0 | 0 | 0 | 4.3315e-07 |  | 7.9652e-06 | 0 | 7.9652e-06 | 3.9826e-06 | 0 | 3.9826e-06 | 1.0241e-05 | 0 | 1.0241e-05 | [16 empty] | 7.3.1.3 Ignition probability mapping showing the probability of ignition along the electric lines and equipmentWLDFRAggregatedAggregated | WLDFR | HFTD - Distribution - Tier 2 - 4QU CoRE ¦ 4QU LoRE | Red Flag Warning - Large Fires | Aggregated | Aggregated | 2026 | 2.5836e-05 | 0 | 690.0576 | 0.017829 | 2026 | Mitigation | 0.08575 | 30 | 0 | esc | 0.0012005 | 3.1017e-08 | 0.00060025 | 1.5508e-08 | 0.0015435 | 3.9878e-08
[79 empty] | WLDFR | HFTD - Distribution - Tier 2 - 4QU CoRE ¦ 4QU LoRE | Non-Red Flag Warning - Catastrophic Fires | 2032 | 5.1999e-10 | 2.6e-10 | 6.6856e-10 | 15317.9909 | 247.273 | 9287.6491 | 5783.0689 | 0 | 0 | 0 | 4.3315e-07 |  | 7.9652e-06 | 0 | 7.9652e-06 | 3.9826e-06 | 0 | 3.9826e-06 | 1.0241e-05 | 0 | 1.0241e-05 | [16 empty] | 7.3.1.3 Ignition probability mapping showing the probability of ignition along the electric lines and equipmentWLDFRAggregatedAggregated | WLDFR | HFTD - Distribution - Tier 2 - 4QU CoRE ¦ 4QU LoRE | Red Flag Warning - Large Fires | Aggregated | Aggregated | 2027 | 2.5836e-05 | 0 | 690.0576 | 0.017829 | 2027 | Mitigation | 0.08575 | 30 | 0 | esc | 0.0012005 | 3.1017e-08 | 0.00060025 | 1.5508e-08 | 0.0015435 | 3.9878e-08
[79 empty] | WLDFR | HFTD - Distribution - Tier 2 - 4QU CoRE ¦ 4QU LoRE | Non-Red Flag Warning - Catastrophic Fires | 2033 | 5.1999e-10 | 2.6e-10 | 6.6856e-10 | 16044.1264 | 263.1074 | 9721.74 | 6059.2791 | 0 | 0 | 0 | 4.3315e-07 |  | 8.3428e-06 | 0 | 8.3428e-06 | 4.1714e-06 | 0 | 4.1714e-06 | 1.0726e-05 | 0 | 1.0726e-05 | [16 empty] | 7.3.1.3 Ignition probability mapping showing the probability of ignition along the electric lines and equipmentWLDFRAggregatedAggregated | WLDFR | HFTD - Distribution - Tier 2 - 4QU CoRE ¦ 4QU LoRE | Red Flag Warning - Large Fires | Aggregated | Aggregated | 2028 | 2.5836e-05 | 0 | 690.0576 | 0.017829 | 2028 | Mitigation | 0.08575 | 30 | 0 | esc | 0.0012005 | 3.1017e-08 | 0.00060025 | 1.5508e-08 | 0.0015435 | 3.9878e-08
[79 empty] | WLDFR | HFTD - Distribution - Tier 2 - 4QU CoRE ¦ 4QU LoRE | Non-Red Flag Warning - Catastrophic Fires | 2034 | 5.1999e-10 | 2.6e-10 | 6.6856e-10 | 16044.1264 | 263.1074 | 9721.74 | 6059.2791 | 0 | 0 | 0 | 4.3315e-07 |  | 8.3428e-06 | 0 | 8.3428e-06 | 4.1714e-06 | 0 | 4.1714e-06 | 1.0726e-05 | 0 | 1.0726e-05 | [16 empty] | 7.3.1.3 Ignition probability mapping showing the probability of ignition along the electric lines and equipmentWLDFRAggregatedAggregated | WLDFR | HFTD - Distribution - Tier 2 - 4QU CoRE ¦ 4QU LoRE | Red Flag Warning - Large Fires | Aggregated | Aggregated | 2029 | 2.5836e-05 | 0 | 690.0576 | 0.017829 | 2029 | Mitigation | 0.08575 | 30 | 0 | esc | 0.0012005 | 3.1017e-08 | 0.00060025 | 1.5508e-08 | 0.0015435 | 3.9878e-08
[79 empty] | WLDFR | HFTD - Distribution - Tier 2 - 4QU CoRE ¦ 4QU LoRE | Non-Red Flag Warning - Catastrophic Fires | 2035 | 5.1999e-10 | 2.6e-10 | 6.6856e-10 | 16044.1264 | 263.1074 | 9721.74 | 6059.2791 | 0 | 0 | 0 | 4.3315e-07 |  | 8.3428e-06 | 0 | 8.3428e-06 | 4.1714e-06 | 0 | 4.1714e-06 | 1.0726e-05 | 0 | 1.0726e-05 | [16 empty] | 7.3.1.3 Ignition probability mapping showing the probability of ignition along the electric lines and equipmentWLDFRAggregatedAggregated | WLDFR | HFTD - Distribution - Tier 2 - 4QU CoRE ¦ 4QU LoRE | Red Flag Warning - Large Fires | Aggregated | Aggregated | 2030 | 2.5836e-05 | 0 | 690.0576 | 0.017829 | 2030 | Mitigation | 0.08575 | 30 | 0 | esc | 0.0012005 | 3.1017e-08 | 0.00060025 | 1.5508e-08 | 0.0015435 | 3.9878e-08
[79 empty] | WLDFR | HFTD - Distribution - Tier 2 - 4QU CoRE ¦ 4QU LoRE | Non-Red Flag Warning - Catastrophic Fires | 2036 | 5.1999e-10 | 2.6e-10 | 6.6856e-10 | 16044.1264 | 263.1074 | 9721.74 | 6059.2791 | 0 | 0 | 0 | 4.3315e-07 |  | 8.3428e-06 | 0 | 8.3428e-06 | 4.1714e-06 | 0 | 4.1714e-06 | 1.0726e-05 | 0 | 1.0726e-05 | [16 empty] | 7.3.1.3 Ignition probability mapping showing the probability of ignition along the electric lines and equipmentWLDFRAggregatedAggregated | WLDFR | HFTD - Distribution - Tier 2 - 4QU CoRE ¦ 4QU LoRE | Red Flag Warning - Large Fires | Aggregated | Aggregated | 2031 | 2.5836e-05 | 0 | 690.0576 | 0.017829 | 2031 | Mitigation | 0.08575 | 30 | 0 | esc | 0.0012005 | 3.1017e-08 | 0.00060025 | 1.5508e-08 | 0.0015435 | 3.9878e-08
[79 empty] | WLDFR | HFTD - Distribution - Tier 2 - 4QU CoRE ¦ 4QU LoRE | Non-Red Flag Warning - Catastrophic Fires | 2037 | 5.1999e-10 | 2.6e-10 | 6.6856e-10 | 16044.1264 | 263.1074 | 9721.74 | 6059.2791 | 0 | 0 | 0 | 4.3315e-07 |  | 8.3428e-06 | 0 | 8.3428e-06 | 4.1714e-06 | 0 | 4.1714e-06 | 1.0726e-05 | 0 | 1.0726e-05 | [16 empty] | 7.3.1.3 Ignition probability mapping showing the probability of ignition along the electric lines and equipmentWLDFRAggregatedAggregated | WLDFR | HFTD - Distribution - Tier 2 - 4QU CoRE ¦ 4QU LoRE | Red Flag Warning - Large Fires | Aggregated | Aggregated | 2032 | 2.5836e-05 | 0 | 690.0576 | 0.017829 | 2032 | Mitigation | 0.08575 | 30 | 0 | esc | 0.0012005 | 3.1017e-08 | 0.00060025 | 1.5508e-08 | 0.0015435 | 3.9878e-08
[79 empty] | WLDFR | HFTD - Distribution - Tier 2 - 4QU CoRE ¦ 4QU LoRE | Non-Red Flag Warning - Catastrophic Fires | 2038 | 5.1999e-10 | 2.6e-10 | 6.6856e-10 | 16832.3912 | 280.5544 | 10192.2718 | 6359.5651 | 0 | 0 | 0 | 4.3315e-07 |  | 8.7527e-06 | 0 | 8.7527e-06 | 4.3764e-06 | 0 | 4.3764e-06 | 1.1253e-05 | 0 | 1.1253e-05 | [16 empty] | 7.3.1.3 Ignition probability mapping showing the probability of ignition along the electric lines and equipmentWLDFRAggregatedAggregated | WLDFR | HFTD - Distribution - Tier 2 - 4QU CoRE ¦ 4QU LoRE | Red Flag Warning - Large Fires | Aggregated | Aggregated | 2033 | 2.5836e-05 | 0 | 690.0576 | 0.017829 | 2033 | Mitigation | 0.08575 | 30 | 0 | esc | 0.0012005 | 3.1017e-08 | 0.00060025 | 1.5508e-08 | 0.0015435 | 3.9878e-08
[79 empty] | WLDFR | HFTD - Distribution - Tier 2 - 4QU CoRE ¦ 4QU LoRE | Non-Red Flag Warning - Catastrophic Fires | 2039 | 5.1999e-10 | 2.6e-10 | 6.6856e-10 | 16832.3912 | 280.5544 | 10192.2718 | 6359.5651 | 0 | 0 | 0 | 4.3315e-07 |  | 8.7527e-06 | 0 | 8.7527e-06 | 4.3764e-06 | 0 | 4.3764e-06 | 1.1253e-05 | 0 | 1.1253e-05 | [16 empty] | 7.3.1.3 Ignition probability mapping showing the probability of ignition along the electric lines and equipmentWLDFRAggregatedAggregated | WLDFR | HFTD - Distribution - Tier 2 - 4QU CoRE ¦ 4QU LoRE | Red Flag Warning - Large Fires | Aggregated | Aggregated | 2034 | 2.5836e-05 | 0 | 690.0576 | 0.017829 | 2034 | Mitigation | 0.08575 | 30 | 0 | esc | 0.0012005 | 3.1017e-08 | 0.00060025 | 1.5508e-08 | 0.0015435 | 3.9878e-08
[79 empty] | WLDFR | HFTD - Distribution - Tier 2 - 4QU CoRE ¦ 4QU LoRE | Non-Red Flag Warning - Catastrophic Fires | 2040 | 5.1999e-10 | 2.6e-10 | 6.6856e-10 | 16832.3912 | 280.5544 | 10192.2718 | 6359.5651 | 0 | 0 | 0 | 4.3315e-07 |  | 8.7527e-06 | 0 | 8.7527e-06 | 4.3764e-06 | 0 | 4.3764e-06 | 1.1253e-05 | 0 | 1.1253e-05 | [16 empty] | 7.3.1.3 Ignition probability mapping showing the probability of ignition along the electric lines and equipmentWLDFRAggregatedAggregated | WLDFR | HFTD - Distribution - Tier 2 - 4QU CoRE ¦ 4QU LoRE | Red Flag Warning - Large Fires | Aggregated | Aggregated | 2035 | 2.5836e-05 | 0 | 690.0576 | 0.017829 | 2035 | Mitigation | 0.08575 | 30 | 0 | esc | 0.0012005 | 3.1017e-08 | 0.00060025 | 1.5508e-08 | 0.0015435 | 3.9878e-08
[79 empty] | WLDFR | HFTD - Distribution - Tier 2 - 4QU CoRE ¦ 4QU LoRE | Non-Red Flag Warning - Catastrophic Fires | 2041 | 5.1999e-10 | 2.6e-10 | 6.6856e-10 | 16832.3912 | 280.5544 | 10192.2718 | 6359.5651 | 0 | 0 | 0 | 4.3315e-07 |  | 8.7527e-06 | 0 | 8.7527e-06 | 4.3764e-06 | 0 | 4.3764e-06 | 1.1253e-05 | 0 | 1.1253e-05 | [16 empty] | 7.3.1.3 Ignition probability mapping showing the probability of ignition along the electric lines and equipmentWLDFRAggregatedAggregated | WLDFR | HFTD - Distribution - Tier 2 - 4QU CoRE ¦ 4QU LoRE | Red Flag Warning - Large Fires | Aggregated | Aggregated | 2036 | 2.5836e-05 | 0 | 690.0576 | 0.017829 | 2036 | Mitigation | 0.08575 | 30 | 0 | esc | 0.0012005 | 3.1017e-08 | 0.00060025 | 1.5508e-08 | 0.0015435 | 3.9878e-08
[79 empty] | WLDFR | HFTD - Distribution - Tier 2 - 4QU CoRE ¦ 4QU LoRE | Non-Red Flag Warning - Catastrophic Fires | 2042 | 5.1999e-10 | 2.6e-10 | 6.6856e-10 | 16832.3912 | 280.5544 | 10192.2718 | 6359.5651 | 0 | 0 | 0 | 4.3315e-07 |  | 8.7527e-06 | 0 | 8.7527e-06 | 4.3764e-06 | 0 | 4.3764e-06 | 1.1253e-05 | 0 | 1.1253e-05 | [16 empty] | 7.3.1.3 Ignition probability mapping showing the probability of ignition along the electric lines and equipmentWLDFRAggregatedAggregated | WLDFR | HFTD - Distribution - Tier 2 - 4QU CoRE ¦ 4QU LoRE | Red Flag Warning - Large Fires | Aggregated | Aggregated | 2037 | 2.5836e-05 | 0 | 690.0576 | 0.017829 | 2037 | Mitigation | 0.08575 | 30 | 0 | esc | 0.0012005 | 3.1017e-08 | 0.00060025 | 1.5508e-08 | 0.0015435 | 3.9878e-08
[79 empty] | WLDFR | HFTD - Distribution - Tier 2 - 4QU CoRE ¦ 4QU LoRE | Non-Red Flag Warning - Catastrophic Fires | 2043 | 5.1999e-10 | 2.6e-10 | 6.6856e-10 | 17672.0852 | 299.42 | 10692.7362 | 6679.929 | 0 | 0 | 0 | 4.3315e-07 |  | 9.1893e-06 | 0 | 9.1893e-06 | 4.5947e-06 | 0 | 4.5947e-06 | 1.1815e-05 | 0 | 1.1815e-05 | [16 empty] | 7.3.1.3 Ignition probability mapping showing the probability of ignition along the electric lines and equipmentWLDFRAggregatedAggregated | WLDFR | HFTD - Distribution - Tier 2 - 4QU CoRE ¦ 4QU LoRE | Red Flag Warning - Large Fires | Aggregated | Aggregated | 2038 | 2.5836e-05 | 0 | 690.0576 | 0.017829 | 2038 | Mitigation | 0.08575 | 30 | 0 | esc | 0.0012005 | 3.1017e-08 | 0.00060025 | 1.5508e-08 | 0.0015435 | 3.9878e-08
[79 empty] | WLDFR | HFTD - Distribution - Tier 2 - 4QU CoRE ¦ 4QU LoRE | Non-Red Flag Warning - Catastrophic Fires | 2044 | 5.1999e-10 | 2.6e-10 | 6.6856e-10 | 17672.0852 | 299.42 | 10692.7362 | 6679.929 | 0 | 0 | 0 | 4.3315e-07 |  | 9.1893e-06 | 0 | 9.1893e-06 | 4.5947e-06 | 0 | 4.5947e-06 | 1.1815e-05 | 0 | 1.1815e-05 | [16 empty] | 7.3.1.3 Ignition probability mapping showing the probability of ignition along the electric lines and equipmentWLDFRAggregatedAggregated | WLDFR | HFTD - Distribution - Tier 2 - 4QU CoRE ¦ 4QU LoRE | Red Flag Warning - Large Fires | Aggregated | Aggregated | 2039 | 2.5836e-05 | 0 | 690.0576 | 0.017829 | 2039 | Mitigation | 0.08575 | 30 | 0 | esc | 0.0012005 | 3.1017e-08 | 0.00060025 | 1.5508e-08 | 0.0015435 | 3.9878e-08
[79 empty] | WLDFR | HFTD - Distribution - Tier 2 - 4QU CoRE ¦ 4QU LoRE | Non-Red Flag Warning - Catastrophic Fires | 2045 | 5.1999e-10 | 2.6e-10 | 6.6856e-10 | 17672.0852 | 299.42 | 10692.7362 | 6679.929 | 0 | 0 | 0 | 4.3315e-07 |  | 9.1893e-06 | 0 | 9.1893e-06 | 4.5947e-06 | 0 | 4.5947e-06 | 1.1815e-05 | 0 | 1.1815e-05 | [16 empty] | 7.3.1.3 Ignition probability mapping showing the probability of ignition along the electric lines and equipmentWLDFRAggregatedAggregated | WLDFR | HFTD - Distribution - Tier 2 - 4QU CoRE ¦ 4QU LoRE | Red Flag Warning - Large Fires | Aggregated | Aggregated | 2040 | 2.5836e-05 | 0 | 690.0576 | 0.017829 | 2040 | Mitigation | 0.08575 | 30 | 0 | esc | 0.0012005 | 3.1017e-08 | 0.00060025 | 1.5508e-08 | 0.0015435 | 3.9878e-08
[79 empty] | WLDFR | HFTD - Distribution - Tier 2 - 4QU CoRE ¦ 4QU LoRE | Non-Red Flag Warning - Catastrophic Fires | 2046 | 5.1999e-10 | 2.6e-10 | 6.6856e-10 | 17672.0852 | 299.42 | 10692.7362 | 6679.929 | 0 | 0 | 0 | 4.3315e-07 |  | 9.1893e-06 | 0 | 9.1893e-06 | 4.5947e-06 | 0 | 4.5947e-06 | 1.1815e-05 | 0 | 1.1815e-05 | [16 empty] | 7.3.1.3 Ignition probability mapping showing the probability of ignition along the electric lines and equipmentWLDFRAggregatedAggregated | WLDFR | HFTD - Distribution - Tier 2 - 4QU CoRE ¦ 4QU LoRE | Red Flag Warning - Large Fires | Aggregated | Aggregated | 2041 | 2.5836e-05 | 0 | 690.0576 | 0.017829 | 2041 | Mitigation | 0.08575 | 30 | 0 | esc | 0.0012005 | 3.1017e-08 | 0.00060025 | 1.5508e-08 | 0.0015435 | 3.9878e-08
[79 empty] | WLDFR | HFTD - Distribution - Tier 2 - 4QU CoRE ¦ 4QU LoRE | Non-Red Flag Warning - Catastrophic Fires | 2047 | 5.1999e-10 | 2.6e-10 | 6.6856e-10 | 17672.0852 | 299.42 | 10692.7362 | 6679.929 | 0 | 0 | 0 | 4.3315e-07 |  | 9.1893e-06 | 0 | 9.1893e-06 | 4.5947e-06 | 0 | 4.5947e-06 | 1.1815e-05 | 0 | 1.1815e-05 | [16 empty] | 7.3.1.3 Ignition probability mapping showing the probability of ignition along the electric lines and equipmentWLDFRAggregatedAggregated | WLDFR | HFTD - Distribution - Tier 2 - 4QU CoRE ¦ 4QU LoRE | Red Flag Warning - Large Fires | Aggregated | Aggregated | 2042 | 2.5836e-05 | 0 | 690.0576 | 0.017829 | 2042 | Mitigation | 0.08575 | 30 | 0 | esc | 0.0012005 | 3.1017e-08 | 0.00060025 | 1.5508e-08 | 0.0015435 | 3.9878e-08
[79 empty] | WLDFR | HFTD - Distribution - Tier 2 - 4QU CoRE ¦ 4QU LoRE | Non-Red Flag Warning - Catastrophic Fires | 2048 | 5.1999e-10 | 2.6e-10 | 6.6856e-10 | 18552.3348 | 319.4911 | 11216.5626 | 7016.281 | 0 | 0 | 0 | 4.3315e-07 |  | 9.6471e-06 | 0 | 9.6471e-06 | 4.8235e-06 | 0 | 4.8235e-06 | 1.2403e-05 | 0 | 1.2403e-05 | [16 empty] | 7.3.1.3 Ignition probability mapping showing the probability of ignition along the electric lines and equipmentWLDFRAggregatedAggregated | WLDFR | HFTD - Distribution - Tier 2 - 4QU CoRE ¦ 4QU LoRE | Red Flag Warning - Large Fires | Aggregated | Aggregated | 2043 | 2.5836e-05 | 0 | 690.0576 | 0.017829 | 2043 | Mitigation | 0.08575 | 30 | 0 | esc | 0.0012005 | 3.1017e-08 | 0.00060025 | 1.5508e-08 | 0.0015435 | 3.9878e-08
[79 empty] | WLDFR | HFTD - Distribution - Tier 2 - 4QU CoRE ¦ 4QU LoRE | Non-Red Flag Warning - Catastrophic Fires | 2049 | 5.1999e-10 | 2.6e-10 | 6.6856e-10 | 18552.3348 | 319.4911 | 11216.5626 | 7016.281 | 0 | 0 | 0 | 4.3315e-07 |  | 9.6471e-06 | 0 | 9.6471e-06 | 4.8235e-06 | 0 | 4.8235e-06 | 1.2403e-05 | 0 | 1.2403e-05 | [16 empty] | 7.3.1.3 Ignition probability mapping showing the probability of ignition along the electric lines and equipmentWLDFRAggregatedAggregated | WLDFR | HFTD - Distribution - Tier 2 - 4QU CoRE ¦ 4QU LoRE | Red Flag Warning - Large Fires | Aggregated | Aggregated | 2044 | 2.5836e-05 | 0 | 690.0576 | 0.017829 | 2044 | Mitigation | 0.08575 | 30 | 0 | esc | 0.0012005 | 3.1017e-08 | 0.00060025 | 1.5508e-08 | 0.0015435 | 3.9878e-08
[79 empty] | WLDFR | HFTD - Distribution - Tier 2 - 4QU CoRE ¦ 4QU LoRE | Non-Red Flag Warning - Catastrophic Fires | 2050 | 0 | 2.6e-10 | 6.6856e-10 | 18552.3348 | 319.4911 | 11216.5626 | 7016.281 | 0 | 0 | 0 | 4.3315e-07 |  | 0 | 0 | 0 | 4.8235e-06 | 0 | 4.8235e-06 | 1.2403e-05 | 0 | 1.2403e-05 | [16 empty] | 7.3.1.3 Ignition probability mapping showing the probability of ignition along the electric lines and equipmentWLDFRAggregatedAggregated | WLDFR | HFTD - Distribution - Tier 2 - 4QU CoRE ¦ 4QU LoRE | Red Flag Warning - Large Fires | Aggregated | Aggregated | 2045 | 2.5836e-05 | 0 | 690.0576 | 0.017829 | 2045 | Mitigation | 0.08575 | 30 | 0 | esc | 0.0012005 | 3.1017e-08 | 0.00060025 | 1.5508e-08 | 0.0015435 | 3.9878e-08
[79 empty] | WLDFR | HFTD - Distribution - Tier 2 - 4QU CoRE ¦ 4QU LoRE | Non-Red Flag Warning - Catastrophic Fires | 2051 | 0 | 0 | 6.6856e-10 | 18552.3348 | 319.4911 | 11216.5626 | 7016.281 | 0 | 0 | 0 | 4.3315e-07 |  | 0 | 0 | 0 | 0 | 0 | 0 | 1.2403e-05 | 0 | 1.2403e-05 | [16 empty] | 7.3.1.3 Ignition probability mapping showing the probability of ignition along the electric lines and equipmentWLDFRAggregatedAggregated | WLDFR | HFTD - Distribution - Tier 2 - 4QU CoRE ¦ 4QU LoRE | Red Flag Warning - Large Fires | Aggregated | Aggregated | 2046 | 2.5836e-05 | 0 | 690.0576 | 0.017829 | 2046 | Mitigation | 0.08575 | 30 | 0 | esc | 0.0012005 | 3.1017e-08 | 0.00060025 | 1.5508e-08 | 0.0015435 | 3.9878e-08
[79 empty] | WLDFR | HFTD - Distribution - Tier 2 - 4QU CoRE ¦ 4QU LoRE | Non-Red Flag Warning - Destructive Fires | 2020 | 5.6589e-10 | 0 | 0 | 8807.9522 | 222.2294 | 8585.7228 | 0 | 0 | 0 | 0 | 4.7138e-07 |  | 4.9843e-06 | 0 | 4.9843e-06 | 0 | 0 | 0 | 0 | 0 | 0 | [16 empty] | 7.3.1.3 Ignition probability mapping showing the probability of ignition along the electric lines and equipmentWLDFRAggregatedAggregated | WLDFR | HFTD - Distribution - Tier 2 - 4QU CoRE ¦ 4QU LoRE | Red Flag Warning - Large Fires | Aggregated | Aggregated | 2047 | 2.5836e-05 | 0 | 690.0576 | 0.017829 | 2047 | Mitigation | 0.08575 | 30 | 0 | esc | 0.0012005 | 3.1017e-08 | 0.00060025 | 1.5508e-08 | 0.0015435 | 3.9878e-08
[79 empty] | WLDFR | HFTD - Distribution - Tier 2 - 4QU CoRE ¦ 4QU LoRE | Non-Red Flag Warning - Destructive Fires | 2021 | 5.6589e-10 | 2.8294e-10 | 0 | 8807.9522 | 222.2294 | 8585.7228 | 0 | 0 | 0 | 0 | 4.7138e-07 |  | 4.9843e-06 | 0 | 4.9843e-06 | 2.4922e-06 | 0 | 2.4922e-06 | 0 | 0 | 0 | [16 empty] | 7.3.1.3 Ignition probability mapping showing the probability of ignition along the electric lines and equipmentWLDFRAggregatedAggregated | WLDFR | HFTD - Distribution - Tier 2 - 4QU CoRE ¦ 4QU LoRE | Red Flag Warning - Large Fires | Aggregated | Aggregated | 2048 | 2.5836e-05 | 0 | 690.0576 | 0.017829 | 2048 | Mitigation | 0.08575 | 30 | 0 | esc | 0.0012005 | 3.1017e-08 | 0.00060025 | 1.5508e-08 | 0.0015435 | 3.9878e-08
[79 empty] | WLDFR | HFTD - Distribution - Tier 2 - 4QU CoRE ¦ 4QU LoRE | Non-Red Flag Warning - Destructive Fires | 2022 | 5.6589e-10 | 2.8294e-10 | 7.2757e-10 | 8807.9522 | 222.2294 | 8585.7228 | 0 | 0 | 0 | 0 | 4.7138e-07 |  | 4.9843e-06 | 0 | 4.9843e-06 | 2.4922e-06 | 0 | 2.4922e-06 | 6.4084e-06 | 0 | 6.4084e-06 | [16 empty] | 7.3.1.3 Ignition probability mapping showing the probability of ignition along the electric lines and equipmentWLDFRAggregatedAggregated | WLDFR | HFTD - Distribution - Tier 2 - 4QU CoRE ¦ 4QU LoRE | Red Flag Warning - Large Fires | Aggregated | Aggregated | 2049 | 2.5836e-05 | 0 | 690.0576 | 0.017829 | 2049 | Mitigation | 0.08575 | 30 | 0 | esc | 0.0012005 | 3.1017e-08 | 0.00060025 | 1.5508e-08 | 0.0015435 | 3.9878e-08
[79 empty] | WLDFR | HFTD - Distribution - Tier 2 - 4QU CoRE ¦ 4QU LoRE | Non-Red Flag Warning - Destructive Fires | 2023 | 5.6589e-10 | 2.8294e-10 | 7.2757e-10 | 9129.7461 | 233.2301 | 8896.516 | 0 | 0 | 0 | 0 | 4.7138e-07 |  | 5.1664e-06 | 0 | 5.1664e-06 | 2.5832e-06 | 0 | 2.5832e-06 | 6.6425e-06 | 0 | 6.6425e-06 | [16 empty] | 7.3.1.3 Ignition probability mapping showing the probability of ignition along the electric lines and equipmentWLDFRAggregatedAggregated | WLDFR | HFTD - Distribution - Tier 2 - 4QU CoRE ¦ 4QU LoRE | Red Flag Warning - Large Fires | Aggregated | Aggregated | 2050 | 2.5836e-05 | 0 | 690.0576 | 0.017829 | 2050 | Mitigation | 0.08575 | 30 | 0 | esc | 0 | 0 | 0.00060025 | 1.5508e-08 | 0.0015435 | 3.9878e-08
[79 empty] | WLDFR | HFTD - Distribution - Tier 2 - 4QU CoRE ¦ 4QU LoRE | Non-Red Flag Warning - Destructive Fires | 2024 | 5.6589e-10 | 2.8294e-10 | 7.2757e-10 | 9129.7461 | 233.2301 | 8896.516 | 0 | 0 | 0 | 0 | 4.7138e-07 |  | 5.1664e-06 | 0 | 5.1664e-06 | 2.5832e-06 | 0 | 2.5832e-06 | 6.6425e-06 | 0 | 6.6425e-06 | [16 empty] | 7.3.1.3 Ignition probability mapping showing the probability of ignition along the electric lines and equipmentWLDFRAggregatedAggregated | WLDFR | HFTD - Distribution - Tier 2 - 4QU CoRE ¦ 4QU LoRE | Red Flag Warning - Large Fires | Aggregated | Aggregated | 2051 | 2.5836e-05 | 0 | 690.0576 | 0.017829 | 2051 | Mitigation | 0.08575 | 30 | 0 | esc | 0 | 0 | 0 | 0 | 0.0015435 | 3.9878e-08
[79 empty] | WLDFR | HFTD - Distribution - Tier 2 - 4QU CoRE ¦ 4QU LoRE | Non-Red Flag Warning - Destructive Fires | 2025 | 5.6589e-10 | 2.8294e-10 | 7.2757e-10 | 9129.7461 | 233.2301 | 8896.516 | 0 | 0 | 0 | 0 | 4.7138e-07 |  | 5.1664e-06 | 0 | 5.1664e-06 | 2.5832e-06 | 0 | 2.5832e-06 | 6.6425e-06 | 0 | 6.6425e-06 | [16 empty] | 7.3.1.3 Ignition probability mapping showing the probability of ignition along the electric lines and equipmentWLDFRAggregatedAggregated | WLDFR | HFTD - Distribution - Tier 2 - 4QU CoRE ¦ 4QU LoRE | Red Flag Warning - Small Fires | Aggregated | Aggregated | 2021 | 0.0004433 | 0 | 690.0576 | 0.3059 | 2021 | Mitigation | 0.08575 | 30 | 0 | esc | 0.0012005 | 5.3218e-07 | 0.00060025 | 2.6609e-07 | 0 | 0
[79 empty] | WLDFR | HFTD - Distribution - Tier 2 - 4QU CoRE ¦ 4QU LoRE | Non-Red Flag Warning - Destructive Fires | 2026 | 5.6589e-10 | 2.8294e-10 | 7.2757e-10 | 9129.7461 | 233.2301 | 8896.516 | 0 | 0 | 0 | 0 | 4.7138e-07 |  | 5.1664e-06 | 0 | 5.1664e-06 | 2.5832e-06 | 0 | 2.5832e-06 | 6.6425e-06 | 0 | 6.6425e-06 | [16 empty] | 7.3.1.3 Ignition probability mapping showing the probability of ignition along the electric lines and equipmentWLDFRAggregatedAggregated | WLDFR | HFTD - Distribution - Tier 2 - 4QU CoRE ¦ 4QU LoRE | Red Flag Warning - Small Fires | Aggregated | Aggregated | 2022 | 0.0004433 | 0 | 690.0576 | 0.3059 | 2022 | Mitigation | 0.08575 | 30 | 0 | esc | 0.0012005 | 5.3218e-07 | 0.00060025 | 2.6609e-07 | 0.0015435 | 6.8423e-07
[79 empty] | WLDFR | HFTD - Distribution - Tier 2 - 4QU CoRE ¦ 4QU LoRE | Non-Red Flag Warning - Destructive Fires | 2027 | 5.6589e-10 | 2.8294e-10 | 7.2757e-10 | 9129.7461 | 233.2301 | 8896.516 | 0 | 0 | 0 | 0 | 4.7138e-07 |  | 5.1664e-06 | 0 | 5.1664e-06 | 2.5832e-06 | 0 | 2.5832e-06 | 6.6425e-06 | 0 | 6.6425e-06 | [16 empty] | 7.3.1.3 Ignition probability mapping showing the probability of ignition along the electric lines and equipmentWLDFRAggregatedAggregated | WLDFR | HFTD - Distribution - Tier 2 - 4QU CoRE ¦ 4QU LoRE | Red Flag Warning - Small Fires | Aggregated | Aggregated | 2023 | 0.0004433 | 0 | 690.0576 | 0.3059 | 2023 | Mitigation | 0.08575 | 30 | 0 | esc | 0.0012005 | 5.3218e-07 | 0.00060025 | 2.6609e-07 | 0.0015435 | 6.8423e-07
[79 empty] | WLDFR | HFTD - Distribution - Tier 2 - 4QU CoRE ¦ 4QU LoRE | Non-Red Flag Warning - Destructive Fires | 2028 | 5.6589e-10 | 2.8294e-10 | 7.2757e-10 | 9534.9221 | 247.273 | 9287.6491 | 0 | 0 | 0 | 0 | 4.7138e-07 |  | 5.3957e-06 | 0 | 5.3957e-06 | 2.6979e-06 | 0 | 2.6979e-06 | 6.9373e-06 | 0 | 6.9373e-06 | [16 empty] | 7.3.1.3 Ignition probability mapping showing the probability of ignition along the electric lines and equipmentWLDFRAggregatedAggregated | WLDFR | HFTD - Distribution - Tier 2 - 4QU CoRE ¦ 4QU LoRE | Red Flag Warning - Small Fires | Aggregated | Aggregated | 2024 | 0.0004433 | 0 | 690.0576 | 0.3059 | 2024 | Mitigation | 0.08575 | 30 | 0 | esc | 0.0012005 | 5.3218e-07 | 0.00060025 | 2.6609e-07 | 0.0015435 | 6.8423e-07
[79 empty] | WLDFR | HFTD - Distribution - Tier 2 - 4QU CoRE ¦ 4QU LoRE | Non-Red Flag Warning - Destructive Fires | 2029 | 5.6589e-10 | 2.8294e-10 | 7.2757e-10 | 9534.9221 | 247.273 | 9287.6491 | 0 | 0 | 0 | 0 | 4.7138e-07 |  | 5.3957e-06 | 0 | 5.3957e-06 | 2.6979e-06 | 0 | 2.6979e-06 | 6.9373e-06 | 0 | 6.9373e-06 | [16 empty] | 7.3.1.3 Ignition probability mapping showing the probability of ignition along the electric lines and equipmentWLDFRAggregatedAggregated | WLDFR | HFTD - Distribution - Tier 2 - 4QU CoRE ¦ 4QU LoRE | Red Flag Warning - Small Fires | Aggregated | Aggregated | 2025 | 0.0004433 | 0 | 690.0576 | 0.3059 | 2025 | Mitigation | 0.08575 | 30 | 0 | esc | 0.0012005 | 5.3218e-07 | 0.00060025 | 2.6609e-07 | 0.0015435 | 6.8423e-07
[79 empty] | WLDFR | HFTD - Distribution - Tier 2 - 4QU CoRE ¦ 4QU LoRE | Non-Red Flag Warning - Destructive Fires | 2030 | 5.6589e-10 | 2.8294e-10 | 7.2757e-10 | 9534.9221 | 247.273 | 9287.6491 | 0 | 0 | 0 | 0 | 4.7138e-07 |  | 5.3957e-06 | 0 | 5.3957e-06 | 2.6979e-06 | 0 | 2.6979e-06 | 6.9373e-06 | 0 | 6.9373e-06 | [16 empty] | 7.3.1.3 Ignition probability mapping showing the probability of ignition along the electric lines and equipmentWLDFRAggregatedAggregated | WLDFR | HFTD - Distribution - Tier 2 - 4QU CoRE ¦ 4QU LoRE | Red Flag Warning - Small Fires | Aggregated | Aggregated | 2026 | 0.0004433 | 0 | 690.0576 | 0.3059 | 2026 | Mitigation | 0.08575 | 30 | 0 | esc | 0.0012005 | 5.3218e-07 | 0.00060025 | 2.6609e-07 | 0.0015435 | 6.8423e-07
[79 empty] | WLDFR | HFTD - Distribution - Tier 2 - 4QU CoRE ¦ 4QU LoRE | Non-Red Flag Warning - Destructive Fires | 2031 | 5.6589e-10 | 2.8294e-10 | 7.2757e-10 | 9534.9221 | 247.273 | 9287.6491 | 0 | 0 | 0 | 0 | 4.7138e-07 |  | 5.3957e-06 | 0 | 5.3957e-06 | 2.6979e-06 | 0 | 2.6979e-06 | 6.9373e-06 | 0 | 6.9373e-06 | [16 empty] | 7.3.1.3 Ignition probability mapping showing the probability of ignition along the electric lines and equipmentWLDFRAggregatedAggregated | WLDFR | HFTD - Distribution - Tier 2 - 4QU CoRE ¦ 4QU LoRE | Red Flag Warning - Small Fires | Aggregated | Aggregated | 2027 | 0.0004433 | 0 | 690.0576 | 0.3059 | 2027 | Mitigation | 0.08575 | 30 | 0 | esc | 0.0012005 | 5.3218e-07 | 0.00060025 | 2.6609e-07 | 0.0015435 | 6.8423e-07
[79 empty] | WLDFR | HFTD - Distribution - Tier 2 - 4QU CoRE ¦ 4QU LoRE | Non-Red Flag Warning - Destructive Fires | 2032 | 5.6589e-10 | 2.8294e-10 | 7.2757e-10 | 9534.9221 | 247.273 | 9287.6491 | 0 | 0 | 0 | 0 | 4.7138e-07 |  | 5.3957e-06 | 0 | 5.3957e-06 | 2.6979e-06 | 0 | 2.6979e-06 | 6.9373e-06 | 0 | 6.9373e-06 | [16 empty] | 7.3.1.3 Ignition probability mapping showing the probability of ignition along the electric lines and equipmentWLDFRAggregatedAggregated | WLDFR | HFTD - Distribution - Tier 2 - 4QU CoRE ¦ 4QU LoRE | Red Flag Warning - Small Fires | Aggregated | Aggregated | 2028 | 0.0004433 | 0 | 690.0576 | 0.3059 | 2028 | Mitigation | 0.08575 | 30 | 0 | esc | 0.0012005 | 5.3218e-07 | 0.00060025 | 2.6609e-07 | 0.0015435 | 6.8423e-07
[79 empty] | WLDFR | HFTD - Distribution - Tier 2 - 4QU CoRE ¦ 4QU LoRE | Non-Red Flag Warning - Destructive Fires | 2033 | 5.6589e-10 | 2.8294e-10 | 7.2757e-10 | 9984.8474 | 263.1074 | 9721.74 | 0 | 0 | 0 | 0 | 4.7138e-07 |  | 5.6503e-06 | 0 | 5.6503e-06 | 2.8252e-06 | 0 | 2.8252e-06 | 7.2647e-06 | 0 | 7.2647e-06 | [16 empty] | 7.3.1.3 Ignition probability mapping showing the probability of ignition along the electric lines and equipmentWLDFRAggregatedAggregated | WLDFR | HFTD - Distribution - Tier 2 - 4QU CoRE ¦ 4QU LoRE | Red Flag Warning - Small Fires | Aggregated | Aggregated | 2029 | 0.0004433 | 0 | 690.0576 | 0.3059 | 2029 | Mitigation | 0.08575 | 30 | 0 | esc | 0.0012005 | 5.3218e-07 | 0.00060025 | 2.6609e-07 | 0.0015435 | 6.8423e-07
[79 empty] | WLDFR | HFTD - Distribution - Tier 2 - 4QU CoRE ¦ 4QU LoRE | Non-Red Flag Warning - Destructive Fires | 2034 | 5.6589e-10 | 2.8294e-10 | 7.2757e-10 | 9984.8474 | 263.1074 | 9721.74 | 0 | 0 | 0 | 0 | 4.7138e-07 |  | 5.6503e-06 | 0 | 5.6503e-06 | 2.8252e-06 | 0 | 2.8252e-06 | 7.2647e-06 | 0 | 7.2647e-06 | [16 empty] | 7.3.1.3 Ignition probability mapping showing the probability of ignition along the electric lines and equipmentWLDFRAggregatedAggregated | WLDFR | HFTD - Distribution - Tier 2 - 4QU CoRE ¦ 4QU LoRE | Red Flag Warning - Small Fires | Aggregated | Aggregated | 2030 | 0.0004433 | 0 | 690.0576 | 0.3059 | 2030 | Mitigation | 0.08575 | 30 | 0 | esc | 0.0012005 | 5.3218e-07 | 0.00060025 | 2.6609e-07 | 0.0015435 | 6.8423e-07
[79 empty] | WLDFR | HFTD - Distribution - Tier 2 - 4QU CoRE ¦ 4QU LoRE | Non-Red Flag Warning - Destructive Fires | 2035 | 5.6589e-10 | 2.8294e-10 | 7.2757e-10 | 9984.8474 | 263.1074 | 9721.74 | 0 | 0 | 0 | 0 | 4.7138e-07 |  | 5.6503e-06 | 0 | 5.6503e-06 | 2.8252e-06 | 0 | 2.8252e-06 | 7.2647e-06 | 0 | 7.2647e-06 | [16 empty] | 7.3.1.3 Ignition probability mapping showing the probability of ignition along the electric lines and equipmentWLDFRAggregatedAggregated | WLDFR | HFTD - Distribution - Tier 2 - 4QU CoRE ¦ 4QU LoRE | Red Flag Warning - Small Fires | Aggregated | Aggregated | 2031 | 0.0004433 | 0 | 690.0576 | 0.3059 | 2031 | Mitigation | 0.08575 | 30 | 0 | esc | 0.0012005 | 5.3218e-07 | 0.00060025 | 2.6609e-07 | 0.0015435 | 6.8423e-07
[79 empty] | WLDFR | HFTD - Distribution - Tier 2 - 4QU CoRE ¦ 4QU LoRE | Non-Red Flag Warning - Destructive Fires | 2036 | 5.6589e-10 | 2.8294e-10 | 7.2757e-10 | 9984.8474 | 263.1074 | 9721.74 | 0 | 0 | 0 | 0 | 4.7138e-07 |  | 5.6503e-06 | 0 | 5.6503e-06 | 2.8252e-06 | 0 | 2.8252e-06 | 7.2647e-06 | 0 | 7.2647e-06 | [16 empty] | 7.3.1.3 Ignition probability mapping showing the probability of ignition along the electric lines and equipmentWLDFRAggregatedAggregated | WLDFR | HFTD - Distribution - Tier 2 - 4QU CoRE ¦ 4QU LoRE | Red Flag Warning - Small Fires | Aggregated | Aggregated | 2032 | 0.0004433 | 0 | 690.0576 | 0.3059 | 2032 | Mitigation | 0.08575 | 30 | 0 | esc | 0.0012005 | 5.3218e-07 | 0.00060025 | 2.6609e-07 | 0.0015435 | 6.8423e-07
[79 empty] | WLDFR | HFTD - Distribution - Tier 2 - 4QU CoRE ¦ 4QU LoRE | Non-Red Flag Warning - Destructive Fires | 2037 | 5.6589e-10 | 2.8294e-10 | 7.2757e-10 | 9984.8474 | 263.1074 | 9721.74 | 0 | 0 | 0 | 0 | 4.7138e-07 |  | 5.6503e-06 | 0 | 5.6503e-06 | 2.8252e-06 | 0 | 2.8252e-06 | 7.2647e-06 | 0 | 7.2647e-06 | [16 empty] | 7.3.1.3 Ignition probability mapping showing the probability of ignition along the electric lines and equipmentWLDFRAggregatedAggregated | WLDFR | HFTD - Distribution - Tier 2 - 4QU CoRE ¦ 4QU LoRE | Red Flag Warning - Small Fires | Aggregated | Aggregated | 2033 | 0.0004433 | 0 | 690.0576 | 0.3059 | 2033 | Mitigation | 0.08575 | 30 | 0 | esc | 0.0012005 | 5.3218e-07 | 0.00060025 | 2.6609e-07 | 0.0015435 | 6.8423e-07
[79 empty] | WLDFR | HFTD - Distribution - Tier 2 - 4QU CoRE ¦ 4QU LoRE | Non-Red Flag Warning - Destructive Fires | 2038 | 5.6589e-10 | 2.8294e-10 | 7.2757e-10 | 10472.8261 | 280.5544 | 10192.2718 | 0 | 0 | 0 | 0 | 4.7138e-07 |  | 5.9265e-06 | 0 | 5.9265e-06 | 2.9632e-06 | 0 | 2.9632e-06 | 7.6197e-06 | 0 | 7.6197e-06 | [16 empty] | 7.3.1.3 Ignition probability mapping showing the probability of ignition along the electric lines and equipmentWLDFRAggregatedAggregated | WLDFR | HFTD - Distribution - Tier 2 - 4QU CoRE ¦ 4QU LoRE | Red Flag Warning - Small Fires | Aggregated | Aggregated | 2034 | 0.0004433 | 0 | 690.0576 | 0.3059 | 2034 | Mitigation | 0.08575 | 30 | 0 | esc | 0.0012005 | 5.3218e-07 | 0.00060025 | 2.6609e-07 | 0.0015435 | 6.8423e-07
[79 empty] | WLDFR | HFTD - Distribution - Tier 2 - 4QU CoRE ¦ 4QU LoRE | Non-Red Flag Warning - Destructive Fires | 2039 | 5.6589e-10 | 2.8294e-10 | 7.2757e-10 | 10472.8261 | 280.5544 | 10192.2718 | 0 | 0 | 0 | 0 | 4.7138e-07 |  | 5.9265e-06 | 0 | 5.9265e-06 | 2.9632e-06 | 0 | 2.9632e-06 | 7.6197e-06 | 0 | 7.6197e-06 | [16 empty] | 7.3.1.3 Ignition probability mapping showing the probability of ignition along the electric lines and equipmentWLDFRAggregatedAggregated | WLDFR | HFTD - Distribution - Tier 2 - 4QU CoRE ¦ 4QU LoRE | Red Flag Warning - Small Fires | Aggregated | Aggregated | 2035 | 0.0004433 | 0 | 690.0576 | 0.3059 | 2035 | Mitigation | 0.08575 | 30 | 0 | esc | 0.0012005 | 5.3218e-07 | 0.00060025 | 2.6609e-07 | 0.0015435 | 6.8423e-07
[79 empty] | WLDFR | HFTD - Distribution - Tier 2 - 4QU CoRE ¦ 4QU LoRE | Non-Red Flag Warning - Destructive Fires | 2040 | 5.6589e-10 | 2.8294e-10 | 7.2757e-10 | 10472.8261 | 280.5544 | 10192.2718 | 0 | 0 | 0 | 0 | 4.7138e-07 |  | 5.9265e-06 | 0 | 5.9265e-06 | 2.9632e-06 | 0 | 2.9632e-06 | 7.6197e-06 | 0 | 7.6197e-06 | [16 empty] | 7.3.1.3 Ignition probability mapping showing the probability of ignition along the electric lines and equipmentWLDFRAggregatedAggregated | WLDFR | HFTD - Distribution - Tier 2 - 4QU CoRE ¦ 4QU LoRE | Red Flag Warning - Small Fires | Aggregated | Aggregated | 2036 | 0.0004433 | 0 | 690.0576 | 0.3059 | 2036 | Mitigation | 0.08575 | 30 | 0 | esc | 0.0012005 | 5.3218e-07 | 0.00060025 | 2.6609e-07 | 0.0015435 | 6.8423e-07
[79 empty] | WLDFR | HFTD - Distribution - Tier 2 - 4QU CoRE ¦ 4QU LoRE | Non-Red Flag Warning - Destructive Fires | 2041 | 5.6589e-10 | 2.8294e-10 | 7.2757e-10 | 10472.8261 | 280.5544 | 10192.2718 | 0 | 0 | 0 | 0 | 4.7138e-07 |  | 5.9265e-06 | 0 | 5.9265e-06 | 2.9632e-06 | 0 | 2.9632e-06 | 7.6197e-06 | 0 | 7.6197e-06 | [16 empty] | 7.3.1.3 Ignition probability mapping showing the probability of ignition along the electric lines and equipmentWLDFRAggregatedAggregated | WLDFR | HFTD - Distribution - Tier 2 - 4QU CoRE ¦ 4QU LoRE | Red Flag Warning - Small Fires | Aggregated | Aggregated | 2037 | 0.0004433 | 0 | 690.0576 | 0.3059 | 2037 | Mitigation | 0.08575 | 30 | 0 | esc | 0.0012005 | 5.3218e-07 | 0.00060025 | 2.6609e-07 | 0.0015435 | 6.8423e-07
[79 empty] | WLDFR | HFTD - Distribution - Tier 2 - 4QU CoRE ¦ 4QU LoRE | Non-Red Flag Warning - Destructive Fires | 2042 | 5.6589e-10 | 2.8294e-10 | 7.2757e-10 | 10472.8261 | 280.5544 | 10192.2718 | 0 | 0 | 0 | 0 | 4.7138e-07 |  | 5.9265e-06 | 0 | 5.9265e-06 | 2.9632e-06 | 0 | 2.9632e-06 | 7.6197e-06 | 0 | 7.6197e-06 | [16 empty] | 7.3.1.3 Ignition probability mapping showing the probability of ignition along the electric lines and equipmentWLDFRAggregatedAggregated | WLDFR | HFTD - Distribution - Tier 2 - 4QU CoRE ¦ 4QU LoRE | Red Flag Warning - Small Fires | Aggregated | Aggregated | 2038 | 0.0004433 | 0 | 690.0576 | 0.3059 | 2038 | Mitigation | 0.08575 | 30 | 0 | esc | 0.0012005 | 5.3218e-07 | 0.00060025 | 2.6609e-07 | 0.0015435 | 6.8423e-07
[79 empty] | WLDFR | HFTD - Distribution - Tier 2 - 4QU CoRE ¦ 4QU LoRE | Non-Red Flag Warning - Destructive Fires | 2043 | 5.6589e-10 | 2.8294e-10 | 7.2757e-10 | 10992.1562 | 299.42 | 10692.7362 | 0 | 0 | 0 | 0 | 4.7138e-07 |  | 6.2203e-06 | 0 | 6.2203e-06 | 3.1102e-06 | 0 | 3.1102e-06 | 7.9976e-06 | 0 | 7.9976e-06 | [16 empty] | 7.3.1.3 Ignition probability mapping showing the probability of ignition along the electric lines and equipmentWLDFRAggregatedAggregated | WLDFR | HFTD - Distribution - Tier 2 - 4QU CoRE ¦ 4QU LoRE | Red Flag Warning - Small Fires | Aggregated | Aggregated | 2039 | 0.0004433 | 0 | 690.0576 | 0.3059 | 2039 | Mitigation | 0.08575 | 30 | 0 | esc | 0.0012005 | 5.3218e-07 | 0.00060025 | 2.6609e-07 | 0.0015435 | 6.8423e-07
[79 empty] | WLDFR | HFTD - Distribution - Tier 2 - 4QU CoRE ¦ 4QU LoRE | Non-Red Flag Warning - Destructive Fires | 2044 | 5.6589e-10 | 2.8294e-10 | 7.2757e-10 | 10992.1562 | 299.42 | 10692.7362 | 0 | 0 | 0 | 0 | 4.7138e-07 |  | 6.2203e-06 | 0 | 6.2203e-06 | 3.1102e-06 | 0 | 3.1102e-06 | 7.9976e-06 | 0 | 7.9976e-06 | [16 empty] | 7.3.1.3 Ignition probability mapping showing the probability of ignition along the electric lines and equipmentWLDFRAggregatedAggregated | WLDFR | HFTD - Distribution - Tier 2 - 4QU CoRE ¦ 4QU LoRE | Red Flag Warning - Small Fires | Aggregated | Aggregated | 2040 | 0.0004433 | 0 | 690.0576 | 0.3059 | 2040 | Mitigation | 0.08575 | 30 | 0 | esc | 0.0012005 | 5.3218e-07 | 0.00060025 | 2.6609e-07 | 0.0015435 | 6.8423e-07
[79 empty] | WLDFR | HFTD - Distribution - Tier 2 - 4QU CoRE ¦ 4QU LoRE | Non-Red Flag Warning - Destructive Fires | 2045 | 5.6589e-10 | 2.8294e-10 | 7.2757e-10 | 10992.1562 | 299.42 | 10692.7362 | 0 | 0 | 0 | 0 | 4.7138e-07 |  | 6.2203e-06 | 0 | 6.2203e-06 | 3.1102e-06 | 0 | 3.1102e-06 | 7.9976e-06 | 0 | 7.9976e-06 | [16 empty] | 7.3.1.3 Ignition probability mapping showing the probability of ignition along the electric lines and equipmentWLDFRAggregatedAggregated | WLDFR | HFTD - Distribution - Tier 2 - 4QU CoRE ¦ 4QU LoRE | Red Flag Warning - Small Fires | Aggregated | Aggregated | 2041 | 0.0004433 | 0 | 690.0576 | 0.3059 | 2041 | Mitigation | 0.08575 | 30 | 0 | esc | 0.0012005 | 5.3218e-07 | 0.00060025 | 2.6609e-07 | 0.0015435 | 6.8423e-07
[79 empty] | WLDFR | HFTD - Distribution - Tier 2 - 4QU CoRE ¦ 4QU LoRE | Non-Red Flag Warning - Destructive Fires | 2046 | 5.6589e-10 | 2.8294e-10 | 7.2757e-10 | 10992.1562 | 299.42 | 10692.7362 | 0 | 0 | 0 | 0 | 4.7138e-07 |  | 6.2203e-06 | 0 | 6.2203e-06 | 3.1102e-06 | 0 | 3.1102e-06 | 7.9976e-06 | 0 | 7.9976e-06 | [16 empty] | 7.3.1.3 Ignition probability mapping showing the probability of ignition along the electric lines and equipmentWLDFRAggregatedAggregated | WLDFR | HFTD - Distribution - Tier 2 - 4QU CoRE ¦ 4QU LoRE | Red Flag Warning - Small Fires | Aggregated | Aggregated | 2042 | 0.0004433 | 0 | 690.0576 | 0.3059 | 2042 | Mitigation | 0.08575 | 30 | 0 | esc | 0.0012005 | 5.3218e-07 | 0.00060025 | 2.6609e-07 | 0.0015435 | 6.8423e-07
[79 empty] | WLDFR | HFTD - Distribution - Tier 2 - 4QU CoRE ¦ 4QU LoRE | Non-Red Flag Warning - Destructive Fires | 2047 | 5.6589e-10 | 2.8294e-10 | 7.2757e-10 | 10992.1562 | 299.42 | 10692.7362 | 0 | 0 | 0 | 0 | 4.7138e-07 |  | 6.2203e-06 | 0 | 6.2203e-06 | 3.1102e-06 | 0 | 3.1102e-06 | 7.9976e-06 | 0 | 7.9976e-06 | [16 empty] | 7.3.1.3 Ignition probability mapping showing the probability of ignition along the electric lines and equipmentWLDFRAggregatedAggregated | WLDFR | HFTD - Distribution - Tier 2 - 4QU CoRE ¦ 4QU LoRE | Red Flag Warning - Small Fires | Aggregated | Aggregated | 2043 | 0.0004433 | 0 | 690.0576 | 0.3059 | 2043 | Mitigation | 0.08575 | 30 | 0 | esc | 0.0012005 | 5.3218e-07 | 0.00060025 | 2.6609e-07 | 0.0015435 | 6.8423e-07
[79 empty] | WLDFR | HFTD - Distribution - Tier 2 - 4QU CoRE ¦ 4QU LoRE | Non-Red Flag Warning - Destructive Fires | 2048 | 5.6589e-10 | 2.8294e-10 | 7.2757e-10 | 11536.0538 | 319.4911 | 11216.5626 | 0 | 0 | 0 | 0 | 4.7138e-07 |  | 6.5281e-06 | 0 | 6.5281e-06 | 3.2641e-06 | 0 | 3.2641e-06 | 8.3933e-06 | 0 | 8.3933e-06 | [16 empty] | 7.3.1.3 Ignition probability mapping showing the probability of ignition along the electric lines and equipmentWLDFRAggregatedAggregated | WLDFR | HFTD - Distribution - Tier 2 - 4QU CoRE ¦ 4QU LoRE | Red Flag Warning - Small Fires | Aggregated | Aggregated | 2044 | 0.0004433 | 0 | 690.0576 | 0.3059 | 2044 | Mitigation | 0.08575 | 30 | 0 | esc | 0.0012005 | 5.3218e-07 | 0.00060025 | 2.6609e-07 | 0.0015435 | 6.8423e-07
[79 empty] | WLDFR | HFTD - Distribution - Tier 2 - 4QU CoRE ¦ 4QU LoRE | Non-Red Flag Warning - Destructive Fires | 2049 | 5.6589e-10 | 2.8294e-10 | 7.2757e-10 | 11536.0538 | 319.4911 | 11216.5626 | 0 | 0 | 0 | 0 | 4.7138e-07 |  | 6.5281e-06 | 0 | 6.5281e-06 | 3.2641e-06 | 0 | 3.2641e-06 | 8.3933e-06 | 0 | 8.3933e-06 | [16 empty] | 7.3.1.3 Ignition probability mapping showing the probability of ignition along the electric lines and equipmentWLDFRAggregatedAggregated | WLDFR | HFTD - Distribution - Tier 2 - 4QU CoRE ¦ 4QU LoRE | Red Flag Warning - Small Fires | Aggregated | Aggregated | 2045 | 0.0004433 | 0 | 690.0576 | 0.3059 | 2045 | Mitigation | 0.08575 | 30 | 0 | esc | 0.0012005 | 5.3218e-07 | 0.00060025 | 2.6609e-07 | 0.0015435 | 6.8423e-07
[79 empty] | WLDFR | HFTD - Distribution - Tier 2 - 4QU CoRE ¦ 4QU LoRE | Non-Red Flag Warning - Destructive Fires | 2050 | 0 | 2.8294e-10 | 7.2757e-10 | 11536.0538 | 319.4911 | 11216.5626 | 0 | 0 | 0 | 0 | 4.7138e-07 |  | 0 | 0 | 0 | 3.2641e-06 | 0 | 3.2641e-06 | 8.3933e-06 | 0 | 8.3933e-06 | [16 empty] | 7.3.1.3 Ignition probability mapping showing the probability of ignition along the electric lines and equipmentWLDFRAggregatedAggregated | WLDFR | HFTD - Distribution - Tier 2 - 4QU CoRE ¦ 4QU LoRE | Red Flag Warning - Small Fires | Aggregated | Aggregated | 2046 | 0.0004433 | 0 | 690.0576 | 0.3059 | 2046 | Mitigation | 0.08575 | 30 | 0 | esc | 0.0012005 | 5.3218e-07 | 0.00060025 | 2.6609e-07 | 0.0015435 | 6.8423e-07
[79 empty] | WLDFR | HFTD - Distribution - Tier 2 - 4QU CoRE ¦ 4QU LoRE | Non-Red Flag Warning - Destructive Fires | 2051 | 0 | 0 | 7.2757e-10 | 11536.0538 | 319.4911 | 11216.5626 | 0 | 0 | 0 | 0 | 4.7138e-07 |  | 0 | 0 | 0 | 0 | 0 | 0 | 8.3933e-06 | 0 | 8.3933e-06 | [16 empty] | 7.3.1.3 Ignition probability mapping showing the probability of ignition along the electric lines and equipmentWLDFRAggregatedAggregated | WLDFR | HFTD - Distribution - Tier 2 - 4QU CoRE ¦ 4QU LoRE | Red Flag Warning - Small Fires | Aggregated | Aggregated | 2047 | 0.0004433 | 0 | 690.0576 | 0.3059 | 2047 | Mitigation | 0.08575 | 30 | 0 | esc | 0.0012005 | 5.3218e-07 | 0.00060025 | 2.6609e-07 | 0.0015435 | 6.8423e-07
[79 empty] | WLDFR | HFTD - Distribution - Tier 2 - 4QU CoRE ¦ 4QU LoRE | Non-Red Flag Warning - Large Fires | 2020 | 1.7119e-08 | 0 | 0 | 5.2406 | 0.69642 | 2.942 | 1.6022 | 0 | 0 | 0 | 1.426e-05 |  | 8.9713e-08 | 0 | 8.9713e-08 | 0 | 0 | 0 | 0 | 0 | 0 | [16 empty] | 7.3.1.3 Ignition probability mapping showing the probability of ignition along the electric lines and equipmentWLDFRAggregatedAggregated | WLDFR | HFTD - Distribution - Tier 2 - 4QU CoRE ¦ 4QU LoRE | Red Flag Warning - Small Fires | Aggregated | Aggregated | 2048 | 0.0004433 | 0 | 690.0576 | 0.3059 | 2048 | Mitigation | 0.08575 | 30 | 0 | esc | 0.0012005 | 5.3218e-07 | 0.00060025 | 2.6609e-07 | 0.0015435 | 6.8423e-07
[79 empty] | WLDFR | HFTD - Distribution - Tier 2 - 4QU CoRE ¦ 4QU LoRE | Non-Red Flag Warning - Large Fires | 2021 | 1.7119e-08 | 8.5594e-09 | 0 | 5.2406 | 0.69642 | 2.942 | 1.6022 | 0 | 0 | 0 | 1.426e-05 |  | 8.9713e-08 | 0 | 8.9713e-08 | 4.4856e-08 | 0 | 4.4856e-08 | 0 | 0 | 0 | [16 empty] | 7.3.1.3 Ignition probability mapping showing the probability of ignition along the electric lines and equipmentWLDFRAggregatedAggregated | WLDFR | HFTD - Distribution - Tier 2 - 4QU CoRE ¦ 4QU LoRE | Red Flag Warning - Small Fires | Aggregated | Aggregated | 2049 | 0.0004433 | 0 | 690.0576 | 0.3059 | 2049 | Mitigation | 0.08575 | 30 | 0 | esc | 0.0012005 | 5.3218e-07 | 0.00060025 | 2.6609e-07 | 0.0015435 | 6.8423e-07
[79 empty] | WLDFR | HFTD - Distribution - Tier 2 - 4QU CoRE ¦ 4QU LoRE | Non-Red Flag Warning - Large Fires | 2022 | 1.7119e-08 | 8.5594e-09 | 2.201e-08 | 5.2406 | 0.69642 | 2.942 | 1.6022 | 0 | 0 | 0 | 1.426e-05 |  | 8.9713e-08 | 0 | 8.9713e-08 | 4.4856e-08 | 0 | 4.4856e-08 | 1.1534e-07 | 0 | 1.1534e-07 | [16 empty] | 7.3.1.3 Ignition probability mapping showing the probability of ignition along the electric lines and equipmentWLDFRAggregatedAggregated | WLDFR | HFTD - Distribution - Tier 2 - 4QU CoRE ¦ 4QU LoRE | Red Flag Warning - Small Fires | Aggregated | Aggregated | 2050 | 0.0004433 | 0 | 690.0576 | 0.3059 | 2050 | Mitigation | 0.08575 | 30 | 0 | esc | 0 | 0 | 0.00060025 | 2.6609e-07 | 0.0015435 | 6.8423e-07
[79 empty] | WLDFR | HFTD - Distribution - Tier 2 - 4QU CoRE ¦ 4QU LoRE | Non-Red Flag Warning - Large Fires | 2023 | 1.7119e-08 | 8.5594e-09 | 2.201e-08 | 5.475 | 0.71896 | 3.0715 | 1.6846 | 0 | 0 | 0 | 1.426e-05 |  | 9.3727e-08 | 0 | 9.3727e-08 | 4.6863e-08 | 0 | 4.6863e-08 | 1.2051e-07 | 0 | 1.2051e-07 | [16 empty] | 7.3.1.3 Ignition probability mapping showing the probability of ignition along the electric lines and equipmentWLDFRAggregatedAggregated | WLDFR | HFTD - Distribution - Tier 2 - 4QU CoRE ¦ 4QU LoRE | Red Flag Warning - Small Fires | Aggregated | Aggregated | 2051 | 0.0004433 | 0 | 690.0576 | 0.3059 | 2051 | Mitigation | 0.08575 | 30 | 0 | esc | 0 | 0 | 0 | 0 | 0.0015435 | 6.8423e-07
[79 empty] | WLDFR | HFTD - Distribution - Tier 2 - 4QU CoRE ¦ 4QU LoRE | Non-Red Flag Warning - Large Fires | 2024 | 1.7119e-08 | 8.5594e-09 | 2.201e-08 | 5.475 | 0.71896 | 3.0715 | 1.6846 | 0 | 0 | 0 | 1.426e-05 |  | 9.3727e-08 | 0 | 9.3727e-08 | 4.6863e-08 | 0 | 4.6863e-08 | 1.2051e-07 | 0 | 1.2051e-07 | [16 empty] | 7.3.1.3 Ignition probability mapping showing the probability of ignition along the electric lines and equipmentWLDFRAggregatedAggregated | WLDFR | HFTD - Distribution - Tier 2 - 4QU CoRE ¦ 4QU LoRE | Seismic - Non-Red Flag Warning - Catastrophic Fires | Aggregated | Aggregated | 2021 | 4.5297e-10 | 0 | 690.0576 | 3.1258e-07 | 2021 | Mitigation | 0.08575 | 30 | 0 | esc | 0.0012005 | 5.438e-13 | 0.00060025 | 2.719e-13 | 0 | 0
[79 empty] | WLDFR | HFTD - Distribution - Tier 2 - 4QU CoRE ¦ 4QU LoRE | Non-Red Flag Warning - Large Fires | 2025 | 1.7119e-08 | 8.5594e-09 | 2.201e-08 | 5.475 | 0.71896 | 3.0715 | 1.6846 | 0 | 0 | 0 | 1.426e-05 |  | 9.3727e-08 | 0 | 9.3727e-08 | 4.6863e-08 | 0 | 4.6863e-08 | 1.2051e-07 | 0 | 1.2051e-07 | [16 empty] | 7.3.1.3 Ignition probability mapping showing the probability of ignition along the electric lines and equipmentWLDFRAggregatedAggregated | WLDFR | HFTD - Distribution - Tier 2 - 4QU CoRE ¦ 4QU LoRE | Seismic - Non-Red Flag Warning - Catastrophic Fires | Aggregated | Aggregated | 2022 | 4.5297e-10 | 0 | 690.0576 | 3.1258e-07 | 2022 | Mitigation | 0.08575 | 30 | 0 | esc | 0.0012005 | 5.438e-13 | 0.00060025 | 2.719e-13 | 0.0015435 | 6.9917e-13
[79 empty] | WLDFR | HFTD - Distribution - Tier 2 - 4QU CoRE ¦ 4QU LoRE | Non-Red Flag Warning - Large Fires | 2026 | 1.7119e-08 | 8.5594e-09 | 2.201e-08 | 5.475 | 0.71896 | 3.0715 | 1.6846 | 0 | 0 | 0 | 1.426e-05 |  | 9.3727e-08 | 0 | 9.3727e-08 | 4.6863e-08 | 0 | 4.6863e-08 | 1.2051e-07 | 0 | 1.2051e-07 | [16 empty] | 7.3.1.3 Ignition probability mapping showing the probability of ignition along the electric lines and equipmentWLDFRAggregatedAggregated | WLDFR | HFTD - Distribution - Tier 2 - 4QU CoRE ¦ 4QU LoRE | Seismic - Non-Red Flag Warning - Catastrophic Fires | Aggregated | Aggregated | 2023 | 4.5297e-10 | 0 | 690.0576 | 3.1258e-07 | 2023 | Mitigation | 0.08575 | 30 | 0 | esc | 0.0012005 | 5.438e-13 | 0.00060025 | 2.719e-13 | 0.0015435 | 6.9917e-13
[79 empty] | WLDFR | HFTD - Distribution - Tier 2 - 4QU CoRE ¦ 4QU LoRE | Non-Red Flag Warning - Large Fires | 2027 | 1.7119e-08 | 8.5594e-09 | 2.201e-08 | 5.475 | 0.71896 | 3.0715 | 1.6846 | 0 | 0 | 0 | 1.426e-05 |  | 9.3727e-08 | 0 | 9.3727e-08 | 4.6863e-08 | 0 | 4.6863e-08 | 1.2051e-07 | 0 | 1.2051e-07 | [16 empty] | 7.3.1.3 Ignition probability mapping showing the probability of ignition along the electric lines and equipmentWLDFRAggregatedAggregated | WLDFR | HFTD - Distribution - Tier 2 - 4QU CoRE ¦ 4QU LoRE | Seismic - Non-Red Flag Warning - Catastrophic Fires | Aggregated | Aggregated | 2024 | 4.5297e-10 | 0 | 690.0576 | 3.1258e-07 | 2024 | Mitigation | 0.08575 | 30 | 0 | esc | 0.0012005 | 5.438e-13 | 0.00060025 | 2.719e-13 | 0.0015435 | 6.9917e-13
[79 empty] | WLDFR | HFTD - Distribution - Tier 2 - 4QU CoRE ¦ 4QU LoRE | Non-Red Flag Warning - Large Fires | 2028 | 1.7119e-08 | 8.5594e-09 | 2.201e-08 | 5.777 | 0.74734 | 3.238 | 1.7917 | 0 | 0 | 0 | 1.426e-05 |  | 9.8896e-08 | 0 | 9.8896e-08 | 4.9448e-08 | 0 | 4.9448e-08 | 1.2715e-07 | 0 | 1.2715e-07 | [16 empty] | 7.3.1.3 Ignition probability mapping showing the probability of ignition along the electric lines and equipmentWLDFRAggregatedAggregated | WLDFR | HFTD - Distribution - Tier 2 - 4QU CoRE ¦ 4QU LoRE | Seismic - Non-Red Flag Warning - Catastrophic Fires | Aggregated | Aggregated | 2025 | 4.5297e-10 | 0 | 690.0576 | 3.1258e-07 | 2025 | Mitigation | 0.08575 | 30 | 0 | esc | 0.0012005 | 5.438e-13 | 0.00060025 | 2.719e-13 | 0.0015435 | 6.9917e-13
[79 empty] | WLDFR | HFTD - Distribution - Tier 2 - 4QU CoRE ¦ 4QU LoRE | Non-Red Flag Warning - Large Fires | 2029 | 1.7119e-08 | 8.5594e-09 | 2.201e-08 | 5.777 | 0.74734 | 3.238 | 1.7917 | 0 | 0 | 0 | 1.426e-05 |  | 9.8896e-08 | 0 | 9.8896e-08 | 4.9448e-08 | 0 | 4.9448e-08 | 1.2715e-07 | 0 | 1.2715e-07 | [16 empty] | 7.3.1.3 Ignition probability mapping showing the probability of ignition along the electric lines and equipmentWLDFRAggregatedAggregated | WLDFR | HFTD - Distribution - Tier 2 - 4QU CoRE ¦ 4QU LoRE | Seismic - Non-Red Flag Warning - Catastrophic Fires | Aggregated | Aggregated | 2026 | 4.5297e-10 | 0 | 690.0576 | 3.1258e-07 | 2026 | Mitigation | 0.08575 | 30 | 0 | esc | 0.0012005 | 5.438e-13 | 0.00060025 | 2.719e-13 | 0.0015435 | 6.9917e-13
[79 empty] | WLDFR | HFTD - Distribution - Tier 2 - 4QU CoRE ¦ 4QU LoRE | Non-Red Flag Warning - Large Fires | 2030 | 1.7119e-08 | 8.5594e-09 | 2.201e-08 | 5.777 | 0.74734 | 3.238 | 1.7917 | 0 | 0 | 0 | 1.426e-05 |  | 9.8896e-08 | 0 | 9.8896e-08 | 4.9448e-08 | 0 | 4.9448e-08 | 1.2715e-07 | 0 | 1.2715e-07 | [16 empty] | 7.3.1.3 Ignition probability mapping showing the probability of ignition along the electric lines and equipmentWLDFRAggregatedAggregated | WLDFR | HFTD - Distribution - Tier 2 - 4QU CoRE ¦ 4QU LoRE | Seismic - Non-Red Flag Warning - Catastrophic Fires | Aggregated | Aggregated | 2027 | 4.5297e-10 | 0 | 690.0576 | 3.1258e-07 | 2027 | Mitigation | 0.08575 | 30 | 0 | esc | 0.0012005 | 5.438e-13 | 0.00060025 | 2.719e-13 | 0.0015435 | 6.9917e-13
[79 empty] | WLDFR | HFTD - Distribution - Tier 2 - 4QU CoRE ¦ 4QU LoRE | Non-Red Flag Warning - Large Fires | 2031 | 1.7119e-08 | 8.5594e-09 | 2.201e-08 | 5.777 | 0.74734 | 3.238 | 1.7917 | 0 | 0 | 0 | 1.426e-05 |  | 9.8896e-08 | 0 | 9.8896e-08 | 4.9448e-08 | 0 | 4.9448e-08 | 1.2715e-07 | 0 | 1.2715e-07 | [16 empty] | 7.3.1.3 Ignition probability mapping showing the probability of ignition along the electric lines and equipmentWLDFRAggregatedAggregated | WLDFR | HFTD - Distribution - Tier 2 - 4QU CoRE ¦ 4QU LoRE | Seismic - Non-Red Flag Warning - Catastrophic Fires | Aggregated | Aggregated | 2028 | 4.5297e-10 | 0 | 690.0576 | 3.1258e-07 | 2028 | Mitigation | 0.08575 | 30 | 0 | esc | 0.0012005 | 5.438e-13 | 0.00060025 | 2.719e-13 | 0.0015435 | 6.9917e-13
[79 empty] | WLDFR | HFTD - Distribution - Tier 2 - 4QU CoRE ¦ 4QU LoRE | Non-Red Flag Warning - Large Fires | 2032 | 1.7119e-08 | 8.5594e-09 | 2.201e-08 | 5.777 | 0.74734 | 3.238 | 1.7917 | 0 | 0 | 0 | 1.426e-05 |  | 9.8896e-08 | 0 | 9.8896e-08 | 4.9448e-08 | 0 | 4.9448e-08 | 1.2715e-07 | 0 | 1.2715e-07 | [16 empty] | 7.3.1.3 Ignition probability mapping showing the probability of ignition along the electric lines and equipmentWLDFRAggregatedAggregated | WLDFR | HFTD - Distribution - Tier 2 - 4QU CoRE ¦ 4QU LoRE | Seismic - Non-Red Flag Warning - Catastrophic Fires | Aggregated | Aggregated | 2029 | 4.5297e-10 | 0 | 690.0576 | 3.1258e-07 | 2029 | Mitigation | 0.08575 | 30 | 0 | esc | 0.0012005 | 5.438e-13 | 0.00060025 | 2.719e-13 | 0.0015435 | 6.9917e-13
[79 empty] | WLDFR | HFTD - Distribution - Tier 2 - 4QU CoRE ¦ 4QU LoRE | Non-Red Flag Warning - Large Fires | 2033 | 1.7119e-08 | 8.5594e-09 | 2.201e-08 | 6.1205 | 0.77885 | 3.4265 | 1.9151 | 0 | 0 | 0 | 1.426e-05 |  | 1.0478e-07 | 0 | 1.0478e-07 | 5.2388e-08 | 0 | 5.2388e-08 | 1.3471e-07 | 0 | 1.3471e-07 | [16 empty] | 7.3.1.3 Ignition probability mapping showing the probability of ignition along the electric lines and equipmentWLDFRAggregatedAggregated | WLDFR | HFTD - Distribution - Tier 2 - 4QU CoRE ¦ 4QU LoRE | Seismic - Non-Red Flag Warning - Catastrophic Fires | Aggregated | Aggregated | 2030 | 4.5297e-10 | 0 | 690.0576 | 3.1258e-07 | 2030 | Mitigation | 0.08575 | 30 | 0 | esc | 0.0012005 | 5.438e-13 | 0.00060025 | 2.719e-13 | 0.0015435 | 6.9917e-13
[79 empty] | WLDFR | HFTD - Distribution - Tier 2 - 4QU CoRE ¦ 4QU LoRE | Non-Red Flag Warning - Large Fires | 2034 | 1.7119e-08 | 8.5594e-09 | 2.201e-08 | 6.1205 | 0.77885 | 3.4265 | 1.9151 | 0 | 0 | 0 | 1.426e-05 |  | 1.0478e-07 | 0 | 1.0478e-07 | 5.2388e-08 | 0 | 5.2388e-08 | 1.3471e-07 | 0 | 1.3471e-07 | [16 empty] | 7.3.1.3 Ignition probability mapping showing the probability of ignition along the electric lines and equipmentWLDFRAggregatedAggregated | WLDFR | HFTD - Distribution - Tier 2 - 4QU CoRE ¦ 4QU LoRE | Seismic - Non-Red Flag Warning - Catastrophic Fires | Aggregated | Aggregated | 2031 | 4.5297e-10 | 0 | 690.0576 | 3.1258e-07 | 2031 | Mitigation | 0.08575 | 30 | 0 | esc | 0.0012005 | 5.438e-13 | 0.00060025 | 2.719e-13 | 0.0015435 | 6.9917e-13
[79 empty] | WLDFR | HFTD - Distribution - Tier 2 - 4QU CoRE ¦ 4QU LoRE | Non-Red Flag Warning - Large Fires | 2035 | 1.7119e-08 | 8.5594e-09 | 2.201e-08 | 6.1205 | 0.77885 | 3.4265 | 1.9151 | 0 | 0 | 0 | 1.426e-05 |  | 1.0478e-07 | 0 | 1.0478e-07 | 5.2388e-08 | 0 | 5.2388e-08 | 1.3471e-07 | 0 | 1.3471e-07 | [16 empty] | 7.3.1.3 Ignition probability mapping showing the probability of ignition along the electric lines and equipmentWLDFRAggregatedAggregated | WLDFR | HFTD - Distribution - Tier 2 - 4QU CoRE ¦ 4QU LoRE | Seismic - Non-Red Flag Warning - Catastrophic Fires | Aggregated | Aggregated | 2032 | 4.5297e-10 | 0 | 690.0576 | 3.1258e-07 | 2032 | Mitigation | 0.08575 | 30 | 0 | esc | 0.0012005 | 5.438e-13 | 0.00060025 | 2.719e-13 | 0.0015435 | 6.9917e-13
[79 empty] | WLDFR | HFTD - Distribution - Tier 2 - 4QU CoRE ¦ 4QU LoRE | Non-Red Flag Warning - Large Fires | 2036 | 1.7119e-08 | 8.5594e-09 | 2.201e-08 | 6.1205 | 0.77885 | 3.4265 | 1.9151 | 0 | 0 | 0 | 1.426e-05 |  | 1.0478e-07 | 0 | 1.0478e-07 | 5.2388e-08 | 0 | 5.2388e-08 | 1.3471e-07 | 0 | 1.3471e-07 | [16 empty] | 7.3.1.3 Ignition probability mapping showing the probability of ignition along the electric lines and equipmentWLDFRAggregatedAggregated | WLDFR | HFTD - Distribution - Tier 2 - 4QU CoRE ¦ 4QU LoRE | Seismic - Non-Red Flag Warning - Catastrophic Fires | Aggregated | Aggregated | 2033 | 4.5297e-10 | 0 | 690.0576 | 3.1258e-07 | 2033 | Mitigation | 0.08575 | 30 | 0 | esc | 0.0012005 | 5.438e-13 | 0.00060025 | 2.719e-13 | 0.0015435 | 6.9917e-13
[79 empty] | WLDFR | HFTD - Distribution - Tier 2 - 4QU CoRE ¦ 4QU LoRE | Non-Red Flag Warning - Large Fires | 2037 | 1.7119e-08 | 8.5594e-09 | 2.201e-08 | 6.1205 | 0.77885 | 3.4265 | 1.9151 | 0 | 0 | 0 | 1.426e-05 |  | 1.0478e-07 | 0 | 1.0478e-07 | 5.2388e-08 | 0 | 5.2388e-08 | 1.3471e-07 | 0 | 1.3471e-07 | [16 empty] | 7.3.1.3 Ignition probability mapping showing the probability of ignition along the electric lines and equipmentWLDFRAggregatedAggregated | WLDFR | HFTD - Distribution - Tier 2 - 4QU CoRE ¦ 4QU LoRE | Seismic - Non-Red Flag Warning - Catastrophic Fires | Aggregated | Aggregated | 2034 | 4.5297e-10 | 0 | 690.0576 | 3.1258e-07 | 2034 | Mitigation | 0.08575 | 30 | 0 | esc | 0.0012005 | 5.438e-13 | 0.00060025 | 2.719e-13 | 0.0015435 | 6.9917e-13
[79 empty] | WLDFR | HFTD - Distribution - Tier 2 - 4QU CoRE ¦ 4QU LoRE | Non-Red Flag Warning - Large Fires | 2038 | 1.7119e-08 | 8.5594e-09 | 2.201e-08 | 6.5028 | 0.81304 | 3.6355 | 2.0543 | 0 | 0 | 0 | 1.426e-05 |  | 1.1132e-07 | 0 | 1.1132e-07 | 5.5661e-08 | 0 | 5.5661e-08 | 1.4313e-07 | 0 | 1.4313e-07 | [16 empty] | 7.3.1.3 Ignition probability mapping showing the probability of ignition along the electric lines and equipmentWLDFRAggregatedAggregated | WLDFR | HFTD - Distribution - Tier 2 - 4QU CoRE ¦ 4QU LoRE | Seismic - Non-Red Flag Warning - Catastrophic Fires | Aggregated | Aggregated | 2035 | 4.5297e-10 | 0 | 690.0576 | 3.1258e-07 | 2035 | Mitigation | 0.08575 | 30 | 0 | esc | 0.0012005 | 5.438e-13 | 0.00060025 | 2.719e-13 | 0.0015435 | 6.9917e-13
[79 empty] | WLDFR | HFTD - Distribution - Tier 2 - 4QU CoRE ¦ 4QU LoRE | Non-Red Flag Warning - Large Fires | 2039 | 1.7119e-08 | 8.5594e-09 | 2.201e-08 | 6.5028 | 0.81304 | 3.6355 | 2.0543 | 0 | 0 | 0 | 1.426e-05 |  | 1.1132e-07 | 0 | 1.1132e-07 | 5.5661e-08 | 0 | 5.5661e-08 | 1.4313e-07 | 0 | 1.4313e-07 | [16 empty] | 7.3.1.3 Ignition probability mapping showing the probability of ignition along the electric lines and equipmentWLDFRAggregatedAggregated | WLDFR | HFTD - Distribution - Tier 2 - 4QU CoRE ¦ 4QU LoRE | Seismic - Non-Red Flag Warning - Catastrophic Fires | Aggregated | Aggregated | 2036 | 4.5297e-10 | 0 | 690.0576 | 3.1258e-07 | 2036 | Mitigation | 0.08575 | 30 | 0 | esc | 0.0012005 | 5.438e-13 | 0.00060025 | 2.719e-13 | 0.0015435 | 6.9917e-13
[79 empty] | WLDFR | HFTD - Distribution - Tier 2 - 4QU CoRE ¦ 4QU LoRE | Non-Red Flag Warning - Large Fires | 2040 | 1.7119e-08 | 8.5594e-09 | 2.201e-08 | 6.5028 | 0.81304 | 3.6355 | 2.0543 | 0 | 0 | 0 | 1.426e-05 |  | 1.1132e-07 | 0 | 1.1132e-07 | 5.5661e-08 | 0 | 5.5661e-08 | 1.4313e-07 | 0 | 1.4313e-07 | [16 empty] | 7.3.1.3 Ignition probability mapping showing the probability of ignition along the electric lines and equipmentWLDFRAggregatedAggregated | WLDFR | HFTD - Distribution - Tier 2 - 4QU CoRE ¦ 4QU LoRE | Seismic - Non-Red Flag Warning - Catastrophic Fires | Aggregated | Aggregated | 2037 | 4.5297e-10 | 0 | 690.0576 | 3.1258e-07 | 2037 | Mitigation | 0.08575 | 30 | 0 | esc | 0.0012005 | 5.438e-13 | 0.00060025 | 2.719e-13 | 0.0015435 | 6.9917e-13
[79 empty] | WLDFR | HFTD - Distribution - Tier 2 - 4QU CoRE ¦ 4QU LoRE | Non-Red Flag Warning - Large Fires | 2041 | 1.7119e-08 | 8.5594e-09 | 2.201e-08 | 6.5028 | 0.81304 | 3.6355 | 2.0543 | 0 | 0 | 0 | 1.426e-05 |  | 1.1132e-07 | 0 | 1.1132e-07 | 5.5661e-08 | 0 | 5.5661e-08 | 1.4313e-07 | 0 | 1.4313e-07 | [16 empty] | 7.3.1.3 Ignition probability mapping showing the probability of ignition along the electric lines and equipmentWLDFRAggregatedAggregated | WLDFR | HFTD - Distribution - Tier 2 - 4QU CoRE ¦ 4QU LoRE | Seismic - Non-Red Flag Warning - Catastrophic Fires | Aggregated | Aggregated | 2038 | 4.5297e-10 | 0 | 690.0576 | 3.1258e-07 | 2038 | Mitigation | 0.08575 | 30 | 0 | esc | 0.0012005 | 5.438e-13 | 0.00060025 | 2.719e-13 | 0.0015435 | 6.9917e-13
[79 empty] | WLDFR | HFTD - Distribution - Tier 2 - 4QU CoRE ¦ 4QU LoRE | Non-Red Flag Warning - Large Fires | 2042 | 1.7119e-08 | 8.5594e-09 | 2.201e-08 | 6.5028 | 0.81304 | 3.6355 | 2.0543 | 0 | 0 | 0 | 1.426e-05 |  | 1.1132e-07 | 0 | 1.1132e-07 | 5.5661e-08 | 0 | 5.5661e-08 | 1.4313e-07 | 0 | 1.4313e-07 | [16 empty] | 7.3.1.3 Ignition probability mapping showing the probability of ignition along the electric lines and equipmentWLDFRAggregatedAggregated | WLDFR | HFTD - Distribution - Tier 2 - 4QU CoRE ¦ 4QU LoRE | Seismic - Non-Red Flag Warning - Catastrophic Fires | Aggregated | Aggregated | 2039 | 4.5297e-10 | 0 | 690.0576 | 3.1258e-07 | 2039 | Mitigation | 0.08575 | 30 | 0 | esc | 0.0012005 | 5.438e-13 | 0.00060025 | 2.719e-13 | 0.0015435 | 6.9917e-13
[79 empty] | WLDFR | HFTD - Distribution - Tier 2 - 4QU CoRE ¦ 4QU LoRE | Non-Red Flag Warning - Large Fires | 2043 | 1.7119e-08 | 8.5594e-09 | 2.201e-08 | 6.9209 | 0.84944 | 3.8632 | 2.2083 | 0 | 0 | 0 | 1.426e-05 |  | 1.1848e-07 | 0 | 1.1848e-07 | 5.9239e-08 | 0 | 5.9239e-08 | 1.5233e-07 | 0 | 1.5233e-07 | [16 empty] | 7.3.1.3 Ignition probability mapping showing the probability of ignition along the electric lines and equipmentWLDFRAggregatedAggregated | WLDFR | HFTD - Distribution - Tier 2 - 4QU CoRE ¦ 4QU LoRE | Seismic - Non-Red Flag Warning - Catastrophic Fires | Aggregated | Aggregated | 2040 | 4.5297e-10 | 0 | 690.0576 | 3.1258e-07 | 2040 | Mitigation | 0.08575 | 30 | 0 | esc | 0.0012005 | 5.438e-13 | 0.00060025 | 2.719e-13 | 0.0015435 | 6.9917e-13
[79 empty] | WLDFR | HFTD - Distribution - Tier 2 - 4QU CoRE ¦ 4QU LoRE | Non-Red Flag Warning - Large Fires | 2044 | 1.7119e-08 | 8.5594e-09 | 2.201e-08 | 6.9209 | 0.84944 | 3.8632 | 2.2083 | 0 | 0 | 0 | 1.426e-05 |  | 1.1848e-07 | 0 | 1.1848e-07 | 5.9239e-08 | 0 | 5.9239e-08 | 1.5233e-07 | 0 | 1.5233e-07 | [16 empty] | 7.3.1.3 Ignition probability mapping showing the probability of ignition along the electric lines and equipmentWLDFRAggregatedAggregated | WLDFR | HFTD - Distribution - Tier 2 - 4QU CoRE ¦ 4QU LoRE | Seismic - Non-Red Flag Warning - Catastrophic Fires | Aggregated | Aggregated | 2041 | 4.5297e-10 | 0 | 690.0576 | 3.1258e-07 | 2041 | Mitigation | 0.08575 | 30 | 0 | esc | 0.0012005 | 5.438e-13 | 0.00060025 | 2.719e-13 | 0.0015435 | 6.9917e-13
[79 empty] | WLDFR | HFTD - Distribution - Tier 2 - 4QU CoRE ¦ 4QU LoRE | Non-Red Flag Warning - Large Fires | 2045 | 1.7119e-08 | 8.5594e-09 | 2.201e-08 | 6.9209 | 0.84944 | 3.8632 | 2.2083 | 0 | 0 | 0 | 1.426e-05 |  | 1.1848e-07 | 0 | 1.1848e-07 | 5.9239e-08 | 0 | 5.9239e-08 | 1.5233e-07 | 0 | 1.5233e-07 | [16 empty] | 7.3.1.3 Ignition probability mapping showing the probability of ignition along the electric lines and equipmentWLDFRAggregatedAggregated | WLDFR | HFTD - Distribution - Tier 2 - 4QU CoRE ¦ 4QU LoRE | Seismic - Non-Red Flag Warning - Catastrophic Fires | Aggregated | Aggregated | 2042 | 4.5297e-10 | 0 | 690.0576 | 3.1258e-07 | 2042 | Mitigation | 0.08575 | 30 | 0 | esc | 0.0012005 | 5.438e-13 | 0.00060025 | 2.719e-13 | 0.0015435 | 6.9917e-13
[79 empty] | WLDFR | HFTD - Distribution - Tier 2 - 4QU CoRE ¦ 4QU LoRE | Non-Red Flag Warning - Large Fires | 2046 | 1.7119e-08 | 8.5594e-09 | 2.201e-08 | 6.9209 | 0.84944 | 3.8632 | 2.2083 | 0 | 0 | 0 | 1.426e-05 |  | 1.1848e-07 | 0 | 1.1848e-07 | 5.9239e-08 | 0 | 5.9239e-08 | 1.5233e-07 | 0 | 1.5233e-07 | [16 empty] | 7.3.1.3 Ignition probability mapping showing the probability of ignition along the electric lines and equipmentWLDFRAggregatedAggregated | WLDFR | HFTD - Distribution - Tier 2 - 4QU CoRE ¦ 4QU LoRE | Seismic - Non-Red Flag Warning - Catastrophic Fires | Aggregated | Aggregated | 2043 | 4.5297e-10 | 0 | 690.0576 | 3.1258e-07 | 2043 | Mitigation | 0.08575 | 30 | 0 | esc | 0.0012005 | 5.438e-13 | 0.00060025 | 2.719e-13 | 0.0015435 | 6.9917e-13
[79 empty] | WLDFR | HFTD - Distribution - Tier 2 - 4QU CoRE ¦ 4QU LoRE | Non-Red Flag Warning - Large Fires | 2047 | 1.7119e-08 | 8.5594e-09 | 2.201e-08 | 6.9209 | 0.84944 | 3.8632 | 2.2083 | 0 | 0 | 0 | 1.426e-05 |  | 1.1848e-07 | 0 | 1.1848e-07 | 5.9239e-08 | 0 | 5.9239e-08 | 1.5233e-07 | 0 | 1.5233e-07 | [16 empty] | 7.3.1.3 Ignition probability mapping showing the probability of ignition along the electric lines and equipmentWLDFRAggregatedAggregated | WLDFR | HFTD - Distribution - Tier 2 - 4QU CoRE ¦ 4QU LoRE | Seismic - Non-Red Flag Warning - Catastrophic Fires | Aggregated | Aggregated | 2044 | 4.5297e-10 | 0 | 690.0576 | 3.1258e-07 | 2044 | Mitigation | 0.08575 | 30 | 0 | esc | 0.0012005 | 5.438e-13 | 0.00060025 | 2.719e-13 | 0.0015435 | 6.9917e-13
[79 empty] | WLDFR | HFTD - Distribution - Tier 2 - 4QU CoRE ¦ 4QU LoRE | Non-Red Flag Warning - Large Fires | 2048 | 1.7119e-08 | 8.5594e-09 | 2.201e-08 | 7.3713 | 0.88759 | 4.1075 | 2.3763 | 0 | 0 | 0 | 1.426e-05 |  | 1.2619e-07 | 0 | 1.2619e-07 | 6.3095e-08 | 0 | 6.3095e-08 | 1.6224e-07 | 0 | 1.6224e-07 | [16 empty] | 7.3.1.3 Ignition probability mapping showing the probability of ignition along the electric lines and equipmentWLDFRAggregatedAggregated | WLDFR | HFTD - Distribution - Tier 2 - 4QU CoRE ¦ 4QU LoRE | Seismic - Non-Red Flag Warning - Catastrophic Fires | Aggregated | Aggregated | 2045 | 4.5297e-10 | 0 | 690.0576 | 3.1258e-07 | 2045 | Mitigation | 0.08575 | 30 | 0 | esc | 0.0012005 | 5.438e-13 | 0.00060025 | 2.719e-13 | 0.0015435 | 6.9917e-13
[79 empty] | WLDFR | HFTD - Distribution - Tier 2 - 4QU CoRE ¦ 4QU LoRE | Non-Red Flag Warning - Large Fires | 2049 | 1.7119e-08 | 8.5594e-09 | 2.201e-08 | 7.3713 | 0.88759 | 4.1075 | 2.3763 | 0 | 0 | 0 | 1.426e-05 |  | 1.2619e-07 | 0 | 1.2619e-07 | 6.3095e-08 | 0 | 6.3095e-08 | 1.6224e-07 | 0 | 1.6224e-07 | [16 empty] | 7.3.1.3 Ignition probability mapping showing the probability of ignition along the electric lines and equipmentWLDFRAggregatedAggregated | WLDFR | HFTD - Distribution - Tier 2 - 4QU CoRE ¦ 4QU LoRE | Seismic - Non-Red Flag Warning - Catastrophic Fires | Aggregated | Aggregated | 2046 | 4.5297e-10 | 0 | 690.0576 | 3.1258e-07 | 2046 | Mitigation | 0.08575 | 30 | 0 | esc | 0.0012005 | 5.438e-13 | 0.00060025 | 2.719e-13 | 0.0015435 | 6.9917e-13
[79 empty] | WLDFR | HFTD - Distribution - Tier 2 - 4QU CoRE ¦ 4QU LoRE | Non-Red Flag Warning - Large Fires | 2050 | 0 | 8.5594e-09 | 2.201e-08 | 7.3713 | 0.88759 | 4.1075 | 2.3763 | 0 | 0 | 0 | 1.426e-05 |  | 0 | 0 | 0 | 6.3095e-08 | 0 | 6.3095e-08 | 1.6224e-07 | 0 | 1.6224e-07 | [16 empty] | 7.3.1.3 Ignition probability mapping showing the probability of ignition along the electric lines and equipmentWLDFRAggregatedAggregated | WLDFR | HFTD - Distribution - Tier 2 - 4QU CoRE ¦ 4QU LoRE | Seismic - Non-Red Flag Warning - Catastrophic Fires | Aggregated | Aggregated | 2047 | 4.5297e-10 | 0 | 690.0576 | 3.1258e-07 | 2047 | Mitigation | 0.08575 | 30 | 0 | esc | 0.0012005 | 5.438e-13 | 0.00060025 | 2.719e-13 | 0.0015435 | 6.9917e-13
[79 empty] | WLDFR | HFTD - Distribution - Tier 2 - 4QU CoRE ¦ 4QU LoRE | Non-Red Flag Warning - Large Fires | 2051 | 0 | 0 | 2.201e-08 | 7.3713 | 0.88759 | 4.1075 | 2.3763 | 0 | 0 | 0 | 1.426e-05 |  | 0 | 0 | 0 | 0 | 0 | 0 | 1.6224e-07 | 0 | 1.6224e-07 | [16 empty] | 7.3.1.3 Ignition probability mapping showing the probability of ignition along the electric lines and equipmentWLDFRAggregatedAggregated | WLDFR | HFTD - Distribution - Tier 2 - 4QU CoRE ¦ 4QU LoRE | Seismic - Non-Red Flag Warning - Catastrophic Fires | Aggregated | Aggregated | 2048 | 4.5297e-10 | 0 | 690.0576 | 3.1258e-07 | 2048 | Mitigation | 0.08575 | 30 | 0 | esc | 0.0012005 | 5.438e-13 | 0.00060025 | 2.719e-13 | 0.0015435 | 6.9917e-13
[79 empty] | WLDFR | HFTD - Distribution - Tier 2 - 4QU CoRE ¦ 4QU LoRE | Non-Red Flag Warning - Small Fires | 2020 | 4.172e-06 | 0 | 0 | 0.077901 | 0.036425 | 0.0015809 | 0.039895 | 0 | 0 | 0 | 0.0034753 |  | 3.25e-07 | 0 | 3.25e-07 | 0 | 0 | 0 | 0 | 0 | 0 | [16 empty] | 7.3.1.3 Ignition probability mapping showing the probability of ignition along the electric lines and equipmentWLDFRAggregatedAggregated | WLDFR | HFTD - Distribution - Tier 2 - 4QU CoRE ¦ 4QU LoRE | Seismic - Non-Red Flag Warning - Catastrophic Fires | Aggregated | Aggregated | 2049 | 4.5297e-10 | 0 | 690.0576 | 3.1258e-07 | 2049 | Mitigation | 0.08575 | 30 | 0 | esc | 0.0012005 | 5.438e-13 | 0.00060025 | 2.719e-13 | 0.0015435 | 6.9917e-13
[79 empty] | WLDFR | HFTD - Distribution - Tier 2 - 4QU CoRE ¦ 4QU LoRE | Non-Red Flag Warning - Small Fires | 2021 | 4.172e-06 | 2.086e-06 | 0 | 0.077901 | 0.036425 | 0.0015809 | 0.039895 | 0 | 0 | 0 | 0.0034753 |  | 3.25e-07 | 0 | 3.25e-07 | 1.625e-07 | 0 | 1.625e-07 | 0 | 0 | 0 | [16 empty] | 7.3.1.3 Ignition probability mapping showing the probability of ignition along the electric lines and equipmentWLDFRAggregatedAggregated | WLDFR | HFTD - Distribution - Tier 2 - 4QU CoRE ¦ 4QU LoRE | Seismic - Non-Red Flag Warning - Catastrophic Fires | Aggregated | Aggregated | 2050 | 4.5297e-10 | 0 | 690.0576 | 3.1258e-07 | 2050 | Mitigation | 0.08575 | 30 | 0 | esc | 0 | 0 | 0.00060025 | 2.719e-13 | 0.0015435 | 6.9917e-13
[79 empty] | WLDFR | HFTD - Distribution - Tier 2 - 4QU CoRE ¦ 4QU LoRE | Non-Red Flag Warning - Small Fires | 2022 | 4.172e-06 | 2.086e-06 | 5.3641e-06 | 0.077901 | 0.036425 | 0.0015809 | 0.039895 | 0 | 0 | 0 | 0.0034753 |  | 3.25e-07 | 0 | 3.25e-07 | 1.625e-07 | 0 | 1.625e-07 | 4.1786e-07 | 0 | 4.1786e-07 | [16 empty] | 7.3.1.3 Ignition probability mapping showing the probability of ignition along the electric lines and equipmentWLDFRAggregatedAggregated | WLDFR | HFTD - Distribution - Tier 2 - 4QU CoRE ¦ 4QU LoRE | Seismic - Non-Red Flag Warning - Catastrophic Fires | Aggregated | Aggregated | 2051 | 4.5297e-10 | 0 | 690.0576 | 3.1258e-07 | 2051 | Mitigation | 0.08575 | 30 | 0 | esc | 0 | 0 | 0 | 0 | 0.0015435 | 6.9917e-13
[79 empty] | WLDFR | HFTD - Distribution - Tier 2 - 4QU CoRE ¦ 4QU LoRE | Non-Red Flag Warning - Small Fires | 2023 | 4.172e-06 | 2.086e-06 | 5.3641e-06 | 0.080408 | 0.03759 | 0.0016314 | 0.041187 | 0 | 0 | 0 | 0.0034753 |  | 3.3547e-07 | 0 | 3.3547e-07 | 1.6773e-07 | 0 | 1.6773e-07 | 4.3131e-07 | 0 | 4.3131e-07 | [16 empty] | 7.3.1.3 Ignition probability mapping showing the probability of ignition along the electric lines and equipmentWLDFRAggregatedAggregated | WLDFR | HFTD - Distribution - Tier 2 - 4QU CoRE ¦ 4QU LoRE | Seismic - Red Flag Warning - Catastrophic Fires | Aggregated | Aggregated | 2021 | 1.9536e-08 | 0 | 690.0576 | 1.3481e-05 | 2021 | Mitigation | 0.08575 | 30 | 0 | esc | 0.0012005 | 2.3453e-11 | 0.00060025 | 1.1727e-11 | 0 | 0
[79 empty] | WLDFR | HFTD - Distribution - Tier 2 - 4QU CoRE ¦ 4QU LoRE | Non-Red Flag Warning - Small Fires | 2024 | 4.172e-06 | 2.086e-06 | 5.3641e-06 | 0.080408 | 0.03759 | 0.0016314 | 0.041187 | 0 | 0 | 0 | 0.0034753 |  | 3.3547e-07 | 0 | 3.3547e-07 | 1.6773e-07 | 0 | 1.6773e-07 | 4.3131e-07 | 0 | 4.3131e-07 | [16 empty] | 7.3.1.3 Ignition probability mapping showing the probability of ignition along the electric lines and equipmentWLDFRAggregatedAggregated | WLDFR | HFTD - Distribution - Tier 2 - 4QU CoRE ¦ 4QU LoRE | Seismic - Red Flag Warning - Catastrophic Fires | Aggregated | Aggregated | 2022 | 1.9536e-08 | 0 | 690.0576 | 1.3481e-05 | 2022 | Mitigation | 0.08575 | 30 | 0 | esc | 0.0012005 | 2.3453e-11 | 0.00060025 | 1.1727e-11 | 0.0015435 | 3.0154e-11
[79 empty] | WLDFR | HFTD - Distribution - Tier 2 - 4QU CoRE ¦ 4QU LoRE | Non-Red Flag Warning - Small Fires | 2025 | 4.172e-06 | 2.086e-06 | 5.3641e-06 | 0.080408 | 0.03759 | 0.0016314 | 0.041187 | 0 | 0 | 0 | 0.0034753 |  | 3.3547e-07 | 0 | 3.3547e-07 | 1.6773e-07 | 0 | 1.6773e-07 | 4.3131e-07 | 0 | 4.3131e-07 | [16 empty] | 7.3.1.3 Ignition probability mapping showing the probability of ignition along the electric lines and equipmentWLDFRAggregatedAggregated | WLDFR | HFTD - Distribution - Tier 2 - 4QU CoRE ¦ 4QU LoRE | Seismic - Red Flag Warning - Catastrophic Fires | Aggregated | Aggregated | 2023 | 1.9536e-08 | 0 | 690.0576 | 1.3481e-05 | 2023 | Mitigation | 0.08575 | 30 | 0 | esc | 0.0012005 | 2.3453e-11 | 0.00060025 | 1.1727e-11 | 0.0015435 | 3.0154e-11
[79 empty] | WLDFR | HFTD - Distribution - Tier 2 - 4QU CoRE ¦ 4QU LoRE | Non-Red Flag Warning - Small Fires | 2026 | 4.172e-06 | 2.086e-06 | 5.3641e-06 | 0.080408 | 0.03759 | 0.0016314 | 0.041187 | 0 | 0 | 0 | 0.0034753 |  | 3.3547e-07 | 0 | 3.3547e-07 | 1.6773e-07 | 0 | 1.6773e-07 | 4.3131e-07 | 0 | 4.3131e-07 | [16 empty] | 7.3.1.3 Ignition probability mapping showing the probability of ignition along the electric lines and equipmentWLDFRAggregatedAggregated | WLDFR | HFTD - Distribution - Tier 2 - 4QU CoRE ¦ 4QU LoRE | Seismic - Red Flag Warning - Catastrophic Fires | Aggregated | Aggregated | 2024 | 1.9536e-08 | 0 | 690.0576 | 1.3481e-05 | 2024 | Mitigation | 0.08575 | 30 | 0 | esc | 0.0012005 | 2.3453e-11 | 0.00060025 | 1.1727e-11 | 0.0015435 | 3.0154e-11
[79 empty] | WLDFR | HFTD - Distribution - Tier 2 - 4QU CoRE ¦ 4QU LoRE | Non-Red Flag Warning - Small Fires | 2027 | 4.172e-06 | 2.086e-06 | 5.3641e-06 | 0.080408 | 0.03759 | 0.0016314 | 0.041187 | 0 | 0 | 0 | 0.0034753 |  | 3.3547e-07 | 0 | 3.3547e-07 | 1.6773e-07 | 0 | 1.6773e-07 | 4.3131e-07 | 0 | 4.3131e-07 | [16 empty] | 7.3.1.3 Ignition probability mapping showing the probability of ignition along the electric lines and equipmentWLDFRAggregatedAggregated | WLDFR | HFTD - Distribution - Tier 2 - 4QU CoRE ¦ 4QU LoRE | Seismic - Red Flag Warning - Catastrophic Fires | Aggregated | Aggregated | 2025 | 1.9536e-08 | 0 | 690.0576 | 1.3481e-05 | 2025 | Mitigation | 0.08575 | 30 | 0 | esc | 0.0012005 | 2.3453e-11 | 0.00060025 | 1.1727e-11 | 0.0015435 | 3.0154e-11
[79 empty] | WLDFR | HFTD - Distribution - Tier 2 - 4QU CoRE ¦ 4QU LoRE | Non-Red Flag Warning - Small Fires | 2028 | 4.172e-06 | 2.086e-06 | 5.3641e-06 | 0.083606 | 0.039055 | 0.001695 | 0.042856 | 0 | 0 | 0 | 0.0034753 |  | 3.4881e-07 | 0 | 3.4881e-07 | 1.744e-07 | 0 | 1.744e-07 | 4.4847e-07 | 0 | 4.4847e-07 | [16 empty] | 7.3.1.3 Ignition probability mapping showing the probability of ignition along the electric lines and equipmentWLDFRAggregatedAggregated | WLDFR | HFTD - Distribution - Tier 2 - 4QU CoRE ¦ 4QU LoRE | Seismic - Red Flag Warning - Catastrophic Fires | Aggregated | Aggregated | 2026 | 1.9536e-08 | 0 | 690.0576 | 1.3481e-05 | 2026 | Mitigation | 0.08575 | 30 | 0 | esc | 0.0012005 | 2.3453e-11 | 0.00060025 | 1.1727e-11 | 0.0015435 | 3.0154e-11
[79 empty] | WLDFR | HFTD - Distribution - Tier 2 - 4QU CoRE ¦ 4QU LoRE | Non-Red Flag Warning - Small Fires | 2029 | 4.172e-06 | 2.086e-06 | 5.3641e-06 | 0.083606 | 0.039055 | 0.001695 | 0.042856 | 0 | 0 | 0 | 0.0034753 |  | 3.4881e-07 | 0 | 3.4881e-07 | 1.744e-07 | 0 | 1.744e-07 | 4.4847e-07 | 0 | 4.4847e-07 | [16 empty] | 7.3.1.3 Ignition probability mapping showing the probability of ignition along the electric lines and equipmentWLDFRAggregatedAggregated | WLDFR | HFTD - Distribution - Tier 2 - 4QU CoRE ¦ 4QU LoRE | Seismic - Red Flag Warning - Catastrophic Fires | Aggregated | Aggregated | 2027 | 1.9536e-08 | 0 | 690.0576 | 1.3481e-05 | 2027 | Mitigation | 0.08575 | 30 | 0 | esc | 0.0012005 | 2.3453e-11 | 0.00060025 | 1.1727e-11 | 0.0015435 | 3.0154e-11
[79 empty] | WLDFR | HFTD - Distribution - Tier 2 - 4QU CoRE ¦ 4QU LoRE | Non-Red Flag Warning - Small Fires | 2030 | 4.172e-06 | 2.086e-06 | 5.3641e-06 | 0.083606 | 0.039055 | 0.001695 | 0.042856 | 0 | 0 | 0 | 0.0034753 |  | 3.4881e-07 | 0 | 3.4881e-07 | 1.744e-07 | 0 | 1.744e-07 | 4.4847e-07 | 0 | 4.4847e-07 | [16 empty] | 7.3.1.3 Ignition probability mapping showing the probability of ignition along the electric lines and equipmentWLDFRAggregatedAggregated | WLDFR | HFTD - Distribution - Tier 2 - 4QU CoRE ¦ 4QU LoRE | Seismic - Red Flag Warning - Catastrophic Fires | Aggregated | Aggregated | 2028 | 1.9536e-08 | 0 | 690.0576 | 1.3481e-05 | 2028 | Mitigation | 0.08575 | 30 | 0 | esc | 0.0012005 | 2.3453e-11 | 0.00060025 | 1.1727e-11 | 0.0015435 | 3.0154e-11
[79 empty] | WLDFR | HFTD - Distribution - Tier 2 - 4QU CoRE ¦ 4QU LoRE | Non-Red Flag Warning - Small Fires | 2031 | 4.172e-06 | 2.086e-06 | 5.3641e-06 | 0.083606 | 0.039055 | 0.001695 | 0.042856 | 0 | 0 | 0 | 0.0034753 |  | 3.4881e-07 | 0 | 3.4881e-07 | 1.744e-07 | 0 | 1.744e-07 | 4.4847e-07 | 0 | 4.4847e-07 | [16 empty] | 7.3.1.3 Ignition probability mapping showing the probability of ignition along the electric lines and equipmentWLDFRAggregatedAggregated | WLDFR | HFTD - Distribution - Tier 2 - 4QU CoRE ¦ 4QU LoRE | Seismic - Red Flag Warning - Catastrophic Fires | Aggregated | Aggregated | 2029 | 1.9536e-08 | 0 | 690.0576 | 1.3481e-05 | 2029 | Mitigation | 0.08575 | 30 | 0 | esc | 0.0012005 | 2.3453e-11 | 0.00060025 | 1.1727e-11 | 0.0015435 | 3.0154e-11
[79 empty] | WLDFR | HFTD - Distribution - Tier 2 - 4QU CoRE ¦ 4QU LoRE | Non-Red Flag Warning - Small Fires | 2032 | 4.172e-06 | 2.086e-06 | 5.3641e-06 | 0.083606 | 0.039055 | 0.001695 | 0.042856 | 0 | 0 | 0 | 0.0034753 |  | 3.4881e-07 | 0 | 3.4881e-07 | 1.744e-07 | 0 | 1.744e-07 | 4.4847e-07 | 0 | 4.4847e-07 | [16 empty] | 7.3.1.3 Ignition probability mapping showing the probability of ignition along the electric lines and equipmentWLDFRAggregatedAggregated | WLDFR | HFTD - Distribution - Tier 2 - 4QU CoRE ¦ 4QU LoRE | Seismic - Red Flag Warning - Catastrophic Fires | Aggregated | Aggregated | 2030 | 1.9536e-08 | 0 | 690.0576 | 1.3481e-05 | 2030 | Mitigation | 0.08575 | 30 | 0 | esc | 0.0012005 | 2.3453e-11 | 0.00060025 | 1.1727e-11 | 0.0015435 | 3.0154e-11
[79 empty] | WLDFR | HFTD - Distribution - Tier 2 - 4QU CoRE ¦ 4QU LoRE | Non-Red Flag Warning - Small Fires | 2033 | 4.172e-06 | 2.086e-06 | 5.3641e-06 | 0.087211 | 0.040679 | 0.0017655 | 0.044766 | 0 | 0 | 0 | 0.0034753 |  | 3.6385e-07 | 0 | 3.6385e-07 | 1.8192e-07 | 0 | 1.8192e-07 | 4.678e-07 | 0 | 4.678e-07 | [16 empty] | 7.3.1.3 Ignition probability mapping showing the probability of ignition along the electric lines and equipmentWLDFRAggregatedAggregated | WLDFR | HFTD - Distribution - Tier 2 - 4QU CoRE ¦ 4QU LoRE | Seismic - Red Flag Warning - Catastrophic Fires | Aggregated | Aggregated | 2031 | 1.9536e-08 | 0 | 690.0576 | 1.3481e-05 | 2031 | Mitigation | 0.08575 | 30 | 0 | esc | 0.0012005 | 2.3453e-11 | 0.00060025 | 1.1727e-11 | 0.0015435 | 3.0154e-11
[79 empty] | WLDFR | HFTD - Distribution - Tier 2 - 4QU CoRE ¦ 4QU LoRE | Non-Red Flag Warning - Small Fires | 2034 | 4.172e-06 | 2.086e-06 | 5.3641e-06 | 0.087211 | 0.040679 | 0.0017655 | 0.044766 | 0 | 0 | 0 | 0.0034753 |  | 3.6385e-07 | 0 | 3.6385e-07 | 1.8192e-07 | 0 | 1.8192e-07 | 4.678e-07 | 0 | 4.678e-07 | [16 empty] | 7.3.1.3 Ignition probability mapping showing the probability of ignition along the electric lines and equipmentWLDFRAggregatedAggregated | WLDFR | HFTD - Distribution - Tier 2 - 4QU CoRE ¦ 4QU LoRE | Seismic - Red Flag Warning - Catastrophic Fires | Aggregated | Aggregated | 2032 | 1.9536e-08 | 0 | 690.0576 | 1.3481e-05 | 2032 | Mitigation | 0.08575 | 30 | 0 | esc | 0.0012005 | 2.3453e-11 | 0.00060025 | 1.1727e-11 | 0.0015435 | 3.0154e-11
[79 empty] | WLDFR | HFTD - Distribution - Tier 2 - 4QU CoRE ¦ 4QU LoRE | Non-Red Flag Warning - Small Fires | 2035 | 4.172e-06 | 2.086e-06 | 5.3641e-06 | 0.087211 | 0.040679 | 0.0017655 | 0.044766 | 0 | 0 | 0 | 0.0034753 |  | 3.6385e-07 | 0 | 3.6385e-07 | 1.8192e-07 | 0 | 1.8192e-07 | 4.678e-07 | 0 | 4.678e-07 | [16 empty] | 7.3.1.3 Ignition probability mapping showing the probability of ignition along the electric lines and equipmentWLDFRAggregatedAggregated | WLDFR | HFTD - Distribution - Tier 2 - 4QU CoRE ¦ 4QU LoRE | Seismic - Red Flag Warning - Catastrophic Fires | Aggregated | Aggregated | 2033 | 1.9536e-08 | 0 | 690.0576 | 1.3481e-05 | 2033 | Mitigation | 0.08575 | 30 | 0 | esc | 0.0012005 | 2.3453e-11 | 0.00060025 | 1.1727e-11 | 0.0015435 | 3.0154e-11
[79 empty] | WLDFR | HFTD - Distribution - Tier 2 - 4QU CoRE ¦ 4QU LoRE | Non-Red Flag Warning - Small Fires | 2036 | 4.172e-06 | 2.086e-06 | 5.3641e-06 | 0.087211 | 0.040679 | 0.0017655 | 0.044766 | 0 | 0 | 0 | 0.0034753 |  | 3.6385e-07 | 0 | 3.6385e-07 | 1.8192e-07 | 0 | 1.8192e-07 | 4.678e-07 | 0 | 4.678e-07 | [16 empty] | 7.3.1.3 Ignition probability mapping showing the probability of ignition along the electric lines and equipmentWLDFRAggregatedAggregated | WLDFR | HFTD - Distribution - Tier 2 - 4QU CoRE ¦ 4QU LoRE | Seismic - Red Flag Warning - Catastrophic Fires | Aggregated | Aggregated | 2034 | 1.9536e-08 | 0 | 690.0576 | 1.3481e-05 | 2034 | Mitigation | 0.08575 | 30 | 0 | esc | 0.0012005 | 2.3453e-11 | 0.00060025 | 1.1727e-11 | 0.0015435 | 3.0154e-11
[79 empty] | WLDFR | HFTD - Distribution - Tier 2 - 4QU CoRE ¦ 4QU LoRE | Non-Red Flag Warning - Small Fires | 2037 | 4.172e-06 | 2.086e-06 | 5.3641e-06 | 0.087211 | 0.040679 | 0.0017655 | 0.044766 | 0 | 0 | 0 | 0.0034753 |  | 3.6385e-07 | 0 | 3.6385e-07 | 1.8192e-07 | 0 | 1.8192e-07 | 4.678e-07 | 0 | 4.678e-07 | [16 empty] | 7.3.1.3 Ignition probability mapping showing the probability of ignition along the electric lines and equipmentWLDFRAggregatedAggregated | WLDFR | HFTD - Distribution - Tier 2 - 4QU CoRE ¦ 4QU LoRE | Seismic - Red Flag Warning - Catastrophic Fires | Aggregated | Aggregated | 2035 | 1.9536e-08 | 0 | 690.0576 | 1.3481e-05 | 2035 | Mitigation | 0.08575 | 30 | 0 | esc | 0.0012005 | 2.3453e-11 | 0.00060025 | 1.1727e-11 | 0.0015435 | 3.0154e-11
[79 empty] | WLDFR | HFTD - Distribution - Tier 2 - 4QU CoRE ¦ 4QU LoRE | Non-Red Flag Warning - Small Fires | 2038 | 4.172e-06 | 2.086e-06 | 5.3641e-06 | 0.091184 | 0.042438 | 0.0018418 | 0.046905 | 0 | 0 | 0 | 0.0034753 |  | 3.8042e-07 | 0 | 3.8042e-07 | 1.9021e-07 | 0 | 1.9021e-07 | 4.8912e-07 | 0 | 4.8912e-07 | [16 empty] | 7.3.1.3 Ignition probability mapping showing the probability of ignition along the electric lines and equipmentWLDFRAggregatedAggregated | WLDFR | HFTD - Distribution - Tier 2 - 4QU CoRE ¦ 4QU LoRE | Seismic - Red Flag Warning - Catastrophic Fires | Aggregated | Aggregated | 2036 | 1.9536e-08 | 0 | 690.0576 | 1.3481e-05 | 2036 | Mitigation | 0.08575 | 30 | 0 | esc | 0.0012005 | 2.3453e-11 | 0.00060025 | 1.1727e-11 | 0.0015435 | 3.0154e-11
[79 empty] | WLDFR | HFTD - Distribution - Tier 2 - 4QU CoRE ¦ 4QU LoRE | Non-Red Flag Warning - Small Fires | 2039 | 4.172e-06 | 2.086e-06 | 5.3641e-06 | 0.091184 | 0.042438 | 0.0018418 | 0.046905 | 0 | 0 | 0 | 0.0034753 |  | 3.8042e-07 | 0 | 3.8042e-07 | 1.9021e-07 | 0 | 1.9021e-07 | 4.8912e-07 | 0 | 4.8912e-07 | [16 empty] | 7.3.1.3 Ignition probability mapping showing the probability of ignition along the electric lines and equipmentWLDFRAggregatedAggregated | WLDFR | HFTD - Distribution - Tier 2 - 4QU CoRE ¦ 4QU LoRE | Seismic - Red Flag Warning - Catastrophic Fires | Aggregated | Aggregated | 2037 | 1.9536e-08 | 0 | 690.0576 | 1.3481e-05 | 2037 | Mitigation | 0.08575 | 30 | 0 | esc | 0.0012005 | 2.3453e-11 | 0.00060025 | 1.1727e-11 | 0.0015435 | 3.0154e-11
[79 empty] | WLDFR | HFTD - Distribution - Tier 2 - 4QU CoRE ¦ 4QU LoRE | Non-Red Flag Warning - Small Fires | 2040 | 4.172e-06 | 2.086e-06 | 5.3641e-06 | 0.091184 | 0.042438 | 0.0018418 | 0.046905 | 0 | 0 | 0 | 0.0034753 |  | 3.8042e-07 | 0 | 3.8042e-07 | 1.9021e-07 | 0 | 1.9021e-07 | 4.8912e-07 | 0 | 4.8912e-07 | [16 empty] | 7.3.1.3 Ignition probability mapping showing the probability of ignition along the electric lines and equipmentWLDFRAggregatedAggregated | WLDFR | HFTD - Distribution - Tier 2 - 4QU CoRE ¦ 4QU LoRE | Seismic - Red Flag Warning - Catastrophic Fires | Aggregated | Aggregated | 2038 | 1.9536e-08 | 0 | 690.0576 | 1.3481e-05 | 2038 | Mitigation | 0.08575 | 30 | 0 | esc | 0.0012005 | 2.3453e-11 | 0.00060025 | 1.1727e-11 | 0.0015435 | 3.0154e-11
[79 empty] | WLDFR | HFTD - Distribution - Tier 2 - 4QU CoRE ¦ 4QU LoRE | Non-Red Flag Warning - Small Fires | 2041 | 4.172e-06 | 2.086e-06 | 5.3641e-06 | 0.091184 | 0.042438 | 0.0018418 | 0.046905 | 0 | 0 | 0 | 0.0034753 |  | 3.8042e-07 | 0 | 3.8042e-07 | 1.9021e-07 | 0 | 1.9021e-07 | 4.8912e-07 | 0 | 4.8912e-07 | [16 empty] | 7.3.1.3 Ignition probability mapping showing the probability of ignition along the electric lines and equipmentWLDFRAggregatedAggregated | WLDFR | HFTD - Distribution - Tier 2 - 4QU CoRE ¦ 4QU LoRE | Seismic - Red Flag Warning - Catastrophic Fires | Aggregated | Aggregated | 2039 | 1.9536e-08 | 0 | 690.0576 | 1.3481e-05 | 2039 | Mitigation | 0.08575 | 30 | 0 | esc | 0.0012005 | 2.3453e-11 | 0.00060025 | 1.1727e-11 | 0.0015435 | 3.0154e-11
[79 empty] | WLDFR | HFTD - Distribution - Tier 2 - 4QU CoRE ¦ 4QU LoRE | Non-Red Flag Warning - Small Fires | 2042 | 4.172e-06 | 2.086e-06 | 5.3641e-06 | 0.091184 | 0.042438 | 0.0018418 | 0.046905 | 0 | 0 | 0 | 0.0034753 |  | 3.8042e-07 | 0 | 3.8042e-07 | 1.9021e-07 | 0 | 1.9021e-07 | 4.8912e-07 | 0 | 4.8912e-07 | [16 empty] | 7.3.1.3 Ignition probability mapping showing the probability of ignition along the electric lines and equipmentWLDFRAggregatedAggregated | WLDFR | HFTD - Distribution - Tier 2 - 4QU CoRE ¦ 4QU LoRE | Seismic - Red Flag Warning - Catastrophic Fires | Aggregated | Aggregated | 2040 | 1.9536e-08 | 0 | 690.0576 | 1.3481e-05 | 2040 | Mitigation | 0.08575 | 30 | 0 | esc | 0.0012005 | 2.3453e-11 | 0.00060025 | 1.1727e-11 | 0.0015435 | 3.0154e-11
[79 empty] | WLDFR | HFTD - Distribution - Tier 2 - 4QU CoRE ¦ 4QU LoRE | Non-Red Flag Warning - Small Fires | 2043 | 4.172e-06 | 2.086e-06 | 5.3641e-06 | 0.095486 | 0.044306 | 0.0019228 | 0.049257 | 0 | 0 | 0 | 0.0034753 |  | 3.9837e-07 | 0 | 3.9837e-07 | 1.9919e-07 | 0 | 1.9919e-07 | 5.1219e-07 | 0 | 5.1219e-07 | [16 empty] | 7.3.1.3 Ignition probability mapping showing the probability of ignition along the electric lines and equipmentWLDFRAggregatedAggregated | WLDFR | HFTD - Distribution - Tier 2 - 4QU CoRE ¦ 4QU LoRE | Seismic - Red Flag Warning - Catastrophic Fires | Aggregated | Aggregated | 2041 | 1.9536e-08 | 0 | 690.0576 | 1.3481e-05 | 2041 | Mitigation | 0.08575 | 30 | 0 | esc | 0.0012005 | 2.3453e-11 | 0.00060025 | 1.1727e-11 | 0.0015435 | 3.0154e-11
[79 empty] | WLDFR | HFTD - Distribution - Tier 2 - 4QU CoRE ¦ 4QU LoRE | Non-Red Flag Warning - Small Fires | 2044 | 4.172e-06 | 2.086e-06 | 5.3641e-06 | 0.095486 | 0.044306 | 0.0019228 | 0.049257 | 0 | 0 | 0 | 0.0034753 |  | 3.9837e-07 | 0 | 3.9837e-07 | 1.9919e-07 | 0 | 1.9919e-07 | 5.1219e-07 | 0 | 5.1219e-07 | [16 empty] | 7.3.1.3 Ignition probability mapping showing the probability of ignition along the electric lines and equipmentWLDFRAggregatedAggregated | WLDFR | HFTD - Distribution - Tier 2 - 4QU CoRE ¦ 4QU LoRE | Seismic - Red Flag Warning - Catastrophic Fires | Aggregated | Aggregated | 2042 | 1.9536e-08 | 0 | 690.0576 | 1.3481e-05 | 2042 | Mitigation | 0.08575 | 30 | 0 | esc | 0.0012005 | 2.3453e-11 | 0.00060025 | 1.1727e-11 | 0.0015435 | 3.0154e-11
[79 empty] | WLDFR | HFTD - Distribution - Tier 2 - 4QU CoRE ¦ 4QU LoRE | Non-Red Flag Warning - Small Fires | 2045 | 4.172e-06 | 2.086e-06 | 5.3641e-06 | 0.095486 | 0.044306 | 0.0019228 | 0.049257 | 0 | 0 | 0 | 0.0034753 |  | 3.9837e-07 | 0 | 3.9837e-07 | 1.9919e-07 | 0 | 1.9919e-07 | 5.1219e-07 | 0 | 5.1219e-07 | [16 empty] | 7.3.1.3 Ignition probability mapping showing the probability of ignition along the electric lines and equipmentWLDFRAggregatedAggregated | WLDFR | HFTD - Distribution - Tier 2 - 4QU CoRE ¦ 4QU LoRE | Seismic - Red Flag Warning - Catastrophic Fires | Aggregated | Aggregated | 2043 | 1.9536e-08 | 0 | 690.0576 | 1.3481e-05 | 2043 | Mitigation | 0.08575 | 30 | 0 | esc | 0.0012005 | 2.3453e-11 | 0.00060025 | 1.1727e-11 | 0.0015435 | 3.0154e-11
[79 empty] | WLDFR | HFTD - Distribution - Tier 2 - 4QU CoRE ¦ 4QU LoRE | Non-Red Flag Warning - Small Fires | 2046 | 4.172e-06 | 2.086e-06 | 5.3641e-06 | 0.095486 | 0.044306 | 0.0019228 | 0.049257 | 0 | 0 | 0 | 0.0034753 |  | 3.9837e-07 | 0 | 3.9837e-07 | 1.9919e-07 | 0 | 1.9919e-07 | 5.1219e-07 | 0 | 5.1219e-07 | [16 empty] | 7.3.1.3 Ignition probability mapping showing the probability of ignition along the electric lines and equipmentWLDFRAggregatedAggregated | WLDFR | HFTD - Distribution - Tier 2 - 4QU CoRE ¦ 4QU LoRE | Seismic - Red Flag Warning - Catastrophic Fires | Aggregated | Aggregated | 2044 | 1.9536e-08 | 0 | 690.0576 | 1.3481e-05 | 2044 | Mitigation | 0.08575 | 30 | 0 | esc | 0.0012005 | 2.3453e-11 | 0.00060025 | 1.1727e-11 | 0.0015435 | 3.0154e-11
[79 empty] | WLDFR | HFTD - Distribution - Tier 2 - 4QU CoRE ¦ 4QU LoRE | Non-Red Flag Warning - Small Fires | 2047 | 4.172e-06 | 2.086e-06 | 5.3641e-06 | 0.095486 | 0.044306 | 0.0019228 | 0.049257 | 0 | 0 | 0 | 0.0034753 |  | 3.9837e-07 | 0 | 3.9837e-07 | 1.9919e-07 | 0 | 1.9919e-07 | 5.1219e-07 | 0 | 5.1219e-07 | [16 empty] | 7.3.1.3 Ignition probability mapping showing the probability of ignition along the electric lines and equipmentWLDFRAggregatedAggregated | WLDFR | HFTD - Distribution - Tier 2 - 4QU CoRE ¦ 4QU LoRE | Seismic - Red Flag Warning - Catastrophic Fires | Aggregated | Aggregated | 2045 | 1.9536e-08 | 0 | 690.0576 | 1.3481e-05 | 2045 | Mitigation | 0.08575 | 30 | 0 | esc | 0.0012005 | 2.3453e-11 | 0.00060025 | 1.1727e-11 | 0.0015435 | 3.0154e-11
[79 empty] | WLDFR | HFTD - Distribution - Tier 2 - 4QU CoRE ¦ 4QU LoRE | Non-Red Flag Warning - Small Fires | 2048 | 4.172e-06 | 2.086e-06 | 5.3641e-06 | 0.10007 | 0.04626 | 0.0020076 | 0.051804 | 0 | 0 | 0 | 0.0034753 |  | 4.175e-07 | 0 | 4.175e-07 | 2.0875e-07 | 0 | 2.0875e-07 | 5.3679e-07 | 0 | 5.3679e-07 | [16 empty] | 7.3.1.3 Ignition probability mapping showing the probability of ignition along the electric lines and equipmentWLDFRAggregatedAggregated | WLDFR | HFTD - Distribution - Tier 2 - 4QU CoRE ¦ 4QU LoRE | Seismic - Red Flag Warning - Catastrophic Fires | Aggregated | Aggregated | 2046 | 1.9536e-08 | 0 | 690.0576 | 1.3481e-05 | 2046 | Mitigation | 0.08575 | 30 | 0 | esc | 0.0012005 | 2.3453e-11 | 0.00060025 | 1.1727e-11 | 0.0015435 | 3.0154e-11
[79 empty] | WLDFR | HFTD - Distribution - Tier 2 - 4QU CoRE ¦ 4QU LoRE | Non-Red Flag Warning - Small Fires | 2049 | 4.172e-06 | 2.086e-06 | 5.3641e-06 | 0.10007 | 0.04626 | 0.0020076 | 0.051804 | 0 | 0 | 0 | 0.0034753 |  | 4.175e-07 | 0 | 4.175e-07 | 2.0875e-07 | 0 | 2.0875e-07 | 5.3679e-07 | 0 | 5.3679e-07 | [16 empty] | 7.3.1.3 Ignition probability mapping showing the probability of ignition along the electric lines and equipmentWLDFRAggregatedAggregated | WLDFR | HFTD - Distribution - Tier 2 - 4QU CoRE ¦ 4QU LoRE | Seismic - Red Flag Warning - Catastrophic Fires | Aggregated | Aggregated | 2047 | 1.9536e-08 | 0 | 690.0576 | 1.3481e-05 | 2047 | Mitigation | 0.08575 | 30 | 0 | esc | 0.0012005 | 2.3453e-11 | 0.00060025 | 1.1727e-11 | 0.0015435 | 3.0154e-11
[79 empty] | WLDFR | HFTD - Distribution - Tier 2 - 4QU CoRE ¦ 4QU LoRE | Non-Red Flag Warning - Small Fires | 2050 | 0 | 2.086e-06 | 5.3641e-06 | 0.10007 | 0.04626 | 0.0020076 | 0.051804 | 0 | 0 | 0 | 0.0034753 |  | 0 | 0 | 0 | 2.0875e-07 | 0 | 2.0875e-07 | 5.3679e-07 | 0 | 5.3679e-07 | [16 empty] | 7.3.1.3 Ignition probability mapping showing the probability of ignition along the electric lines and equipmentWLDFRAggregatedAggregated | WLDFR | HFTD - Distribution - Tier 2 - 4QU CoRE ¦ 4QU LoRE | Seismic - Red Flag Warning - Catastrophic Fires | Aggregated | Aggregated | 2048 | 1.9536e-08 | 0 | 690.0576 | 1.3481e-05 | 2048 | Mitigation | 0.08575 | 30 | 0 | esc | 0.0012005 | 2.3453e-11 | 0.00060025 | 1.1727e-11 | 0.0015435 | 3.0154e-11
[79 empty] | WLDFR | HFTD - Distribution - Tier 2 - 4QU CoRE ¦ 4QU LoRE | Non-Red Flag Warning - Small Fires | 2051 | 0 | 0 | 5.3641e-06 | 0.10007 | 0.04626 | 0.0020076 | 0.051804 | 0 | 0 | 0 | 0.0034753 |  | 0 | 0 | 0 | 0 | 0 | 0 | 5.3679e-07 | 0 | 5.3679e-07 | [16 empty] | 7.3.1.3 Ignition probability mapping showing the probability of ignition along the electric lines and equipmentWLDFRAggregatedAggregated | WLDFR | HFTD - Distribution - Tier 2 - 4QU CoRE ¦ 4QU LoRE | Seismic - Red Flag Warning - Catastrophic Fires | Aggregated | Aggregated | 2049 | 1.9536e-08 | 0 | 690.0576 | 1.3481e-05 | 2049 | Mitigation | 0.08575 | 30 | 0 | esc | 0.0012005 | 2.3453e-11 | 0.00060025 | 1.1727e-11 | 0.0015435 | 3.0154e-11
[79 empty] | WLDFR | HFTD - Distribution - Tier 2 - 4QU CoRE ¦ 4QU LoRE | Red Flag Warning - Catastrophic Fires | 2020 | 9.0676e-09 | 0 | 0 | 14146.1306 | 222.2294 | 8585.7228 | 5338.1784 | 0 | 0 | 0 | 7.5532e-06 |  | 0.00012827 | 0 | 0.00012827 | 0 | 0 | 0 | 0 | 0 | 0 | [16 empty] | 7.3.1.3 Ignition probability mapping showing the probability of ignition along the electric lines and equipmentWLDFRAggregatedAggregated | WLDFR | HFTD - Distribution - Tier 2 - 4QU CoRE ¦ 4QU LoRE | Seismic - Red Flag Warning - Catastrophic Fires | Aggregated | Aggregated | 2050 | 1.9536e-08 | 0 | 690.0576 | 1.3481e-05 | 2050 | Mitigation | 0.08575 | 30 | 0 | esc | 0 | 0 | 0.00060025 | 1.1727e-11 | 0.0015435 | 3.0154e-11
[79 empty] | WLDFR | HFTD - Distribution - Tier 2 - 4QU CoRE ¦ 4QU LoRE | Red Flag Warning - Catastrophic Fires | 2021 | 9.0676e-09 | 4.5338e-09 | 0 | 14146.1306 | 222.2294 | 8585.7228 | 5338.1784 | 0 | 0 | 0 | 7.5532e-06 |  | 0.00012827 | 0 | 0.00012827 | 6.4136e-05 | 0 | 6.4136e-05 | 0 | 0 | 0 | [16 empty] | 7.3.1.3 Ignition probability mapping showing the probability of ignition along the electric lines and equipmentWLDFRAggregatedAggregated | WLDFR | HFTD - Distribution - Tier 2 - 4QU CoRE ¦ 4QU LoRE | Seismic - Red Flag Warning - Catastrophic Fires | Aggregated | Aggregated | 2051 | 1.9536e-08 | 0 | 690.0576 | 1.3481e-05 | 2051 | Mitigation | 0.08575 | 30 | 0 | esc | 0 | 0 | 0 | 0 | 0.0015435 | 3.0154e-11
[79 empty] | WLDFR | HFTD - Distribution - Tier 2 - 4QU CoRE ¦ 4QU LoRE | Red Flag Warning - Catastrophic Fires | 2022 | 9.0676e-09 | 4.5338e-09 | 1.1658e-08 | 14146.1306 | 222.2294 | 8585.7228 | 5338.1784 | 0 | 0 | 0 | 7.5532e-06 |  | 0.00012827 | 0 | 0.00012827 | 6.4136e-05 | 0 | 6.4136e-05 | 0.00016492 | 0 | 0.00016492 | [16 empty] | 7.3.1.3 Ignition probability mapping showing the probability of ignition along the electric lines and equipmentWLDFRAggregatedAggregated | WLDFR | HFTD - Distribution - Tier 2 - 4QU CoRE ¦ 5QU LoRE | Non-Red Flag Warning - Catastrophic Fires | Aggregated | Aggregated | 2021 | 3.4425e-07 | 0 | 489.3555 | 0.00016846 | 2021 | Mitigation | 0.08575 | 30 | 0 | esc | 0.0012005 | 4.1328e-10 | 0.00060025 | 2.0664e-10 | 0 | 0
[79 empty] | WLDFR | HFTD - Distribution - Tier 2 - 4QU CoRE ¦ 4QU LoRE | Red Flag Warning - Catastrophic Fires | 2023 | 9.0676e-09 | 4.5338e-09 | 1.1658e-08 | 14664.6376 | 233.2301 | 8896.516 | 5534.8915 | 0 | 0 | 0 | 7.5532e-06 |  | 0.00013297 | 0 | 0.00013297 | 6.6486e-05 | 0 | 6.6486e-05 | 0.00017096 | 0 | 0.00017096 | [16 empty] | 7.3.1.3 Ignition probability mapping showing the probability of ignition along the electric lines and equipmentWLDFRAggregatedAggregated | WLDFR | HFTD - Distribution - Tier 2 - 4QU CoRE ¦ 5QU LoRE | Non-Red Flag Warning - Catastrophic Fires | Aggregated | Aggregated | 2022 | 3.4425e-07 | 0 | 489.3555 | 0.00016846 | 2022 | Mitigation | 0.08575 | 30 | 0 | esc | 0.0012005 | 4.1328e-10 | 0.00060025 | 2.0664e-10 | 0.0015435 | 5.3136e-10
[79 empty] | WLDFR | HFTD - Distribution - Tier 2 - 4QU CoRE ¦ 4QU LoRE | Red Flag Warning - Catastrophic Fires | 2024 | 9.0676e-09 | 4.5338e-09 | 1.1658e-08 | 14664.6376 | 233.2301 | 8896.516 | 5534.8915 | 0 | 0 | 0 | 7.5532e-06 |  | 0.00013297 | 0 | 0.00013297 | 6.6486e-05 | 0 | 6.6486e-05 | 0.00017096 | 0 | 0.00017096 | [16 empty] | 7.3.1.3 Ignition probability mapping showing the probability of ignition along the electric lines and equipmentWLDFRAggregatedAggregated | WLDFR | HFTD - Distribution - Tier 2 - 4QU CoRE ¦ 5QU LoRE | Non-Red Flag Warning - Catastrophic Fires | Aggregated | Aggregated | 2023 | 3.4425e-07 | 0 | 489.3555 | 0.00016846 | 2023 | Mitigation | 0.08575 | 30 | 0 | esc | 0.0012005 | 4.1328e-10 | 0.00060025 | 2.0664e-10 | 0.0015435 | 5.3136e-10
[79 empty] | WLDFR | HFTD - Distribution - Tier 2 - 4QU CoRE ¦ 4QU LoRE | Red Flag Warning - Catastrophic Fires | 2025 | 9.0676e-09 | 4.5338e-09 | 1.1658e-08 | 14664.6376 | 233.2301 | 8896.516 | 5534.8915 | 0 | 0 | 0 | 7.5532e-06 |  | 0.00013297 | 0 | 0.00013297 | 6.6486e-05 | 0 | 6.6486e-05 | 0.00017096 | 0 | 0.00017096 | [16 empty] | 7.3.1.3 Ignition probability mapping showing the probability of ignition along the electric lines and equipmentWLDFRAggregatedAggregated | WLDFR | HFTD - Distribution - Tier 2 - 4QU CoRE ¦ 5QU LoRE | Non-Red Flag Warning - Catastrophic Fires | Aggregated | Aggregated | 2024 | 3.4425e-07 | 0 | 489.3555 | 0.00016846 | 2024 | Mitigation | 0.08575 | 30 | 0 | esc | 0.0012005 | 4.1328e-10 | 0.00060025 | 2.0664e-10 | 0.0015435 | 5.3136e-10
[79 empty] | WLDFR | HFTD - Distribution - Tier 2 - 4QU CoRE ¦ 4QU LoRE | Red Flag Warning - Catastrophic Fires | 2026 | 9.0676e-09 | 4.5338e-09 | 1.1658e-08 | 14664.6376 | 233.2301 | 8896.516 | 5534.8915 | 0 | 0 | 0 | 7.5532e-06 |  | 0.00013297 | 0 | 0.00013297 | 6.6486e-05 | 0 | 6.6486e-05 | 0.00017096 | 0 | 0.00017096 | [16 empty] | 7.3.1.3 Ignition probability mapping showing the probability of ignition along the electric lines and equipmentWLDFRAggregatedAggregated | WLDFR | HFTD - Distribution - Tier 2 - 4QU CoRE ¦ 5QU LoRE | Non-Red Flag Warning - Catastrophic Fires | Aggregated | Aggregated | 2025 | 3.4425e-07 | 0 | 489.3555 | 0.00016846 | 2025 | Mitigation | 0.08575 | 30 | 0 | esc | 0.0012005 | 4.1328e-10 | 0.00060025 | 2.0664e-10 | 0.0015435 | 5.3136e-10
[79 empty] | WLDFR | HFTD - Distribution - Tier 2 - 4QU CoRE ¦ 4QU LoRE | Red Flag Warning - Catastrophic Fires | 2027 | 9.0676e-09 | 4.5338e-09 | 1.1658e-08 | 14664.6376 | 233.2301 | 8896.516 | 5534.8915 | 0 | 0 | 0 | 7.5532e-06 |  | 0.00013297 | 0 | 0.00013297 | 6.6486e-05 | 0 | 6.6486e-05 | 0.00017096 | 0 | 0.00017096 | [16 empty] | 7.3.1.3 Ignition probability mapping showing the probability of ignition along the electric lines and equipmentWLDFRAggregatedAggregated | WLDFR | HFTD - Distribution - Tier 2 - 4QU CoRE ¦ 5QU LoRE | Non-Red Flag Warning - Catastrophic Fires | Aggregated | Aggregated | 2026 | 3.4425e-07 | 0 | 489.3555 | 0.00016846 | 2026 | Mitigation | 0.08575 | 30 | 0 | esc | 0.0012005 | 4.1328e-10 | 0.00060025 | 2.0664e-10 | 0.0015435 | 5.3136e-10
[79 empty] | WLDFR | HFTD - Distribution - Tier 2 - 4QU CoRE ¦ 4QU LoRE | Red Flag Warning - Catastrophic Fires | 2028 | 9.0676e-09 | 4.5338e-09 | 1.1658e-08 | 15317.9909 | 247.273 | 9287.6491 | 5783.0689 | 0 | 0 | 0 | 7.5532e-06 |  | 0.0001389 | 0 | 0.0001389 | 6.9448e-05 | 0 | 6.9448e-05 | 0.00017858 | 0 | 0.00017858 | [16 empty] | 7.3.1.3 Ignition probability mapping showing the probability of ignition along the electric lines and equipmentWLDFRAggregatedAggregated | WLDFR | HFTD - Distribution - Tier 2 - 4QU CoRE ¦ 5QU LoRE | Non-Red Flag Warning - Catastrophic Fires | Aggregated | Aggregated | 2027 | 3.4425e-07 | 0 | 489.3555 | 0.00016846 | 2027 | Mitigation | 0.08575 | 30 | 0 | esc | 0.0012005 | 4.1328e-10 | 0.00060025 | 2.0664e-10 | 0.0015435 | 5.3136e-10
[79 empty] | WLDFR | HFTD - Distribution - Tier 2 - 4QU CoRE ¦ 4QU LoRE | Red Flag Warning - Catastrophic Fires | 2029 | 9.0676e-09 | 4.5338e-09 | 1.1658e-08 | 15317.9909 | 247.273 | 9287.6491 | 5783.0689 | 0 | 0 | 0 | 7.5532e-06 |  | 0.0001389 | 0 | 0.0001389 | 6.9448e-05 | 0 | 6.9448e-05 | 0.00017858 | 0 | 0.00017858 | [16 empty] | 7.3.1.3 Ignition probability mapping showing the probability of ignition along the electric lines and equipmentWLDFRAggregatedAggregated | WLDFR | HFTD - Distribution - Tier 2 - 4QU CoRE ¦ 5QU LoRE | Non-Red Flag Warning - Catastrophic Fires | Aggregated | Aggregated | 2028 | 3.4425e-07 | 0 | 489.3555 | 0.00016846 | 2028 | Mitigation | 0.08575 | 30 | 0 | esc | 0.0012005 | 4.1328e-10 | 0.00060025 | 2.0664e-10 | 0.0015435 | 5.3136e-10
[79 empty] | WLDFR | HFTD - Distribution - Tier 2 - 4QU CoRE ¦ 4QU LoRE | Red Flag Warning - Catastrophic Fires | 2030 | 9.0676e-09 | 4.5338e-09 | 1.1658e-08 | 15317.9909 | 247.273 | 9287.6491 | 5783.0689 | 0 | 0 | 0 | 7.5532e-06 |  | 0.0001389 | 0 | 0.0001389 | 6.9448e-05 | 0 | 6.9448e-05 | 0.00017858 | 0 | 0.00017858 | [16 empty] | 7.3.1.3 Ignition probability mapping showing the probability of ignition along the electric lines and equipmentWLDFRAggregatedAggregated | WLDFR | HFTD - Distribution - Tier 2 - 4QU CoRE ¦ 5QU LoRE | Non-Red Flag Warning - Catastrophic Fires | Aggregated | Aggregated | 2029 | 3.4425e-07 | 0 | 489.3555 | 0.00016846 | 2029 | Mitigation | 0.08575 | 30 | 0 | esc | 0.0012005 | 4.1328e-10 | 0.00060025 | 2.0664e-10 | 0.0015435 | 5.3136e-10
[79 empty] | WLDFR | HFTD - Distribution - Tier 2 - 4QU CoRE ¦ 4QU LoRE | Red Flag Warning - Catastrophic Fires | 2031 | 9.0676e-09 | 4.5338e-09 | 1.1658e-08 | 15317.9909 | 247.273 | 9287.6491 | 5783.0689 | 0 | 0 | 0 | 7.5532e-06 |  | 0.0001389 | 0 | 0.0001389 | 6.9448e-05 | 0 | 6.9448e-05 | 0.00017858 | 0 | 0.00017858 | [16 empty] | 7.3.1.3 Ignition probability mapping showing the probability of ignition along the electric lines and equipmentWLDFRAggregatedAggregated | WLDFR | HFTD - Distribution - Tier 2 - 4QU CoRE ¦ 5QU LoRE | Non-Red Flag Warning - Catastrophic Fires | Aggregated | Aggregated | 2030 | 3.4425e-07 | 0 | 489.3555 | 0.00016846 | 2030 | Mitigation | 0.08575 | 30 | 0 | esc | 0.0012005 | 4.1328e-10 | 0.00060025 | 2.0664e-10 | 0.0015435 | 5.3136e-10
[79 empty] | WLDFR | HFTD - Distribution - Tier 2 - 4QU CoRE ¦ 4QU LoRE | Red Flag Warning - Catastrophic Fires | 2032 | 9.0676e-09 | 4.5338e-09 | 1.1658e-08 | 15317.9909 | 247.273 | 9287.6491 | 5783.0689 | 0 | 0 | 0 | 7.5532e-06 |  | 0.0001389 | 0 | 0.0001389 | 6.9448e-05 | 0 | 6.9448e-05 | 0.00017858 | 0 | 0.00017858 | [16 empty] | 7.3.1.3 Ignition probability mapping showing the probability of ignition along the electric lines and equipmentWLDFRAggregatedAggregated | WLDFR | HFTD - Distribution - Tier 2 - 4QU CoRE ¦ 5QU LoRE | Non-Red Flag Warning - Catastrophic Fires | Aggregated | Aggregated | 2031 | 3.4425e-07 | 0 | 489.3555 | 0.00016846 | 2031 | Mitigation | 0.08575 | 30 | 0 | esc | 0.0012005 | 4.1328e-10 | 0.00060025 | 2.0664e-10 | 0.0015435 | 5.3136e-10
[79 empty] | WLDFR | HFTD - Distribution - Tier 2 - 4QU CoRE ¦ 4QU LoRE | Red Flag Warning - Catastrophic Fires | 2033 | 9.0676e-09 | 4.5338e-09 | 1.1658e-08 | 16044.1264 | 263.1074 | 9721.74 | 6059.2791 | 0 | 0 | 0 | 7.5532e-06 |  | 0.00014548 | 0 | 0.00014548 | 7.2741e-05 | 0 | 7.2741e-05 | 0.00018705 | 0 | 0.00018705 | [16 empty] | 7.3.1.3 Ignition probability mapping showing the probability of ignition along the electric lines and equipmentWLDFRAggregatedAggregated | WLDFR | HFTD - Distribution - Tier 2 - 4QU CoRE ¦ 5QU LoRE | Non-Red Flag Warning - Catastrophic Fires | Aggregated | Aggregated | 2032 | 3.4425e-07 | 0 | 489.3555 | 0.00016846 | 2032 | Mitigation | 0.08575 | 30 | 0 | esc | 0.0012005 | 4.1328e-10 | 0.00060025 | 2.0664e-10 | 0.0015435 | 5.3136e-10
[79 empty] | WLDFR | HFTD - Distribution - Tier 2 - 4QU CoRE ¦ 4QU LoRE | Red Flag Warning - Catastrophic Fires | 2034 | 9.0676e-09 | 4.5338e-09 | 1.1658e-08 | 16044.1264 | 263.1074 | 9721.74 | 6059.2791 | 0 | 0 | 0 | 7.5532e-06 |  | 0.00014548 | 0 | 0.00014548 | 7.2741e-05 | 0 | 7.2741e-05 | 0.00018705 | 0 | 0.00018705 | [16 empty] | 7.3.1.3 Ignition probability mapping showing the probability of ignition along the electric lines and equipmentWLDFRAggregatedAggregated | WLDFR | HFTD - Distribution - Tier 2 - 4QU CoRE ¦ 5QU LoRE | Non-Red Flag Warning - Catastrophic Fires | Aggregated | Aggregated | 2033 | 3.4425e-07 | 0 | 489.3555 | 0.00016846 | 2033 | Mitigation | 0.08575 | 30 | 0 | esc | 0.0012005 | 4.1328e-10 | 0.00060025 | 2.0664e-10 | 0.0015435 | 5.3136e-10
[79 empty] | WLDFR | HFTD - Distribution - Tier 2 - 4QU CoRE ¦ 4QU LoRE | Red Flag Warning - Catastrophic Fires | 2035 | 9.0676e-09 | 4.5338e-09 | 1.1658e-08 | 16044.1264 | 263.1074 | 9721.74 | 6059.2791 | 0 | 0 | 0 | 7.5532e-06 |  | 0.00014548 | 0 | 0.00014548 | 7.2741e-05 | 0 | 7.2741e-05 | 0.00018705 | 0 | 0.00018705 | [16 empty] | 7.3.1.3 Ignition probability mapping showing the probability of ignition along the electric lines and equipmentWLDFRAggregatedAggregated | WLDFR | HFTD - Distribution - Tier 2 - 4QU CoRE ¦ 5QU LoRE | Non-Red Flag Warning - Catastrophic Fires | Aggregated | Aggregated | 2034 | 3.4425e-07 | 0 | 489.3555 | 0.00016846 | 2034 | Mitigation | 0.08575 | 30 | 0 | esc | 0.0012005 | 4.1328e-10 | 0.00060025 | 2.0664e-10 | 0.0015435 | 5.3136e-10
[79 empty] | WLDFR | HFTD - Distribution - Tier 2 - 4QU CoRE ¦ 4QU LoRE | Red Flag Warning - Catastrophic Fires | 2036 | 9.0676e-09 | 4.5338e-09 | 1.1658e-08 | 16044.1264 | 263.1074 | 9721.74 | 6059.2791 | 0 | 0 | 0 | 7.5532e-06 |  | 0.00014548 | 0 | 0.00014548 | 7.2741e-05 | 0 | 7.2741e-05 | 0.00018705 | 0 | 0.00018705 | [16 empty] | 7.3.1.3 Ignition probability mapping showing the probability of ignition along the electric lines and equipmentWLDFRAggregatedAggregated | WLDFR | HFTD - Distribution - Tier 2 - 4QU CoRE ¦ 5QU LoRE | Non-Red Flag Warning - Catastrophic Fires | Aggregated | Aggregated | 2035 | 3.4425e-07 | 0 | 489.3555 | 0.00016846 | 2035 | Mitigation | 0.08575 | 30 | 0 | esc | 0.0012005 | 4.1328e-10 | 0.00060025 | 2.0664e-10 | 0.0015435 | 5.3136e-10
[79 empty] | WLDFR | HFTD - Distribution - Tier 2 - 4QU CoRE ¦ 4QU LoRE | Red Flag Warning - Catastrophic Fires | 2037 | 9.0676e-09 | 4.5338e-09 | 1.1658e-08 | 16044.1264 | 263.1074 | 9721.74 | 6059.2791 | 0 | 0 | 0 | 7.5532e-06 |  | 0.00014548 | 0 | 0.00014548 | 7.2741e-05 | 0 | 7.2741e-05 | 0.00018705 | 0 | 0.00018705 | [16 empty] | 7.3.1.3 Ignition probability mapping showing the probability of ignition along the electric lines and equipmentWLDFRAggregatedAggregated | WLDFR | HFTD - Distribution - Tier 2 - 4QU CoRE ¦ 5QU LoRE | Non-Red Flag Warning - Catastrophic Fires | Aggregated | Aggregated | 2036 | 3.4425e-07 | 0 | 489.3555 | 0.00016846 | 2036 | Mitigation | 0.08575 | 30 | 0 | esc | 0.0012005 | 4.1328e-10 | 0.00060025 | 2.0664e-10 | 0.0015435 | 5.3136e-10
[79 empty] | WLDFR | HFTD - Distribution - Tier 2 - 4QU CoRE ¦ 4QU LoRE | Red Flag Warning - Catastrophic Fires | 2038 | 9.0676e-09 | 4.5338e-09 | 1.1658e-08 | 16832.3912 | 280.5544 | 10192.2718 | 6359.5651 | 0 | 0 | 0 | 7.5532e-06 |  | 0.00015263 | 0 | 0.00015263 | 7.6314e-05 | 0 | 7.6314e-05 | 0.00019624 | 0 | 0.00019624 | [16 empty] | 7.3.1.3 Ignition probability mapping showing the probability of ignition along the electric lines and equipmentWLDFRAggregatedAggregated | WLDFR | HFTD - Distribution - Tier 2 - 4QU CoRE ¦ 5QU LoRE | Non-Red Flag Warning - Catastrophic Fires | Aggregated | Aggregated | 2037 | 3.4425e-07 | 0 | 489.3555 | 0.00016846 | 2037 | Mitigation | 0.08575 | 30 | 0 | esc | 0.0012005 | 4.1328e-10 | 0.00060025 | 2.0664e-10 | 0.0015435 | 5.3136e-10
[79 empty] | WLDFR | HFTD - Distribution - Tier 2 - 4QU CoRE ¦ 4QU LoRE | Red Flag Warning - Catastrophic Fires | 2039 | 9.0676e-09 | 4.5338e-09 | 1.1658e-08 | 16832.3912 | 280.5544 | 10192.2718 | 6359.5651 | 0 | 0 | 0 | 7.5532e-06 |  | 0.00015263 | 0 | 0.00015263 | 7.6314e-05 | 0 | 7.6314e-05 | 0.00019624 | 0 | 0.00019624 | [16 empty] | 7.3.1.3 Ignition probability mapping showing the probability of ignition along the electric lines and equipmentWLDFRAggregatedAggregated | WLDFR | HFTD - Distribution - Tier 2 - 4QU CoRE ¦ 5QU LoRE | Non-Red Flag Warning - Catastrophic Fires | Aggregated | Aggregated | 2038 | 3.4425e-07 | 0 | 489.3555 | 0.00016846 | 2038 | Mitigation | 0.08575 | 30 | 0 | esc | 0.0012005 | 4.1328e-10 | 0.00060025 | 2.0664e-10 | 0.0015435 | 5.3136e-10
[79 empty] | WLDFR | HFTD - Distribution - Tier 2 - 4QU CoRE ¦ 4QU LoRE | Red Flag Warning - Catastrophic Fires | 2040 | 9.0676e-09 | 4.5338e-09 | 1.1658e-08 | 16832.3912 | 280.5544 | 10192.2718 | 6359.5651 | 0 | 0 | 0 | 7.5532e-06 |  | 0.00015263 | 0 | 0.00015263 | 7.6314e-05 | 0 | 7.6314e-05 | 0.00019624 | 0 | 0.00019624 | [16 empty] | 7.3.1.3 Ignition probability mapping showing the probability of ignition along the electric lines and equipmentWLDFRAggregatedAggregated | WLDFR | HFTD - Distribution - Tier 2 - 4QU CoRE ¦ 5QU LoRE | Non-Red Flag Warning - Catastrophic Fires | Aggregated | Aggregated | 2039 | 3.4425e-07 | 0 | 489.3555 | 0.00016846 | 2039 | Mitigation | 0.08575 | 30 | 0 | esc | 0.0012005 | 4.1328e-10 | 0.00060025 | 2.0664e-10 | 0.0015435 | 5.3136e-10
[79 empty] | WLDFR | HFTD - Distribution - Tier 2 - 4QU CoRE ¦ 4QU LoRE | Red Flag Warning - Catastrophic Fires | 2041 | 9.0676e-09 | 4.5338e-09 | 1.1658e-08 | 16832.3912 | 280.5544 | 10192.2718 | 6359.5651 | 0 | 0 | 0 | 7.5532e-06 |  | 0.00015263 | 0 | 0.00015263 | 7.6314e-05 | 0 | 7.6314e-05 | 0.00019624 | 0 | 0.00019624 | [16 empty] | 7.3.1.3 Ignition probability mapping showing the probability of ignition along the electric lines and equipmentWLDFRAggregatedAggregated | WLDFR | HFTD - Distribution - Tier 2 - 4QU CoRE ¦ 5QU LoRE | Non-Red Flag Warning - Catastrophic Fires | Aggregated | Aggregated | 2040 | 3.4425e-07 | 0 | 489.3555 | 0.00016846 | 2040 | Mitigation | 0.08575 | 30 | 0 | esc | 0.0012005 | 4.1328e-10 | 0.00060025 | 2.0664e-10 | 0.0015435 | 5.3136e-10
[79 empty] | WLDFR | HFTD - Distribution - Tier 2 - 4QU CoRE ¦ 4QU LoRE | Red Flag Warning - Catastrophic Fires | 2042 | 9.0676e-09 | 4.5338e-09 | 1.1658e-08 | 16832.3912 | 280.5544 | 10192.2718 | 6359.5651 | 0 | 0 | 0 | 7.5532e-06 |  | 0.00015263 | 0 | 0.00015263 | 7.6314e-05 | 0 | 7.6314e-05 | 0.00019624 | 0 | 0.00019624 | [16 empty] | 7.3.1.3 Ignition probability mapping showing the probability of ignition along the electric lines and equipmentWLDFRAggregatedAggregated | WLDFR | HFTD - Distribution - Tier 2 - 4QU CoRE ¦ 5QU LoRE | Non-Red Flag Warning - Catastrophic Fires | Aggregated | Aggregated | 2041 | 3.4425e-07 | 0 | 489.3555 | 0.00016846 | 2041 | Mitigation | 0.08575 | 30 | 0 | esc | 0.0012005 | 4.1328e-10 | 0.00060025 | 2.0664e-10 | 0.0015435 | 5.3136e-10
[79 empty] | WLDFR | HFTD - Distribution - Tier 2 - 4QU CoRE ¦ 4QU LoRE | Red Flag Warning - Catastrophic Fires | 2043 | 9.0676e-09 | 4.5338e-09 | 1.1658e-08 | 17672.0852 | 299.42 | 10692.7362 | 6679.929 | 0 | 0 | 0 | 7.5532e-06 |  | 0.00016024 | 0 | 0.00016024 | 8.0121e-05 | 0 | 8.0121e-05 | 0.00020603 | 0 | 0.00020603 | [16 empty] | 7.3.1.3 Ignition probability mapping showing the probability of ignition along the electric lines and equipmentWLDFRAggregatedAggregated | WLDFR | HFTD - Distribution - Tier 2 - 4QU CoRE ¦ 5QU LoRE | Non-Red Flag Warning - Catastrophic Fires | Aggregated | Aggregated | 2042 | 3.4425e-07 | 0 | 489.3555 | 0.00016846 | 2042 | Mitigation | 0.08575 | 30 | 0 | esc | 0.0012005 | 4.1328e-10 | 0.00060025 | 2.0664e-10 | 0.0015435 | 5.3136e-10
[79 empty] | WLDFR | HFTD - Distribution - Tier 2 - 4QU CoRE ¦ 4QU LoRE | Red Flag Warning - Catastrophic Fires | 2044 | 9.0676e-09 | 4.5338e-09 | 1.1658e-08 | 17672.0852 | 299.42 | 10692.7362 | 6679.929 | 0 | 0 | 0 | 7.5532e-06 |  | 0.00016024 | 0 | 0.00016024 | 8.0121e-05 | 0 | 8.0121e-05 | 0.00020603 | 0 | 0.00020603 | [16 empty] | 7.3.1.3 Ignition probability mapping showing the probability of ignition along the electric lines and equipmentWLDFRAggregatedAggregated | WLDFR | HFTD - Distribution - Tier 2 - 4QU CoRE ¦ 5QU LoRE | Non-Red Flag Warning - Catastrophic Fires | Aggregated | Aggregated | 2043 | 3.4425e-07 | 0 | 489.3555 | 0.00016846 | 2043 | Mitigation | 0.08575 | 30 | 0 | esc | 0.0012005 | 4.1328e-10 | 0.00060025 | 2.0664e-10 | 0.0015435 | 5.3136e-10
[79 empty] | WLDFR | HFTD - Distribution - Tier 2 - 4QU CoRE ¦ 4QU LoRE | Red Flag Warning - Catastrophic Fires | 2045 | 9.0676e-09 | 4.5338e-09 | 1.1658e-08 | 17672.0852 | 299.42 | 10692.7362 | 6679.929 | 0 | 0 | 0 | 7.5532e-06 |  | 0.00016024 | 0 | 0.00016024 | 8.0121e-05 | 0 | 8.0121e-05 | 0.00020603 | 0 | 0.00020603 | [16 empty] | 7.3.1.3 Ignition probability mapping showing the probability of ignition along the electric lines and equipmentWLDFRAggregatedAggregated | WLDFR | HFTD - Distribution - Tier 2 - 4QU CoRE ¦ 5QU LoRE | Non-Red Flag Warning - Catastrophic Fires | Aggregated | Aggregated | 2044 | 3.4425e-07 | 0 | 489.3555 | 0.00016846 | 2044 | Mitigation | 0.08575 | 30 | 0 | esc | 0.0012005 | 4.1328e-10 | 0.00060025 | 2.0664e-10 | 0.0015435 | 5.3136e-10
[79 empty] | WLDFR | HFTD - Distribution - Tier 2 - 4QU CoRE ¦ 4QU LoRE | Red Flag Warning - Catastrophic Fires | 2046 | 9.0676e-09 | 4.5338e-09 | 1.1658e-08 | 17672.0852 | 299.42 | 10692.7362 | 6679.929 | 0 | 0 | 0 | 7.5532e-06 |  | 0.00016024 | 0 | 0.00016024 | 8.0121e-05 | 0 | 8.0121e-05 | 0.00020603 | 0 | 0.00020603 | [16 empty] | 7.3.1.3 Ignition probability mapping showing the probability of ignition along the electric lines and equipmentWLDFRAggregatedAggregated | WLDFR | HFTD - Distribution - Tier 2 - 4QU CoRE ¦ 5QU LoRE | Non-Red Flag Warning - Catastrophic Fires | Aggregated | Aggregated | 2045 | 3.4425e-07 | 0 | 489.3555 | 0.00016846 | 2045 | Mitigation | 0.08575 | 30 | 0 | esc | 0.0012005 | 4.1328e-10 | 0.00060025 | 2.0664e-10 | 0.0015435 | 5.3136e-10
[79 empty] | WLDFR | HFTD - Distribution - Tier 2 - 4QU CoRE ¦ 4QU LoRE | Red Flag Warning - Catastrophic Fires | 2047 | 9.0676e-09 | 4.5338e-09 | 1.1658e-08 | 17672.0852 | 299.42 | 10692.7362 | 6679.929 | 0 | 0 | 0 | 7.5532e-06 |  | 0.00016024 | 0 | 0.00016024 | 8.0121e-05 | 0 | 8.0121e-05 | 0.00020603 | 0 | 0.00020603 | [16 empty] | 7.3.1.3 Ignition probability mapping showing the probability of ignition along the electric lines and equipmentWLDFRAggregatedAggregated | WLDFR | HFTD - Distribution - Tier 2 - 4QU CoRE ¦ 5QU LoRE | Non-Red Flag Warning - Catastrophic Fires | Aggregated | Aggregated | 2046 | 3.4425e-07 | 0 | 489.3555 | 0.00016846 | 2046 | Mitigation | 0.08575 | 30 | 0 | esc | 0.0012005 | 4.1328e-10 | 0.00060025 | 2.0664e-10 | 0.0015435 | 5.3136e-10
[79 empty] | WLDFR | HFTD - Distribution - Tier 2 - 4QU CoRE ¦ 4QU LoRE | Red Flag Warning - Catastrophic Fires | 2048 | 9.0676e-09 | 4.5338e-09 | 1.1658e-08 | 18552.3348 | 319.4911 | 11216.5626 | 7016.281 | 0 | 0 | 0 | 7.5532e-06 |  | 0.00016822 | 0 | 0.00016822 | 8.4112e-05 | 0 | 8.4112e-05 | 0.00021629 | 0 | 0.00021629 | [16 empty] | 7.3.1.3 Ignition probability mapping showing the probability of ignition along the electric lines and equipmentWLDFRAggregatedAggregated | WLDFR | HFTD - Distribution - Tier 2 - 4QU CoRE ¦ 5QU LoRE | Non-Red Flag Warning - Catastrophic Fires | Aggregated | Aggregated | 2047 | 3.4425e-07 | 0 | 489.3555 | 0.00016846 | 2047 | Mitigation | 0.08575 | 30 | 0 | esc | 0.0012005 | 4.1328e-10 | 0.00060025 | 2.0664e-10 | 0.0015435 | 5.3136e-10
[79 empty] | WLDFR | HFTD - Distribution - Tier 2 - 4QU CoRE ¦ 4QU LoRE | Red Flag Warning - Catastrophic Fires | 2049 | 9.0676e-09 | 4.5338e-09 | 1.1658e-08 | 18552.3348 | 319.4911 | 11216.5626 | 7016.281 | 0 | 0 | 0 | 7.5532e-06 |  | 0.00016822 | 0 | 0.00016822 | 8.4112e-05 | 0 | 8.4112e-05 | 0.00021629 | 0 | 0.00021629 | [16 empty] | 7.3.1.3 Ignition probability mapping showing the probability of ignition along the electric lines and equipmentWLDFRAggregatedAggregated | WLDFR | HFTD - Distribution - Tier 2 - 4QU CoRE ¦ 5QU LoRE | Non-Red Flag Warning - Catastrophic Fires | Aggregated | Aggregated | 2048 | 3.4425e-07 | 0 | 489.3555 | 0.00016846 | 2048 | Mitigation | 0.08575 | 30 | 0 | esc | 0.0012005 | 4.1328e-10 | 0.00060025 | 2.0664e-10 | 0.0015435 | 5.3136e-10
[79 empty] | WLDFR | HFTD - Distribution - Tier 2 - 4QU CoRE ¦ 4QU LoRE | Red Flag Warning - Catastrophic Fires | 2050 | 0 | 4.5338e-09 | 1.1658e-08 | 18552.3348 | 319.4911 | 11216.5626 | 7016.281 | 0 | 0 | 0 | 7.5532e-06 |  | 0 | 0 | 0 | 8.4112e-05 | 0 | 8.4112e-05 | 0.00021629 | 0 | 0.00021629 | [16 empty] | 7.3.1.3 Ignition probability mapping showing the probability of ignition along the electric lines and equipmentWLDFRAggregatedAggregated | WLDFR | HFTD - Distribution - Tier 2 - 4QU CoRE ¦ 5QU LoRE | Non-Red Flag Warning - Catastrophic Fires | Aggregated | Aggregated | 2049 | 3.4425e-07 | 0 | 489.3555 | 0.00016846 | 2049 | Mitigation | 0.08575 | 30 | 0 | esc | 0.0012005 | 4.1328e-10 | 0.00060025 | 2.0664e-10 | 0.0015435 | 5.3136e-10
[79 empty] | WLDFR | HFTD - Distribution - Tier 2 - 4QU CoRE ¦ 4QU LoRE | Red Flag Warning - Catastrophic Fires | 2051 | 0 | 0 | 1.1658e-08 | 18552.3348 | 319.4911 | 11216.5626 | 7016.281 | 0 | 0 | 0 | 7.5532e-06 |  | 0 | 0 | 0 | 0 | 0 | 0 | 0.00021629 | 0 | 0.00021629 | [16 empty] | 7.3.1.3 Ignition probability mapping showing the probability of ignition along the electric lines and equipmentWLDFRAggregatedAggregated | WLDFR | HFTD - Distribution - Tier 2 - 4QU CoRE ¦ 5QU LoRE | Non-Red Flag Warning - Catastrophic Fires | Aggregated | Aggregated | 2050 | 3.4425e-07 | 0 | 489.3555 | 0.00016846 | 2050 | Mitigation | 0.08575 | 30 | 0 | esc | 0 | 0 | 0.00060025 | 2.0664e-10 | 0.0015435 | 5.3136e-10
[79 empty] | WLDFR | HFTD - Distribution - Tier 2 - 4QU CoRE ¦ 4QU LoRE | Red Flag Warning - Destructive Fires | 2020 | 1.5433e-09 | 0 | 0 | 8807.9522 | 222.2294 | 8585.7228 | 0 | 0 | 0 | 0 | 1.2855e-06 |  | 1.3593e-05 | 0 | 1.3593e-05 | 0 | 0 | 0 | 0 | 0 | 0 | [16 empty] | 7.3.1.3 Ignition probability mapping showing the probability of ignition along the electric lines and equipmentWLDFRAggregatedAggregated | WLDFR | HFTD - Distribution - Tier 2 - 4QU CoRE ¦ 5QU LoRE | Non-Red Flag Warning - Catastrophic Fires | Aggregated | Aggregated | 2051 | 3.4425e-07 | 0 | 489.3555 | 0.00016846 | 2051 | Mitigation | 0.08575 | 30 | 0 | esc | 0 | 0 | 0 | 0 | 0.0015435 | 5.3136e-10
[79 empty] | WLDFR | HFTD - Distribution - Tier 2 - 4QU CoRE ¦ 4QU LoRE | Red Flag Warning - Destructive Fires | 2021 | 1.5433e-09 | 7.7163e-10 | 0 | 8807.9522 | 222.2294 | 8585.7228 | 0 | 0 | 0 | 0 | 1.2855e-06 |  | 1.3593e-05 | 0 | 1.3593e-05 | 6.7965e-06 | 0 | 6.7965e-06 | 0 | 0 | 0 | [16 empty] | 7.3.1.3 Ignition probability mapping showing the probability of ignition along the electric lines and equipmentWLDFRAggregatedAggregated | WLDFR | HFTD - Distribution - Tier 2 - 4QU CoRE ¦ 5QU LoRE | Non-Red Flag Warning - Destructive Fires | Aggregated | Aggregated | 2021 | 3.645e-07 | 0 | 489.3555 | 0.00017837 | 2021 | Mitigation | 0.08575 | 30 | 0 | esc | 0.0012005 | 4.3759e-10 | 0.00060025 | 2.1879e-10 | 0 | 0
[79 empty] | WLDFR | HFTD - Distribution - Tier 2 - 4QU CoRE ¦ 4QU LoRE | Red Flag Warning - Destructive Fires | 2022 | 1.5433e-09 | 7.7163e-10 | 1.9842e-09 | 8807.9522 | 222.2294 | 8585.7228 | 0 | 0 | 0 | 0 | 1.2855e-06 |  | 1.3593e-05 | 0 | 1.3593e-05 | 6.7965e-06 | 0 | 6.7965e-06 | 1.7477e-05 | 0 | 1.7477e-05 | [16 empty] | 7.3.1.3 Ignition probability mapping showing the probability of ignition along the electric lines and equipmentWLDFRAggregatedAggregated | WLDFR | HFTD - Distribution - Tier 2 - 4QU CoRE ¦ 5QU LoRE | Non-Red Flag Warning - Destructive Fires | Aggregated | Aggregated | 2022 | 3.645e-07 | 0 | 489.3555 | 0.00017837 | 2022 | Mitigation | 0.08575 | 30 | 0 | esc | 0.0012005 | 4.3759e-10 | 0.00060025 | 2.1879e-10 | 0.0015435 | 5.6261e-10
[79 empty] | WLDFR | HFTD - Distribution - Tier 2 - 4QU CoRE ¦ 4QU LoRE | Red Flag Warning - Destructive Fires | 2023 | 1.5433e-09 | 7.7163e-10 | 1.9842e-09 | 9129.7461 | 233.2301 | 8896.516 | 0 | 0 | 0 | 0 | 1.2855e-06 |  | 1.409e-05 | 0 | 1.409e-05 | 7.0448e-06 | 0 | 7.0448e-06 | 1.8115e-05 | 0 | 1.8115e-05 | [16 empty] | 7.3.1.3 Ignition probability mapping showing the probability of ignition along the electric lines and equipmentWLDFRAggregatedAggregated | WLDFR | HFTD - Distribution - Tier 2 - 4QU CoRE ¦ 5QU LoRE | Non-Red Flag Warning - Destructive Fires | Aggregated | Aggregated | 2023 | 3.645e-07 | 0 | 489.3555 | 0.00017837 | 2023 | Mitigation | 0.08575 | 30 | 0 | esc | 0.0012005 | 4.3759e-10 | 0.00060025 | 2.1879e-10 | 0.0015435 | 5.6261e-10
[79 empty] | WLDFR | HFTD - Distribution - Tier 2 - 4QU CoRE ¦ 4QU LoRE | Red Flag Warning - Destructive Fires | 2024 | 1.5433e-09 | 7.7163e-10 | 1.9842e-09 | 9129.7461 | 233.2301 | 8896.516 | 0 | 0 | 0 | 0 | 1.2855e-06 |  | 1.409e-05 | 0 | 1.409e-05 | 7.0448e-06 | 0 | 7.0448e-06 | 1.8115e-05 | 0 | 1.8115e-05 | [16 empty] | 7.3.1.3 Ignition probability mapping showing the probability of ignition along the electric lines and equipmentWLDFRAggregatedAggregated | WLDFR | HFTD - Distribution - Tier 2 - 4QU CoRE ¦ 5QU LoRE | Non-Red Flag Warning - Destructive Fires | Aggregated | Aggregated | 2024 | 3.645e-07 | 0 | 489.3555 | 0.00017837 | 2024 | Mitigation | 0.08575 | 30 | 0 | esc | 0.0012005 | 4.3759e-10 | 0.00060025 | 2.1879e-10 | 0.0015435 | 5.6261e-10
[79 empty] | WLDFR | HFTD - Distribution - Tier 2 - 4QU CoRE ¦ 4QU LoRE | Red Flag Warning - Destructive Fires | 2025 | 1.5433e-09 | 7.7163e-10 | 1.9842e-09 | 9129.7461 | 233.2301 | 8896.516 | 0 | 0 | 0 | 0 | 1.2855e-06 |  | 1.409e-05 | 0 | 1.409e-05 | 7.0448e-06 | 0 | 7.0448e-06 | 1.8115e-05 | 0 | 1.8115e-05 | [16 empty] | 7.3.1.3 Ignition probability mapping showing the probability of ignition along the electric lines and equipmentWLDFRAggregatedAggregated | WLDFR | HFTD - Distribution - Tier 2 - 4QU CoRE ¦ 5QU LoRE | Non-Red Flag Warning - Destructive Fires | Aggregated | Aggregated | 2025 | 3.645e-07 | 0 | 489.3555 | 0.00017837 | 2025 | Mitigation | 0.08575 | 30 | 0 | esc | 0.0012005 | 4.3759e-10 | 0.00060025 | 2.1879e-10 | 0.0015435 | 5.6261e-10
[79 empty] | WLDFR | HFTD - Distribution - Tier 2 - 4QU CoRE ¦ 4QU LoRE | Red Flag Warning - Destructive Fires | 2026 | 1.5433e-09 | 7.7163e-10 | 1.9842e-09 | 9129.7461 | 233.2301 | 8896.516 | 0 | 0 | 0 | 0 | 1.2855e-06 |  | 1.409e-05 | 0 | 1.409e-05 | 7.0448e-06 | 0 | 7.0448e-06 | 1.8115e-05 | 0 | 1.8115e-05 | [16 empty] | 7.3.1.3 Ignition probability mapping showing the probability of ignition along the electric lines and equipmentWLDFRAggregatedAggregated | WLDFR | HFTD - Distribution - Tier 2 - 4QU CoRE ¦ 5QU LoRE | Non-Red Flag Warning - Destructive Fires | Aggregated | Aggregated | 2026 | 3.645e-07 | 0 | 489.3555 | 0.00017837 | 2026 | Mitigation | 0.08575 | 30 | 0 | esc | 0.0012005 | 4.3759e-10 | 0.00060025 | 2.1879e-10 | 0.0015435 | 5.6261e-10
[79 empty] | WLDFR | HFTD - Distribution - Tier 2 - 4QU CoRE ¦ 4QU LoRE | Red Flag Warning - Destructive Fires | 2027 | 1.5433e-09 | 7.7163e-10 | 1.9842e-09 | 9129.7461 | 233.2301 | 8896.516 | 0 | 0 | 0 | 0 | 1.2855e-06 |  | 1.409e-05 | 0 | 1.409e-05 | 7.0448e-06 | 0 | 7.0448e-06 | 1.8115e-05 | 0 | 1.8115e-05 | [16 empty] | 7.3.1.3 Ignition probability mapping showing the probability of ignition along the electric lines and equipmentWLDFRAggregatedAggregated | WLDFR | HFTD - Distribution - Tier 2 - 4QU CoRE ¦ 5QU LoRE | Non-Red Flag Warning - Destructive Fires | Aggregated | Aggregated | 2027 | 3.645e-07 | 0 | 489.3555 | 0.00017837 | 2027 | Mitigation | 0.08575 | 30 | 0 | esc | 0.0012005 | 4.3759e-10 | 0.00060025 | 2.1879e-10 | 0.0015435 | 5.6261e-10
[79 empty] | WLDFR | HFTD - Distribution - Tier 2 - 4QU CoRE ¦ 4QU LoRE | Red Flag Warning - Destructive Fires | 2028 | 1.5433e-09 | 7.7163e-10 | 1.9842e-09 | 9534.9221 | 247.273 | 9287.6491 | 0 | 0 | 0 | 0 | 1.2855e-06 |  | 1.4715e-05 | 0 | 1.4715e-05 | 7.3574e-06 | 0 | 7.3574e-06 | 1.8919e-05 | 0 | 1.8919e-05 | [16 empty] | 7.3.1.3 Ignition probability mapping showing the probability of ignition along the electric lines and equipmentWLDFRAggregatedAggregated | WLDFR | HFTD - Distribution - Tier 2 - 4QU CoRE ¦ 5QU LoRE | Non-Red Flag Warning - Destructive Fires | Aggregated | Aggregated | 2028 | 3.645e-07 | 0 | 489.3555 | 0.00017837 | 2028 | Mitigation | 0.08575 | 30 | 0 | esc | 0.0012005 | 4.3759e-10 | 0.00060025 | 2.1879e-10 | 0.0015435 | 5.6261e-10
[79 empty] | WLDFR | HFTD - Distribution - Tier 2 - 4QU CoRE ¦ 4QU LoRE | Red Flag Warning - Destructive Fires | 2029 | 1.5433e-09 | 7.7163e-10 | 1.9842e-09 | 9534.9221 | 247.273 | 9287.6491 | 0 | 0 | 0 | 0 | 1.2855e-06 |  | 1.4715e-05 | 0 | 1.4715e-05 | 7.3574e-06 | 0 | 7.3574e-06 | 1.8919e-05 | 0 | 1.8919e-05 | [16 empty] | 7.3.1.3 Ignition probability mapping showing the probability of ignition along the electric lines and equipmentWLDFRAggregatedAggregated | WLDFR | HFTD - Distribution - Tier 2 - 4QU CoRE ¦ 5QU LoRE | Non-Red Flag Warning - Destructive Fires | Aggregated | Aggregated | 2029 | 3.645e-07 | 0 | 489.3555 | 0.00017837 | 2029 | Mitigation | 0.08575 | 30 | 0 | esc | 0.0012005 | 4.3759e-10 | 0.00060025 | 2.1879e-10 | 0.0015435 | 5.6261e-10
[79 empty] | WLDFR | HFTD - Distribution - Tier 2 - 4QU CoRE ¦ 4QU LoRE | Red Flag Warning - Destructive Fires | 2030 | 1.5433e-09 | 7.7163e-10 | 1.9842e-09 | 9534.9221 | 247.273 | 9287.6491 | 0 | 0 | 0 | 0 | 1.2855e-06 |  | 1.4715e-05 | 0 | 1.4715e-05 | 7.3574e-06 | 0 | 7.3574e-06 | 1.8919e-05 | 0 | 1.8919e-05 | [16 empty] | 7.3.1.3 Ignition probability mapping showing the probability of ignition along the electric lines and equipmentWLDFRAggregatedAggregated | WLDFR | HFTD - Distribution - Tier 2 - 4QU CoRE ¦ 5QU LoRE | Non-Red Flag Warning - Destructive Fires | Aggregated | Aggregated | 2030 | 3.645e-07 | 0 | 489.3555 | 0.00017837 | 2030 | Mitigation | 0.08575 | 30 | 0 | esc | 0.0012005 | 4.3759e-10 | 0.00060025 | 2.1879e-10 | 0.0015435 | 5.6261e-10
[79 empty] | WLDFR | HFTD - Distribution - Tier 2 - 4QU CoRE ¦ 4QU LoRE | Red Flag Warning - Destructive Fires | 2031 | 1.5433e-09 | 7.7163e-10 | 1.9842e-09 | 9534.9221 | 247.273 | 9287.6491 | 0 | 0 | 0 | 0 | 1.2855e-06 |  | 1.4715e-05 | 0 | 1.4715e-05 | 7.3574e-06 | 0 | 7.3574e-06 | 1.8919e-05 | 0 | 1.8919e-05 | [16 empty] | 7.3.1.3 Ignition probability mapping showing the probability of ignition along the electric lines and equipmentWLDFRAggregatedAggregated | WLDFR | HFTD - Distribution - Tier 2 - 4QU CoRE ¦ 5QU LoRE | Non-Red Flag Warning - Destructive Fires | Aggregated | Aggregated | 2031 | 3.645e-07 | 0 | 489.3555 | 0.00017837 | 2031 | Mitigation | 0.08575 | 30 | 0 | esc | 0.0012005 | 4.3759e-10 | 0.00060025 | 2.1879e-10 | 0.0015435 | 5.6261e-10
[79 empty] | WLDFR | HFTD - Distribution - Tier 2 - 4QU CoRE ¦ 4QU LoRE | Red Flag Warning - Destructive Fires | 2032 | 1.5433e-09 | 7.7163e-10 | 1.9842e-09 | 9534.9221 | 247.273 | 9287.6491 | 0 | 0 | 0 | 0 | 1.2855e-06 |  | 1.4715e-05 | 0 | 1.4715e-05 | 7.3574e-06 | 0 | 7.3574e-06 | 1.8919e-05 | 0 | 1.8919e-05 | [16 empty] | 7.3.1.3 Ignition probability mapping showing the probability of ignition along the electric lines and equipmentWLDFRAggregatedAggregated | WLDFR | HFTD - Distribution - Tier 2 - 4QU CoRE ¦ 5QU LoRE | Non-Red Flag Warning - Destructive Fires | Aggregated | Aggregated | 2032 | 3.645e-07 | 0 | 489.3555 | 0.00017837 | 2032 | Mitigation | 0.08575 | 30 | 0 | esc | 0.0012005 | 4.3759e-10 | 0.00060025 | 2.1879e-10 | 0.0015435 | 5.6261e-10
[79 empty] | WLDFR | HFTD - Distribution - Tier 2 - 4QU CoRE ¦ 4QU LoRE | Red Flag Warning - Destructive Fires | 2033 | 1.5433e-09 | 7.7163e-10 | 1.9842e-09 | 9984.8474 | 263.1074 | 9721.74 | 0 | 0 | 0 | 0 | 1.2855e-06 |  | 1.5409e-05 | 0 | 1.5409e-05 | 7.7046e-06 | 0 | 7.7046e-06 | 1.9812e-05 | 0 | 1.9812e-05 | [16 empty] | 7.3.1.3 Ignition probability mapping showing the probability of ignition along the electric lines and equipmentWLDFRAggregatedAggregated | WLDFR | HFTD - Distribution - Tier 2 - 4QU CoRE ¦ 5QU LoRE | Non-Red Flag Warning - Destructive Fires | Aggregated | Aggregated | 2033 | 3.645e-07 | 0 | 489.3555 | 0.00017837 | 2033 | Mitigation | 0.08575 | 30 | 0 | esc | 0.0012005 | 4.3759e-10 | 0.00060025 | 2.1879e-10 | 0.0015435 | 5.6261e-10
[79 empty] | WLDFR | HFTD - Distribution - Tier 2 - 4QU CoRE ¦ 4QU LoRE | Red Flag Warning - Destructive Fires | 2034 | 1.5433e-09 | 7.7163e-10 | 1.9842e-09 | 9984.8474 | 263.1074 | 9721.74 | 0 | 0 | 0 | 0 | 1.2855e-06 |  | 1.5409e-05 | 0 | 1.5409e-05 | 7.7046e-06 | 0 | 7.7046e-06 | 1.9812e-05 | 0 | 1.9812e-05 | [16 empty] | 7.3.1.3 Ignition probability mapping showing the probability of ignition along the electric lines and equipmentWLDFRAggregatedAggregated | WLDFR | HFTD - Distribution - Tier 2 - 4QU CoRE ¦ 5QU LoRE | Non-Red Flag Warning - Destructive Fires | Aggregated | Aggregated | 2034 | 3.645e-07 | 0 | 489.3555 | 0.00017837 | 2034 | Mitigation | 0.08575 | 30 | 0 | esc | 0.0012005 | 4.3759e-10 | 0.00060025 | 2.1879e-10 | 0.0015435 | 5.6261e-10
[79 empty] | WLDFR | HFTD - Distribution - Tier 2 - 4QU CoRE ¦ 4QU LoRE | Red Flag Warning - Destructive Fires | 2035 | 1.5433e-09 | 7.7163e-10 | 1.9842e-09 | 9984.8474 | 263.1074 | 9721.74 | 0 | 0 | 0 | 0 | 1.2855e-06 |  | 1.5409e-05 | 0 | 1.5409e-05 | 7.7046e-06 | 0 | 7.7046e-06 | 1.9812e-05 | 0 | 1.9812e-05 | [16 empty] | 7.3.1.3 Ignition probability mapping showing the probability of ignition along the electric lines and equipmentWLDFRAggregatedAggregated | WLDFR | HFTD - Distribution - Tier 2 - 4QU CoRE ¦ 5QU LoRE | Non-Red Flag Warning - Destructive Fires | Aggregated | Aggregated | 2035 | 3.645e-07 | 0 | 489.3555 | 0.00017837 | 2035 | Mitigation | 0.08575 | 30 | 0 | esc | 0.0012005 | 4.3759e-10 | 0.00060025 | 2.1879e-10 | 0.0015435 | 5.6261e-10
[79 empty] | WLDFR | HFTD - Distribution - Tier 2 - 4QU CoRE ¦ 4QU LoRE | Red Flag Warning - Destructive Fires | 2036 | 1.5433e-09 | 7.7163e-10 | 1.9842e-09 | 9984.8474 | 263.1074 | 9721.74 | 0 | 0 | 0 | 0 | 1.2855e-06 |  | 1.5409e-05 | 0 | 1.5409e-05 | 7.7046e-06 | 0 | 7.7046e-06 | 1.9812e-05 | 0 | 1.9812e-05 | [16 empty] | 7.3.1.3 Ignition probability mapping showing the probability of ignition along the electric lines and equipmentWLDFRAggregatedAggregated | WLDFR | HFTD - Distribution - Tier 2 - 4QU CoRE ¦ 5QU LoRE | Non-Red Flag Warning - Destructive Fires | Aggregated | Aggregated | 2036 | 3.645e-07 | 0 | 489.3555 | 0.00017837 | 2036 | Mitigation | 0.08575 | 30 | 0 | esc | 0.0012005 | 4.3759e-10 | 0.00060025 | 2.1879e-10 | 0.0015435 | 5.6261e-10
[79 empty] | WLDFR | HFTD - Distribution - Tier 2 - 4QU CoRE ¦ 4QU LoRE | Red Flag Warning - Destructive Fires | 2037 | 1.5433e-09 | 7.7163e-10 | 1.9842e-09 | 9984.8474 | 263.1074 | 9721.74 | 0 | 0 | 0 | 0 | 1.2855e-06 |  | 1.5409e-05 | 0 | 1.5409e-05 | 7.7046e-06 | 0 | 7.7046e-06 | 1.9812e-05 | 0 | 1.9812e-05 | [16 empty] | 7.3.1.3 Ignition probability mapping showing the probability of ignition along the electric lines and equipmentWLDFRAggregatedAggregated | WLDFR | HFTD - Distribution - Tier 2 - 4QU CoRE ¦ 5QU LoRE | Non-Red Flag Warning - Destructive Fires | Aggregated | Aggregated | 2037 | 3.645e-07 | 0 | 489.3555 | 0.00017837 | 2037 | Mitigation | 0.08575 | 30 | 0 | esc | 0.0012005 | 4.3759e-10 | 0.00060025 | 2.1879e-10 | 0.0015435 | 5.6261e-10
[79 empty] | WLDFR | HFTD - Distribution - Tier 2 - 4QU CoRE ¦ 4QU LoRE | Red Flag Warning - Destructive Fires | 2038 | 1.5433e-09 | 7.7163e-10 | 1.9842e-09 | 10472.8261 | 280.5544 | 10192.2718 | 0 | 0 | 0 | 0 | 1.2855e-06 |  | 1.6162e-05 | 0 | 1.6162e-05 | 8.0812e-06 | 0 | 8.0812e-06 | 2.078e-05 | 0 | 2.078e-05 | [16 empty] | 7.3.1.3 Ignition probability mapping showing the probability of ignition along the electric lines and equipmentWLDFRAggregatedAggregated | WLDFR | HFTD - Distribution - Tier 2 - 4QU CoRE ¦ 5QU LoRE | Non-Red Flag Warning - Destructive Fires | Aggregated | Aggregated | 2038 | 3.645e-07 | 0 | 489.3555 | 0.00017837 | 2038 | Mitigation | 0.08575 | 30 | 0 | esc | 0.0012005 | 4.3759e-10 | 0.00060025 | 2.1879e-10 | 0.0015435 | 5.6261e-10
[79 empty] | WLDFR | HFTD - Distribution - Tier 2 - 4QU CoRE ¦ 4QU LoRE | Red Flag Warning - Destructive Fires | 2039 | 1.5433e-09 | 7.7163e-10 | 1.9842e-09 | 10472.8261 | 280.5544 | 10192.2718 | 0 | 0 | 0 | 0 | 1.2855e-06 |  | 1.6162e-05 | 0 | 1.6162e-05 | 8.0812e-06 | 0 | 8.0812e-06 | 2.078e-05 | 0 | 2.078e-05 | [16 empty] | 7.3.1.3 Ignition probability mapping showing the probability of ignition along the electric lines and equipmentWLDFRAggregatedAggregated | WLDFR | HFTD - Distribution - Tier 2 - 4QU CoRE ¦ 5QU LoRE | Non-Red Flag Warning - Destructive Fires | Aggregated | Aggregated | 2039 | 3.645e-07 | 0 | 489.3555 | 0.00017837 | 2039 | Mitigation | 0.08575 | 30 | 0 | esc | 0.0012005 | 4.3759e-10 | 0.00060025 | 2.1879e-10 | 0.0015435 | 5.6261e-10
[79 empty] | WLDFR | HFTD - Distribution - Tier 2 - 4QU CoRE ¦ 4QU LoRE | Red Flag Warning - Destructive Fires | 2040 | 1.5433e-09 | 7.7163e-10 | 1.9842e-09 | 10472.8261 | 280.5544 | 10192.2718 | 0 | 0 | 0 | 0 | 1.2855e-06 |  | 1.6162e-05 | 0 | 1.6162e-05 | 8.0812e-06 | 0 | 8.0812e-06 | 2.078e-05 | 0 | 2.078e-05 | [16 empty] | 7.3.1.3 Ignition probability mapping showing the probability of ignition along the electric lines and equipmentWLDFRAggregatedAggregated | WLDFR | HFTD - Distribution - Tier 2 - 4QU CoRE ¦ 5QU LoRE | Non-Red Flag Warning - Destructive Fires | Aggregated | Aggregated | 2040 | 3.645e-07 | 0 | 489.3555 | 0.00017837 | 2040 | Mitigation | 0.08575 | 30 | 0 | esc | 0.0012005 | 4.3759e-10 | 0.00060025 | 2.1879e-10 | 0.0015435 | 5.6261e-10
[79 empty] | WLDFR | HFTD - Distribution - Tier 2 - 4QU CoRE ¦ 4QU LoRE | Red Flag Warning - Destructive Fires | 2041 | 1.5433e-09 | 7.7163e-10 | 1.9842e-09 | 10472.8261 | 280.5544 | 10192.2718 | 0 | 0 | 0 | 0 | 1.2855e-06 |  | 1.6162e-05 | 0 | 1.6162e-05 | 8.0812e-06 | 0 | 8.0812e-06 | 2.078e-05 | 0 | 2.078e-05 | [16 empty] | 7.3.1.3 Ignition probability mapping showing the probability of ignition along the electric lines and equipmentWLDFRAggregatedAggregated | WLDFR | HFTD - Distribution - Tier 2 - 4QU CoRE ¦ 5QU LoRE | Non-Red Flag Warning - Destructive Fires | Aggregated | Aggregated | 2041 | 3.645e-07 | 0 | 489.3555 | 0.00017837 | 2041 | Mitigation | 0.08575 | 30 | 0 | esc | 0.0012005 | 4.3759e-10 | 0.00060025 | 2.1879e-10 | 0.0015435 | 5.6261e-10
[79 empty] | WLDFR | HFTD - Distribution - Tier 2 - 4QU CoRE ¦ 4QU LoRE | Red Flag Warning - Destructive Fires | 2042 | 1.5433e-09 | 7.7163e-10 | 1.9842e-09 | 10472.8261 | 280.5544 | 10192.2718 | 0 | 0 | 0 | 0 | 1.2855e-06 |  | 1.6162e-05 | 0 | 1.6162e-05 | 8.0812e-06 | 0 | 8.0812e-06 | 2.078e-05 | 0 | 2.078e-05 | [16 empty] | 7.3.1.3 Ignition probability mapping showing the probability of ignition along the electric lines and equipmentWLDFRAggregatedAggregated | WLDFR | HFTD - Distribution - Tier 2 - 4QU CoRE ¦ 5QU LoRE | Non-Red Flag Warning - Destructive Fires | Aggregated | Aggregated | 2042 | 3.645e-07 | 0 | 489.3555 | 0.00017837 | 2042 | Mitigation | 0.08575 | 30 | 0 | esc | 0.0012005 | 4.3759e-10 | 0.00060025 | 2.1879e-10 | 0.0015435 | 5.6261e-10
[79 empty] | WLDFR | HFTD - Distribution - Tier 2 - 4QU CoRE ¦ 4QU LoRE | Red Flag Warning - Destructive Fires | 2043 | 1.5433e-09 | 7.7163e-10 | 1.9842e-09 | 10992.1562 | 299.42 | 10692.7362 | 0 | 0 | 0 | 0 | 1.2855e-06 |  | 1.6964e-05 | 0 | 1.6964e-05 | 8.4819e-06 | 0 | 8.4819e-06 | 2.1811e-05 | 0 | 2.1811e-05 | [16 empty] | 7.3.1.3 Ignition probability mapping showing the probability of ignition along the electric lines and equipmentWLDFRAggregatedAggregated | WLDFR | HFTD - Distribution - Tier 2 - 4QU CoRE ¦ 5QU LoRE | Non-Red Flag Warning - Destructive Fires | Aggregated | Aggregated | 2043 | 3.645e-07 | 0 | 489.3555 | 0.00017837 | 2043 | Mitigation | 0.08575 | 30 | 0 | esc | 0.0012005 | 4.3759e-10 | 0.00060025 | 2.1879e-10 | 0.0015435 | 5.6261e-10
[79 empty] | WLDFR | HFTD - Distribution - Tier 2 - 4QU CoRE ¦ 4QU LoRE | Red Flag Warning - Destructive Fires | 2044 | 1.5433e-09 | 7.7163e-10 | 1.9842e-09 | 10992.1562 | 299.42 | 10692.7362 | 0 | 0 | 0 | 0 | 1.2855e-06 |  | 1.6964e-05 | 0 | 1.6964e-05 | 8.4819e-06 | 0 | 8.4819e-06 | 2.1811e-05 | 0 | 2.1811e-05 | [16 empty] | 7.3.1.3 Ignition probability mapping showing the probability of ignition along the electric lines and equipmentWLDFRAggregatedAggregated | WLDFR | HFTD - Distribution - Tier 2 - 4QU CoRE ¦ 5QU LoRE | Non-Red Flag Warning - Destructive Fires | Aggregated | Aggregated | 2044 | 3.645e-07 | 0 | 489.3555 | 0.00017837 | 2044 | Mitigation | 0.08575 | 30 | 0 | esc | 0.0012005 | 4.3759e-10 | 0.00060025 | 2.1879e-10 | 0.0015435 | 5.6261e-10
[79 empty] | WLDFR | HFTD - Distribution - Tier 2 - 4QU CoRE ¦ 4QU LoRE | Red Flag Warning - Destructive Fires | 2045 | 1.5433e-09 | 7.7163e-10 | 1.9842e-09 | 10992.1562 | 299.42 | 10692.7362 | 0 | 0 | 0 | 0 | 1.2855e-06 |  | 1.6964e-05 | 0 | 1.6964e-05 | 8.4819e-06 | 0 | 8.4819e-06 | 2.1811e-05 | 0 | 2.1811e-05 | [16 empty] | 7.3.1.3 Ignition probability mapping showing the probability of ignition along the electric lines and equipmentWLDFRAggregatedAggregated | WLDFR | HFTD - Distribution - Tier 2 - 4QU CoRE ¦ 5QU LoRE | Non-Red Flag Warning - Destructive Fires | Aggregated | Aggregated | 2045 | 3.645e-07 | 0 | 489.3555 | 0.00017837 | 2045 | Mitigation | 0.08575 | 30 | 0 | esc | 0.0012005 | 4.3759e-10 | 0.00060025 | 2.1879e-10 | 0.0015435 | 5.6261e-10
[79 empty] | WLDFR | HFTD - Distribution - Tier 2 - 4QU CoRE ¦ 4QU LoRE | Red Flag Warning - Destructive Fires | 2046 | 1.5433e-09 | 7.7163e-10 | 1.9842e-09 | 10992.1562 | 299.42 | 10692.7362 | 0 | 0 | 0 | 0 | 1.2855e-06 |  | 1.6964e-05 | 0 | 1.6964e-05 | 8.4819e-06 | 0 | 8.4819e-06 | 2.1811e-05 | 0 | 2.1811e-05 | [16 empty] | 7.3.1.3 Ignition probability mapping showing the probability of ignition along the electric lines and equipmentWLDFRAggregatedAggregated | WLDFR | HFTD - Distribution - Tier 2 - 4QU CoRE ¦ 5QU LoRE | Non-Red Flag Warning - Destructive Fires | Aggregated | Aggregated | 2046 | 3.645e-07 | 0 | 489.3555 | 0.00017837 | 2046 | Mitigation | 0.08575 | 30 | 0 | esc | 0.0012005 | 4.3759e-10 | 0.00060025 | 2.1879e-10 | 0.0015435 | 5.6261e-10
[79 empty] | WLDFR | HFTD - Distribution - Tier 2 - 4QU CoRE ¦ 4QU LoRE | Red Flag Warning - Destructive Fires | 2047 | 1.5433e-09 | 7.7163e-10 | 1.9842e-09 | 10992.1562 | 299.42 | 10692.7362 | 0 | 0 | 0 | 0 | 1.2855e-06 |  | 1.6964e-05 | 0 | 1.6964e-05 | 8.4819e-06 | 0 | 8.4819e-06 | 2.1811e-05 | 0 | 2.1811e-05 | [16 empty] | 7.3.1.3 Ignition probability mapping showing the probability of ignition along the electric lines and equipmentWLDFRAggregatedAggregated | WLDFR | HFTD - Distribution - Tier 2 - 4QU CoRE ¦ 5QU LoRE | Non-Red Flag Warning - Destructive Fires | Aggregated | Aggregated | 2047 | 3.645e-07 | 0 | 489.3555 | 0.00017837 | 2047 | Mitigation | 0.08575 | 30 | 0 | esc | 0.0012005 | 4.3759e-10 | 0.00060025 | 2.1879e-10 | 0.0015435 | 5.6261e-10
[79 empty] | WLDFR | HFTD - Distribution - Tier 2 - 4QU CoRE ¦ 4QU LoRE | Red Flag Warning - Destructive Fires | 2048 | 1.5433e-09 | 7.7163e-10 | 1.9842e-09 | 11536.0538 | 319.4911 | 11216.5626 | 0 | 0 | 0 | 0 | 1.2855e-06 |  | 1.7803e-05 | 0 | 1.7803e-05 | 8.9016e-06 | 0 | 8.9016e-06 | 2.289e-05 | 0 | 2.289e-05 | [16 empty] | 7.3.1.3 Ignition probability mapping showing the probability of ignition along the electric lines and equipmentWLDFRAggregatedAggregated | WLDFR | HFTD - Distribution - Tier 2 - 4QU CoRE ¦ 5QU LoRE | Non-Red Flag Warning - Destructive Fires | Aggregated | Aggregated | 2048 | 3.645e-07 | 0 | 489.3555 | 0.00017837 | 2048 | Mitigation | 0.08575 | 30 | 0 | esc | 0.0012005 | 4.3759e-10 | 0.00060025 | 2.1879e-10 | 0.0015435 | 5.6261e-10
[79 empty] | WLDFR | HFTD - Distribution - Tier 2 - 4QU CoRE ¦ 4QU LoRE | Red Flag Warning - Destructive Fires | 2049 | 1.5433e-09 | 7.7163e-10 | 1.9842e-09 | 11536.0538 | 319.4911 | 11216.5626 | 0 | 0 | 0 | 0 | 1.2855e-06 |  | 1.7803e-05 | 0 | 1.7803e-05 | 8.9016e-06 | 0 | 8.9016e-06 | 2.289e-05 | 0 | 2.289e-05 | [16 empty] | 7.3.1.3 Ignition probability mapping showing the probability of ignition along the electric lines and equipmentWLDFRAggregatedAggregated | WLDFR | HFTD - Distribution - Tier 2 - 4QU CoRE ¦ 5QU LoRE | Non-Red Flag Warning - Destructive Fires | Aggregated | Aggregated | 2049 | 3.645e-07 | 0 | 489.3555 | 0.00017837 | 2049 | Mitigation | 0.08575 | 30 | 0 | esc | 0.0012005 | 4.3759e-10 | 0.00060025 | 2.1879e-10 | 0.0015435 | 5.6261e-10
[79 empty] | WLDFR | HFTD - Distribution - Tier 2 - 4QU CoRE ¦ 4QU LoRE | Red Flag Warning - Destructive Fires | 2050 | 0 | 7.7163e-10 | 1.9842e-09 | 11536.0538 | 319.4911 | 11216.5626 | 0 | 0 | 0 | 0 | 1.2855e-06 |  | 0 | 0 | 0 | 8.9016e-06 | 0 | 8.9016e-06 | 2.289e-05 | 0 | 2.289e-05 | [16 empty] | 7.3.1.3 Ignition probability mapping showing the probability of ignition along the electric lines and equipmentWLDFRAggregatedAggregated | WLDFR | HFTD - Distribution - Tier 2 - 4QU CoRE ¦ 5QU LoRE | Non-Red Flag Warning - Destructive Fires | Aggregated | Aggregated | 2050 | 3.645e-07 | 0 | 489.3555 | 0.00017837 | 2050 | Mitigation | 0.08575 | 30 | 0 | esc | 0 | 0 | 0.00060025 | 2.1879e-10 | 0.0015435 | 5.6261e-10
[79 empty] | WLDFR | HFTD - Distribution - Tier 2 - 4QU CoRE ¦ 4QU LoRE | Red Flag Warning - Destructive Fires | 2051 | 0 | 0 | 1.9842e-09 | 11536.0538 | 319.4911 | 11216.5626 | 0 | 0 | 0 | 0 | 1.2855e-06 |  | 0 | 0 | 0 | 0 | 0 | 0 | 2.289e-05 | 0 | 2.289e-05 | [16 empty] | 7.3.1.3 Ignition probability mapping showing the probability of ignition along the electric lines and equipmentWLDFRAggregatedAggregated | WLDFR | HFTD - Distribution - Tier 2 - 4QU CoRE ¦ 5QU LoRE | Non-Red Flag Warning - Destructive Fires | Aggregated | Aggregated | 2051 | 3.645e-07 | 0 | 489.3555 | 0.00017837 | 2051 | Mitigation | 0.08575 | 30 | 0 | esc | 0 | 0 | 0 | 0 | 0.0015435 | 5.6261e-10
[79 empty] | WLDFR | HFTD - Distribution - Tier 2 - 4QU CoRE ¦ 4QU LoRE | Red Flag Warning - Large Fires | 2020 | 3.1017e-08 | 0 | 0 | 5.2406 | 0.69642 | 2.942 | 1.6022 | 0 | 0 | 0 | 2.5836e-05 |  | 1.6254e-07 | 0 | 1.6254e-07 | 0 | 0 | 0 | 0 | 0 | 0 | [16 empty] | 7.3.1.3 Ignition probability mapping showing the probability of ignition along the electric lines and equipmentWLDFRAggregatedAggregated | WLDFR | HFTD - Distribution - Tier 2 - 4QU CoRE ¦ 5QU LoRE | Non-Red Flag Warning - Large Fires | Aggregated | Aggregated | 2021 | 1.1337e-05 | 0 | 489.3555 | 0.0055478 | 2021 | Mitigation | 0.08575 | 30 | 0 | esc | 0.0012005 | 1.361e-08 | 0.00060025 | 6.805e-09 | 0 | 0
[79 empty] | WLDFR | HFTD - Distribution - Tier 2 - 4QU CoRE ¦ 4QU LoRE | Red Flag Warning - Large Fires | 2021 | 3.1017e-08 | 1.5508e-08 | 0 | 5.2406 | 0.69642 | 2.942 | 1.6022 | 0 | 0 | 0 | 2.5836e-05 |  | 1.6254e-07 | 0 | 1.6254e-07 | 8.1272e-08 | 0 | 8.1272e-08 | 0 | 0 | 0 | [16 empty] | 7.3.1.3 Ignition probability mapping showing the probability of ignition along the electric lines and equipmentWLDFRAggregatedAggregated | WLDFR | HFTD - Distribution - Tier 2 - 4QU CoRE ¦ 5QU LoRE | Non-Red Flag Warning - Large Fires | Aggregated | Aggregated | 2022 | 1.1337e-05 | 0 | 489.3555 | 0.0055478 | 2022 | Mitigation | 0.08575 | 30 | 0 | esc | 0.0012005 | 1.361e-08 | 0.00060025 | 6.805e-09 | 0.0015435 | 1.7499e-08
[79 empty] | WLDFR | HFTD - Distribution - Tier 2 - 4QU CoRE ¦ 4QU LoRE | Red Flag Warning - Large Fires | 2022 | 3.1017e-08 | 1.5508e-08 | 3.9878e-08 | 5.2406 | 0.69642 | 2.942 | 1.6022 | 0 | 0 | 0 | 2.5836e-05 |  | 1.6254e-07 | 0 | 1.6254e-07 | 8.1272e-08 | 0 | 8.1272e-08 | 2.0899e-07 | 0 | 2.0899e-07 | [16 empty] | 7.3.1.3 Ignition probability mapping showing the probability of ignition along the electric lines and equipmentWLDFRAggregatedAggregated | WLDFR | HFTD - Distribution - Tier 2 - 4QU CoRE ¦ 5QU LoRE | Non-Red Flag Warning - Large Fires | Aggregated | Aggregated | 2023 | 1.1337e-05 | 0 | 489.3555 | 0.0055478 | 2023 | Mitigation | 0.08575 | 30 | 0 | esc | 0.0012005 | 1.361e-08 | 0.00060025 | 6.805e-09 | 0.0015435 | 1.7499e-08
[79 empty] | WLDFR | HFTD - Distribution - Tier 2 - 4QU CoRE ¦ 4QU LoRE | Red Flag Warning - Large Fires | 2023 | 3.1017e-08 | 1.5508e-08 | 3.9878e-08 | 5.475 | 0.71896 | 3.0715 | 1.6846 | 0 | 0 | 0 | 2.5836e-05 |  | 1.6982e-07 | 0 | 1.6982e-07 | 8.4908e-08 | 0 | 8.4908e-08 | 2.1834e-07 | 0 | 2.1834e-07 | [16 empty] | 7.3.1.3 Ignition probability mapping showing the probability of ignition along the electric lines and equipmentWLDFRAggregatedAggregated | WLDFR | HFTD - Distribution - Tier 2 - 4QU CoRE ¦ 5QU LoRE | Non-Red Flag Warning - Large Fires | Aggregated | Aggregated | 2024 | 1.1337e-05 | 0 | 489.3555 | 0.0055478 | 2024 | Mitigation | 0.08575 | 30 | 0 | esc | 0.0012005 | 1.361e-08 | 0.00060025 | 6.805e-09 | 0.0015435 | 1.7499e-08
[79 empty] | WLDFR | HFTD - Distribution - Tier 2 - 4QU CoRE ¦ 4QU LoRE | Red Flag Warning - Large Fires | 2024 | 3.1017e-08 | 1.5508e-08 | 3.9878e-08 | 5.475 | 0.71896 | 3.0715 | 1.6846 | 0 | 0 | 0 | 2.5836e-05 |  | 1.6982e-07 | 0 | 1.6982e-07 | 8.4908e-08 | 0 | 8.4908e-08 | 2.1834e-07 | 0 | 2.1834e-07 | [16 empty] | 7.3.1.3 Ignition probability mapping showing the probability of ignition along the electric lines and equipmentWLDFRAggregatedAggregated | WLDFR | HFTD - Distribution - Tier 2 - 4QU CoRE ¦ 5QU LoRE | Non-Red Flag Warning - Large Fires | Aggregated | Aggregated | 2025 | 1.1337e-05 | 0 | 489.3555 | 0.0055478 | 2025 | Mitigation | 0.08575 | 30 | 0 | esc | 0.0012005 | 1.361e-08 | 0.00060025 | 6.805e-09 | 0.0015435 | 1.7499e-08
[79 empty] | WLDFR | HFTD - Distribution - Tier 2 - 4QU CoRE ¦ 4QU LoRE | Red Flag Warning - Large Fires | 2025 | 3.1017e-08 | 1.5508e-08 | 3.9878e-08 | 5.475 | 0.71896 | 3.0715 | 1.6846 | 0 | 0 | 0 | 2.5836e-05 |  | 1.6982e-07 | 0 | 1.6982e-07 | 8.4908e-08 | 0 | 8.4908e-08 | 2.1834e-07 | 0 | 2.1834e-07 | [16 empty] | 7.3.1.3 Ignition probability mapping showing the probability of ignition along the electric lines and equipmentWLDFRAggregatedAggregated | WLDFR | HFTD - Distribution - Tier 2 - 4QU CoRE ¦ 5QU LoRE | Non-Red Flag Warning - Large Fires | Aggregated | Aggregated | 2026 | 1.1337e-05 | 0 | 489.3555 | 0.0055478 | 2026 | Mitigation | 0.08575 | 30 | 0 | esc | 0.0012005 | 1.361e-08 | 0.00060025 | 6.805e-09 | 0.0015435 | 1.7499e-08
[79 empty] | WLDFR | HFTD - Distribution - Tier 2 - 4QU CoRE ¦ 4QU LoRE | Red Flag Warning - Large Fires | 2026 | 3.1017e-08 | 1.5508e-08 | 3.9878e-08 | 5.475 | 0.71896 | 3.0715 | 1.6846 | 0 | 0 | 0 | 2.5836e-05 |  | 1.6982e-07 | 0 | 1.6982e-07 | 8.4908e-08 | 0 | 8.4908e-08 | 2.1834e-07 | 0 | 2.1834e-07 | [16 empty] | 7.3.1.3 Ignition probability mapping showing the probability of ignition along the electric lines and equipmentWLDFRAggregatedAggregated | WLDFR | HFTD - Distribution - Tier 2 - 4QU CoRE ¦ 5QU LoRE | Non-Red Flag Warning - Large Fires | Aggregated | Aggregated | 2027 | 1.1337e-05 | 0 | 489.3555 | 0.0055478 | 2027 | Mitigation | 0.08575 | 30 | 0 | esc | 0.0012005 | 1.361e-08 | 0.00060025 | 6.805e-09 | 0.0015435 | 1.7499e-08
[79 empty] | WLDFR | HFTD - Distribution - Tier 2 - 4QU CoRE ¦ 4QU LoRE | Red Flag Warning - Large Fires | 2027 | 3.1017e-08 | 1.5508e-08 | 3.9878e-08 | 5.475 | 0.71896 | 3.0715 | 1.6846 | 0 | 0 | 0 | 2.5836e-05 |  | 1.6982e-07 | 0 | 1.6982e-07 | 8.4908e-08 | 0 | 8.4908e-08 | 2.1834e-07 | 0 | 2.1834e-07 | [16 empty] | 7.3.1.3 Ignition probability mapping showing the probability of ignition along the electric lines and equipmentWLDFRAggregatedAggregated | WLDFR | HFTD - Distribution - Tier 2 - 4QU CoRE ¦ 5QU LoRE | Non-Red Flag Warning - Large Fires | Aggregated | Aggregated | 2028 | 1.1337e-05 | 0 | 489.3555 | 0.0055478 | 2028 | Mitigation | 0.08575 | 30 | 0 | esc | 0.0012005 | 1.361e-08 | 0.00060025 | 6.805e-09 | 0.0015435 | 1.7499e-08
[79 empty] | WLDFR | HFTD - Distribution - Tier 2 - 4QU CoRE ¦ 4QU LoRE | Red Flag Warning - Large Fires | 2028 | 3.1017e-08 | 1.5508e-08 | 3.9878e-08 | 5.777 | 0.74734 | 3.238 | 1.7917 | 0 | 0 | 0 | 2.5836e-05 |  | 1.7918e-07 | 0 | 1.7918e-07 | 8.9592e-08 | 0 | 8.9592e-08 | 2.3038e-07 | 0 | 2.3038e-07 | [16 empty] | 7.3.1.3 Ignition probability mapping showing the probability of ignition along the electric lines and equipmentWLDFRAggregatedAggregated | WLDFR | HFTD - Distribution - Tier 2 - 4QU CoRE ¦ 5QU LoRE | Non-Red Flag Warning - Large Fires | Aggregated | Aggregated | 2029 | 1.1337e-05 | 0 | 489.3555 | 0.0055478 | 2029 | Mitigation | 0.08575 | 30 | 0 | esc | 0.0012005 | 1.361e-08 | 0.00060025 | 6.805e-09 | 0.0015435 | 1.7499e-08
[79 empty] | WLDFR | HFTD - Distribution - Tier 2 - 4QU CoRE ¦ 4QU LoRE | Red Flag Warning - Large Fires | 2029 | 3.1017e-08 | 1.5508e-08 | 3.9878e-08 | 5.777 | 0.74734 | 3.238 | 1.7917 | 0 | 0 | 0 | 2.5836e-05 |  | 1.7918e-07 | 0 | 1.7918e-07 | 8.9592e-08 | 0 | 8.9592e-08 | 2.3038e-07 | 0 | 2.3038e-07 | [16 empty] | 7.3.1.3 Ignition probability mapping showing the probability of ignition along the electric lines and equipmentWLDFRAggregatedAggregated | WLDFR | HFTD - Distribution - Tier 2 - 4QU CoRE ¦ 5QU LoRE | Non-Red Flag Warning - Large Fires | Aggregated | Aggregated | 2030 | 1.1337e-05 | 0 | 489.3555 | 0.0055478 | 2030 | Mitigation | 0.08575 | 30 | 0 | esc | 0.0012005 | 1.361e-08 | 0.00060025 | 6.805e-09 | 0.0015435 | 1.7499e-08
[79 empty] | WLDFR | HFTD - Distribution - Tier 2 - 4QU CoRE ¦ 4QU LoRE | Red Flag Warning - Large Fires | 2030 | 3.1017e-08 | 1.5508e-08 | 3.9878e-08 | 5.777 | 0.74734 | 3.238 | 1.7917 | 0 | 0 | 0 | 2.5836e-05 |  | 1.7918e-07 | 0 | 1.7918e-07 | 8.9592e-08 | 0 | 8.9592e-08 | 2.3038e-07 | 0 | 2.3038e-07 | [16 empty] | 7.3.1.3 Ignition probability mapping showing the probability of ignition along the electric lines and equipmentWLDFRAggregatedAggregated | WLDFR | HFTD - Distribution - Tier 2 - 4QU CoRE ¦ 5QU LoRE | Non-Red Flag Warning - Large Fires | Aggregated | Aggregated | 2031 | 1.1337e-05 | 0 | 489.3555 | 0.0055478 | 2031 | Mitigation | 0.08575 | 30 | 0 | esc | 0.0012005 | 1.361e-08 | 0.00060025 | 6.805e-09 | 0.0015435 | 1.7499e-08
[79 empty] | WLDFR | HFTD - Distribution - Tier 2 - 4QU CoRE ¦ 4QU LoRE | Red Flag Warning - Large Fires | 2031 | 3.1017e-08 | 1.5508e-08 | 3.9878e-08 | 5.777 | 0.74734 | 3.238 | 1.7917 | 0 | 0 | 0 | 2.5836e-05 |  | 1.7918e-07 | 0 | 1.7918e-07 | 8.9592e-08 | 0 | 8.9592e-08 | 2.3038e-07 | 0 | 2.3038e-07 | [16 empty] | 7.3.1.3 Ignition probability mapping showing the probability of ignition along the electric lines and equipmentWLDFRAggregatedAggregated | WLDFR | HFTD - Distribution - Tier 2 - 4QU CoRE ¦ 5QU LoRE | Non-Red Flag Warning - Large Fires | Aggregated | Aggregated | 2032 | 1.1337e-05 | 0 | 489.3555 | 0.0055478 | 2032 | Mitigation | 0.08575 | 30 | 0 | esc | 0.0012005 | 1.361e-08 | 0.00060025 | 6.805e-09 | 0.0015435 | 1.7499e-08
[79 empty] | WLDFR | HFTD - Distribution - Tier 2 - 4QU CoRE ¦ 4QU LoRE | Red Flag Warning - Large Fires | 2032 | 3.1017e-08 | 1.5508e-08 | 3.9878e-08 | 5.777 | 0.74734 | 3.238 | 1.7917 | 0 | 0 | 0 | 2.5836e-05 |  | 1.7918e-07 | 0 | 1.7918e-07 | 8.9592e-08 | 0 | 8.9592e-08 | 2.3038e-07 | 0 | 2.3038e-07 | [16 empty] | 7.3.1.3 Ignition probability mapping showing the probability of ignition along the electric lines and equipmentWLDFRAggregatedAggregated | WLDFR | HFTD - Distribution - Tier 2 - 4QU CoRE ¦ 5QU LoRE | Non-Red Flag Warning - Large Fires | Aggregated | Aggregated | 2033 | 1.1337e-05 | 0 | 489.3555 | 0.0055478 | 2033 | Mitigation | 0.08575 | 30 | 0 | esc | 0.0012005 | 1.361e-08 | 0.00060025 | 6.805e-09 | 0.0015435 | 1.7499e-08
[79 empty] | WLDFR | HFTD - Distribution - Tier 2 - 4QU CoRE ¦ 4QU LoRE | Red Flag Warning - Large Fires | 2033 | 3.1017e-08 | 1.5508e-08 | 3.9878e-08 | 6.1205 | 0.77885 | 3.4265 | 1.9151 | 0 | 0 | 0 | 2.5836e-05 |  | 1.8984e-07 | 0 | 1.8984e-07 | 9.4918e-08 | 0 | 9.4918e-08 | 2.4408e-07 | 0 | 2.4408e-07 | [16 empty] | 7.3.1.3 Ignition probability mapping showing the probability of ignition along the electric lines and equipmentWLDFRAggregatedAggregated | WLDFR | HFTD - Distribution - Tier 2 - 4QU CoRE ¦ 5QU LoRE | Non-Red Flag Warning - Large Fires | Aggregated | Aggregated | 2034 | 1.1337e-05 | 0 | 489.3555 | 0.0055478 | 2034 | Mitigation | 0.08575 | 30 | 0 | esc | 0.0012005 | 1.361e-08 | 0.00060025 | 6.805e-09 | 0.0015435 | 1.7499e-08
[79 empty] | WLDFR | HFTD - Distribution - Tier 2 - 4QU CoRE ¦ 4QU LoRE | Red Flag Warning - Large Fires | 2034 | 3.1017e-08 | 1.5508e-08 | 3.9878e-08 | 6.1205 | 0.77885 | 3.4265 | 1.9151 | 0 | 0 | 0 | 2.5836e-05 |  | 1.8984e-07 | 0 | 1.8984e-07 | 9.4918e-08 | 0 | 9.4918e-08 | 2.4408e-07 | 0 | 2.4408e-07 | [16 empty] | 7.3.1.3 Ignition probability mapping showing the probability of ignition along the electric lines and equipmentWLDFRAggregatedAggregated | WLDFR | HFTD - Distribution - Tier 2 - 4QU CoRE ¦ 5QU LoRE | Non-Red Flag Warning - Large Fires | Aggregated | Aggregated | 2035 | 1.1337e-05 | 0 | 489.3555 | 0.0055478 | 2035 | Mitigation | 0.08575 | 30 | 0 | esc | 0.0012005 | 1.361e-08 | 0.00060025 | 6.805e-09 | 0.0015435 | 1.7499e-08
[79 empty] | WLDFR | HFTD - Distribution - Tier 2 - 4QU CoRE ¦ 4QU LoRE | Red Flag Warning - Large Fires | 2035 | 3.1017e-08 | 1.5508e-08 | 3.9878e-08 | 6.1205 | 0.77885 | 3.4265 | 1.9151 | 0 | 0 | 0 | 2.5836e-05 |  | 1.8984e-07 | 0 | 1.8984e-07 | 9.4918e-08 | 0 | 9.4918e-08 | 2.4408e-07 | 0 | 2.4408e-07 | [16 empty] | 7.3.1.3 Ignition probability mapping showing the probability of ignition along the electric lines and equipmentWLDFRAggregatedAggregated | WLDFR | HFTD - Distribution - Tier 2 - 4QU CoRE ¦ 5QU LoRE | Non-Red Flag Warning - Large Fires | Aggregated | Aggregated | 2036 | 1.1337e-05 | 0 | 489.3555 | 0.0055478 | 2036 | Mitigation | 0.08575 | 30 | 0 | esc | 0.0012005 | 1.361e-08 | 0.00060025 | 6.805e-09 | 0.0015435 | 1.7499e-08
[79 empty] | WLDFR | HFTD - Distribution - Tier 2 - 4QU CoRE ¦ 4QU LoRE | Red Flag Warning - Large Fires | 2036 | 3.1017e-08 | 1.5508e-08 | 3.9878e-08 | 6.1205 | 0.77885 | 3.4265 | 1.9151 | 0 | 0 | 0 | 2.5836e-05 |  | 1.8984e-07 | 0 | 1.8984e-07 | 9.4918e-08 | 0 | 9.4918e-08 | 2.4408e-07 | 0 | 2.4408e-07 | [16 empty] | 7.3.1.3 Ignition probability mapping showing the probability of ignition along the electric lines and equipmentWLDFRAggregatedAggregated | WLDFR | HFTD - Distribution - Tier 2 - 4QU CoRE ¦ 5QU LoRE | Non-Red Flag Warning - Large Fires | Aggregated | Aggregated | 2037 | 1.1337e-05 | 0 | 489.3555 | 0.0055478 | 2037 | Mitigation | 0.08575 | 30 | 0 | esc | 0.0012005 | 1.361e-08 | 0.00060025 | 6.805e-09 | 0.0015435 | 1.7499e-08
[79 empty] | WLDFR | HFTD - Distribution - Tier 2 - 4QU CoRE ¦ 4QU LoRE | Red Flag Warning - Large Fires | 2037 | 3.1017e-08 | 1.5508e-08 | 3.9878e-08 | 6.1205 | 0.77885 | 3.4265 | 1.9151 | 0 | 0 | 0 | 2.5836e-05 |  | 1.8984e-07 | 0 | 1.8984e-07 | 9.4918e-08 | 0 | 9.4918e-08 | 2.4408e-07 | 0 | 2.4408e-07 | [16 empty] | 7.3.1.3 Ignition probability mapping showing the probability of ignition along the electric lines and equipmentWLDFRAggregatedAggregated | WLDFR | HFTD - Distribution - Tier 2 - 4QU CoRE ¦ 5QU LoRE | Non-Red Flag Warning - Large Fires | Aggregated | Aggregated | 2038 | 1.1337e-05 | 0 | 489.3555 | 0.0055478 | 2038 | Mitigation | 0.08575 | 30 | 0 | esc | 0.0012005 | 1.361e-08 | 0.00060025 | 6.805e-09 | 0.0015435 | 1.7499e-08
[79 empty] | WLDFR | HFTD - Distribution - Tier 2 - 4QU CoRE ¦ 4QU LoRE | Red Flag Warning - Large Fires | 2038 | 3.1017e-08 | 1.5508e-08 | 3.9878e-08 | 6.5028 | 0.81304 | 3.6355 | 2.0543 | 0 | 0 | 0 | 2.5836e-05 |  | 2.0169e-07 | 0 | 2.0169e-07 | 1.0085e-07 | 0 | 1.0085e-07 | 2.5932e-07 | 0 | 2.5932e-07 | [16 empty] | 7.3.1.3 Ignition probability mapping showing the probability of ignition along the electric lines and equipmentWLDFRAggregatedAggregated | WLDFR | HFTD - Distribution - Tier 2 - 4QU CoRE ¦ 5QU LoRE | Non-Red Flag Warning - Large Fires | Aggregated | Aggregated | 2039 | 1.1337e-05 | 0 | 489.3555 | 0.0055478 | 2039 | Mitigation | 0.08575 | 30 | 0 | esc | 0.0012005 | 1.361e-08 | 0.00060025 | 6.805e-09 | 0.0015435 | 1.7499e-08
[79 empty] | WLDFR | HFTD - Distribution - Tier 2 - 4QU CoRE ¦ 4QU LoRE | Red Flag Warning - Large Fires | 2039 | 3.1017e-08 | 1.5508e-08 | 3.9878e-08 | 6.5028 | 0.81304 | 3.6355 | 2.0543 | 0 | 0 | 0 | 2.5836e-05 |  | 2.0169e-07 | 0 | 2.0169e-07 | 1.0085e-07 | 0 | 1.0085e-07 | 2.5932e-07 | 0 | 2.5932e-07 | [16 empty] | 7.3.1.3 Ignition probability mapping showing the probability of ignition along the electric lines and equipmentWLDFRAggregatedAggregated | WLDFR | HFTD - Distribution - Tier 2 - 4QU CoRE ¦ 5QU LoRE | Non-Red Flag Warning - Large Fires | Aggregated | Aggregated | 2040 | 1.1337e-05 | 0 | 489.3555 | 0.0055478 | 2040 | Mitigation | 0.08575 | 30 | 0 | esc | 0.0012005 | 1.361e-08 | 0.00060025 | 6.805e-09 | 0.0015435 | 1.7499e-08
[79 empty] | WLDFR | HFTD - Distribution - Tier 2 - 4QU CoRE ¦ 4QU LoRE | Red Flag Warning - Large Fires | 2040 | 3.1017e-08 | 1.5508e-08 | 3.9878e-08 | 6.5028 | 0.81304 | 3.6355 | 2.0543 | 0 | 0 | 0 | 2.5836e-05 |  | 2.0169e-07 | 0 | 2.0169e-07 | 1.0085e-07 | 0 | 1.0085e-07 | 2.5932e-07 | 0 | 2.5932e-07 | [16 empty] | 7.3.1.3 Ignition probability mapping showing the probability of ignition along the electric lines and equipmentWLDFRAggregatedAggregated | WLDFR | HFTD - Distribution - Tier 2 - 4QU CoRE ¦ 5QU LoRE | Non-Red Flag Warning - Large Fires | Aggregated | Aggregated | 2041 | 1.1337e-05 | 0 | 489.3555 | 0.0055478 | 2041 | Mitigation | 0.08575 | 30 | 0 | esc | 0.0012005 | 1.361e-08 | 0.00060025 | 6.805e-09 | 0.0015435 | 1.7499e-08
[79 empty] | WLDFR | HFTD - Distribution - Tier 2 - 4QU CoRE ¦ 4QU LoRE | Red Flag Warning - Large Fires | 2041 | 3.1017e-08 | 1.5508e-08 | 3.9878e-08 | 6.5028 | 0.81304 | 3.6355 | 2.0543 | 0 | 0 | 0 | 2.5836e-05 |  | 2.0169e-07 | 0 | 2.0169e-07 | 1.0085e-07 | 0 | 1.0085e-07 | 2.5932e-07 | 0 | 2.5932e-07 | [16 empty] | 7.3.1.3 Ignition probability mapping showing the probability of ignition along the electric lines and equipmentWLDFRAggregatedAggregated | WLDFR | HFTD - Distribution - Tier 2 - 4QU CoRE ¦ 5QU LoRE | Non-Red Flag Warning - Large Fires | Aggregated | Aggregated | 2042 | 1.1337e-05 | 0 | 489.3555 | 0.0055478 | 2042 | Mitigation | 0.08575 | 30 | 0 | esc | 0.0012005 | 1.361e-08 | 0.00060025 | 6.805e-09 | 0.0015435 | 1.7499e-08
[79 empty] | WLDFR | HFTD - Distribution - Tier 2 - 4QU CoRE ¦ 4QU LoRE | Red Flag Warning - Large Fires | 2042 | 3.1017e-08 | 1.5508e-08 | 3.9878e-08 | 6.5028 | 0.81304 | 3.6355 | 2.0543 | 0 | 0 | 0 | 2.5836e-05 |  | 2.0169e-07 | 0 | 2.0169e-07 | 1.0085e-07 | 0 | 1.0085e-07 | 2.5932e-07 | 0 | 2.5932e-07 | [16 empty] | 7.3.1.3 Ignition probability mapping showing the probability of ignition along the electric lines and equipmentWLDFRAggregatedAggregated | WLDFR | HFTD - Distribution - Tier 2 - 4QU CoRE ¦ 5QU LoRE | Non-Red Flag Warning - Large Fires | Aggregated | Aggregated | 2043 | 1.1337e-05 | 0 | 489.3555 | 0.0055478 | 2043 | Mitigation | 0.08575 | 30 | 0 | esc | 0.0012005 | 1.361e-08 | 0.00060025 | 6.805e-09 | 0.0015435 | 1.7499e-08
[79 empty] | WLDFR | HFTD - Distribution - Tier 2 - 4QU CoRE ¦ 4QU LoRE | Red Flag Warning - Large Fires | 2043 | 3.1017e-08 | 1.5508e-08 | 3.9878e-08 | 6.9209 | 0.84944 | 3.8632 | 2.2083 | 0 | 0 | 0 | 2.5836e-05 |  | 2.1466e-07 | 0 | 2.1466e-07 | 1.0733e-07 | 0 | 1.0733e-07 | 2.76e-07 | 0 | 2.76e-07 | [16 empty] | 7.3.1.3 Ignition probability mapping showing the probability of ignition along the electric lines and equipmentWLDFRAggregatedAggregated | WLDFR | HFTD - Distribution - Tier 2 - 4QU CoRE ¦ 5QU LoRE | Non-Red Flag Warning - Large Fires | Aggregated | Aggregated | 2044 | 1.1337e-05 | 0 | 489.3555 | 0.0055478 | 2044 | Mitigation | 0.08575 | 30 | 0 | esc | 0.0012005 | 1.361e-08 | 0.00060025 | 6.805e-09 | 0.0015435 | 1.7499e-08
[79 empty] | WLDFR | HFTD - Distribution - Tier 2 - 4QU CoRE ¦ 4QU LoRE | Red Flag Warning - Large Fires | 2044 | 3.1017e-08 | 1.5508e-08 | 3.9878e-08 | 6.9209 | 0.84944 | 3.8632 | 2.2083 | 0 | 0 | 0 | 2.5836e-05 |  | 2.1466e-07 | 0 | 2.1466e-07 | 1.0733e-07 | 0 | 1.0733e-07 | 2.76e-07 | 0 | 2.76e-07 | [16 empty] | 7.3.1.3 Ignition probability mapping showing the probability of ignition along the electric lines and equipmentWLDFRAggregatedAggregated | WLDFR | HFTD - Distribution - Tier 2 - 4QU CoRE ¦ 5QU LoRE | Non-Red Flag Warning - Large Fires | Aggregated | Aggregated | 2045 | 1.1337e-05 | 0 | 489.3555 | 0.0055478 | 2045 | Mitigation | 0.08575 | 30 | 0 | esc | 0.0012005 | 1.361e-08 | 0.00060025 | 6.805e-09 | 0.0015435 | 1.7499e-08
[79 empty] | WLDFR | HFTD - Distribution - Tier 2 - 4QU CoRE ¦ 4QU LoRE | Red Flag Warning - Large Fires | 2045 | 3.1017e-08 | 1.5508e-08 | 3.9878e-08 | 6.9209 | 0.84944 | 3.8632 | 2.2083 | 0 | 0 | 0 | 2.5836e-05 |  | 2.1466e-07 | 0 | 2.1466e-07 | 1.0733e-07 | 0 | 1.0733e-07 | 2.76e-07 | 0 | 2.76e-07 | [16 empty] | 7.3.1.3 Ignition probability mapping showing the probability of ignition along the electric lines and equipmentWLDFRAggregatedAggregated | WLDFR | HFTD - Distribution - Tier 2 - 4QU CoRE ¦ 5QU LoRE | Non-Red Flag Warning - Large Fires | Aggregated | Aggregated | 2046 | 1.1337e-05 | 0 | 489.3555 | 0.0055478 | 2046 | Mitigation | 0.08575 | 30 | 0 | esc | 0.0012005 | 1.361e-08 | 0.00060025 | 6.805e-09 | 0.0015435 | 1.7499e-08
[79 empty] | WLDFR | HFTD - Distribution - Tier 2 - 4QU CoRE ¦ 4QU LoRE | Red Flag Warning - Large Fires | 2046 | 3.1017e-08 | 1.5508e-08 | 3.9878e-08 | 6.9209 | 0.84944 | 3.8632 | 2.2083 | 0 | 0 | 0 | 2.5836e-05 |  | 2.1466e-07 | 0 | 2.1466e-07 | 1.0733e-07 | 0 | 1.0733e-07 | 2.76e-07 | 0 | 2.76e-07 | [16 empty] | 7.3.1.3 Ignition probability mapping showing the probability of ignition along the electric lines and equipmentWLDFRAggregatedAggregated | WLDFR | HFTD - Distribution - Tier 2 - 4QU CoRE ¦ 5QU LoRE | Non-Red Flag Warning - Large Fires | Aggregated | Aggregated | 2047 | 1.1337e-05 | 0 | 489.3555 | 0.0055478 | 2047 | Mitigation | 0.08575 | 30 | 0 | esc | 0.0012005 | 1.361e-08 | 0.00060025 | 6.805e-09 | 0.0015435 | 1.7499e-08
[79 empty] | WLDFR | HFTD - Distribution - Tier 2 - 4QU CoRE ¦ 4QU LoRE | Red Flag Warning - Large Fires | 2047 | 3.1017e-08 | 1.5508e-08 | 3.9878e-08 | 6.9209 | 0.84944 | 3.8632 | 2.2083 | 0 | 0 | 0 | 2.5836e-05 |  | 2.1466e-07 | 0 | 2.1466e-07 | 1.0733e-07 | 0 | 1.0733e-07 | 2.76e-07 | 0 | 2.76e-07 | [16 empty] | 7.3.1.3 Ignition probability mapping showing the probability of ignition along the electric lines and equipmentWLDFRAggregatedAggregated | WLDFR | HFTD - Distribution - Tier 2 - 4QU CoRE ¦ 5QU LoRE | Non-Red Flag Warning - Large Fires | Aggregated | Aggregated | 2048 | 1.1337e-05 | 0 | 489.3555 | 0.0055478 | 2048 | Mitigation | 0.08575 | 30 | 0 | esc | 0.0012005 | 1.361e-08 | 0.00060025 | 6.805e-09 | 0.0015435 | 1.7499e-08
[79 empty] | WLDFR | HFTD - Distribution - Tier 2 - 4QU CoRE ¦ 4QU LoRE | Red Flag Warning - Large Fires | 2048 | 3.1017e-08 | 1.5508e-08 | 3.9878e-08 | 7.3713 | 0.88759 | 4.1075 | 2.3763 | 0 | 0 | 0 | 2.5836e-05 |  | 2.2863e-07 | 0 | 2.2863e-07 | 1.1432e-07 | 0 | 1.1432e-07 | 2.9396e-07 | 0 | 2.9396e-07 | [16 empty] | 7.3.1.3 Ignition probability mapping showing the probability of ignition along the electric lines and equipmentWLDFRAggregatedAggregated | WLDFR | HFTD - Distribution - Tier 2 - 4QU CoRE ¦ 5QU LoRE | Non-Red Flag Warning - Large Fires | Aggregated | Aggregated | 2049 | 1.1337e-05 | 0 | 489.3555 | 0.0055478 | 2049 | Mitigation | 0.08575 | 30 | 0 | esc | 0.0012005 | 1.361e-08 | 0.00060025 | 6.805e-09 | 0.0015435 | 1.7499e-08
[79 empty] | WLDFR | HFTD - Distribution - Tier 2 - 4QU CoRE ¦ 4QU LoRE | Red Flag Warning - Large Fires | 2049 | 3.1017e-08 | 1.5508e-08 | 3.9878e-08 | 7.3713 | 0.88759 | 4.1075 | 2.3763 | 0 | 0 | 0 | 2.5836e-05 |  | 2.2863e-07 | 0 | 2.2863e-07 | 1.1432e-07 | 0 | 1.1432e-07 | 2.9396e-07 | 0 | 2.9396e-07 | [16 empty] | 7.3.1.3 Ignition probability mapping showing the probability of ignition along the electric lines and equipmentWLDFRAggregatedAggregated | WLDFR | HFTD - Distribution - Tier 2 - 4QU CoRE ¦ 5QU LoRE | Non-Red Flag Warning - Large Fires | Aggregated | Aggregated | 2050 | 1.1337e-05 | 0 | 489.3555 | 0.0055478 | 2050 | Mitigation | 0.08575 | 30 | 0 | esc | 0 | 0 | 0.00060025 | 6.805e-09 | 0.0015435 | 1.7499e-08
[79 empty] | WLDFR | HFTD - Distribution - Tier 2 - 4QU CoRE ¦ 4QU LoRE | Red Flag Warning - Large Fires | 2050 | 0 | 1.5508e-08 | 3.9878e-08 | 7.3713 | 0.88759 | 4.1075 | 2.3763 | 0 | 0 | 0 | 2.5836e-05 |  | 0 | 0 | 0 | 1.1432e-07 | 0 | 1.1432e-07 | 2.9396e-07 | 0 | 2.9396e-07 | [16 empty] | 7.3.1.3 Ignition probability mapping showing the probability of ignition along the electric lines and equipmentWLDFRAggregatedAggregated | WLDFR | HFTD - Distribution - Tier 2 - 4QU CoRE ¦ 5QU LoRE | Non-Red Flag Warning - Large Fires | Aggregated | Aggregated | 2051 | 1.1337e-05 | 0 | 489.3555 | 0.0055478 | 2051 | Mitigation | 0.08575 | 30 | 0 | esc | 0 | 0 | 0 | 0 | 0.0015435 | 1.7499e-08
[79 empty] | WLDFR | HFTD - Distribution - Tier 2 - 4QU CoRE ¦ 4QU LoRE | Red Flag Warning - Large Fires | 2051 | 0 | 0 | 3.9878e-08 | 7.3713 | 0.88759 | 4.1075 | 2.3763 | 0 | 0 | 0 | 2.5836e-05 |  | 0 | 0 | 0 | 0 | 0 | 0 | 2.9396e-07 | 0 | 2.9396e-07 | [16 empty] | 7.3.1.3 Ignition probability mapping showing the probability of ignition along the electric lines and equipmentWLDFRAggregatedAggregated | WLDFR | HFTD - Distribution - Tier 2 - 4QU CoRE ¦ 5QU LoRE | Non-Red Flag Warning - Small Fires | Aggregated | Aggregated | 2021 | 0.002295 | 0 | 489.3555 | 1.1231 | 2021 | Mitigation | 0.08575 | 30 | 0 | esc | 0.0012005 | 2.7552e-06 | 0.00060025 | 1.3776e-06 | 0 | 0
[79 empty] | WLDFR | HFTD - Distribution - Tier 2 - 4QU CoRE ¦ 4QU LoRE | Red Flag Warning - Small Fires | 2020 | 5.3218e-07 | 0 | 0 | 0.077901 | 0.036425 | 0.0015809 | 0.039895 | 0 | 0 | 0 | 0.0004433 |  | 4.1457e-08 | 0 | 4.1457e-08 | 0 | 0 | 0 | 0 | 0 | 0 | [16 empty] | 7.3.1.3 Ignition probability mapping showing the probability of ignition along the electric lines and equipmentWLDFRAggregatedAggregated | WLDFR | HFTD - Distribution - Tier 2 - 4QU CoRE ¦ 5QU LoRE | Non-Red Flag Warning - Small Fires | Aggregated | Aggregated | 2022 | 0.002295 | 0 | 489.3555 | 1.1231 | 2022 | Mitigation | 0.08575 | 30 | 0 | esc | 0.0012005 | 2.7552e-06 | 0.00060025 | 1.3776e-06 | 0.0015435 | 3.5424e-06
[79 empty] | WLDFR | HFTD - Distribution - Tier 2 - 4QU CoRE ¦ 4QU LoRE | Red Flag Warning - Small Fires | 2021 | 5.3218e-07 | 2.6609e-07 | 0 | 0.077901 | 0.036425 | 0.0015809 | 0.039895 | 0 | 0 | 0 | 0.0004433 |  | 4.1457e-08 | 0 | 4.1457e-08 | 2.0729e-08 | 0 | 2.0729e-08 | 0 | 0 | 0 | [16 empty] | 7.3.1.3 Ignition probability mapping showing the probability of ignition along the electric lines and equipmentWLDFRAggregatedAggregated | WLDFR | HFTD - Distribution - Tier 2 - 4QU CoRE ¦ 5QU LoRE | Non-Red Flag Warning - Small Fires | Aggregated | Aggregated | 2023 | 0.002295 | 0 | 489.3555 | 1.1231 | 2023 | Mitigation | 0.08575 | 30 | 0 | esc | 0.0012005 | 2.7552e-06 | 0.00060025 | 1.3776e-06 | 0.0015435 | 3.5424e-06
[79 empty] | WLDFR | HFTD - Distribution - Tier 2 - 4QU CoRE ¦ 4QU LoRE | Red Flag Warning - Small Fires | 2022 | 5.3218e-07 | 2.6609e-07 | 6.8423e-07 | 0.077901 | 0.036425 | 0.0015809 | 0.039895 | 0 | 0 | 0 | 0.0004433 |  | 4.1457e-08 | 0 | 4.1457e-08 | 2.0729e-08 | 0 | 2.0729e-08 | 5.3302e-08 | 0 | 5.3302e-08 | [16 empty] | 7.3.1.3 Ignition probability mapping showing the probability of ignition along the electric lines and equipmentWLDFRAggregatedAggregated | WLDFR | HFTD - Distribution - Tier 2 - 4QU CoRE ¦ 5QU LoRE | Non-Red Flag Warning - Small Fires | Aggregated | Aggregated | 2024 | 0.002295 | 0 | 489.3555 | 1.1231 | 2024 | Mitigation | 0.08575 | 30 | 0 | esc | 0.0012005 | 2.7552e-06 | 0.00060025 | 1.3776e-06 | 0.0015435 | 3.5424e-06
[79 empty] | WLDFR | HFTD - Distribution - Tier 2 - 4QU CoRE ¦ 4QU LoRE | Red Flag Warning - Small Fires | 2023 | 5.3218e-07 | 2.6609e-07 | 6.8423e-07 | 0.080408 | 0.03759 | 0.0016314 | 0.041187 | 0 | 0 | 0 | 0.0004433 |  | 4.2792e-08 | 0 | 4.2792e-08 | 2.1396e-08 | 0 | 2.1396e-08 | 5.5018e-08 | 0 | 5.5018e-08 | [16 empty] | 7.3.1.3 Ignition probability mapping showing the probability of ignition along the electric lines and equipmentWLDFRAggregatedAggregated | WLDFR | HFTD - Distribution - Tier 2 - 4QU CoRE ¦ 5QU LoRE | Non-Red Flag Warning - Small Fires | Aggregated | Aggregated | 2025 | 0.002295 | 0 | 489.3555 | 1.1231 | 2025 | Mitigation | 0.08575 | 30 | 0 | esc | 0.0012005 | 2.7552e-06 | 0.00060025 | 1.3776e-06 | 0.0015435 | 3.5424e-06
[79 empty] | WLDFR | HFTD - Distribution - Tier 2 - 4QU CoRE ¦ 4QU LoRE | Red Flag Warning - Small Fires | 2024 | 5.3218e-07 | 2.6609e-07 | 6.8423e-07 | 0.080408 | 0.03759 | 0.0016314 | 0.041187 | 0 | 0 | 0 | 0.0004433 |  | 4.2792e-08 | 0 | 4.2792e-08 | 2.1396e-08 | 0 | 2.1396e-08 | 5.5018e-08 | 0 | 5.5018e-08 | [16 empty] | 7.3.1.3 Ignition probability mapping showing the probability of ignition along the electric lines and equipmentWLDFRAggregatedAggregated | WLDFR | HFTD - Distribution - Tier 2 - 4QU CoRE ¦ 5QU LoRE | Non-Red Flag Warning - Small Fires | Aggregated | Aggregated | 2026 | 0.002295 | 0 | 489.3555 | 1.1231 | 2026 | Mitigation | 0.08575 | 30 | 0 | esc | 0.0012005 | 2.7552e-06 | 0.00060025 | 1.3776e-06 | 0.0015435 | 3.5424e-06
[79 empty] | WLDFR | HFTD - Distribution - Tier 2 - 4QU CoRE ¦ 4QU LoRE | Red Flag Warning - Small Fires | 2025 | 5.3218e-07 | 2.6609e-07 | 6.8423e-07 | 0.080408 | 0.03759 | 0.0016314 | 0.041187 | 0 | 0 | 0 | 0.0004433 |  | 4.2792e-08 | 0 | 4.2792e-08 | 2.1396e-08 | 0 | 2.1396e-08 | 5.5018e-08 | 0 | 5.5018e-08 | [16 empty] | 7.3.1.3 Ignition probability mapping showing the probability of ignition along the electric lines and equipmentWLDFRAggregatedAggregated | WLDFR | HFTD - Distribution - Tier 2 - 4QU CoRE ¦ 5QU LoRE | Non-Red Flag Warning - Small Fires | Aggregated | Aggregated | 2027 | 0.002295 | 0 | 489.3555 | 1.1231 | 2027 | Mitigation | 0.08575 | 30 | 0 | esc | 0.0012005 | 2.7552e-06 | 0.00060025 | 1.3776e-06 | 0.0015435 | 3.5424e-06
[79 empty] | WLDFR | HFTD - Distribution - Tier 2 - 4QU CoRE ¦ 4QU LoRE | Red Flag Warning - Small Fires | 2026 | 5.3218e-07 | 2.6609e-07 | 6.8423e-07 | 0.080408 | 0.03759 | 0.0016314 | 0.041187 | 0 | 0 | 0 | 0.0004433 |  | 4.2792e-08 | 0 | 4.2792e-08 | 2.1396e-08 | 0 | 2.1396e-08 | 5.5018e-08 | 0 | 5.5018e-08 | [16 empty] | 7.3.1.3 Ignition probability mapping showing the probability of ignition along the electric lines and equipmentWLDFRAggregatedAggregated | WLDFR | HFTD - Distribution - Tier 2 - 4QU CoRE ¦ 5QU LoRE | Non-Red Flag Warning - Small Fires | Aggregated | Aggregated | 2028 | 0.002295 | 0 | 489.3555 | 1.1231 | 2028 | Mitigation | 0.08575 | 30 | 0 | esc | 0.0012005 | 2.7552e-06 | 0.00060025 | 1.3776e-06 | 0.0015435 | 3.5424e-06
[79 empty] | WLDFR | HFTD - Distribution - Tier 2 - 4QU CoRE ¦ 4QU LoRE | Red Flag Warning - Small Fires | 2027 | 5.3218e-07 | 2.6609e-07 | 6.8423e-07 | 0.080408 | 0.03759 | 0.0016314 | 0.041187 | 0 | 0 | 0 | 0.0004433 |  | 4.2792e-08 | 0 | 4.2792e-08 | 2.1396e-08 | 0 | 2.1396e-08 | 5.5018e-08 | 0 | 5.5018e-08 | [16 empty] | 7.3.1.3 Ignition probability mapping showing the probability of ignition along the electric lines and equipmentWLDFRAggregatedAggregated | WLDFR | HFTD - Distribution - Tier 2 - 4QU CoRE ¦ 5QU LoRE | Non-Red Flag Warning - Small Fires | Aggregated | Aggregated | 2029 | 0.002295 | 0 | 489.3555 | 1.1231 | 2029 | Mitigation | 0.08575 | 30 | 0 | esc | 0.0012005 | 2.7552e-06 | 0.00060025 | 1.3776e-06 | 0.0015435 | 3.5424e-06
[79 empty] | WLDFR | HFTD - Distribution - Tier 2 - 4QU CoRE ¦ 4QU LoRE | Red Flag Warning - Small Fires | 2028 | 5.3218e-07 | 2.6609e-07 | 6.8423e-07 | 0.083606 | 0.039055 | 0.001695 | 0.042856 | 0 | 0 | 0 | 0.0004433 |  | 4.4494e-08 | 0 | 4.4494e-08 | 2.2247e-08 | 0 | 2.2247e-08 | 5.7206e-08 | 0 | 5.7206e-08 | [16 empty] | 7.3.1.3 Ignition probability mapping showing the probability of ignition along the electric lines and equipmentWLDFRAggregatedAggregated | WLDFR | HFTD - Distribution - Tier 2 - 4QU CoRE ¦ 5QU LoRE | Non-Red Flag Warning - Small Fires | Aggregated | Aggregated | 2030 | 0.002295 | 0 | 489.3555 | 1.1231 | 2030 | Mitigation | 0.08575 | 30 | 0 | esc | 0.0012005 | 2.7552e-06 | 0.00060025 | 1.3776e-06 | 0.0015435 | 3.5424e-06
[79 empty] | WLDFR | HFTD - Distribution - Tier 2 - 4QU CoRE ¦ 4QU LoRE | Red Flag Warning - Small Fires | 2029 | 5.3218e-07 | 2.6609e-07 | 6.8423e-07 | 0.083606 | 0.039055 | 0.001695 | 0.042856 | 0 | 0 | 0 | 0.0004433 |  | 4.4494e-08 | 0 | 4.4494e-08 | 2.2247e-08 | 0 | 2.2247e-08 | 5.7206e-08 | 0 | 5.7206e-08 | [16 empty] | 7.3.1.3 Ignition probability mapping showing the probability of ignition along the electric lines and equipmentWLDFRAggregatedAggregated | WLDFR | HFTD - Distribution - Tier 2 - 4QU CoRE ¦ 5QU LoRE | Non-Red Flag Warning - Small Fires | Aggregated | Aggregated | 2031 | 0.002295 | 0 | 489.3555 | 1.1231 | 2031 | Mitigation | 0.08575 | 30 | 0 | esc | 0.0012005 | 2.7552e-06 | 0.00060025 | 1.3776e-06 | 0.0015435 | 3.5424e-06
[79 empty] | WLDFR | HFTD - Distribution - Tier 2 - 4QU CoRE ¦ 4QU LoRE | Red Flag Warning - Small Fires | 2030 | 5.3218e-07 | 2.6609e-07 | 6.8423e-07 | 0.083606 | 0.039055 | 0.001695 | 0.042856 | 0 | 0 | 0 | 0.0004433 |  | 4.4494e-08 | 0 | 4.4494e-08 | 2.2247e-08 | 0 | 2.2247e-08 | 5.7206e-08 | 0 | 5.7206e-08 | [16 empty] | 7.3.1.3 Ignition probability mapping showing the probability of ignition along the electric lines and equipmentWLDFRAggregatedAggregated | WLDFR | HFTD - Distribution - Tier 2 - 4QU CoRE ¦ 5QU LoRE | Non-Red Flag Warning - Small Fires | Aggregated | Aggregated | 2032 | 0.002295 | 0 | 489.3555 | 1.1231 | 2032 | Mitigation | 0.08575 | 30 | 0 | esc | 0.0012005 | 2.7552e-06 | 0.00060025 | 1.3776e-06 | 0.0015435 | 3.5424e-06
[79 empty] | WLDFR | HFTD - Distribution - Tier 2 - 4QU CoRE ¦ 4QU LoRE | Red Flag Warning - Small Fires | 2031 | 5.3218e-07 | 2.6609e-07 | 6.8423e-07 | 0.083606 | 0.039055 | 0.001695 | 0.042856 | 0 | 0 | 0 | 0.0004433 |  | 4.4494e-08 | 0 | 4.4494e-08 | 2.2247e-08 | 0 | 2.2247e-08 | 5.7206e-08 | 0 | 5.7206e-08 | [16 empty] | 7.3.1.3 Ignition probability mapping showing the probability of ignition along the electric lines and equipmentWLDFRAggregatedAggregated | WLDFR | HFTD - Distribution - Tier 2 - 4QU CoRE ¦ 5QU LoRE | Non-Red Flag Warning - Small Fires | Aggregated | Aggregated | 2033 | 0.002295 | 0 | 489.3555 | 1.1231 | 2033 | Mitigation | 0.08575 | 30 | 0 | esc | 0.0012005 | 2.7552e-06 | 0.00060025 | 1.3776e-06 | 0.0015435 | 3.5424e-06
[79 empty] | WLDFR | HFTD - Distribution - Tier 2 - 4QU CoRE ¦ 4QU LoRE | Red Flag Warning - Small Fires | 2032 | 5.3218e-07 | 2.6609e-07 | 6.8423e-07 | 0.083606 | 0.039055 | 0.001695 | 0.042856 | 0 | 0 | 0 | 0.0004433 |  | 4.4494e-08 | 0 | 4.4494e-08 | 2.2247e-08 | 0 | 2.2247e-08 | 5.7206e-08 | 0 | 5.7206e-08 | [16 empty] | 7.3.1.3 Ignition probability mapping showing the probability of ignition along the electric lines and equipmentWLDFRAggregatedAggregated | WLDFR | HFTD - Distribution - Tier 2 - 4QU CoRE ¦ 5QU LoRE | Non-Red Flag Warning - Small Fires | Aggregated | Aggregated | 2034 | 0.002295 | 0 | 489.3555 | 1.1231 | 2034 | Mitigation | 0.08575 | 30 | 0 | esc | 0.0012005 | 2.7552e-06 | 0.00060025 | 1.3776e-06 | 0.0015435 | 3.5424e-06
[79 empty] | WLDFR | HFTD - Distribution - Tier 2 - 4QU CoRE ¦ 4QU LoRE | Red Flag Warning - Small Fires | 2033 | 5.3218e-07 | 2.6609e-07 | 6.8423e-07 | 0.087211 | 0.040679 | 0.0017655 | 0.044766 | 0 | 0 | 0 | 0.0004433 |  | 4.6412e-08 | 0 | 4.6412e-08 | 2.3206e-08 | 0 | 2.3206e-08 | 5.9673e-08 | 0 | 5.9673e-08 | [16 empty] | 7.3.1.3 Ignition probability mapping showing the probability of ignition along the electric lines and equipmentWLDFRAggregatedAggregated | WLDFR | HFTD - Distribution - Tier 2 - 4QU CoRE ¦ 5QU LoRE | Non-Red Flag Warning - Small Fires | Aggregated | Aggregated | 2035 | 0.002295 | 0 | 489.3555 | 1.1231 | 2035 | Mitigation | 0.08575 | 30 | 0 | esc | 0.0012005 | 2.7552e-06 | 0.00060025 | 1.3776e-06 | 0.0015435 | 3.5424e-06
[79 empty] | WLDFR | HFTD - Distribution - Tier 2 - 4QU CoRE ¦ 4QU LoRE | Red Flag Warning - Small Fires | 2034 | 5.3218e-07 | 2.6609e-07 | 6.8423e-07 | 0.087211 | 0.040679 | 0.0017655 | 0.044766 | 0 | 0 | 0 | 0.0004433 |  | 4.6412e-08 | 0 | 4.6412e-08 | 2.3206e-08 | 0 | 2.3206e-08 | 5.9673e-08 | 0 | 5.9673e-08 | [16 empty] | 7.3.1.3 Ignition probability mapping showing the probability of ignition along the electric lines and equipmentWLDFRAggregatedAggregated | WLDFR | HFTD - Distribution - Tier 2 - 4QU CoRE ¦ 5QU LoRE | Non-Red Flag Warning - Small Fires | Aggregated | Aggregated | 2036 | 0.002295 | 0 | 489.3555 | 1.1231 | 2036 | Mitigation | 0.08575 | 30 | 0 | esc | 0.0012005 | 2.7552e-06 | 0.00060025 | 1.3776e-06 | 0.0015435 | 3.5424e-06
[79 empty] | WLDFR | HFTD - Distribution - Tier 2 - 4QU CoRE ¦ 4QU LoRE | Red Flag Warning - Small Fires | 2035 | 5.3218e-07 | 2.6609e-07 | 6.8423e-07 | 0.087211 | 0.040679 | 0.0017655 | 0.044766 | 0 | 0 | 0 | 0.0004433 |  | 4.6412e-08 | 0 | 4.6412e-08 | 2.3206e-08 | 0 | 2.3206e-08 | 5.9673e-08 | 0 | 5.9673e-08 | [16 empty] | 7.3.1.3 Ignition probability mapping showing the probability of ignition along the electric lines and equipmentWLDFRAggregatedAggregated | WLDFR | HFTD - Distribution - Tier 2 - 4QU CoRE ¦ 5QU LoRE | Non-Red Flag Warning - Small Fires | Aggregated | Aggregated | 2037 | 0.002295 | 0 | 489.3555 | 1.1231 | 2037 | Mitigation | 0.08575 | 30 | 0 | esc | 0.0012005 | 2.7552e-06 | 0.00060025 | 1.3776e-06 | 0.0015435 | 3.5424e-06
[79 empty] | WLDFR | HFTD - Distribution - Tier 2 - 4QU CoRE ¦ 4QU LoRE | Red Flag Warning - Small Fires | 2036 | 5.3218e-07 | 2.6609e-07 | 6.8423e-07 | 0.087211 | 0.040679 | 0.0017655 | 0.044766 | 0 | 0 | 0 | 0.0004433 |  | 4.6412e-08 | 0 | 4.6412e-08 | 2.3206e-08 | 0 | 2.3206e-08 | 5.9673e-08 | 0 | 5.9673e-08 | [16 empty] | 7.3.1.3 Ignition probability mapping showing the probability of ignition along the electric lines and equipmentWLDFRAggregatedAggregated | WLDFR | HFTD - Distribution - Tier 2 - 4QU CoRE ¦ 5QU LoRE | Non-Red Flag Warning - Small Fires | Aggregated | Aggregated | 2038 | 0.002295 | 0 | 489.3555 | 1.1231 | 2038 | Mitigation | 0.08575 | 30 | 0 | esc | 0.0012005 | 2.7552e-06 | 0.00060025 | 1.3776e-06 | 0.0015435 | 3.5424e-06
[79 empty] | WLDFR | HFTD - Distribution - Tier 2 - 4QU CoRE ¦ 4QU LoRE | Red Flag Warning - Small Fires | 2037 | 5.3218e-07 | 2.6609e-07 | 6.8423e-07 | 0.087211 | 0.040679 | 0.0017655 | 0.044766 | 0 | 0 | 0 | 0.0004433 |  | 4.6412e-08 | 0 | 4.6412e-08 | 2.3206e-08 | 0 | 2.3206e-08 | 5.9673e-08 | 0 | 5.9673e-08 | [16 empty] | 7.3.1.3 Ignition probability mapping showing the probability of ignition along the electric lines and equipmentWLDFRAggregatedAggregated | WLDFR | HFTD - Distribution - Tier 2 - 4QU CoRE ¦ 5QU LoRE | Non-Red Flag Warning - Small Fires | Aggregated | Aggregated | 2039 | 0.002295 | 0 | 489.3555 | 1.1231 | 2039 | Mitigation | 0.08575 | 30 | 0 | esc | 0.0012005 | 2.7552e-06 | 0.00060025 | 1.3776e-06 | 0.0015435 | 3.5424e-06
[79 empty] | WLDFR | HFTD - Distribution - Tier 2 - 4QU CoRE ¦ 4QU LoRE | Red Flag Warning - Small Fires | 2038 | 5.3218e-07 | 2.6609e-07 | 6.8423e-07 | 0.091184 | 0.042438 | 0.0018418 | 0.046905 | 0 | 0 | 0 | 0.0004433 |  | 4.8527e-08 | 0 | 4.8527e-08 | 2.4263e-08 | 0 | 2.4263e-08 | 6.2391e-08 | 0 | 6.2391e-08 | [16 empty] | 7.3.1.3 Ignition probability mapping showing the probability of ignition along the electric lines and equipmentWLDFRAggregatedAggregated | WLDFR | HFTD - Distribution - Tier 2 - 4QU CoRE ¦ 5QU LoRE | Non-Red Flag Warning - Small Fires | Aggregated | Aggregated | 2040 | 0.002295 | 0 | 489.3555 | 1.1231 | 2040 | Mitigation | 0.08575 | 30 | 0 | esc | 0.0012005 | 2.7552e-06 | 0.00060025 | 1.3776e-06 | 0.0015435 | 3.5424e-06
[79 empty] | WLDFR | HFTD - Distribution - Tier 2 - 4QU CoRE ¦ 4QU LoRE | Red Flag Warning - Small Fires | 2039 | 5.3218e-07 | 2.6609e-07 | 6.8423e-07 | 0.091184 | 0.042438 | 0.0018418 | 0.046905 | 0 | 0 | 0 | 0.0004433 |  | 4.8527e-08 | 0 | 4.8527e-08 | 2.4263e-08 | 0 | 2.4263e-08 | 6.2391e-08 | 0 | 6.2391e-08 | [16 empty] | 7.3.1.3 Ignition probability mapping showing the probability of ignition along the electric lines and equipmentWLDFRAggregatedAggregated | WLDFR | HFTD - Distribution - Tier 2 - 4QU CoRE ¦ 5QU LoRE | Non-Red Flag Warning - Small Fires | Aggregated | Aggregated | 2041 | 0.002295 | 0 | 489.3555 | 1.1231 | 2041 | Mitigation | 0.08575 | 30 | 0 | esc | 0.0012005 | 2.7552e-06 | 0.00060025 | 1.3776e-06 | 0.0015435 | 3.5424e-06
[79 empty] | WLDFR | HFTD - Distribution - Tier 2 - 4QU CoRE ¦ 4QU LoRE | Red Flag Warning - Small Fires | 2040 | 5.3218e-07 | 2.6609e-07 | 6.8423e-07 | 0.091184 | 0.042438 | 0.0018418 | 0.046905 | 0 | 0 | 0 | 0.0004433 |  | 4.8527e-08 | 0 | 4.8527e-08 | 2.4263e-08 | 0 | 2.4263e-08 | 6.2391e-08 | 0 | 6.2391e-08 | [16 empty] | 7.3.1.3 Ignition probability mapping showing the probability of ignition along the electric lines and equipmentWLDFRAggregatedAggregated | WLDFR | HFTD - Distribution - Tier 2 - 4QU CoRE ¦ 5QU LoRE | Non-Red Flag Warning - Small Fires | Aggregated | Aggregated | 2042 | 0.002295 | 0 | 489.3555 | 1.1231 | 2042 | Mitigation | 0.08575 | 30 | 0 | esc | 0.0012005 | 2.7552e-06 | 0.00060025 | 1.3776e-06 | 0.0015435 | 3.5424e-06
[79 empty] | WLDFR | HFTD - Distribution - Tier 2 - 4QU CoRE ¦ 4QU LoRE | Red Flag Warning - Small Fires | 2041 | 5.3218e-07 | 2.6609e-07 | 6.8423e-07 | 0.091184 | 0.042438 | 0.0018418 | 0.046905 | 0 | 0 | 0 | 0.0004433 |  | 4.8527e-08 | 0 | 4.8527e-08 | 2.4263e-08 | 0 | 2.4263e-08 | 6.2391e-08 | 0 | 6.2391e-08 | [16 empty] | 7.3.1.3 Ignition probability mapping showing the probability of ignition along the electric lines and equipmentWLDFRAggregatedAggregated | WLDFR | HFTD - Distribution - Tier 2 - 4QU CoRE ¦ 5QU LoRE | Non-Red Flag Warning - Small Fires | Aggregated | Aggregated | 2043 | 0.002295 | 0 | 489.3555 | 1.1231 | 2043 | Mitigation | 0.08575 | 30 | 0 | esc | 0.0012005 | 2.7552e-06 | 0.00060025 | 1.3776e-06 | 0.0015435 | 3.5424e-06
[79 empty] | WLDFR | HFTD - Distribution - Tier 2 - 4QU CoRE ¦ 4QU LoRE | Red Flag Warning - Small Fires | 2042 | 5.3218e-07 | 2.6609e-07 | 6.8423e-07 | 0.091184 | 0.042438 | 0.0018418 | 0.046905 | 0 | 0 | 0 | 0.0004433 |  | 4.8527e-08 | 0 | 4.8527e-08 | 2.4263e-08 | 0 | 2.4263e-08 | 6.2391e-08 | 0 | 6.2391e-08 | [16 empty] | 7.3.1.3 Ignition probability mapping showing the probability of ignition along the electric lines and equipmentWLDFRAggregatedAggregated | WLDFR | HFTD - Distribution - Tier 2 - 4QU CoRE ¦ 5QU LoRE | Non-Red Flag Warning - Small Fires | Aggregated | Aggregated | 2044 | 0.002295 | 0 | 489.3555 | 1.1231 | 2044 | Mitigation | 0.08575 | 30 | 0 | esc | 0.0012005 | 2.7552e-06 | 0.00060025 | 1.3776e-06 | 0.0015435 | 3.5424e-06
[79 empty] | WLDFR | HFTD - Distribution - Tier 2 - 4QU CoRE ¦ 4QU LoRE | Red Flag Warning - Small Fires | 2043 | 5.3218e-07 | 2.6609e-07 | 6.8423e-07 | 0.095486 | 0.044306 | 0.0019228 | 0.049257 | 0 | 0 | 0 | 0.0004433 |  | 5.0816e-08 | 0 | 5.0816e-08 | 2.5408e-08 | 0 | 2.5408e-08 | 6.5334e-08 | 0 | 6.5334e-08 | [16 empty] | 7.3.1.3 Ignition probability mapping showing the probability of ignition along the electric lines and equipmentWLDFRAggregatedAggregated | WLDFR | HFTD - Distribution - Tier 2 - 4QU CoRE ¦ 5QU LoRE | Non-Red Flag Warning - Small Fires | Aggregated | Aggregated | 2045 | 0.002295 | 0 | 489.3555 | 1.1231 | 2045 | Mitigation | 0.08575 | 30 | 0 | esc | 0.0012005 | 2.7552e-06 | 0.00060025 | 1.3776e-06 | 0.0015435 | 3.5424e-06
[79 empty] | WLDFR | HFTD - Distribution - Tier 2 - 4QU CoRE ¦ 4QU LoRE | Red Flag Warning - Small Fires | 2044 | 5.3218e-07 | 2.6609e-07 | 6.8423e-07 | 0.095486 | 0.044306 | 0.0019228 | 0.049257 | 0 | 0 | 0 | 0.0004433 |  | 5.0816e-08 | 0 | 5.0816e-08 | 2.5408e-08 | 0 | 2.5408e-08 | 6.5334e-08 | 0 | 6.5334e-08 | [16 empty] | 7.3.1.3 Ignition probability mapping showing the probability of ignition along the electric lines and equipmentWLDFRAggregatedAggregated | WLDFR | HFTD - Distribution - Tier 2 - 4QU CoRE ¦ 5QU LoRE | Non-Red Flag Warning - Small Fires | Aggregated | Aggregated | 2046 | 0.002295 | 0 | 489.3555 | 1.1231 | 2046 | Mitigation | 0.08575 | 30 | 0 | esc | 0.0012005 | 2.7552e-06 | 0.00060025 | 1.3776e-06 | 0.0015435 | 3.5424e-06
[79 empty] | WLDFR | HFTD - Distribution - Tier 2 - 4QU CoRE ¦ 4QU LoRE | Red Flag Warning - Small Fires | 2045 | 5.3218e-07 | 2.6609e-07 | 6.8423e-07 | 0.095486 | 0.044306 | 0.0019228 | 0.049257 | 0 | 0 | 0 | 0.0004433 |  | 5.0816e-08 | 0 | 5.0816e-08 | 2.5408e-08 | 0 | 2.5408e-08 | 6.5334e-08 | 0 | 6.5334e-08 | [16 empty] | 7.3.1.3 Ignition probability mapping showing the probability of ignition along the electric lines and equipmentWLDFRAggregatedAggregated | WLDFR | HFTD - Distribution - Tier 2 - 4QU CoRE ¦ 5QU LoRE | Non-Red Flag Warning - Small Fires | Aggregated | Aggregated | 2047 | 0.002295 | 0 | 489.3555 | 1.1231 | 2047 | Mitigation | 0.08575 | 30 | 0 | esc | 0.0012005 | 2.7552e-06 | 0.00060025 | 1.3776e-06 | 0.0015435 | 3.5424e-06
[79 empty] | WLDFR | HFTD - Distribution - Tier 2 - 4QU CoRE ¦ 4QU LoRE | Red Flag Warning - Small Fires | 2046 | 5.3218e-07 | 2.6609e-07 | 6.8423e-07 | 0.095486 | 0.044306 | 0.0019228 | 0.049257 | 0 | 0 | 0 | 0.0004433 |  | 5.0816e-08 | 0 | 5.0816e-08 | 2.5408e-08 | 0 | 2.5408e-08 | 6.5334e-08 | 0 | 6.5334e-08 | [16 empty] | 7.3.1.3 Ignition probability mapping showing the probability of ignition along the electric lines and equipmentWLDFRAggregatedAggregated | WLDFR | HFTD - Distribution - Tier 2 - 4QU CoRE ¦ 5QU LoRE | Non-Red Flag Warning - Small Fires | Aggregated | Aggregated | 2048 | 0.002295 | 0 | 489.3555 | 1.1231 | 2048 | Mitigation | 0.08575 | 30 | 0 | esc | 0.0012005 | 2.7552e-06 | 0.00060025 | 1.3776e-06 | 0.0015435 | 3.5424e-06
[79 empty] | WLDFR | HFTD - Distribution - Tier 2 - 4QU CoRE ¦ 4QU LoRE | Red Flag Warning - Small Fires | 2047 | 5.3218e-07 | 2.6609e-07 | 6.8423e-07 | 0.095486 | 0.044306 | 0.0019228 | 0.049257 | 0 | 0 | 0 | 0.0004433 |  | 5.0816e-08 | 0 | 5.0816e-08 | 2.5408e-08 | 0 | 2.5408e-08 | 6.5334e-08 | 0 | 6.5334e-08 | [16 empty] | 7.3.1.3 Ignition probability mapping showing the probability of ignition along the electric lines and equipmentWLDFRAggregatedAggregated | WLDFR | HFTD - Distribution - Tier 2 - 4QU CoRE ¦ 5QU LoRE | Non-Red Flag Warning - Small Fires | Aggregated | Aggregated | 2049 | 0.002295 | 0 | 489.3555 | 1.1231 | 2049 | Mitigation | 0.08575 | 30 | 0 | esc | 0.0012005 | 2.7552e-06 | 0.00060025 | 1.3776e-06 | 0.0015435 | 3.5424e-06
[79 empty] | WLDFR | HFTD - Distribution - Tier 2 - 4QU CoRE ¦ 4QU LoRE | Red Flag Warning - Small Fires | 2048 | 5.3218e-07 | 2.6609e-07 | 6.8423e-07 | 0.10007 | 0.04626 | 0.0020076 | 0.051804 | 0 | 0 | 0 | 0.0004433 |  | 5.3256e-08 | 0 | 5.3256e-08 | 2.6628e-08 | 0 | 2.6628e-08 | 6.8472e-08 | 0 | 6.8472e-08 | [16 empty] | 7.3.1.3 Ignition probability mapping showing the probability of ignition along the electric lines and equipmentWLDFRAggregatedAggregated | WLDFR | HFTD - Distribution - Tier 2 - 4QU CoRE ¦ 5QU LoRE | Non-Red Flag Warning - Small Fires | Aggregated | Aggregated | 2050 | 0.002295 | 0 | 489.3555 | 1.1231 | 2050 | Mitigation | 0.08575 | 30 | 0 | esc | 0 | 0 | 0.00060025 | 1.3776e-06 | 0.0015435 | 3.5424e-06
[79 empty] | WLDFR | HFTD - Distribution - Tier 2 - 4QU CoRE ¦ 4QU LoRE | Red Flag Warning - Small Fires | 2049 | 5.3218e-07 | 2.6609e-07 | 6.8423e-07 | 0.10007 | 0.04626 | 0.0020076 | 0.051804 | 0 | 0 | 0 | 0.0004433 |  | 5.3256e-08 | 0 | 5.3256e-08 | 2.6628e-08 | 0 | 2.6628e-08 | 6.8472e-08 | 0 | 6.8472e-08 | [16 empty] | 7.3.1.3 Ignition probability mapping showing the probability of ignition along the electric lines and equipmentWLDFRAggregatedAggregated | WLDFR | HFTD - Distribution - Tier 2 - 4QU CoRE ¦ 5QU LoRE | Non-Red Flag Warning - Small Fires | Aggregated | Aggregated | 2051 | 0.002295 | 0 | 489.3555 | 1.1231 | 2051 | Mitigation | 0.08575 | 30 | 0 | esc | 0 | 0 | 0 | 0 | 0.0015435 | 3.5424e-06
[79 empty] | WLDFR | HFTD - Distribution - Tier 2 - 4QU CoRE ¦ 4QU LoRE | Red Flag Warning - Small Fires | 2050 | 0 | 2.6609e-07 | 6.8423e-07 | 0.10007 | 0.04626 | 0.0020076 | 0.051804 | 0 | 0 | 0 | 0.0004433 |  | 0 | 0 | 0 | 2.6628e-08 | 0 | 2.6628e-08 | 6.8472e-08 | 0 | 6.8472e-08 | [16 empty] | 7.3.1.3 Ignition probability mapping showing the probability of ignition along the electric lines and equipmentWLDFRAggregatedAggregated | WLDFR | HFTD - Distribution - Tier 2 - 4QU CoRE ¦ 5QU LoRE | Red Flag Warning - Catastrophic Fires | Aggregated | Aggregated | 2021 | 5.6465e-06 | 0 | 489.3555 | 0.0027632 | 2021 | Mitigation | 0.08575 | 30 | 0 | esc | 0.0012005 | 6.7787e-09 | 0.00060025 | 3.3893e-09 | 0 | 0
[79 empty] | WLDFR | HFTD - Distribution - Tier 2 - 4QU CoRE ¦ 4QU LoRE | Red Flag Warning - Small Fires | 2051 | 0 | 0 | 6.8423e-07 | 0.10007 | 0.04626 | 0.0020076 | 0.051804 | 0 | 0 | 0 | 0.0004433 |  | 0 | 0 | 0 | 0 | 0 | 0 | 6.8472e-08 | 0 | 6.8472e-08 | [16 empty] | 7.3.1.3 Ignition probability mapping showing the probability of ignition along the electric lines and equipmentWLDFRAggregatedAggregated | WLDFR | HFTD - Distribution - Tier 2 - 4QU CoRE ¦ 5QU LoRE | Red Flag Warning - Catastrophic Fires | Aggregated | Aggregated | 2022 | 5.6465e-06 | 0 | 489.3555 | 0.0027632 | 2022 | Mitigation | 0.08575 | 30 | 0 | esc | 0.0012005 | 6.7787e-09 | 0.00060025 | 3.3893e-09 | 0.0015435 | 8.7154e-09
[79 empty] | WLDFR | HFTD - Distribution - Tier 2 - 4QU CoRE ¦ 4QU LoRE | Seismic - Non-Red Flag Warning - Catastrophic Fires | 2020 | 5.438e-13 | 0 | 0 | 21083.8428 | 409.2237 | 13469.0878 | 7205.5313 | 0 | 0 | 0 | 4.5297e-10 |  | 1.1465e-08 | 0 | 1.1465e-08 | 0 | 0 | 0 | 0 | 0 | 0 | [16 empty] | 7.3.1.3 Ignition probability mapping showing the probability of ignition along the electric lines and equipmentWLDFRAggregatedAggregated | WLDFR | HFTD - Distribution - Tier 2 - 4QU CoRE ¦ 5QU LoRE | Red Flag Warning - Catastrophic Fires | Aggregated | Aggregated | 2023 | 5.6465e-06 | 0 | 489.3555 | 0.0027632 | 2023 | Mitigation | 0.08575 | 30 | 0 | esc | 0.0012005 | 6.7787e-09 | 0.00060025 | 3.3893e-09 | 0.0015435 | 8.7154e-09
[79 empty] | WLDFR | HFTD - Distribution - Tier 2 - 4QU CoRE ¦ 4QU LoRE | Seismic - Non-Red Flag Warning - Catastrophic Fires | 2021 | 5.438e-13 | 2.719e-13 | 0 | 21083.8428 | 409.2237 | 13469.0878 | 7205.5313 | 0 | 0 | 0 | 4.5297e-10 |  | 1.1465e-08 | 0 | 1.1465e-08 | 5.7326e-09 | 0 | 5.7326e-09 | 0 | 0 | 0 | [16 empty] | 7.3.1.3 Ignition probability mapping showing the probability of ignition along the electric lines and equipmentWLDFRAggregatedAggregated | WLDFR | HFTD - Distribution - Tier 2 - 4QU CoRE ¦ 5QU LoRE | Red Flag Warning - Catastrophic Fires | Aggregated | Aggregated | 2024 | 5.6465e-06 | 0 | 489.3555 | 0.0027632 | 2024 | Mitigation | 0.08575 | 30 | 0 | esc | 0.0012005 | 6.7787e-09 | 0.00060025 | 3.3893e-09 | 0.0015435 | 8.7154e-09
[79 empty] | WLDFR | HFTD - Distribution - Tier 2 - 4QU CoRE ¦ 4QU LoRE | Seismic - Non-Red Flag Warning - Catastrophic Fires | 2022 | 5.438e-13 | 2.719e-13 | 6.9917e-13 | 21083.8428 | 409.2237 | 13469.0878 | 7205.5313 | 0 | 0 | 0 | 4.5297e-10 |  | 1.1465e-08 | 0 | 1.1465e-08 | 5.7326e-09 | 0 | 5.7326e-09 | 1.4741e-08 | 0 | 1.4741e-08 | [16 empty] | 7.3.1.3 Ignition probability mapping showing the probability of ignition along the electric lines and equipmentWLDFRAggregatedAggregated | WLDFR | HFTD - Distribution - Tier 2 - 4QU CoRE ¦ 5QU LoRE | Red Flag Warning - Catastrophic Fires | Aggregated | Aggregated | 2025 | 5.6465e-06 | 0 | 489.3555 | 0.0027632 | 2025 | Mitigation | 0.08575 | 30 | 0 | esc | 0.0012005 | 6.7787e-09 | 0.00060025 | 3.3893e-09 | 0.0015435 | 8.7154e-09
[79 empty] | WLDFR | HFTD - Distribution - Tier 2 - 4QU CoRE ¦ 4QU LoRE | Seismic - Non-Red Flag Warning - Catastrophic Fires | 2023 | 5.438e-13 | 2.719e-13 | 6.9917e-13 | 21835.9781 | 428.6023 | 13939.561 | 7467.8148 | 0 | 0 | 0 | 4.5297e-10 |  | 1.1874e-08 | 0 | 1.1874e-08 | 5.9371e-09 | 0 | 5.9371e-09 | 1.5267e-08 | 0 | 1.5267e-08 | [16 empty] | 7.3.1.3 Ignition probability mapping showing the probability of ignition along the electric lines and equipmentWLDFRAggregatedAggregated | WLDFR | HFTD - Distribution - Tier 2 - 4QU CoRE ¦ 5QU LoRE | Red Flag Warning - Catastrophic Fires | Aggregated | Aggregated | 2026 | 5.6465e-06 | 0 | 489.3555 | 0.0027632 | 2026 | Mitigation | 0.08575 | 30 | 0 | esc | 0.0012005 | 6.7787e-09 | 0.00060025 | 3.3893e-09 | 0.0015435 | 8.7154e-09
[79 empty] | WLDFR | HFTD - Distribution - Tier 2 - 4QU CoRE ¦ 4QU LoRE | Seismic - Non-Red Flag Warning - Catastrophic Fires | 2024 | 5.438e-13 | 2.719e-13 | 6.9917e-13 | 21835.9781 | 428.6023 | 13939.561 | 7467.8148 | 0 | 0 | 0 | 4.5297e-10 |  | 1.1874e-08 | 0 | 1.1874e-08 | 5.9371e-09 | 0 | 5.9371e-09 | 1.5267e-08 | 0 | 1.5267e-08 | [16 empty] | 7.3.1.3 Ignition probability mapping showing the probability of ignition along the electric lines and equipmentWLDFRAggregatedAggregated | WLDFR | HFTD - Distribution - Tier 2 - 4QU CoRE ¦ 5QU LoRE | Red Flag Warning - Catastrophic Fires | Aggregated | Aggregated | 2027 | 5.6465e-06 | 0 | 489.3555 | 0.0027632 | 2027 | Mitigation | 0.08575 | 30 | 0 | esc | 0.0012005 | 6.7787e-09 | 0.00060025 | 3.3893e-09 | 0.0015435 | 8.7154e-09
[79 empty] | WLDFR | HFTD - Distribution - Tier 2 - 4QU CoRE ¦ 4QU LoRE | Seismic - Non-Red Flag Warning - Catastrophic Fires | 2025 | 5.438e-13 | 2.719e-13 | 6.9917e-13 | 21835.9781 | 428.6023 | 13939.561 | 7467.8148 | 0 | 0 | 0 | 4.5297e-10 |  | 1.1874e-08 | 0 | 1.1874e-08 | 5.9371e-09 | 0 | 5.9371e-09 | 1.5267e-08 | 0 | 1.5267e-08 | [16 empty] | 7.3.1.3 Ignition probability mapping showing the probability of ignition along the electric lines and equipmentWLDFRAggregatedAggregated | WLDFR | HFTD - Distribution - Tier 2 - 4QU CoRE ¦ 5QU LoRE | Red Flag Warning - Catastrophic Fires | Aggregated | Aggregated | 2028 | 5.6465e-06 | 0 | 489.3555 | 0.0027632 | 2028 | Mitigation | 0.08575 | 30 | 0 | esc | 0.0012005 | 6.7787e-09 | 0.00060025 | 3.3893e-09 | 0.0015435 | 8.7154e-09
[79 empty] | WLDFR | HFTD - Distribution - Tier 2 - 4QU CoRE ¦ 4QU LoRE | Seismic - Non-Red Flag Warning - Catastrophic Fires | 2026 | 5.438e-13 | 2.719e-13 | 6.9917e-13 | 21835.9781 | 428.6023 | 13939.561 | 7467.8148 | 0 | 0 | 0 | 4.5297e-10 |  | 1.1874e-08 | 0 | 1.1874e-08 | 5.9371e-09 | 0 | 5.9371e-09 | 1.5267e-08 | 0 | 1.5267e-08 | [16 empty] | 7.3.1.3 Ignition probability mapping showing the probability of ignition along the electric lines and equipmentWLDFRAggregatedAggregated | WLDFR | HFTD - Distribution - Tier 2 - 4QU CoRE ¦ 5QU LoRE | Red Flag Warning - Catastrophic Fires | Aggregated | Aggregated | 2029 | 5.6465e-06 | 0 | 489.3555 | 0.0027632 | 2029 | Mitigation | 0.08575 | 30 | 0 | esc | 0.0012005 | 6.7787e-09 | 0.00060025 | 3.3893e-09 | 0.0015435 | 8.7154e-09
[79 empty] | WLDFR | HFTD - Distribution - Tier 2 - 4QU CoRE ¦ 4QU LoRE | Seismic - Non-Red Flag Warning - Catastrophic Fires | 2027 | 5.438e-13 | 2.719e-13 | 6.9917e-13 | 21835.9781 | 428.6023 | 13939.561 | 7467.8148 | 0 | 0 | 0 | 4.5297e-10 |  | 1.1874e-08 | 0 | 1.1874e-08 | 5.9371e-09 | 0 | 5.9371e-09 | 1.5267e-08 | 0 | 1.5267e-08 | [16 empty] | 7.3.1.3 Ignition probability mapping showing the probability of ignition along the electric lines and equipmentWLDFRAggregatedAggregated | WLDFR | HFTD - Distribution - Tier 2 - 4QU CoRE ¦ 5QU LoRE | Red Flag Warning - Catastrophic Fires | Aggregated | Aggregated | 2030 | 5.6465e-06 | 0 | 489.3555 | 0.0027632 | 2030 | Mitigation | 0.08575 | 30 | 0 | esc | 0.0012005 | 6.7787e-09 | 0.00060025 | 3.3893e-09 | 0.0015435 | 8.7154e-09
[79 empty] | WLDFR | HFTD - Distribution - Tier 2 - 4QU CoRE ¦ 4QU LoRE | Seismic - Non-Red Flag Warning - Catastrophic Fires | 2028 | 5.438e-13 | 2.719e-13 | 6.9917e-13 | 22783.187 | 453.261 | 14531.3357 | 7798.5904 | 0 | 0 | 0 | 4.5297e-10 |  | 1.2389e-08 | 0 | 1.2389e-08 | 6.1947e-09 | 0 | 6.1947e-09 | 1.5929e-08 | 0 | 1.5929e-08 | [16 empty] | 7.3.1.3 Ignition probability mapping showing the probability of ignition along the electric lines and equipmentWLDFRAggregatedAggregated | WLDFR | HFTD - Distribution - Tier 2 - 4QU CoRE ¦ 5QU LoRE | Red Flag Warning - Catastrophic Fires | Aggregated | Aggregated | 2031 | 5.6465e-06 | 0 | 489.3555 | 0.0027632 | 2031 | Mitigation | 0.08575 | 30 | 0 | esc | 0.0012005 | 6.7787e-09 | 0.00060025 | 3.3893e-09 | 0.0015435 | 8.7154e-09
[79 empty] | WLDFR | HFTD - Distribution - Tier 2 - 4QU CoRE ¦ 4QU LoRE | Seismic - Non-Red Flag Warning - Catastrophic Fires | 2029 | 5.438e-13 | 2.719e-13 | 6.9917e-13 | 22783.187 | 453.261 | 14531.3357 | 7798.5904 | 0 | 0 | 0 | 4.5297e-10 |  | 1.2389e-08 | 0 | 1.2389e-08 | 6.1947e-09 | 0 | 6.1947e-09 | 1.5929e-08 | 0 | 1.5929e-08 | [16 empty] | 7.3.1.3 Ignition probability mapping showing the probability of ignition along the electric lines and equipmentWLDFRAggregatedAggregated | WLDFR | HFTD - Distribution - Tier 2 - 4QU CoRE ¦ 5QU LoRE | Red Flag Warning - Catastrophic Fires | Aggregated | Aggregated | 2032 | 5.6465e-06 | 0 | 489.3555 | 0.0027632 | 2032 | Mitigation | 0.08575 | 30 | 0 | esc | 0.0012005 | 6.7787e-09 | 0.00060025 | 3.3893e-09 | 0.0015435 | 8.7154e-09
[79 empty] | WLDFR | HFTD - Distribution - Tier 2 - 4QU CoRE ¦ 4QU LoRE | Seismic - Non-Red Flag Warning - Catastrophic Fires | 2030 | 5.438e-13 | 2.719e-13 | 6.9917e-13 | 22783.187 | 453.261 | 14531.3357 | 7798.5904 | 0 | 0 | 0 | 4.5297e-10 |  | 1.2389e-08 | 0 | 1.2389e-08 | 6.1947e-09 | 0 | 6.1947e-09 | 1.5929e-08 | 0 | 1.5929e-08 | [16 empty] | 7.3.1.3 Ignition probability mapping showing the probability of ignition along the electric lines and equipmentWLDFRAggregatedAggregated | WLDFR | HFTD - Distribution - Tier 2 - 4QU CoRE ¦ 5QU LoRE | Red Flag Warning - Catastrophic Fires | Aggregated | Aggregated | 2033 | 5.6465e-06 | 0 | 489.3555 | 0.0027632 | 2033 | Mitigation | 0.08575 | 30 | 0 | esc | 0.0012005 | 6.7787e-09 | 0.00060025 | 3.3893e-09 | 0.0015435 | 8.7154e-09
[79 empty] | WLDFR | HFTD - Distribution - Tier 2 - 4QU CoRE ¦ 4QU LoRE | Seismic - Non-Red Flag Warning - Catastrophic Fires | 2031 | 5.438e-13 | 2.719e-13 | 6.9917e-13 | 22783.187 | 453.261 | 14531.3357 | 7798.5904 | 0 | 0 | 0 | 4.5297e-10 |  | 1.2389e-08 | 0 | 1.2389e-08 | 6.1947e-09 | 0 | 6.1947e-09 | 1.5929e-08 | 0 | 1.5929e-08 | [16 empty] | 7.3.1.3 Ignition probability mapping showing the probability of ignition along the electric lines and equipmentWLDFRAggregatedAggregated | WLDFR | HFTD - Distribution - Tier 2 - 4QU CoRE ¦ 5QU LoRE | Red Flag Warning - Catastrophic Fires | Aggregated | Aggregated | 2034 | 5.6465e-06 | 0 | 489.3555 | 0.0027632 | 2034 | Mitigation | 0.08575 | 30 | 0 | esc | 0.0012005 | 6.7787e-09 | 0.00060025 | 3.3893e-09 | 0.0015435 | 8.7154e-09
[79 empty] | WLDFR | HFTD - Distribution - Tier 2 - 4QU CoRE ¦ 4QU LoRE | Seismic - Non-Red Flag Warning - Catastrophic Fires | 2032 | 5.438e-13 | 2.719e-13 | 6.9917e-13 | 22783.187 | 453.261 | 14531.3357 | 7798.5904 | 0 | 0 | 0 | 4.5297e-10 |  | 1.2389e-08 | 0 | 1.2389e-08 | 6.1947e-09 | 0 | 6.1947e-09 | 1.5929e-08 | 0 | 1.5929e-08 | [16 empty] | 7.3.1.3 Ignition probability mapping showing the probability of ignition along the electric lines and equipmentWLDFRAggregatedAggregated | WLDFR | HFTD - Distribution - Tier 2 - 4QU CoRE ¦ 5QU LoRE | Red Flag Warning - Catastrophic Fires | Aggregated | Aggregated | 2035 | 5.6465e-06 | 0 | 489.3555 | 0.0027632 | 2035 | Mitigation | 0.08575 | 30 | 0 | esc | 0.0012005 | 6.7787e-09 | 0.00060025 | 3.3893e-09 | 0.0015435 | 8.7154e-09
[79 empty] | WLDFR | HFTD - Distribution - Tier 2 - 4QU CoRE ¦ 4QU LoRE | Seismic - Non-Red Flag Warning - Catastrophic Fires | 2033 | 5.438e-13 | 2.719e-13 | 6.9917e-13 | 23835.2641 | 480.9649 | 15187.7294 | 8166.5698 | 0 | 0 | 0 | 4.5297e-10 |  | 1.2962e-08 | 0 | 1.2962e-08 | 6.4808e-09 | 0 | 6.4808e-09 | 1.6665e-08 | 0 | 1.6665e-08 | [16 empty] | 7.3.1.3 Ignition probability mapping showing the probability of ignition along the electric lines and equipmentWLDFRAggregatedAggregated | WLDFR | HFTD - Distribution - Tier 2 - 4QU CoRE ¦ 5QU LoRE | Red Flag Warning - Catastrophic Fires | Aggregated | Aggregated | 2036 | 5.6465e-06 | 0 | 489.3555 | 0.0027632 | 2036 | Mitigation | 0.08575 | 30 | 0 | esc | 0.0012005 | 6.7787e-09 | 0.00060025 | 3.3893e-09 | 0.0015435 | 8.7154e-09
[79 empty] | WLDFR | HFTD - Distribution - Tier 2 - 4QU CoRE ¦ 4QU LoRE | Seismic - Non-Red Flag Warning - Catastrophic Fires | 2034 | 5.438e-13 | 2.719e-13 | 6.9917e-13 | 23835.2641 | 480.9649 | 15187.7294 | 8166.5698 | 0 | 0 | 0 | 4.5297e-10 |  | 1.2962e-08 | 0 | 1.2962e-08 | 6.4808e-09 | 0 | 6.4808e-09 | 1.6665e-08 | 0 | 1.6665e-08 | [16 empty] | 7.3.1.3 Ignition probability mapping showing the probability of ignition along the electric lines and equipmentWLDFRAggregatedAggregated | WLDFR | HFTD - Distribution - Tier 2 - 4QU CoRE ¦ 5QU LoRE | Red Flag Warning - Catastrophic Fires | Aggregated | Aggregated | 2037 | 5.6465e-06 | 0 | 489.3555 | 0.0027632 | 2037 | Mitigation | 0.08575 | 30 | 0 | esc | 0.0012005 | 6.7787e-09 | 0.00060025 | 3.3893e-09 | 0.0015435 | 8.7154e-09
[79 empty] | WLDFR | HFTD - Distribution - Tier 2 - 4QU CoRE ¦ 4QU LoRE | Seismic - Non-Red Flag Warning - Catastrophic Fires | 2035 | 5.438e-13 | 2.719e-13 | 6.9917e-13 | 23835.2641 | 480.9649 | 15187.7294 | 8166.5698 | 0 | 0 | 0 | 4.5297e-10 |  | 1.2962e-08 | 0 | 1.2962e-08 | 6.4808e-09 | 0 | 6.4808e-09 | 1.6665e-08 | 0 | 1.6665e-08 | [16 empty] | 7.3.1.3 Ignition probability mapping showing the probability of ignition along the electric lines and equipmentWLDFRAggregatedAggregated | WLDFR | HFTD - Distribution - Tier 2 - 4QU CoRE ¦ 5QU LoRE | Red Flag Warning - Catastrophic Fires | Aggregated | Aggregated | 2038 | 5.6465e-06 | 0 | 489.3555 | 0.0027632 | 2038 | Mitigation | 0.08575 | 30 | 0 | esc | 0.0012005 | 6.7787e-09 | 0.00060025 | 3.3893e-09 | 0.0015435 | 8.7154e-09
[79 empty] | WLDFR | HFTD - Distribution - Tier 2 - 4QU CoRE ¦ 4QU LoRE | Seismic - Non-Red Flag Warning - Catastrophic Fires | 2036 | 5.438e-13 | 2.719e-13 | 6.9917e-13 | 23835.2641 | 480.9649 | 15187.7294 | 8166.5698 | 0 | 0 | 0 | 4.5297e-10 |  | 1.2962e-08 | 0 | 1.2962e-08 | 6.4808e-09 | 0 | 6.4808e-09 | 1.6665e-08 | 0 | 1.6665e-08 | [16 empty] | 7.3.1.3 Ignition probability mapping showing the probability of ignition along the electric lines and equipmentWLDFRAggregatedAggregated | WLDFR | HFTD - Distribution - Tier 2 - 4QU CoRE ¦ 5QU LoRE | Red Flag Warning - Catastrophic Fires | Aggregated | Aggregated | 2039 | 5.6465e-06 | 0 | 489.3555 | 0.0027632 | 2039 | Mitigation | 0.08575 | 30 | 0 | esc | 0.0012005 | 6.7787e-09 | 0.00060025 | 3.3893e-09 | 0.0015435 | 8.7154e-09
[79 empty] | WLDFR | HFTD - Distribution - Tier 2 - 4QU CoRE ¦ 4QU LoRE | Seismic - Non-Red Flag Warning - Catastrophic Fires | 2037 | 5.438e-13 | 2.719e-13 | 6.9917e-13 | 23835.2641 | 480.9649 | 15187.7294 | 8166.5698 | 0 | 0 | 0 | 4.5297e-10 |  | 1.2962e-08 | 0 | 1.2962e-08 | 6.4808e-09 | 0 | 6.4808e-09 | 1.6665e-08 | 0 | 1.6665e-08 | [16 empty] | 7.3.1.3 Ignition probability mapping showing the probability of ignition along the electric lines and equipmentWLDFRAggregatedAggregated | WLDFR | HFTD - Distribution - Tier 2 - 4QU CoRE ¦ 5QU LoRE | Red Flag Warning - Catastrophic Fires | Aggregated | Aggregated | 2040 | 5.6465e-06 | 0 | 489.3555 | 0.0027632 | 2040 | Mitigation | 0.08575 | 30 | 0 | esc | 0.0012005 | 6.7787e-09 | 0.00060025 | 3.3893e-09 | 0.0015435 | 8.7154e-09
[79 empty] | WLDFR | HFTD - Distribution - Tier 2 - 4QU CoRE ¦ 4QU LoRE | Seismic - Non-Red Flag Warning - Catastrophic Fires | 2038 | 5.438e-13 | 2.719e-13 | 6.9917e-13 | 24976.6418 | 511.3745 | 15898.8237 | 8566.4437 | 0 | 0 | 0 | 4.5297e-10 |  | 1.3582e-08 | 0 | 1.3582e-08 | 6.7911e-09 | 0 | 6.7911e-09 | 1.7463e-08 | 0 | 1.7463e-08 | [16 empty] | 7.3.1.3 Ignition probability mapping showing the probability of ignition along the electric lines and equipmentWLDFRAggregatedAggregated | WLDFR | HFTD - Distribution - Tier 2 - 4QU CoRE ¦ 5QU LoRE | Red Flag Warning - Catastrophic Fires | Aggregated | Aggregated | 2041 | 5.6465e-06 | 0 | 489.3555 | 0.0027632 | 2041 | Mitigation | 0.08575 | 30 | 0 | esc | 0.0012005 | 6.7787e-09 | 0.00060025 | 3.3893e-09 | 0.0015435 | 8.7154e-09
[79 empty] | WLDFR | HFTD - Distribution - Tier 2 - 4QU CoRE ¦ 4QU LoRE | Seismic - Non-Red Flag Warning - Catastrophic Fires | 2039 | 5.438e-13 | 2.719e-13 | 6.9917e-13 | 24976.6418 | 511.3745 | 15898.8237 | 8566.4437 | 0 | 0 | 0 | 4.5297e-10 |  | 1.3582e-08 | 0 | 1.3582e-08 | 6.7911e-09 | 0 | 6.7911e-09 | 1.7463e-08 | 0 | 1.7463e-08 | [16 empty] | 7.3.1.3 Ignition probability mapping showing the probability of ignition along the electric lines and equipmentWLDFRAggregatedAggregated | WLDFR | HFTD - Distribution - Tier 2 - 4QU CoRE ¦ 5QU LoRE | Red Flag Warning - Catastrophic Fires | Aggregated | Aggregated | 2042 | 5.6465e-06 | 0 | 489.3555 | 0.0027632 | 2042 | Mitigation | 0.08575 | 30 | 0 | esc | 0.0012005 | 6.7787e-09 | 0.00060025 | 3.3893e-09 | 0.0015435 | 8.7154e-09
[79 empty] | WLDFR | HFTD - Distribution - Tier 2 - 4QU CoRE ¦ 4QU LoRE | Seismic - Non-Red Flag Warning - Catastrophic Fires | 2040 | 5.438e-13 | 2.719e-13 | 6.9917e-13 | 24976.6418 | 511.3745 | 15898.8237 | 8566.4437 | 0 | 0 | 0 | 4.5297e-10 |  | 1.3582e-08 | 0 | 1.3582e-08 | 6.7911e-09 | 0 | 6.7911e-09 | 1.7463e-08 | 0 | 1.7463e-08 | [16 empty] | 7.3.1.3 Ignition probability mapping showing the probability of ignition along the electric lines and equipmentWLDFRAggregatedAggregated | WLDFR | HFTD - Distribution - Tier 2 - 4QU CoRE ¦ 5QU LoRE | Red Flag Warning - Catastrophic Fires | Aggregated | Aggregated | 2043 | 5.6465e-06 | 0 | 489.3555 | 0.0027632 | 2043 | Mitigation | 0.08575 | 30 | 0 | esc | 0.0012005 | 6.7787e-09 | 0.00060025 | 3.3893e-09 | 0.0015435 | 8.7154e-09
[79 empty] | WLDFR | HFTD - Distribution - Tier 2 - 4QU CoRE ¦ 4QU LoRE | Seismic - Non-Red Flag Warning - Catastrophic Fires | 2041 | 5.438e-13 | 2.719e-13 | 6.9917e-13 | 24976.6418 | 511.3745 | 15898.8237 | 8566.4437 | 0 | 0 | 0 | 4.5297e-10 |  | 1.3582e-08 | 0 | 1.3582e-08 | 6.7911e-09 | 0 | 6.7911e-09 | 1.7463e-08 | 0 | 1.7463e-08 | [16 empty] | 7.3.1.3 Ignition probability mapping showing the probability of ignition along the electric lines and equipmentWLDFRAggregatedAggregated | WLDFR | HFTD - Distribution - Tier 2 - 4QU CoRE ¦ 5QU LoRE | Red Flag Warning - Catastrophic Fires | Aggregated | Aggregated | 2044 | 5.6465e-06 | 0 | 489.3555 | 0.0027632 | 2044 | Mitigation | 0.08575 | 30 | 0 | esc | 0.0012005 | 6.7787e-09 | 0.00060025 | 3.3893e-09 | 0.0015435 | 8.7154e-09
[79 empty] | WLDFR | HFTD - Distribution - Tier 2 - 4QU CoRE ¦ 4QU LoRE | Seismic - Non-Red Flag Warning - Catastrophic Fires | 2042 | 5.438e-13 | 2.719e-13 | 6.9917e-13 | 24976.6418 | 511.3745 | 15898.8237 | 8566.4437 | 0 | 0 | 0 | 4.5297e-10 |  | 1.3582e-08 | 0 | 1.3582e-08 | 6.7911e-09 | 0 | 6.7911e-09 | 1.7463e-08 | 0 | 1.7463e-08 | [16 empty] | 7.3.1.3 Ignition probability mapping showing the probability of ignition along the electric lines and equipmentWLDFRAggregatedAggregated | WLDFR | HFTD - Distribution - Tier 2 - 4QU CoRE ¦ 5QU LoRE | Red Flag Warning - Catastrophic Fires | Aggregated | Aggregated | 2045 | 5.6465e-06 | 0 | 489.3555 | 0.0027632 | 2045 | Mitigation | 0.08575 | 30 | 0 | esc | 0.0012005 | 6.7787e-09 | 0.00060025 | 3.3893e-09 | 0.0015435 | 8.7154e-09
[79 empty] | WLDFR | HFTD - Distribution - Tier 2 - 4QU CoRE ¦ 4QU LoRE | Seismic - Non-Red Flag Warning - Catastrophic Fires | 2043 | 5.438e-13 | 2.719e-13 | 6.9917e-13 | 26191.7278 | 544.1291 | 16654.7414 | 8992.8573 | 0 | 0 | 0 | 4.5297e-10 |  | 1.4243e-08 | 0 | 1.4243e-08 | 7.1215e-09 | 0 | 7.1215e-09 | 1.8312e-08 | 0 | 1.8312e-08 | [16 empty] | 7.3.1.3 Ignition probability mapping showing the probability of ignition along the electric lines and equipmentWLDFRAggregatedAggregated | WLDFR | HFTD - Distribution - Tier 2 - 4QU CoRE ¦ 5QU LoRE | Red Flag Warning - Catastrophic Fires | Aggregated | Aggregated | 2046 | 5.6465e-06 | 0 | 489.3555 | 0.0027632 | 2046 | Mitigation | 0.08575 | 30 | 0 | esc | 0.0012005 | 6.7787e-09 | 0.00060025 | 3.3893e-09 | 0.0015435 | 8.7154e-09
[79 empty] | WLDFR | HFTD - Distribution - Tier 2 - 4QU CoRE ¦ 4QU LoRE | Seismic - Non-Red Flag Warning - Catastrophic Fires | 2044 | 5.438e-13 | 2.719e-13 | 6.9917e-13 | 26191.7278 | 544.1291 | 16654.7414 | 8992.8573 | 0 | 0 | 0 | 4.5297e-10 |  | 1.4243e-08 | 0 | 1.4243e-08 | 7.1215e-09 | 0 | 7.1215e-09 | 1.8312e-08 | 0 | 1.8312e-08 | [16 empty] | 7.3.1.3 Ignition probability mapping showing the probability of ignition along the electric lines and equipmentWLDFRAggregatedAggregated | WLDFR | HFTD - Distribution - Tier 2 - 4QU CoRE ¦ 5QU LoRE | Red Flag Warning - Catastrophic Fires | Aggregated | Aggregated | 2047 | 5.6465e-06 | 0 | 489.3555 | 0.0027632 | 2047 | Mitigation | 0.08575 | 30 | 0 | esc | 0.0012005 | 6.7787e-09 | 0.00060025 | 3.3893e-09 | 0.0015435 | 8.7154e-09
[79 empty] | WLDFR | HFTD - Distribution - Tier 2 - 4QU CoRE ¦ 4QU LoRE | Seismic - Non-Red Flag Warning - Catastrophic Fires | 2045 | 5.438e-13 | 2.719e-13 | 6.9917e-13 | 26191.7278 | 544.1291 | 16654.7414 | 8992.8573 | 0 | 0 | 0 | 4.5297e-10 |  | 1.4243e-08 | 0 | 1.4243e-08 | 7.1215e-09 | 0 | 7.1215e-09 | 1.8312e-08 | 0 | 1.8312e-08 | [16 empty] | 7.3.1.3 Ignition probability mapping showing the probability of ignition along the electric lines and equipmentWLDFRAggregatedAggregated | WLDFR | HFTD - Distribution - Tier 2 - 4QU CoRE ¦ 5QU LoRE | Red Flag Warning - Catastrophic Fires | Aggregated | Aggregated | 2048 | 5.6465e-06 | 0 | 489.3555 | 0.0027632 | 2048 | Mitigation | 0.08575 | 30 | 0 | esc | 0.0012005 | 6.7787e-09 | 0.00060025 | 3.3893e-09 | 0.0015435 | 8.7154e-09
[79 empty] | WLDFR | HFTD - Distribution - Tier 2 - 4QU CoRE ¦ 4QU LoRE | Seismic - Non-Red Flag Warning - Catastrophic Fires | 2046 | 5.438e-13 | 2.719e-13 | 6.9917e-13 | 26191.7278 | 544.1291 | 16654.7414 | 8992.8573 | 0 | 0 | 0 | 4.5297e-10 |  | 1.4243e-08 | 0 | 1.4243e-08 | 7.1215e-09 | 0 | 7.1215e-09 | 1.8312e-08 | 0 | 1.8312e-08 | [16 empty] | 7.3.1.3 Ignition probability mapping showing the probability of ignition along the electric lines and equipmentWLDFRAggregatedAggregated | WLDFR | HFTD - Distribution - Tier 2 - 4QU CoRE ¦ 5QU LoRE | Red Flag Warning - Catastrophic Fires | Aggregated | Aggregated | 2049 | 5.6465e-06 | 0 | 489.3555 | 0.0027632 | 2049 | Mitigation | 0.08575 | 30 | 0 | esc | 0.0012005 | 6.7787e-09 | 0.00060025 | 3.3893e-09 | 0.0015435 | 8.7154e-09
[79 empty] | WLDFR | HFTD - Distribution - Tier 2 - 4QU CoRE ¦ 4QU LoRE | Seismic - Non-Red Flag Warning - Catastrophic Fires | 2047 | 5.438e-13 | 2.719e-13 | 6.9917e-13 | 26191.7278 | 544.1291 | 16654.7414 | 8992.8573 | 0 | 0 | 0 | 4.5297e-10 |  | 1.4243e-08 | 0 | 1.4243e-08 | 7.1215e-09 | 0 | 7.1215e-09 | 1.8312e-08 | 0 | 1.8312e-08 | [16 empty] | 7.3.1.3 Ignition probability mapping showing the probability of ignition along the electric lines and equipmentWLDFRAggregatedAggregated | WLDFR | HFTD - Distribution - Tier 2 - 4QU CoRE ¦ 5QU LoRE | Red Flag Warning - Catastrophic Fires | Aggregated | Aggregated | 2050 | 5.6465e-06 | 0 | 489.3555 | 0.0027632 | 2050 | Mitigation | 0.08575 | 30 | 0 | esc | 0 | 0 | 0.00060025 | 3.3893e-09 | 0.0015435 | 8.7154e-09
[79 empty] | WLDFR | HFTD - Distribution - Tier 2 - 4QU CoRE ¦ 4QU LoRE | Seismic - Non-Red Flag Warning - Catastrophic Fires | 2048 | 5.438e-13 | 2.719e-13 | 6.9917e-13 | 27464.7227 | 578.8407 | 17445.538 | 9440.3441 | 0 | 0 | 0 | 4.5297e-10 |  | 1.4935e-08 | 0 | 1.4935e-08 | 7.4676e-09 | 0 | 7.4676e-09 | 1.9202e-08 | 0 | 1.9202e-08 | [16 empty] | 7.3.1.3 Ignition probability mapping showing the probability of ignition along the electric lines and equipmentWLDFRAggregatedAggregated | WLDFR | HFTD - Distribution - Tier 2 - 4QU CoRE ¦ 5QU LoRE | Red Flag Warning - Catastrophic Fires | Aggregated | Aggregated | 2051 | 5.6465e-06 | 0 | 489.3555 | 0.0027632 | 2051 | Mitigation | 0.08575 | 30 | 0 | esc | 0 | 0 | 0 | 0 | 0.0015435 | 8.7154e-09
[79 empty] | WLDFR | HFTD - Distribution - Tier 2 - 4QU CoRE ¦ 4QU LoRE | Seismic - Non-Red Flag Warning - Catastrophic Fires | 2049 | 5.438e-13 | 2.719e-13 | 6.9917e-13 | 27464.7227 | 578.8407 | 17445.538 | 9440.3441 | 0 | 0 | 0 | 4.5297e-10 |  | 1.4935e-08 | 0 | 1.4935e-08 | 7.4676e-09 | 0 | 7.4676e-09 | 1.9202e-08 | 0 | 1.9202e-08 | [16 empty] | 7.3.1.3 Ignition probability mapping showing the probability of ignition along the electric lines and equipmentWLDFRAggregatedAggregated | WLDFR | HFTD - Distribution - Tier 2 - 4QU CoRE ¦ 5QU LoRE | Red Flag Warning - Destructive Fires | Aggregated | Aggregated | 2021 | 9.4781e-07 | 0 | 489.3555 | 0.00046382 | 2021 | Mitigation | 0.08575 | 30 | 0 | esc | 0.0012005 | 1.1379e-09 | 0.00060025 | 5.6893e-10 | 0 | 0
[79 empty] | WLDFR | HFTD - Distribution - Tier 2 - 4QU CoRE ¦ 4QU LoRE | Seismic - Non-Red Flag Warning - Catastrophic Fires | 2050 | 0 | 2.719e-13 | 6.9917e-13 | 27464.7227 | 578.8407 | 17445.538 | 9440.3441 | 0 | 0 | 0 | 4.5297e-10 |  | 0 | 0 | 0 | 7.4676e-09 | 0 | 7.4676e-09 | 1.9202e-08 | 0 | 1.9202e-08 | [16 empty] | 7.3.1.3 Ignition probability mapping showing the probability of ignition along the electric lines and equipmentWLDFRAggregatedAggregated | WLDFR | HFTD - Distribution - Tier 2 - 4QU CoRE ¦ 5QU LoRE | Red Flag Warning - Destructive Fires | Aggregated | Aggregated | 2022 | 9.4781e-07 | 0 | 489.3555 | 0.00046382 | 2022 | Mitigation | 0.08575 | 30 | 0 | esc | 0.0012005 | 1.1379e-09 | 0.00060025 | 5.6893e-10 | 0.0015435 | 1.463e-09
[79 empty] | WLDFR | HFTD - Distribution - Tier 2 - 4QU CoRE ¦ 4QU LoRE | Seismic - Non-Red Flag Warning - Catastrophic Fires | 2051 | 0 | 0 | 6.9917e-13 | 27464.7227 | 578.8407 | 17445.538 | 9440.3441 | 0 | 0 | 0 | 4.5297e-10 |  | 0 | 0 | 0 | 0 | 0 | 0 | 1.9202e-08 | 0 | 1.9202e-08 | [16 empty] | 7.3.1.3 Ignition probability mapping showing the probability of ignition along the electric lines and equipmentWLDFRAggregatedAggregated | WLDFR | HFTD - Distribution - Tier 2 - 4QU CoRE ¦ 5QU LoRE | Red Flag Warning - Destructive Fires | Aggregated | Aggregated | 2023 | 9.4781e-07 | 0 | 489.3555 | 0.00046382 | 2023 | Mitigation | 0.08575 | 30 | 0 | esc | 0.0012005 | 1.1379e-09 | 0.00060025 | 5.6893e-10 | 0.0015435 | 1.463e-09
[79 empty] | WLDFR | HFTD - Distribution - Tier 2 - 4QU CoRE ¦ 4QU LoRE | Seismic - Red Flag Warning - Catastrophic Fires | 2020 | 2.3453e-11 | 0 | 0 | 21083.8428 | 409.2237 | 13469.0878 | 7205.5313 | 0 | 0 | 0 | 1.9536e-08 |  | 4.9448e-07 | 0 | 4.9448e-07 | 0 | 0 | 0 | 0 | 0 | 0 | [16 empty] | 7.3.1.3 Ignition probability mapping showing the probability of ignition along the electric lines and equipmentWLDFRAggregatedAggregated | WLDFR | HFTD - Distribution - Tier 2 - 4QU CoRE ¦ 5QU LoRE | Red Flag Warning - Destructive Fires | Aggregated | Aggregated | 2024 | 9.4781e-07 | 0 | 489.3555 | 0.00046382 | 2024 | Mitigation | 0.08575 | 30 | 0 | esc | 0.0012005 | 1.1379e-09 | 0.00060025 | 5.6893e-10 | 0.0015435 | 1.463e-09
[79 empty] | WLDFR | HFTD - Distribution - Tier 2 - 4QU CoRE ¦ 4QU LoRE | Seismic - Red Flag Warning - Catastrophic Fires | 2021 | 2.3453e-11 | 1.1727e-11 | 0 | 21083.8428 | 409.2237 | 13469.0878 | 7205.5313 | 0 | 0 | 0 | 1.9536e-08 |  | 4.9448e-07 | 0 | 4.9448e-07 | 2.4724e-07 | 0 | 2.4724e-07 | 0 | 0 | 0 | [16 empty] | 7.3.1.3 Ignition probability mapping showing the probability of ignition along the electric lines and equipmentWLDFRAggregatedAggregated | WLDFR | HFTD - Distribution - Tier 2 - 4QU CoRE ¦ 5QU LoRE | Red Flag Warning - Destructive Fires | Aggregated | Aggregated | 2025 | 9.4781e-07 | 0 | 489.3555 | 0.00046382 | 2025 | Mitigation | 0.08575 | 30 | 0 | esc | 0.0012005 | 1.1379e-09 | 0.00060025 | 5.6893e-10 | 0.0015435 | 1.463e-09
[79 empty] | WLDFR | HFTD - Distribution - Tier 2 - 4QU CoRE ¦ 4QU LoRE | Seismic - Red Flag Warning - Catastrophic Fires | 2022 | 2.3453e-11 | 1.1727e-11 | 3.0154e-11 | 21083.8428 | 409.2237 | 13469.0878 | 7205.5313 | 0 | 0 | 0 | 1.9536e-08 |  | 4.9448e-07 | 0 | 4.9448e-07 | 2.4724e-07 | 0 | 2.4724e-07 | 6.3577e-07 | 0 | 6.3577e-07 | [16 empty] | 7.3.1.3 Ignition probability mapping showing the probability of ignition along the electric lines and equipmentWLDFRAggregatedAggregated | WLDFR | HFTD - Distribution - Tier 2 - 4QU CoRE ¦ 5QU LoRE | Red Flag Warning - Destructive Fires | Aggregated | Aggregated | 2026 | 9.4781e-07 | 0 | 489.3555 | 0.00046382 | 2026 | Mitigation | 0.08575 | 30 | 0 | esc | 0.0012005 | 1.1379e-09 | 0.00060025 | 5.6893e-10 | 0.0015435 | 1.463e-09
[79 empty] | WLDFR | HFTD - Distribution - Tier 2 - 4QU CoRE ¦ 4QU LoRE | Seismic - Red Flag Warning - Catastrophic Fires | 2023 | 2.3453e-11 | 1.1727e-11 | 3.0154e-11 | 21835.9781 | 428.6023 | 13939.561 | 7467.8148 | 0 | 0 | 0 | 1.9536e-08 |  | 5.1212e-07 | 0 | 5.1212e-07 | 2.5606e-07 | 0 | 2.5606e-07 | 6.5845e-07 | 0 | 6.5845e-07 | [16 empty] | 7.3.1.3 Ignition probability mapping showing the probability of ignition along the electric lines and equipmentWLDFRAggregatedAggregated | WLDFR | HFTD - Distribution - Tier 2 - 4QU CoRE ¦ 5QU LoRE | Red Flag Warning - Destructive Fires | Aggregated | Aggregated | 2027 | 9.4781e-07 | 0 | 489.3555 | 0.00046382 | 2027 | Mitigation | 0.08575 | 30 | 0 | esc | 0.0012005 | 1.1379e-09 | 0.00060025 | 5.6893e-10 | 0.0015435 | 1.463e-09
[79 empty] | WLDFR | HFTD - Distribution - Tier 2 - 4QU CoRE ¦ 4QU LoRE | Seismic - Red Flag Warning - Catastrophic Fires | 2024 | 2.3453e-11 | 1.1727e-11 | 3.0154e-11 | 21835.9781 | 428.6023 | 13939.561 | 7467.8148 | 0 | 0 | 0 | 1.9536e-08 |  | 5.1212e-07 | 0 | 5.1212e-07 | 2.5606e-07 | 0 | 2.5606e-07 | 6.5845e-07 | 0 | 6.5845e-07 | [16 empty] | 7.3.1.3 Ignition probability mapping showing the probability of ignition along the electric lines and equipmentWLDFRAggregatedAggregated | WLDFR | HFTD - Distribution - Tier 2 - 4QU CoRE ¦ 5QU LoRE | Red Flag Warning - Destructive Fires | Aggregated | Aggregated | 2028 | 9.4781e-07 | 0 | 489.3555 | 0.00046382 | 2028 | Mitigation | 0.08575 | 30 | 0 | esc | 0.0012005 | 1.1379e-09 | 0.00060025 | 5.6893e-10 | 0.0015435 | 1.463e-09
[79 empty] | WLDFR | HFTD - Distribution - Tier 2 - 4QU CoRE ¦ 4QU LoRE | Seismic - Red Flag Warning - Catastrophic Fires | 2025 | 2.3453e-11 | 1.1727e-11 | 3.0154e-11 | 21835.9781 | 428.6023 | 13939.561 | 7467.8148 | 0 | 0 | 0 | 1.9536e-08 |  | 5.1212e-07 | 0 | 5.1212e-07 | 2.5606e-07 | 0 | 2.5606e-07 | 6.5845e-07 | 0 | 6.5845e-07 | [16 empty] | 7.3.1.3 Ignition probability mapping showing the probability of ignition along the electric lines and equipmentWLDFRAggregatedAggregated | WLDFR | HFTD - Distribution - Tier 2 - 4QU CoRE ¦ 5QU LoRE | Red Flag Warning - Destructive Fires | Aggregated | Aggregated | 2029 | 9.4781e-07 | 0 | 489.3555 | 0.00046382 | 2029 | Mitigation | 0.08575 | 30 | 0 | esc | 0.0012005 | 1.1379e-09 | 0.00060025 | 5.6893e-10 | 0.0015435 | 1.463e-09
[79 empty] | WLDFR | HFTD - Distribution - Tier 2 - 4QU CoRE ¦ 4QU LoRE | Seismic - Red Flag Warning - Catastrophic Fires | 2026 | 2.3453e-11 | 1.1727e-11 | 3.0154e-11 | 21835.9781 | 428.6023 | 13939.561 | 7467.8148 | 0 | 0 | 0 | 1.9536e-08 |  | 5.1212e-07 | 0 | 5.1212e-07 | 2.5606e-07 | 0 | 2.5606e-07 | 6.5845e-07 | 0 | 6.5845e-07 | [16 empty] | 7.3.1.3 Ignition probability mapping showing the probability of ignition along the electric lines and equipmentWLDFRAggregatedAggregated | WLDFR | HFTD - Distribution - Tier 2 - 4QU CoRE ¦ 5QU LoRE | Red Flag Warning - Destructive Fires | Aggregated | Aggregated | 2030 | 9.4781e-07 | 0 | 489.3555 | 0.00046382 | 2030 | Mitigation | 0.08575 | 30 | 0 | esc | 0.0012005 | 1.1379e-09 | 0.00060025 | 5.6893e-10 | 0.0015435 | 1.463e-09
[79 empty] | WLDFR | HFTD - Distribution - Tier 2 - 4QU CoRE ¦ 4QU LoRE | Seismic - Red Flag Warning - Catastrophic Fires | 2027 | 2.3453e-11 | 1.1727e-11 | 3.0154e-11 | 21835.9781 | 428.6023 | 13939.561 | 7467.8148 | 0 | 0 | 0 | 1.9536e-08 |  | 5.1212e-07 | 0 | 5.1212e-07 | 2.5606e-07 | 0 | 2.5606e-07 | 6.5845e-07 | 0 | 6.5845e-07 | [16 empty] | 7.3.1.3 Ignition probability mapping showing the probability of ignition along the electric lines and equipmentWLDFRAggregatedAggregated | WLDFR | HFTD - Distribution - Tier 2 - 4QU CoRE ¦ 5QU LoRE | Red Flag Warning - Destructive Fires | Aggregated | Aggregated | 2031 | 9.4781e-07 | 0 | 489.3555 | 0.00046382 | 2031 | Mitigation | 0.08575 | 30 | 0 | esc | 0.0012005 | 1.1379e-09 | 0.00060025 | 5.6893e-10 | 0.0015435 | 1.463e-09
[79 empty] | WLDFR | HFTD - Distribution - Tier 2 - 4QU CoRE ¦ 4QU LoRE | Seismic - Red Flag Warning - Catastrophic Fires | 2028 | 2.3453e-11 | 1.1727e-11 | 3.0154e-11 | 22783.187 | 453.261 | 14531.3357 | 7798.5904 | 0 | 0 | 0 | 1.9536e-08 |  | 5.3434e-07 | 0 | 5.3434e-07 | 2.6717e-07 | 0 | 2.6717e-07 | 6.8701e-07 | 0 | 6.8701e-07 | [16 empty] | 7.3.1.3 Ignition probability mapping showing the probability of ignition along the electric lines and equipmentWLDFRAggregatedAggregated | WLDFR | HFTD - Distribution - Tier 2 - 4QU CoRE ¦ 5QU LoRE | Red Flag Warning - Destructive Fires | Aggregated | Aggregated | 2032 | 9.4781e-07 | 0 | 489.3555 | 0.00046382 | 2032 | Mitigation | 0.08575 | 30 | 0 | esc | 0.0012005 | 1.1379e-09 | 0.00060025 | 5.6893e-10 | 0.0015435 | 1.463e-09
[79 empty] | WLDFR | HFTD - Distribution - Tier 2 - 4QU CoRE ¦ 4QU LoRE | Seismic - Red Flag Warning - Catastrophic Fires | 2029 | 2.3453e-11 | 1.1727e-11 | 3.0154e-11 | 22783.187 | 453.261 | 14531.3357 | 7798.5904 | 0 | 0 | 0 | 1.9536e-08 |  | 5.3434e-07 | 0 | 5.3434e-07 | 2.6717e-07 | 0 | 2.6717e-07 | 6.8701e-07 | 0 | 6.8701e-07 | [16 empty] | 7.3.1.3 Ignition probability mapping showing the probability of ignition along the electric lines and equipmentWLDFRAggregatedAggregated | WLDFR | HFTD - Distribution - Tier 2 - 4QU CoRE ¦ 5QU LoRE | Red Flag Warning - Destructive Fires | Aggregated | Aggregated | 2033 | 9.4781e-07 | 0 | 489.3555 | 0.00046382 | 2033 | Mitigation | 0.08575 | 30 | 0 | esc | 0.0012005 | 1.1379e-09 | 0.00060025 | 5.6893e-10 | 0.0015435 | 1.463e-09
[79 empty] | WLDFR | HFTD - Distribution - Tier 2 - 4QU CoRE ¦ 4QU LoRE | Seismic - Red Flag Warning - Catastrophic Fires | 2030 | 2.3453e-11 | 1.1727e-11 | 3.0154e-11 | 22783.187 | 453.261 | 14531.3357 | 7798.5904 | 0 | 0 | 0 | 1.9536e-08 |  | 5.3434e-07 | 0 | 5.3434e-07 | 2.6717e-07 | 0 | 2.6717e-07 | 6.8701e-07 | 0 | 6.8701e-07 | [16 empty] | 7.3.1.3 Ignition probability mapping showing the probability of ignition along the electric lines and equipmentWLDFRAggregatedAggregated | WLDFR | HFTD - Distribution - Tier 2 - 4QU CoRE ¦ 5QU LoRE | Red Flag Warning - Destructive Fires | Aggregated | Aggregated | 2034 | 9.4781e-07 | 0 | 489.3555 | 0.00046382 | 2034 | Mitigation | 0.08575 | 30 | 0 | esc | 0.0012005 | 1.1379e-09 | 0.00060025 | 5.6893e-10 | 0.0015435 | 1.463e-09
[79 empty] | WLDFR | HFTD - Distribution - Tier 2 - 4QU CoRE ¦ 4QU LoRE | Seismic - Red Flag Warning - Catastrophic Fires | 2031 | 2.3453e-11 | 1.1727e-11 | 3.0154e-11 | 22783.187 | 453.261 | 14531.3357 | 7798.5904 | 0 | 0 | 0 | 1.9536e-08 |  | 5.3434e-07 | 0 | 5.3434e-07 | 2.6717e-07 | 0 | 2.6717e-07 | 6.8701e-07 | 0 | 6.8701e-07 | [16 empty] | 7.3.1.3 Ignition probability mapping showing the probability of ignition along the electric lines and equipmentWLDFRAggregatedAggregated | WLDFR | HFTD - Distribution - Tier 2 - 4QU CoRE ¦ 5QU LoRE | Red Flag Warning - Destructive Fires | Aggregated | Aggregated | 2035 | 9.4781e-07 | 0 | 489.3555 | 0.00046382 | 2035 | Mitigation | 0.08575 | 30 | 0 | esc | 0.0012005 | 1.1379e-09 | 0.00060025 | 5.6893e-10 | 0.0015435 | 1.463e-09
[79 empty] | WLDFR | HFTD - Distribution - Tier 2 - 4QU CoRE ¦ 4QU LoRE | Seismic - Red Flag Warning - Catastrophic Fires | 2032 | 2.3453e-11 | 1.1727e-11 | 3.0154e-11 | 22783.187 | 453.261 | 14531.3357 | 7798.5904 | 0 | 0 | 0 | 1.9536e-08 |  | 5.3434e-07 | 0 | 5.3434e-07 | 2.6717e-07 | 0 | 2.6717e-07 | 6.8701e-07 | 0 | 6.8701e-07 | [16 empty] | 7.3.1.3 Ignition probability mapping showing the probability of ignition along the electric lines and equipmentWLDFRAggregatedAggregated | WLDFR | HFTD - Distribution - Tier 2 - 4QU CoRE ¦ 5QU LoRE | Red Flag Warning - Destructive Fires | Aggregated | Aggregated | 2036 | 9.4781e-07 | 0 | 489.3555 | 0.00046382 | 2036 | Mitigation | 0.08575 | 30 | 0 | esc | 0.0012005 | 1.1379e-09 | 0.00060025 | 5.6893e-10 | 0.0015435 | 1.463e-09
[79 empty] | WLDFR | HFTD - Distribution - Tier 2 - 4QU CoRE ¦ 4QU LoRE | Seismic - Red Flag Warning - Catastrophic Fires | 2033 | 2.3453e-11 | 1.1727e-11 | 3.0154e-11 | 23835.2641 | 480.9649 | 15187.7294 | 8166.5698 | 0 | 0 | 0 | 1.9536e-08 |  | 5.5901e-07 | 0 | 5.5901e-07 | 2.7951e-07 | 0 | 2.7951e-07 | 7.1873e-07 | 0 | 7.1873e-07 | [16 empty] | 7.3.1.3 Ignition probability mapping showing the probability of ignition along the electric lines and equipmentWLDFRAggregatedAggregated | WLDFR | HFTD - Distribution - Tier 2 - 4QU CoRE ¦ 5QU LoRE | Red Flag Warning - Destructive Fires | Aggregated | Aggregated | 2037 | 9.4781e-07 | 0 | 489.3555 | 0.00046382 | 2037 | Mitigation | 0.08575 | 30 | 0 | esc | 0.0012005 | 1.1379e-09 | 0.00060025 | 5.6893e-10 | 0.0015435 | 1.463e-09
[79 empty] | WLDFR | HFTD - Distribution - Tier 2 - 4QU CoRE ¦ 4QU LoRE | Seismic - Red Flag Warning - Catastrophic Fires | 2034 | 2.3453e-11 | 1.1727e-11 | 3.0154e-11 | 23835.2641 | 480.9649 | 15187.7294 | 8166.5698 | 0 | 0 | 0 | 1.9536e-08 |  | 5.5901e-07 | 0 | 5.5901e-07 | 2.7951e-07 | 0 | 2.7951e-07 | 7.1873e-07 | 0 | 7.1873e-07 | [16 empty] | 7.3.1.3 Ignition probability mapping showing the probability of ignition along the electric lines and equipmentWLDFRAggregatedAggregated | WLDFR | HFTD - Distribution - Tier 2 - 4QU CoRE ¦ 5QU LoRE | Red Flag Warning - Destructive Fires | Aggregated | Aggregated | 2038 | 9.4781e-07 | 0 | 489.3555 | 0.00046382 | 2038 | Mitigation | 0.08575 | 30 | 0 | esc | 0.0012005 | 1.1379e-09 | 0.00060025 | 5.6893e-10 | 0.0015435 | 1.463e-09
[79 empty] | WLDFR | HFTD - Distribution - Tier 2 - 4QU CoRE ¦ 4QU LoRE | Seismic - Red Flag Warning - Catastrophic Fires | 2035 | 2.3453e-11 | 1.1727e-11 | 3.0154e-11 | 23835.2641 | 480.9649 | 15187.7294 | 8166.5698 | 0 | 0 | 0 | 1.9536e-08 |  | 5.5901e-07 | 0 | 5.5901e-07 | 2.7951e-07 | 0 | 2.7951e-07 | 7.1873e-07 | 0 | 7.1873e-07 | [16 empty] | 7.3.1.3 Ignition probability mapping showing the probability of ignition along the electric lines and equipmentWLDFRAggregatedAggregated | WLDFR | HFTD - Distribution - Tier 2 - 4QU CoRE ¦ 5QU LoRE | Red Flag Warning - Destructive Fires | Aggregated | Aggregated | 2039 | 9.4781e-07 | 0 | 489.3555 | 0.00046382 | 2039 | Mitigation | 0.08575 | 30 | 0 | esc | 0.0012005 | 1.1379e-09 | 0.00060025 | 5.6893e-10 | 0.0015435 | 1.463e-09
[79 empty] | WLDFR | HFTD - Distribution - Tier 2 - 4QU CoRE ¦ 4QU LoRE | Seismic - Red Flag Warning - Catastrophic Fires | 2036 | 2.3453e-11 | 1.1727e-11 | 3.0154e-11 | 23835.2641 | 480.9649 | 15187.7294 | 8166.5698 | 0 | 0 | 0 | 1.9536e-08 |  | 5.5901e-07 | 0 | 5.5901e-07 | 2.7951e-07 | 0 | 2.7951e-07 | 7.1873e-07 | 0 | 7.1873e-07 | [16 empty] | 7.3.1.3 Ignition probability mapping showing the probability of ignition along the electric lines and equipmentWLDFRAggregatedAggregated | WLDFR | HFTD - Distribution - Tier 2 - 4QU CoRE ¦ 5QU LoRE | Red Flag Warning - Destructive Fires | Aggregated | Aggregated | 2040 | 9.4781e-07 | 0 | 489.3555 | 0.00046382 | 2040 | Mitigation | 0.08575 | 30 | 0 | esc | 0.0012005 | 1.1379e-09 | 0.00060025 | 5.6893e-10 | 0.0015435 | 1.463e-09
[79 empty] | WLDFR | HFTD - Distribution - Tier 2 - 4QU CoRE ¦ 4QU LoRE | Seismic - Red Flag Warning - Catastrophic Fires | 2037 | 2.3453e-11 | 1.1727e-11 | 3.0154e-11 | 23835.2641 | 480.9649 | 15187.7294 | 8166.5698 | 0 | 0 | 0 | 1.9536e-08 |  | 5.5901e-07 | 0 | 5.5901e-07 | 2.7951e-07 | 0 | 2.7951e-07 | 7.1873e-07 | 0 | 7.1873e-07 | [16 empty] | 7.3.1.3 Ignition probability mapping showing the probability of ignition along the electric lines and equipmentWLDFRAggregatedAggregated | WLDFR | HFTD - Distribution - Tier 2 - 4QU CoRE ¦ 5QU LoRE | Red Flag Warning - Destructive Fires | Aggregated | Aggregated | 2041 | 9.4781e-07 | 0 | 489.3555 | 0.00046382 | 2041 | Mitigation | 0.08575 | 30 | 0 | esc | 0.0012005 | 1.1379e-09 | 0.00060025 | 5.6893e-10 | 0.0015435 | 1.463e-09
[79 empty] | WLDFR | HFTD - Distribution - Tier 2 - 4QU CoRE ¦ 4QU LoRE | Seismic - Red Flag Warning - Catastrophic Fires | 2038 | 2.3453e-11 | 1.1727e-11 | 3.0154e-11 | 24976.6418 | 511.3745 | 15898.8237 | 8566.4437 | 0 | 0 | 0 | 1.9536e-08 |  | 5.8578e-07 | 0 | 5.8578e-07 | 2.9289e-07 | 0 | 2.9289e-07 | 7.5315e-07 | 0 | 7.5315e-07 | [16 empty] | 7.3.1.3 Ignition probability mapping showing the probability of ignition along the electric lines and equipmentWLDFRAggregatedAggregated | WLDFR | HFTD - Distribution - Tier 2 - 4QU CoRE ¦ 5QU LoRE | Red Flag Warning - Destructive Fires | Aggregated | Aggregated | 2042 | 9.4781e-07 | 0 | 489.3555 | 0.00046382 | 2042 | Mitigation | 0.08575 | 30 | 0 | esc | 0.0012005 | 1.1379e-09 | 0.00060025 | 5.6893e-10 | 0.0015435 | 1.463e-09
[79 empty] | WLDFR | HFTD - Distribution - Tier 2 - 4QU CoRE ¦ 4QU LoRE | Seismic - Red Flag Warning - Catastrophic Fires | 2039 | 2.3453e-11 | 1.1727e-11 | 3.0154e-11 | 24976.6418 | 511.3745 | 15898.8237 | 8566.4437 | 0 | 0 | 0 | 1.9536e-08 |  | 5.8578e-07 | 0 | 5.8578e-07 | 2.9289e-07 | 0 | 2.9289e-07 | 7.5315e-07 | 0 | 7.5315e-07 | [16 empty] | 7.3.1.3 Ignition probability mapping showing the probability of ignition along the electric lines and equipmentWLDFRAggregatedAggregated | WLDFR | HFTD - Distribution - Tier 2 - 4QU CoRE ¦ 5QU LoRE | Red Flag Warning - Destructive Fires | Aggregated | Aggregated | 2043 | 9.4781e-07 | 0 | 489.3555 | 0.00046382 | 2043 | Mitigation | 0.08575 | 30 | 0 | esc | 0.0012005 | 1.1379e-09 | 0.00060025 | 5.6893e-10 | 0.0015435 | 1.463e-09
[79 empty] | WLDFR | HFTD - Distribution - Tier 2 - 4QU CoRE ¦ 4QU LoRE | Seismic - Red Flag Warning - Catastrophic Fires | 2040 | 2.3453e-11 | 1.1727e-11 | 3.0154e-11 | 24976.6418 | 511.3745 | 15898.8237 | 8566.4437 | 0 | 0 | 0 | 1.9536e-08 |  | 5.8578e-07 | 0 | 5.8578e-07 | 2.9289e-07 | 0 | 2.9289e-07 | 7.5315e-07 | 0 | 7.5315e-07 | [16 empty] | 7.3.1.3 Ignition probability mapping showing the probability of ignition along the electric lines and equipmentWLDFRAggregatedAggregated | WLDFR | HFTD - Distribution - Tier 2 - 4QU CoRE ¦ 5QU LoRE | Red Flag Warning - Destructive Fires | Aggregated | Aggregated | 2044 | 9.4781e-07 | 0 | 489.3555 | 0.00046382 | 2044 | Mitigation | 0.08575 | 30 | 0 | esc | 0.0012005 | 1.1379e-09 | 0.00060025 | 5.6893e-10 | 0.0015435 | 1.463e-09
[79 empty] | WLDFR | HFTD - Distribution - Tier 2 - 4QU CoRE ¦ 4QU LoRE | Seismic - Red Flag Warning - Catastrophic Fires | 2041 | 2.3453e-11 | 1.1727e-11 | 3.0154e-11 | 24976.6418 | 511.3745 | 15898.8237 | 8566.4437 | 0 | 0 | 0 | 1.9536e-08 |  | 5.8578e-07 | 0 | 5.8578e-07 | 2.9289e-07 | 0 | 2.9289e-07 | 7.5315e-07 | 0 | 7.5315e-07 | [16 empty] | 7.3.1.3 Ignition probability mapping showing the probability of ignition along the electric lines and equipmentWLDFRAggregatedAggregated | WLDFR | HFTD - Distribution - Tier 2 - 4QU CoRE ¦ 5QU LoRE | Red Flag Warning - Destructive Fires | Aggregated | Aggregated | 2045 | 9.4781e-07 | 0 | 489.3555 | 0.00046382 | 2045 | Mitigation | 0.08575 | 30 | 0 | esc | 0.0012005 | 1.1379e-09 | 0.00060025 | 5.6893e-10 | 0.0015435 | 1.463e-09
[79 empty] | WLDFR | HFTD - Distribution - Tier 2 - 4QU CoRE ¦ 4QU LoRE | Seismic - Red Flag Warning - Catastrophic Fires | 2042 | 2.3453e-11 | 1.1727e-11 | 3.0154e-11 | 24976.6418 | 511.3745 | 15898.8237 | 8566.4437 | 0 | 0 | 0 | 1.9536e-08 |  | 5.8578e-07 | 0 | 5.8578e-07 | 2.9289e-07 | 0 | 2.9289e-07 | 7.5315e-07 | 0 | 7.5315e-07 | [16 empty] | 7.3.1.3 Ignition probability mapping showing the probability of ignition along the electric lines and equipmentWLDFRAggregatedAggregated | WLDFR | HFTD - Distribution - Tier 2 - 4QU CoRE ¦ 5QU LoRE | Red Flag Warning - Destructive Fires | Aggregated | Aggregated | 2046 | 9.4781e-07 | 0 | 489.3555 | 0.00046382 | 2046 | Mitigation | 0.08575 | 30 | 0 | esc | 0.0012005 | 1.1379e-09 | 0.00060025 | 5.6893e-10 | 0.0015435 | 1.463e-09
[79 empty] | WLDFR | HFTD - Distribution - Tier 2 - 4QU CoRE ¦ 4QU LoRE | Seismic - Red Flag Warning - Catastrophic Fires | 2043 | 2.3453e-11 | 1.1727e-11 | 3.0154e-11 | 26191.7278 | 544.1291 | 16654.7414 | 8992.8573 | 0 | 0 | 0 | 1.9536e-08 |  | 6.1428e-07 | 0 | 6.1428e-07 | 3.0714e-07 | 0 | 3.0714e-07 | 7.8979e-07 | 0 | 7.8979e-07 | [16 empty] | 7.3.1.3 Ignition probability mapping showing the probability of ignition along the electric lines and equipmentWLDFRAggregatedAggregated | WLDFR | HFTD - Distribution - Tier 2 - 4QU CoRE ¦ 5QU LoRE | Red Flag Warning - Destructive Fires | Aggregated | Aggregated | 2047 | 9.4781e-07 | 0 | 489.3555 | 0.00046382 | 2047 | Mitigation | 0.08575 | 30 | 0 | esc | 0.0012005 | 1.1379e-09 | 0.00060025 | 5.6893e-10 | 0.0015435 | 1.463e-09
[79 empty] | WLDFR | HFTD - Distribution - Tier 2 - 4QU CoRE ¦ 4QU LoRE | Seismic - Red Flag Warning - Catastrophic Fires | 2044 | 2.3453e-11 | 1.1727e-11 | 3.0154e-11 | 26191.7278 | 544.1291 | 16654.7414 | 8992.8573 | 0 | 0 | 0 | 1.9536e-08 |  | 6.1428e-07 | 0 | 6.1428e-07 | 3.0714e-07 | 0 | 3.0714e-07 | 7.8979e-07 | 0 | 7.8979e-07 | [16 empty] | 7.3.1.3 Ignition probability mapping showing the probability of ignition along the electric lines and equipmentWLDFRAggregatedAggregated | WLDFR | HFTD - Distribution - Tier 2 - 4QU CoRE ¦ 5QU LoRE | Red Flag Warning - Destructive Fires | Aggregated | Aggregated | 2048 | 9.4781e-07 | 0 | 489.3555 | 0.00046382 | 2048 | Mitigation | 0.08575 | 30 | 0 | esc | 0.0012005 | 1.1379e-09 | 0.00060025 | 5.6893e-10 | 0.0015435 | 1.463e-09
[79 empty] | WLDFR | HFTD - Distribution - Tier 2 - 4QU CoRE ¦ 4QU LoRE | Seismic - Red Flag Warning - Catastrophic Fires | 2045 | 2.3453e-11 | 1.1727e-11 | 3.0154e-11 | 26191.7278 | 544.1291 | 16654.7414 | 8992.8573 | 0 | 0 | 0 | 1.9536e-08 |  | 6.1428e-07 | 0 | 6.1428e-07 | 3.0714e-07 | 0 | 3.0714e-07 | 7.8979e-07 | 0 | 7.8979e-07 | [16 empty] | 7.3.1.3 Ignition probability mapping showing the probability of ignition along the electric lines and equipmentWLDFRAggregatedAggregated | WLDFR | HFTD - Distribution - Tier 2 - 4QU CoRE ¦ 5QU LoRE | Red Flag Warning - Destructive Fires | Aggregated | Aggregated | 2049 | 9.4781e-07 | 0 | 489.3555 | 0.00046382 | 2049 | Mitigation | 0.08575 | 30 | 0 | esc | 0.0012005 | 1.1379e-09 | 0.00060025 | 5.6893e-10 | 0.0015435 | 1.463e-09
[79 empty] | WLDFR | HFTD - Distribution - Tier 2 - 4QU CoRE ¦ 4QU LoRE | Seismic - Red Flag Warning - Catastrophic Fires | 2046 | 2.3453e-11 | 1.1727e-11 | 3.0154e-11 | 26191.7278 | 544.1291 | 16654.7414 | 8992.8573 | 0 | 0 | 0 | 1.9536e-08 |  | 6.1428e-07 | 0 | 6.1428e-07 | 3.0714e-07 | 0 | 3.0714e-07 | 7.8979e-07 | 0 | 7.8979e-07 | [16 empty] | 7.3.1.3 Ignition probability mapping showing the probability of ignition along the electric lines and equipmentWLDFRAggregatedAggregated | WLDFR | HFTD - Distribution - Tier 2 - 4QU CoRE ¦ 5QU LoRE | Red Flag Warning - Destructive Fires | Aggregated | Aggregated | 2050 | 9.4781e-07 | 0 | 489.3555 | 0.00046382 | 2050 | Mitigation | 0.08575 | 30 | 0 | esc | 0 | 0 | 0.00060025 | 5.6893e-10 | 0.0015435 | 1.463e-09
[79 empty] | WLDFR | HFTD - Distribution - Tier 2 - 4QU CoRE ¦ 4QU LoRE | Seismic - Red Flag Warning - Catastrophic Fires | 2047 | 2.3453e-11 | 1.1727e-11 | 3.0154e-11 | 26191.7278 | 544.1291 | 16654.7414 | 8992.8573 | 0 | 0 | 0 | 1.9536e-08 |  | 6.1428e-07 | 0 | 6.1428e-07 | 3.0714e-07 | 0 | 3.0714e-07 | 7.8979e-07 | 0 | 7.8979e-07 | [16 empty] | 7.3.1.3 Ignition probability mapping showing the probability of ignition along the electric lines and equipmentWLDFRAggregatedAggregated | WLDFR | HFTD - Distribution - Tier 2 - 4QU CoRE ¦ 5QU LoRE | Red Flag Warning - Destructive Fires | Aggregated | Aggregated | 2051 | 9.4781e-07 | 0 | 489.3555 | 0.00046382 | 2051 | Mitigation | 0.08575 | 30 | 0 | esc | 0 | 0 | 0 | 0 | 0.0015435 | 1.463e-09
[79 empty] | WLDFR | HFTD - Distribution - Tier 2 - 4QU CoRE ¦ 4QU LoRE | Seismic - Red Flag Warning - Catastrophic Fires | 2048 | 2.3453e-11 | 1.1727e-11 | 3.0154e-11 | 27464.7227 | 578.8407 | 17445.538 | 9440.3441 | 0 | 0 | 0 | 1.9536e-08 |  | 6.4414e-07 | 0 | 6.4414e-07 | 3.2207e-07 | 0 | 3.2207e-07 | 8.2818e-07 | 0 | 8.2818e-07 | [16 empty] | 7.3.1.3 Ignition probability mapping showing the probability of ignition along the electric lines and equipmentWLDFRAggregatedAggregated | WLDFR | HFTD - Distribution - Tier 2 - 4QU CoRE ¦ 5QU LoRE | Red Flag Warning - Large Fires | Aggregated | Aggregated | 2021 | 1.8996e-05 | 0 | 489.3555 | 0.0092957 | 2021 | Mitigation | 0.08575 | 30 | 0 | esc | 0.0012005 | 2.2805e-08 | 0.00060025 | 1.1402e-08 | 0 | 0
[79 empty] | WLDFR | HFTD - Distribution - Tier 2 - 4QU CoRE ¦ 4QU LoRE | Seismic - Red Flag Warning - Catastrophic Fires | 2049 | 2.3453e-11 | 1.1727e-11 | 3.0154e-11 | 27464.7227 | 578.8407 | 17445.538 | 9440.3441 | 0 | 0 | 0 | 1.9536e-08 |  | 6.4414e-07 | 0 | 6.4414e-07 | 3.2207e-07 | 0 | 3.2207e-07 | 8.2818e-07 | 0 | 8.2818e-07 | [16 empty] | 7.3.1.3 Ignition probability mapping showing the probability of ignition along the electric lines and equipmentWLDFRAggregatedAggregated | WLDFR | HFTD - Distribution - Tier 2 - 4QU CoRE ¦ 5QU LoRE | Red Flag Warning - Large Fires | Aggregated | Aggregated | 2022 | 1.8996e-05 | 0 | 489.3555 | 0.0092957 | 2022 | Mitigation | 0.08575 | 30 | 0 | esc | 0.0012005 | 2.2805e-08 | 0.00060025 | 1.1402e-08 | 0.0015435 | 2.932e-08
[79 empty] | WLDFR | HFTD - Distribution - Tier 2 - 4QU CoRE ¦ 4QU LoRE | Seismic - Red Flag Warning - Catastrophic Fires | 2050 | 0 | 1.1727e-11 | 3.0154e-11 | 27464.7227 | 578.8407 | 17445.538 | 9440.3441 | 0 | 0 | 0 | 1.9536e-08 |  | 0 | 0 | 0 | 3.2207e-07 | 0 | 3.2207e-07 | 8.2818e-07 | 0 | 8.2818e-07 | [16 empty] | 7.3.1.3 Ignition probability mapping showing the probability of ignition along the electric lines and equipmentWLDFRAggregatedAggregated | WLDFR | HFTD - Distribution - Tier 2 - 4QU CoRE ¦ 5QU LoRE | Red Flag Warning - Large Fires | Aggregated | Aggregated | 2023 | 1.8996e-05 | 0 | 489.3555 | 0.0092957 | 2023 | Mitigation | 0.08575 | 30 | 0 | esc | 0.0012005 | 2.2805e-08 | 0.00060025 | 1.1402e-08 | 0.0015435 | 2.932e-08
[79 empty] | WLDFR | HFTD - Distribution - Tier 2 - 4QU CoRE ¦ 4QU LoRE | Seismic - Red Flag Warning - Catastrophic Fires | 2051 | 0 | 0 | 3.0154e-11 | 27464.7227 | 578.8407 | 17445.538 | 9440.3441 | 0 | 0 | 0 | 1.9536e-08 |  | 0 | 0 | 0 | 0 | 0 | 0 | 8.2818e-07 | 0 | 8.2818e-07 | [16 empty] | 7.3.1.3 Ignition probability mapping showing the probability of ignition along the electric lines and equipmentWLDFRAggregatedAggregated | WLDFR | HFTD - Distribution - Tier 2 - 4QU CoRE ¦ 5QU LoRE | Red Flag Warning - Large Fires | Aggregated | Aggregated | 2024 | 1.8996e-05 | 0 | 489.3555 | 0.0092957 | 2024 | Mitigation | 0.08575 | 30 | 0 | esc | 0.0012005 | 2.2805e-08 | 0.00060025 | 1.1402e-08 | 0.0015435 | 2.932e-08
[79 empty] | WLDFR | HFTD - Distribution - Tier 2 - 4QU CoRE ¦ 5QU LoRE | Non-Red Flag Warning - Catastrophic Fires | 2020 | 4.1328e-10 | 0 | 0 | 14146.1306 | 222.2294 | 8585.7228 | 5338.1784 | 0 | 0 | 0 | 3.4425e-07 |  | 5.8463e-06 | 0 | 5.8463e-06 | 0 | 0 | 0 | 0 | 0 | 0 | [16 empty] | 7.3.1.3 Ignition probability mapping showing the probability of ignition along the electric lines and equipmentWLDFRAggregatedAggregated | WLDFR | HFTD - Distribution - Tier 2 - 4QU CoRE ¦ 5QU LoRE | Red Flag Warning - Large Fires | Aggregated | Aggregated | 2025 | 1.8996e-05 | 0 | 489.3555 | 0.0092957 | 2025 | Mitigation | 0.08575 | 30 | 0 | esc | 0.0012005 | 2.2805e-08 | 0.00060025 | 1.1402e-08 | 0.0015435 | 2.932e-08
[79 empty] | WLDFR | HFTD - Distribution - Tier 2 - 4QU CoRE ¦ 5QU LoRE | Non-Red Flag Warning - Catastrophic Fires | 2021 | 4.1328e-10 | 2.0664e-10 | 0 | 14146.1306 | 222.2294 | 8585.7228 | 5338.1784 | 0 | 0 | 0 | 3.4425e-07 |  | 5.8463e-06 | 0 | 5.8463e-06 | 2.9231e-06 | 0 | 2.9231e-06 | 0 | 0 | 0 | [16 empty] | 7.3.1.3 Ignition probability mapping showing the probability of ignition along the electric lines and equipmentWLDFRAggregatedAggregated | WLDFR | HFTD - Distribution - Tier 2 - 4QU CoRE ¦ 5QU LoRE | Red Flag Warning - Large Fires | Aggregated | Aggregated | 2026 | 1.8996e-05 | 0 | 489.3555 | 0.0092957 | 2026 | Mitigation | 0.08575 | 30 | 0 | esc | 0.0012005 | 2.2805e-08 | 0.00060025 | 1.1402e-08 | 0.0015435 | 2.932e-08
[79 empty] | WLDFR | HFTD - Distribution - Tier 2 - 4QU CoRE ¦ 5QU LoRE | Non-Red Flag Warning - Catastrophic Fires | 2022 | 4.1328e-10 | 2.0664e-10 | 5.3136e-10 | 14146.1306 | 222.2294 | 8585.7228 | 5338.1784 | 0 | 0 | 0 | 3.4425e-07 |  | 5.8463e-06 | 0 | 5.8463e-06 | 2.9231e-06 | 0 | 2.9231e-06 | 7.5166e-06 | 0 | 7.5166e-06 | [16 empty] | 7.3.1.3 Ignition probability mapping showing the probability of ignition along the electric lines and equipmentWLDFRAggregatedAggregated | WLDFR | HFTD - Distribution - Tier 2 - 4QU CoRE ¦ 5QU LoRE | Red Flag Warning - Large Fires | Aggregated | Aggregated | 2027 | 1.8996e-05 | 0 | 489.3555 | 0.0092957 | 2027 | Mitigation | 0.08575 | 30 | 0 | esc | 0.0012005 | 2.2805e-08 | 0.00060025 | 1.1402e-08 | 0.0015435 | 2.932e-08
[79 empty] | WLDFR | HFTD - Distribution - Tier 2 - 4QU CoRE ¦ 5QU LoRE | Non-Red Flag Warning - Catastrophic Fires | 2023 | 4.1328e-10 | 2.0664e-10 | 5.3136e-10 | 14664.6376 | 233.2301 | 8896.516 | 5534.8915 | 0 | 0 | 0 | 3.4425e-07 |  | 6.0606e-06 | 0 | 6.0606e-06 | 3.0303e-06 | 0 | 3.0303e-06 | 7.7921e-06 | 0 | 7.7921e-06 | [16 empty] | 7.3.1.3 Ignition probability mapping showing the probability of ignition along the electric lines and equipmentWLDFRAggregatedAggregated | WLDFR | HFTD - Distribution - Tier 2 - 4QU CoRE ¦ 5QU LoRE | Red Flag Warning - Large Fires | Aggregated | Aggregated | 2028 | 1.8996e-05 | 0 | 489.3555 | 0.0092957 | 2028 | Mitigation | 0.08575 | 30 | 0 | esc | 0.0012005 | 2.2805e-08 | 0.00060025 | 1.1402e-08 | 0.0015435 | 2.932e-08
[79 empty] | WLDFR | HFTD - Distribution - Tier 2 - 4QU CoRE ¦ 5QU LoRE | Non-Red Flag Warning - Catastrophic Fires | 2024 | 4.1328e-10 | 2.0664e-10 | 5.3136e-10 | 14664.6376 | 233.2301 | 8896.516 | 5534.8915 | 0 | 0 | 0 | 3.4425e-07 |  | 6.0606e-06 | 0 | 6.0606e-06 | 3.0303e-06 | 0 | 3.0303e-06 | 7.7921e-06 | 0 | 7.7921e-06 | [16 empty] | 7.3.1.3 Ignition probability mapping showing the probability of ignition along the electric lines and equipmentWLDFRAggregatedAggregated | WLDFR | HFTD - Distribution - Tier 2 - 4QU CoRE ¦ 5QU LoRE | Red Flag Warning - Large Fires | Aggregated | Aggregated | 2029 | 1.8996e-05 | 0 | 489.3555 | 0.0092957 | 2029 | Mitigation | 0.08575 | 30 | 0 | esc | 0.0012005 | 2.2805e-08 | 0.00060025 | 1.1402e-08 | 0.0015435 | 2.932e-08
[79 empty] | WLDFR | HFTD - Distribution - Tier 2 - 4QU CoRE ¦ 5QU LoRE | Non-Red Flag Warning - Catastrophic Fires | 2025 | 4.1328e-10 | 2.0664e-10 | 5.3136e-10 | 14664.6376 | 233.2301 | 8896.516 | 5534.8915 | 0 | 0 | 0 | 3.4425e-07 |  | 6.0606e-06 | 0 | 6.0606e-06 | 3.0303e-06 | 0 | 3.0303e-06 | 7.7921e-06 | 0 | 7.7921e-06 | [16 empty] | 7.3.1.3 Ignition probability mapping showing the probability of ignition along the electric lines and equipmentWLDFRAggregatedAggregated | WLDFR | HFTD - Distribution - Tier 2 - 4QU CoRE ¦ 5QU LoRE | Red Flag Warning - Large Fires | Aggregated | Aggregated | 2030 | 1.8996e-05 | 0 | 489.3555 | 0.0092957 | 2030 | Mitigation | 0.08575 | 30 | 0 | esc | 0.0012005 | 2.2805e-08 | 0.00060025 | 1.1402e-08 | 0.0015435 | 2.932e-08
[79 empty] | WLDFR | HFTD - Distribution - Tier 2 - 4QU CoRE ¦ 5QU LoRE | Non-Red Flag Warning - Catastrophic Fires | 2026 | 4.1328e-10 | 2.0664e-10 | 5.3136e-10 | 14664.6376 | 233.2301 | 8896.516 | 5534.8915 | 0 | 0 | 0 | 3.4425e-07 |  | 6.0606e-06 | 0 | 6.0606e-06 | 3.0303e-06 | 0 | 3.0303e-06 | 7.7921e-06 | 0 | 7.7921e-06 | [16 empty] | 7.3.1.3 Ignition probability mapping showing the probability of ignition along the electric lines and equipmentWLDFRAggregatedAggregated | WLDFR | HFTD - Distribution - Tier 2 - 4QU CoRE ¦ 5QU LoRE | Red Flag Warning - Large Fires | Aggregated | Aggregated | 2031 | 1.8996e-05 | 0 | 489.3555 | 0.0092957 | 2031 | Mitigation | 0.08575 | 30 | 0 | esc | 0.0012005 | 2.2805e-08 | 0.00060025 | 1.1402e-08 | 0.0015435 | 2.932e-08
[79 empty] | WLDFR | HFTD - Distribution - Tier 2 - 4QU CoRE ¦ 5QU LoRE | Non-Red Flag Warning - Catastrophic Fires | 2027 | 4.1328e-10 | 2.0664e-10 | 5.3136e-10 | 14664.6376 | 233.2301 | 8896.516 | 5534.8915 | 0 | 0 | 0 | 3.4425e-07 |  | 6.0606e-06 | 0 | 6.0606e-06 | 3.0303e-06 | 0 | 3.0303e-06 | 7.7921e-06 | 0 | 7.7921e-06 | [16 empty] | 7.3.1.3 Ignition probability mapping showing the probability of ignition along the electric lines and equipmentWLDFRAggregatedAggregated | WLDFR | HFTD - Distribution - Tier 2 - 4QU CoRE ¦ 5QU LoRE | Red Flag Warning - Large Fires | Aggregated | Aggregated | 2032 | 1.8996e-05 | 0 | 489.3555 | 0.0092957 | 2032 | Mitigation | 0.08575 | 30 | 0 | esc | 0.0012005 | 2.2805e-08 | 0.00060025 | 1.1402e-08 | 0.0015435 | 2.932e-08
[79 empty] | WLDFR | HFTD - Distribution - Tier 2 - 4QU CoRE ¦ 5QU LoRE | Non-Red Flag Warning - Catastrophic Fires | 2028 | 4.1328e-10 | 2.0664e-10 | 5.3136e-10 | 15317.9909 | 247.273 | 9287.6491 | 5783.0689 | 0 | 0 | 0 | 3.4425e-07 |  | 6.3306e-06 | 0 | 6.3306e-06 | 3.1653e-06 | 0 | 3.1653e-06 | 8.1393e-06 | 0 | 8.1393e-06 | [16 empty] | 7.3.1.3 Ignition probability mapping showing the probability of ignition along the electric lines and equipmentWLDFRAggregatedAggregated | WLDFR | HFTD - Distribution - Tier 2 - 4QU CoRE ¦ 5QU LoRE | Red Flag Warning - Large Fires | Aggregated | Aggregated | 2033 | 1.8996e-05 | 0 | 489.3555 | 0.0092957 | 2033 | Mitigation | 0.08575 | 30 | 0 | esc | 0.0012005 | 2.2805e-08 | 0.00060025 | 1.1402e-08 | 0.0015435 | 2.932e-08
[79 empty] | WLDFR | HFTD - Distribution - Tier 2 - 4QU CoRE ¦ 5QU LoRE | Non-Red Flag Warning - Catastrophic Fires | 2029 | 4.1328e-10 | 2.0664e-10 | 5.3136e-10 | 15317.9909 | 247.273 | 9287.6491 | 5783.0689 | 0 | 0 | 0 | 3.4425e-07 |  | 6.3306e-06 | 0 | 6.3306e-06 | 3.1653e-06 | 0 | 3.1653e-06 | 8.1393e-06 | 0 | 8.1393e-06 | [16 empty] | 7.3.1.3 Ignition probability mapping showing the probability of ignition along the electric lines and equipmentWLDFRAggregatedAggregated | WLDFR | HFTD - Distribution - Tier 2 - 4QU CoRE ¦ 5QU LoRE | Red Flag Warning - Large Fires | Aggregated | Aggregated | 2034 | 1.8996e-05 | 0 | 489.3555 | 0.0092957 | 2034 | Mitigation | 0.08575 | 30 | 0 | esc | 0.0012005 | 2.2805e-08 | 0.00060025 | 1.1402e-08 | 0.0015435 | 2.932e-08
[79 empty] | WLDFR | HFTD - Distribution - Tier 2 - 4QU CoRE ¦ 5QU LoRE | Non-Red Flag Warning - Catastrophic Fires | 2030 | 4.1328e-10 | 2.0664e-10 | 5.3136e-10 | 15317.9909 | 247.273 | 9287.6491 | 5783.0689 | 0 | 0 | 0 | 3.4425e-07 |  | 6.3306e-06 | 0 | 6.3306e-06 | 3.1653e-06 | 0 | 3.1653e-06 | 8.1393e-06 | 0 | 8.1393e-06 | [16 empty] | 7.3.1.3 Ignition probability mapping showing the probability of ignition along the electric lines and equipmentWLDFRAggregatedAggregated | WLDFR | HFTD - Distribution - Tier 2 - 4QU CoRE ¦ 5QU LoRE | Red Flag Warning - Large Fires | Aggregated | Aggregated | 2035 | 1.8996e-05 | 0 | 489.3555 | 0.0092957 | 2035 | Mitigation | 0.08575 | 30 | 0 | esc | 0.0012005 | 2.2805e-08 | 0.00060025 | 1.1402e-08 | 0.0015435 | 2.932e-08
[79 empty] | WLDFR | HFTD - Distribution - Tier 2 - 4QU CoRE ¦ 5QU LoRE | Non-Red Flag Warning - Catastrophic Fires | 2031 | 4.1328e-10 | 2.0664e-10 | 5.3136e-10 | 15317.9909 | 247.273 | 9287.6491 | 5783.0689 | 0 | 0 | 0 | 3.4425e-07 |  | 6.3306e-06 | 0 | 6.3306e-06 | 3.1653e-06 | 0 | 3.1653e-06 | 8.1393e-06 | 0 | 8.1393e-06 | [16 empty] | 7.3.1.3 Ignition probability mapping showing the probability of ignition along the electric lines and equipmentWLDFRAggregatedAggregated | WLDFR | HFTD - Distribution - Tier 2 - 4QU CoRE ¦ 5QU LoRE | Red Flag Warning - Large Fires | Aggregated | Aggregated | 2036 | 1.8996e-05 | 0 | 489.3555 | 0.0092957 | 2036 | Mitigation | 0.08575 | 30 | 0 | esc | 0.0012005 | 2.2805e-08 | 0.00060025 | 1.1402e-08 | 0.0015435 | 2.932e-08
[79 empty] | WLDFR | HFTD - Distribution - Tier 2 - 4QU CoRE ¦ 5QU LoRE | Non-Red Flag Warning - Catastrophic Fires | 2032 | 4.1328e-10 | 2.0664e-10 | 5.3136e-10 | 15317.9909 | 247.273 | 9287.6491 | 5783.0689 | 0 | 0 | 0 | 3.4425e-07 |  | 6.3306e-06 | 0 | 6.3306e-06 | 3.1653e-06 | 0 | 3.1653e-06 | 8.1393e-06 | 0 | 8.1393e-06 | [16 empty] | 7.3.1.3 Ignition probability mapping showing the probability of ignition along the electric lines and equipmentWLDFRAggregatedAggregated | WLDFR | HFTD - Distribution - Tier 2 - 4QU CoRE ¦ 5QU LoRE | Red Flag Warning - Large Fires | Aggregated | Aggregated | 2037 | 1.8996e-05 | 0 | 489.3555 | 0.0092957 | 2037 | Mitigation | 0.08575 | 30 | 0 | esc | 0.0012005 | 2.2805e-08 | 0.00060025 | 1.1402e-08 | 0.0015435 | 2.932e-08
[79 empty] | WLDFR | HFTD - Distribution - Tier 2 - 4QU CoRE ¦ 5QU LoRE | Non-Red Flag Warning - Catastrophic Fires | 2033 | 4.1328e-10 | 2.0664e-10 | 5.3136e-10 | 16044.1264 | 263.1074 | 9721.74 | 6059.2791 | 0 | 0 | 0 | 3.4425e-07 |  | 6.6307e-06 | 0 | 6.6307e-06 | 3.3153e-06 | 0 | 3.3153e-06 | 8.5251e-06 | 0 | 8.5251e-06 | [16 empty] | 7.3.1.3 Ignition probability mapping showing the probability of ignition along the electric lines and equipmentWLDFRAggregatedAggregated | WLDFR | HFTD - Distribution - Tier 2 - 4QU CoRE ¦ 5QU LoRE | Red Flag Warning - Large Fires | Aggregated | Aggregated | 2038 | 1.8996e-05 | 0 | 489.3555 | 0.0092957 | 2038 | Mitigation | 0.08575 | 30 | 0 | esc | 0.0012005 | 2.2805e-08 | 0.00060025 | 1.1402e-08 | 0.0015435 | 2.932e-08
[79 empty] | WLDFR | HFTD - Distribution - Tier 2 - 4QU CoRE ¦ 5QU LoRE | Non-Red Flag Warning - Catastrophic Fires | 2034 | 4.1328e-10 | 2.0664e-10 | 5.3136e-10 | 16044.1264 | 263.1074 | 9721.74 | 6059.2791 | 0 | 0 | 0 | 3.4425e-07 |  | 6.6307e-06 | 0 | 6.6307e-06 | 3.3153e-06 | 0 | 3.3153e-06 | 8.5251e-06 | 0 | 8.5251e-06 | [16 empty] | 7.3.1.3 Ignition probability mapping showing the probability of ignition along the electric lines and equipmentWLDFRAggregatedAggregated | WLDFR | HFTD - Distribution - Tier 2 - 4QU CoRE ¦ 5QU LoRE | Red Flag Warning - Large Fires | Aggregated | Aggregated | 2039 | 1.8996e-05 | 0 | 489.3555 | 0.0092957 | 2039 | Mitigation | 0.08575 | 30 | 0 | esc | 0.0012005 | 2.2805e-08 | 0.00060025 | 1.1402e-08 | 0.0015435 | 2.932e-08
[79 empty] | WLDFR | HFTD - Distribution - Tier 2 - 4QU CoRE ¦ 5QU LoRE | Non-Red Flag Warning - Catastrophic Fires | 2035 | 4.1328e-10 | 2.0664e-10 | 5.3136e-10 | 16044.1264 | 263.1074 | 9721.74 | 6059.2791 | 0 | 0 | 0 | 3.4425e-07 |  | 6.6307e-06 | 0 | 6.6307e-06 | 3.3153e-06 | 0 | 3.3153e-06 | 8.5251e-06 | 0 | 8.5251e-06 | [16 empty] | 7.3.1.3 Ignition probability mapping showing the probability of ignition along the electric lines and equipmentWLDFRAggregatedAggregated | WLDFR | HFTD - Distribution - Tier 2 - 4QU CoRE ¦ 5QU LoRE | Red Flag Warning - Large Fires | Aggregated | Aggregated | 2040 | 1.8996e-05 | 0 | 489.3555 | 0.0092957 | 2040 | Mitigation | 0.08575 | 30 | 0 | esc | 0.0012005 | 2.2805e-08 | 0.00060025 | 1.1402e-08 | 0.0015435 | 2.932e-08
[79 empty] | WLDFR | HFTD - Distribution - Tier 2 - 4QU CoRE ¦ 5QU LoRE | Non-Red Flag Warning - Catastrophic Fires | 2036 | 4.1328e-10 | 2.0664e-10 | 5.3136e-10 | 16044.1264 | 263.1074 | 9721.74 | 6059.2791 | 0 | 0 | 0 | 3.4425e-07 |  | 6.6307e-06 | 0 | 6.6307e-06 | 3.3153e-06 | 0 | 3.3153e-06 | 8.5251e-06 | 0 | 8.5251e-06 | [16 empty] | 7.3.1.3 Ignition probability mapping showing the probability of ignition along the electric lines and equipmentWLDFRAggregatedAggregated | WLDFR | HFTD - Distribution - Tier 2 - 4QU CoRE ¦ 5QU LoRE | Red Flag Warning - Large Fires | Aggregated | Aggregated | 2041 | 1.8996e-05 | 0 | 489.3555 | 0.0092957 | 2041 | Mitigation | 0.08575 | 30 | 0 | esc | 0.0012005 | 2.2805e-08 | 0.00060025 | 1.1402e-08 | 0.0015435 | 2.932e-08
[79 empty] | WLDFR | HFTD - Distribution - Tier 2 - 4QU CoRE ¦ 5QU LoRE | Non-Red Flag Warning - Catastrophic Fires | 2037 | 4.1328e-10 | 2.0664e-10 | 5.3136e-10 | 16044.1264 | 263.1074 | 9721.74 | 6059.2791 | 0 | 0 | 0 | 3.4425e-07 |  | 6.6307e-06 | 0 | 6.6307e-06 | 3.3153e-06 | 0 | 3.3153e-06 | 8.5251e-06 | 0 | 8.5251e-06 | [16 empty] | 7.3.1.3 Ignition probability mapping showing the probability of ignition along the electric lines and equipmentWLDFRAggregatedAggregated | WLDFR | HFTD - Distribution - Tier 2 - 4QU CoRE ¦ 5QU LoRE | Red Flag Warning - Large Fires | Aggregated | Aggregated | 2042 | 1.8996e-05 | 0 | 489.3555 | 0.0092957 | 2042 | Mitigation | 0.08575 | 30 | 0 | esc | 0.0012005 | 2.2805e-08 | 0.00060025 | 1.1402e-08 | 0.0015435 | 2.932e-08
[79 empty] | WLDFR | HFTD - Distribution - Tier 2 - 4QU CoRE ¦ 5QU LoRE | Non-Red Flag Warning - Catastrophic Fires | 2038 | 4.1328e-10 | 2.0664e-10 | 5.3136e-10 | 16832.3912 | 280.5544 | 10192.2718 | 6359.5651 | 0 | 0 | 0 | 3.4425e-07 |  | 6.9564e-06 | 0 | 6.9564e-06 | 3.4782e-06 | 0 | 3.4782e-06 | 8.944e-06 | 0 | 8.944e-06 | [16 empty] | 7.3.1.3 Ignition probability mapping showing the probability of ignition along the electric lines and equipmentWLDFRAggregatedAggregated | WLDFR | HFTD - Distribution - Tier 2 - 4QU CoRE ¦ 5QU LoRE | Red Flag Warning - Large Fires | Aggregated | Aggregated | 2043 | 1.8996e-05 | 0 | 489.3555 | 0.0092957 | 2043 | Mitigation | 0.08575 | 30 | 0 | esc | 0.0012005 | 2.2805e-08 | 0.00060025 | 1.1402e-08 | 0.0015435 | 2.932e-08
[79 empty] | WLDFR | HFTD - Distribution - Tier 2 - 4QU CoRE ¦ 5QU LoRE | Non-Red Flag Warning - Catastrophic Fires | 2039 | 4.1328e-10 | 2.0664e-10 | 5.3136e-10 | 16832.3912 | 280.5544 | 10192.2718 | 6359.5651 | 0 | 0 | 0 | 3.4425e-07 |  | 6.9564e-06 | 0 | 6.9564e-06 | 3.4782e-06 | 0 | 3.4782e-06 | 8.944e-06 | 0 | 8.944e-06 | [16 empty] | 7.3.1.3 Ignition probability mapping showing the probability of ignition along the electric lines and equipmentWLDFRAggregatedAggregated | WLDFR | HFTD - Distribution - Tier 2 - 4QU CoRE ¦ 5QU LoRE | Red Flag Warning - Large Fires | Aggregated | Aggregated | 2044 | 1.8996e-05 | 0 | 489.3555 | 0.0092957 | 2044 | Mitigation | 0.08575 | 30 | 0 | esc | 0.0012005 | 2.2805e-08 | 0.00060025 | 1.1402e-08 | 0.0015435 | 2.932e-08
[79 empty] | WLDFR | HFTD - Distribution - Tier 2 - 4QU CoRE ¦ 5QU LoRE | Non-Red Flag Warning - Catastrophic Fires | 2040 | 4.1328e-10 | 2.0664e-10 | 5.3136e-10 | 16832.3912 | 280.5544 | 10192.2718 | 6359.5651 | 0 | 0 | 0 | 3.4425e-07 |  | 6.9564e-06 | 0 | 6.9564e-06 | 3.4782e-06 | 0 | 3.4782e-06 | 8.944e-06 | 0 | 8.944e-06 | [16 empty] | 7.3.1.3 Ignition probability mapping showing the probability of ignition along the electric lines and equipmentWLDFRAggregatedAggregated | WLDFR | HFTD - Distribution - Tier 2 - 4QU CoRE ¦ 5QU LoRE | Red Flag Warning - Large Fires | Aggregated | Aggregated | 2045 | 1.8996e-05 | 0 | 489.3555 | 0.0092957 | 2045 | Mitigation | 0.08575 | 30 | 0 | esc | 0.0012005 | 2.2805e-08 | 0.00060025 | 1.1402e-08 | 0.0015435 | 2.932e-08
[79 empty] | WLDFR | HFTD - Distribution - Tier 2 - 4QU CoRE ¦ 5QU LoRE | Non-Red Flag Warning - Catastrophic Fires | 2041 | 4.1328e-10 | 2.0664e-10 | 5.3136e-10 | 16832.3912 | 280.5544 | 10192.2718 | 6359.5651 | 0 | 0 | 0 | 3.4425e-07 |  | 6.9564e-06 | 0 | 6.9564e-06 | 3.4782e-06 | 0 | 3.4782e-06 | 8.944e-06 | 0 | 8.944e-06 | [16 empty] | 7.3.1.3 Ignition probability mapping showing the probability of ignition along the electric lines and equipmentWLDFRAggregatedAggregated | WLDFR | HFTD - Distribution - Tier 2 - 4QU CoRE ¦ 5QU LoRE | Red Flag Warning - Large Fires | Aggregated | Aggregated | 2046 | 1.8996e-05 | 0 | 489.3555 | 0.0092957 | 2046 | Mitigation | 0.08575 | 30 | 0 | esc | 0.0012005 | 2.2805e-08 | 0.00060025 | 1.1402e-08 | 0.0015435 | 2.932e-08
[79 empty] | WLDFR | HFTD - Distribution - Tier 2 - 4QU CoRE ¦ 5QU LoRE | Non-Red Flag Warning - Catastrophic Fires | 2042 | 4.1328e-10 | 2.0664e-10 | 5.3136e-10 | 16832.3912 | 280.5544 | 10192.2718 | 6359.5651 | 0 | 0 | 0 | 3.4425e-07 |  | 6.9564e-06 | 0 | 6.9564e-06 | 3.4782e-06 | 0 | 3.4782e-06 | 8.944e-06 | 0 | 8.944e-06 | [16 empty] | 7.3.1.3 Ignition probability mapping showing the probability of ignition along the electric lines and equipmentWLDFRAggregatedAggregated | WLDFR | HFTD - Distribution - Tier 2 - 4QU CoRE ¦ 5QU LoRE | Red Flag Warning - Large Fires | Aggregated | Aggregated | 2047 | 1.8996e-05 | 0 | 489.3555 | 0.0092957 | 2047 | Mitigation | 0.08575 | 30 | 0 | esc | 0.0012005 | 2.2805e-08 | 0.00060025 | 1.1402e-08 | 0.0015435 | 2.932e-08
[79 empty] | WLDFR | HFTD - Distribution - Tier 2 - 4QU CoRE ¦ 5QU LoRE | Non-Red Flag Warning - Catastrophic Fires | 2043 | 4.1328e-10 | 2.0664e-10 | 5.3136e-10 | 17672.0852 | 299.42 | 10692.7362 | 6679.929 | 0 | 0 | 0 | 3.4425e-07 |  | 7.3035e-06 | 0 | 7.3035e-06 | 3.6517e-06 | 0 | 3.6517e-06 | 9.3902e-06 | 0 | 9.3902e-06 | [16 empty] | 7.3.1.3 Ignition probability mapping showing the probability of ignition along the electric lines and equipmentWLDFRAggregatedAggregated | WLDFR | HFTD - Distribution - Tier 2 - 4QU CoRE ¦ 5QU LoRE | Red Flag Warning - Large Fires | Aggregated | Aggregated | 2048 | 1.8996e-05 | 0 | 489.3555 | 0.0092957 | 2048 | Mitigation | 0.08575 | 30 | 0 | esc | 0.0012005 | 2.2805e-08 | 0.00060025 | 1.1402e-08 | 0.0015435 | 2.932e-08
[79 empty] | WLDFR | HFTD - Distribution - Tier 2 - 4QU CoRE ¦ 5QU LoRE | Non-Red Flag Warning - Catastrophic Fires | 2044 | 4.1328e-10 | 2.0664e-10 | 5.3136e-10 | 17672.0852 | 299.42 | 10692.7362 | 6679.929 | 0 | 0 | 0 | 3.4425e-07 |  | 7.3035e-06 | 0 | 7.3035e-06 | 3.6517e-06 | 0 | 3.6517e-06 | 9.3902e-06 | 0 | 9.3902e-06 | [16 empty] | 7.3.1.3 Ignition probability mapping showing the probability of ignition along the electric lines and equipmentWLDFRAggregatedAggregated | WLDFR | HFTD - Distribution - Tier 2 - 4QU CoRE ¦ 5QU LoRE | Red Flag Warning - Large Fires | Aggregated | Aggregated | 2049 | 1.8996e-05 | 0 | 489.3555 | 0.0092957 | 2049 | Mitigation | 0.08575 | 30 | 0 | esc | 0.0012005 | 2.2805e-08 | 0.00060025 | 1.1402e-08 | 0.0015435 | 2.932e-08
[79 empty] | WLDFR | HFTD - Distribution - Tier 2 - 4QU CoRE ¦ 5QU LoRE | Non-Red Flag Warning - Catastrophic Fires | 2045 | 4.1328e-10 | 2.0664e-10 | 5.3136e-10 | 17672.0852 | 299.42 | 10692.7362 | 6679.929 | 0 | 0 | 0 | 3.4425e-07 |  | 7.3035e-06 | 0 | 7.3035e-06 | 3.6517e-06 | 0 | 3.6517e-06 | 9.3902e-06 | 0 | 9.3902e-06 | [16 empty] | 7.3.1.3 Ignition probability mapping showing the probability of ignition along the electric lines and equipmentWLDFRAggregatedAggregated | WLDFR | HFTD - Distribution - Tier 2 - 4QU CoRE ¦ 5QU LoRE | Red Flag Warning - Large Fires | Aggregated | Aggregated | 2050 | 1.8996e-05 | 0 | 489.3555 | 0.0092957 | 2050 | Mitigation | 0.08575 | 30 | 0 | esc | 0 | 0 | 0.00060025 | 1.1402e-08 | 0.0015435 | 2.932e-08
[79 empty] | WLDFR | HFTD - Distribution - Tier 2 - 4QU CoRE ¦ 5QU LoRE | Non-Red Flag Warning - Catastrophic Fires | 2046 | 4.1328e-10 | 2.0664e-10 | 5.3136e-10 | 17672.0852 | 299.42 | 10692.7362 | 6679.929 | 0 | 0 | 0 | 3.4425e-07 |  | 7.3035e-06 | 0 | 7.3035e-06 | 3.6517e-06 | 0 | 3.6517e-06 | 9.3902e-06 | 0 | 9.3902e-06 | [16 empty] | 7.3.1.3 Ignition probability mapping showing the probability of ignition along the electric lines and equipmentWLDFRAggregatedAggregated | WLDFR | HFTD - Distribution - Tier 2 - 4QU CoRE ¦ 5QU LoRE | Red Flag Warning - Large Fires | Aggregated | Aggregated | 2051 | 1.8996e-05 | 0 | 489.3555 | 0.0092957 | 2051 | Mitigation | 0.08575 | 30 | 0 | esc | 0 | 0 | 0 | 0 | 0.0015435 | 2.932e-08
[79 empty] | WLDFR | HFTD - Distribution - Tier 2 - 4QU CoRE ¦ 5QU LoRE | Non-Red Flag Warning - Catastrophic Fires | 2047 | 4.1328e-10 | 2.0664e-10 | 5.3136e-10 | 17672.0852 | 299.42 | 10692.7362 | 6679.929 | 0 | 0 | 0 | 3.4425e-07 |  | 7.3035e-06 | 0 | 7.3035e-06 | 3.6517e-06 | 0 | 3.6517e-06 | 9.3902e-06 | 0 | 9.3902e-06 | [16 empty] | 7.3.1.3 Ignition probability mapping showing the probability of ignition along the electric lines and equipmentWLDFRAggregatedAggregated | WLDFR | HFTD - Distribution - Tier 2 - 4QU CoRE ¦ 5QU LoRE | Red Flag Warning - Small Fires | Aggregated | Aggregated | 2021 | 0.00028361 | 0 | 489.3555 | 0.13879 | 2021 | Mitigation | 0.08575 | 30 | 0 | esc | 0.0012005 | 3.4047e-07 | 0.00060025 | 1.7024e-07 | 0 | 0
[79 empty] | WLDFR | HFTD - Distribution - Tier 2 - 4QU CoRE ¦ 5QU LoRE | Non-Red Flag Warning - Catastrophic Fires | 2048 | 4.1328e-10 | 2.0664e-10 | 5.3136e-10 | 18552.3348 | 319.4911 | 11216.5626 | 7016.281 | 0 | 0 | 0 | 3.4425e-07 |  | 7.6672e-06 | 0 | 7.6672e-06 | 3.8336e-06 | 0 | 3.8336e-06 | 9.8579e-06 | 0 | 9.8579e-06 | [16 empty] | 7.3.1.3 Ignition probability mapping showing the probability of ignition along the electric lines and equipmentWLDFRAggregatedAggregated | WLDFR | HFTD - Distribution - Tier 2 - 4QU CoRE ¦ 5QU LoRE | Red Flag Warning - Small Fires | Aggregated | Aggregated | 2022 | 0.00028361 | 0 | 489.3555 | 0.13879 | 2022 | Mitigation | 0.08575 | 30 | 0 | esc | 0.0012005 | 3.4047e-07 | 0.00060025 | 1.7024e-07 | 0.0015435 | 4.3775e-07
[79 empty] | WLDFR | HFTD - Distribution - Tier 2 - 4QU CoRE ¦ 5QU LoRE | Non-Red Flag Warning - Catastrophic Fires | 2049 | 4.1328e-10 | 2.0664e-10 | 5.3136e-10 | 18552.3348 | 319.4911 | 11216.5626 | 7016.281 | 0 | 0 | 0 | 3.4425e-07 |  | 7.6672e-06 | 0 | 7.6672e-06 | 3.8336e-06 | 0 | 3.8336e-06 | 9.8579e-06 | 0 | 9.8579e-06 | [16 empty] | 7.3.1.3 Ignition probability mapping showing the probability of ignition along the electric lines and equipmentWLDFRAggregatedAggregated | WLDFR | HFTD - Distribution - Tier 2 - 4QU CoRE ¦ 5QU LoRE | Red Flag Warning - Small Fires | Aggregated | Aggregated | 2023 | 0.00028361 | 0 | 489.3555 | 0.13879 | 2023 | Mitigation | 0.08575 | 30 | 0 | esc | 0.0012005 | 3.4047e-07 | 0.00060025 | 1.7024e-07 | 0.0015435 | 4.3775e-07
[79 empty] | WLDFR | HFTD - Distribution - Tier 2 - 4QU CoRE ¦ 5QU LoRE | Non-Red Flag Warning - Catastrophic Fires | 2050 | 0 | 2.0664e-10 | 5.3136e-10 | 18552.3348 | 319.4911 | 11216.5626 | 7016.281 | 0 | 0 | 0 | 3.4425e-07 |  | 0 | 0 | 0 | 3.8336e-06 | 0 | 3.8336e-06 | 9.8579e-06 | 0 | 9.8579e-06 | [16 empty] | 7.3.1.3 Ignition probability mapping showing the probability of ignition along the electric lines and equipmentWLDFRAggregatedAggregated | WLDFR | HFTD - Distribution - Tier 2 - 4QU CoRE ¦ 5QU LoRE | Red Flag Warning - Small Fires | Aggregated | Aggregated | 2024 | 0.00028361 | 0 | 489.3555 | 0.13879 | 2024 | Mitigation | 0.08575 | 30 | 0 | esc | 0.0012005 | 3.4047e-07 | 0.00060025 | 1.7024e-07 | 0.0015435 | 4.3775e-07
[79 empty] | WLDFR | HFTD - Distribution - Tier 2 - 4QU CoRE ¦ 5QU LoRE | Non-Red Flag Warning - Catastrophic Fires | 2051 | 0 | 0 | 5.3136e-10 | 18552.3348 | 319.4911 | 11216.5626 | 7016.281 | 0 | 0 | 0 | 3.4425e-07 |  | 0 | 0 | 0 | 0 | 0 | 0 | 9.8579e-06 | 0 | 9.8579e-06 | [16 empty] | 7.3.1.3 Ignition probability mapping showing the probability of ignition along the electric lines and equipmentWLDFRAggregatedAggregated | WLDFR | HFTD - Distribution - Tier 2 - 4QU CoRE ¦ 5QU LoRE | Red Flag Warning - Small Fires | Aggregated | Aggregated | 2025 | 0.00028361 | 0 | 489.3555 | 0.13879 | 2025 | Mitigation | 0.08575 | 30 | 0 | esc | 0.0012005 | 3.4047e-07 | 0.00060025 | 1.7024e-07 | 0.0015435 | 4.3775e-07
[79 empty] | WLDFR | HFTD - Distribution - Tier 2 - 4QU CoRE ¦ 5QU LoRE | Non-Red Flag Warning - Destructive Fires | 2020 | 4.3759e-10 | 0 | 0 | 8807.9522 | 222.2294 | 8585.7228 | 0 | 0 | 0 | 0 | 3.645e-07 |  | 3.8542e-06 | 0 | 3.8542e-06 | 0 | 0 | 0 | 0 | 0 | 0 | [16 empty] | 7.3.1.3 Ignition probability mapping showing the probability of ignition along the electric lines and equipmentWLDFRAggregatedAggregated | WLDFR | HFTD - Distribution - Tier 2 - 4QU CoRE ¦ 5QU LoRE | Red Flag Warning - Small Fires | Aggregated | Aggregated | 2026 | 0.00028361 | 0 | 489.3555 | 0.13879 | 2026 | Mitigation | 0.08575 | 30 | 0 | esc | 0.0012005 | 3.4047e-07 | 0.00060025 | 1.7024e-07 | 0.0015435 | 4.3775e-07
[79 empty] | WLDFR | HFTD - Distribution - Tier 2 - 4QU CoRE ¦ 5QU LoRE | Non-Red Flag Warning - Destructive Fires | 2021 | 4.3759e-10 | 2.1879e-10 | 0 | 8807.9522 | 222.2294 | 8585.7228 | 0 | 0 | 0 | 0 | 3.645e-07 |  | 3.8542e-06 | 0 | 3.8542e-06 | 1.9271e-06 | 0 | 1.9271e-06 | 0 | 0 | 0 | [16 empty] | 7.3.1.3 Ignition probability mapping showing the probability of ignition along the electric lines and equipmentWLDFRAggregatedAggregated | WLDFR | HFTD - Distribution - Tier 2 - 4QU CoRE ¦ 5QU LoRE | Red Flag Warning - Small Fires | Aggregated | Aggregated | 2027 | 0.00028361 | 0 | 489.3555 | 0.13879 | 2027 | Mitigation | 0.08575 | 30 | 0 | esc | 0.0012005 | 3.4047e-07 | 0.00060025 | 1.7024e-07 | 0.0015435 | 4.3775e-07
[79 empty] | WLDFR | HFTD - Distribution - Tier 2 - 4QU CoRE ¦ 5QU LoRE | Non-Red Flag Warning - Destructive Fires | 2022 | 4.3759e-10 | 2.1879e-10 | 5.6261e-10 | 8807.9522 | 222.2294 | 8585.7228 | 0 | 0 | 0 | 0 | 3.645e-07 |  | 3.8542e-06 | 0 | 3.8542e-06 | 1.9271e-06 | 0 | 1.9271e-06 | 4.9555e-06 | 0 | 4.9555e-06 | [16 empty] | 7.3.1.3 Ignition probability mapping showing the probability of ignition along the electric lines and equipmentWLDFRAggregatedAggregated | WLDFR | HFTD - Distribution - Tier 2 - 4QU CoRE ¦ 5QU LoRE | Red Flag Warning - Small Fires | Aggregated | Aggregated | 2028 | 0.00028361 | 0 | 489.3555 | 0.13879 | 2028 | Mitigation | 0.08575 | 30 | 0 | esc | 0.0012005 | 3.4047e-07 | 0.00060025 | 1.7024e-07 | 0.0015435 | 4.3775e-07
[79 empty] | WLDFR | HFTD - Distribution - Tier 2 - 4QU CoRE ¦ 5QU LoRE | Non-Red Flag Warning - Destructive Fires | 2023 | 4.3759e-10 | 2.1879e-10 | 5.6261e-10 | 9129.7461 | 233.2301 | 8896.516 | 0 | 0 | 0 | 0 | 3.645e-07 |  | 3.9951e-06 | 0 | 3.9951e-06 | 1.9975e-06 | 0 | 1.9975e-06 | 5.1365e-06 | 0 | 5.1365e-06 | [16 empty] | 7.3.1.3 Ignition probability mapping showing the probability of ignition along the electric lines and equipmentWLDFRAggregatedAggregated | WLDFR | HFTD - Distribution - Tier 2 - 4QU CoRE ¦ 5QU LoRE | Red Flag Warning - Small Fires | Aggregated | Aggregated | 2029 | 0.00028361 | 0 | 489.3555 | 0.13879 | 2029 | Mitigation | 0.08575 | 30 | 0 | esc | 0.0012005 | 3.4047e-07 | 0.00060025 | 1.7024e-07 | 0.0015435 | 4.3775e-07
[79 empty] | WLDFR | HFTD - Distribution - Tier 2 - 4QU CoRE ¦ 5QU LoRE | Non-Red Flag Warning - Destructive Fires | 2024 | 4.3759e-10 | 2.1879e-10 | 5.6261e-10 | 9129.7461 | 233.2301 | 8896.516 | 0 | 0 | 0 | 0 | 3.645e-07 |  | 3.9951e-06 | 0 | 3.9951e-06 | 1.9975e-06 | 0 | 1.9975e-06 | 5.1365e-06 | 0 | 5.1365e-06 | [16 empty] | 7.3.1.3 Ignition probability mapping showing the probability of ignition along the electric lines and equipmentWLDFRAggregatedAggregated | WLDFR | HFTD - Distribution - Tier 2 - 4QU CoRE ¦ 5QU LoRE | Red Flag Warning - Small Fires | Aggregated | Aggregated | 2030 | 0.00028361 | 0 | 489.3555 | 0.13879 | 2030 | Mitigation | 0.08575 | 30 | 0 | esc | 0.0012005 | 3.4047e-07 | 0.00060025 | 1.7024e-07 | 0.0015435 | 4.3775e-07
[79 empty] | WLDFR | HFTD - Distribution - Tier 2 - 4QU CoRE ¦ 5QU LoRE | Non-Red Flag Warning - Destructive Fires | 2025 | 4.3759e-10 | 2.1879e-10 | 5.6261e-10 | 9129.7461 | 233.2301 | 8896.516 | 0 | 0 | 0 | 0 | 3.645e-07 |  | 3.9951e-06 | 0 | 3.9951e-06 | 1.9975e-06 | 0 | 1.9975e-06 | 5.1365e-06 | 0 | 5.1365e-06 | [16 empty] | 7.3.1.3 Ignition probability mapping showing the probability of ignition along the electric lines and equipmentWLDFRAggregatedAggregated | WLDFR | HFTD - Distribution - Tier 2 - 4QU CoRE ¦ 5QU LoRE | Red Flag Warning - Small Fires | Aggregated | Aggregated | 2031 | 0.00028361 | 0 | 489.3555 | 0.13879 | 2031 | Mitigation | 0.08575 | 30 | 0 | esc | 0.0012005 | 3.4047e-07 | 0.00060025 | 1.7024e-07 | 0.0015435 | 4.3775e-07
[79 empty] | WLDFR | HFTD - Distribution - Tier 2 - 4QU CoRE ¦ 5QU LoRE | Non-Red Flag Warning - Destructive Fires | 2026 | 4.3759e-10 | 2.1879e-10 | 5.6261e-10 | 9129.7461 | 233.2301 | 8896.516 | 0 | 0 | 0 | 0 | 3.645e-07 |  | 3.9951e-06 | 0 | 3.9951e-06 | 1.9975e-06 | 0 | 1.9975e-06 | 5.1365e-06 | 0 | 5.1365e-06 | [16 empty] | 7.3.1.3 Ignition probability mapping showing the probability of ignition along the electric lines and equipmentWLDFRAggregatedAggregated | WLDFR | HFTD - Distribution - Tier 2 - 4QU CoRE ¦ 5QU LoRE | Red Flag Warning - Small Fires | Aggregated | Aggregated | 2032 | 0.00028361 | 0 | 489.3555 | 0.13879 | 2032 | Mitigation | 0.08575 | 30 | 0 | esc | 0.0012005 | 3.4047e-07 | 0.00060025 | 1.7024e-07 | 0.0015435 | 4.3775e-07
[79 empty] | WLDFR | HFTD - Distribution - Tier 2 - 4QU CoRE ¦ 5QU LoRE | Non-Red Flag Warning - Destructive Fires | 2027 | 4.3759e-10 | 2.1879e-10 | 5.6261e-10 | 9129.7461 | 233.2301 | 8896.516 | 0 | 0 | 0 | 0 | 3.645e-07 |  | 3.9951e-06 | 0 | 3.9951e-06 | 1.9975e-06 | 0 | 1.9975e-06 | 5.1365e-06 | 0 | 5.1365e-06 | [16 empty] | 7.3.1.3 Ignition probability mapping showing the probability of ignition along the electric lines and equipmentWLDFRAggregatedAggregated | WLDFR | HFTD - Distribution - Tier 2 - 4QU CoRE ¦ 5QU LoRE | Red Flag Warning - Small Fires | Aggregated | Aggregated | 2033 | 0.00028361 | 0 | 489.3555 | 0.13879 | 2033 | Mitigation | 0.08575 | 30 | 0 | esc | 0.0012005 | 3.4047e-07 | 0.00060025 | 1.7024e-07 | 0.0015435 | 4.3775e-07
[79 empty] | WLDFR | HFTD - Distribution - Tier 2 - 4QU CoRE ¦ 5QU LoRE | Non-Red Flag Warning - Destructive Fires | 2028 | 4.3759e-10 | 2.1879e-10 | 5.6261e-10 | 9534.9221 | 247.273 | 9287.6491 | 0 | 0 | 0 | 0 | 3.645e-07 |  | 4.1724e-06 | 0 | 4.1724e-06 | 2.0862e-06 | 0 | 2.0862e-06 | 5.3645e-06 | 0 | 5.3645e-06 | [16 empty] | 7.3.1.3 Ignition probability mapping showing the probability of ignition along the electric lines and equipmentWLDFRAggregatedAggregated | WLDFR | HFTD - Distribution - Tier 2 - 4QU CoRE ¦ 5QU LoRE | Red Flag Warning - Small Fires | Aggregated | Aggregated | 2034 | 0.00028361 | 0 | 489.3555 | 0.13879 | 2034 | Mitigation | 0.08575 | 30 | 0 | esc | 0.0012005 | 3.4047e-07 | 0.00060025 | 1.7024e-07 | 0.0015435 | 4.3775e-07
[79 empty] | WLDFR | HFTD - Distribution - Tier 2 - 4QU CoRE ¦ 5QU LoRE | Non-Red Flag Warning - Destructive Fires | 2029 | 4.3759e-10 | 2.1879e-10 | 5.6261e-10 | 9534.9221 | 247.273 | 9287.6491 | 0 | 0 | 0 | 0 | 3.645e-07 |  | 4.1724e-06 | 0 | 4.1724e-06 | 2.0862e-06 | 0 | 2.0862e-06 | 5.3645e-06 | 0 | 5.3645e-06 | [16 empty] | 7.3.1.3 Ignition probability mapping showing the probability of ignition along the electric lines and equipmentWLDFRAggregatedAggregated | WLDFR | HFTD - Distribution - Tier 2 - 4QU CoRE ¦ 5QU LoRE | Red Flag Warning - Small Fires | Aggregated | Aggregated | 2035 | 0.00028361 | 0 | 489.3555 | 0.13879 | 2035 | Mitigation | 0.08575 | 30 | 0 | esc | 0.0012005 | 3.4047e-07 | 0.00060025 | 1.7024e-07 | 0.0015435 | 4.3775e-07
[79 empty] | WLDFR | HFTD - Distribution - Tier 2 - 4QU CoRE ¦ 5QU LoRE | Non-Red Flag Warning - Destructive Fires | 2030 | 4.3759e-10 | 2.1879e-10 | 5.6261e-10 | 9534.9221 | 247.273 | 9287.6491 | 0 | 0 | 0 | 0 | 3.645e-07 |  | 4.1724e-06 | 0 | 4.1724e-06 | 2.0862e-06 | 0 | 2.0862e-06 | 5.3645e-06 | 0 | 5.3645e-06 | [16 empty] | 7.3.1.3 Ignition probability mapping showing the probability of ignition along the electric lines and equipmentWLDFRAggregatedAggregated | WLDFR | HFTD - Distribution - Tier 2 - 4QU CoRE ¦ 5QU LoRE | Red Flag Warning - Small Fires | Aggregated | Aggregated | 2036 | 0.00028361 | 0 | 489.3555 | 0.13879 | 2036 | Mitigation | 0.08575 | 30 | 0 | esc | 0.0012005 | 3.4047e-07 | 0.00060025 | 1.7024e-07 | 0.0015435 | 4.3775e-07
[79 empty] | WLDFR | HFTD - Distribution - Tier 2 - 4QU CoRE ¦ 5QU LoRE | Non-Red Flag Warning - Destructive Fires | 2031 | 4.3759e-10 | 2.1879e-10 | 5.6261e-10 | 9534.9221 | 247.273 | 9287.6491 | 0 | 0 | 0 | 0 | 3.645e-07 |  | 4.1724e-06 | 0 | 4.1724e-06 | 2.0862e-06 | 0 | 2.0862e-06 | 5.3645e-06 | 0 | 5.3645e-06 | [16 empty] | 7.3.1.3 Ignition probability mapping showing the probability of ignition along the electric lines and equipmentWLDFRAggregatedAggregated | WLDFR | HFTD - Distribution - Tier 2 - 4QU CoRE ¦ 5QU LoRE | Red Flag Warning - Small Fires | Aggregated | Aggregated | 2037 | 0.00028361 | 0 | 489.3555 | 0.13879 | 2037 | Mitigation | 0.08575 | 30 | 0 | esc | 0.0012005 | 3.4047e-07 | 0.00060025 | 1.7024e-07 | 0.0015435 | 4.3775e-07
[79 empty] | WLDFR | HFTD - Distribution - Tier 2 - 4QU CoRE ¦ 5QU LoRE | Non-Red Flag Warning - Destructive Fires | 2032 | 4.3759e-10 | 2.1879e-10 | 5.6261e-10 | 9534.9221 | 247.273 | 9287.6491 | 0 | 0 | 0 | 0 | 3.645e-07 |  | 4.1724e-06 | 0 | 4.1724e-06 | 2.0862e-06 | 0 | 2.0862e-06 | 5.3645e-06 | 0 | 5.3645e-06 | [16 empty] | 7.3.1.3 Ignition probability mapping showing the probability of ignition along the electric lines and equipmentWLDFRAggregatedAggregated | WLDFR | HFTD - Distribution - Tier 2 - 4QU CoRE ¦ 5QU LoRE | Red Flag Warning - Small Fires | Aggregated | Aggregated | 2038 | 0.00028361 | 0 | 489.3555 | 0.13879 | 2038 | Mitigation | 0.08575 | 30 | 0 | esc | 0.0012005 | 3.4047e-07 | 0.00060025 | 1.7024e-07 | 0.0015435 | 4.3775e-07
[79 empty] | WLDFR | HFTD - Distribution - Tier 2 - 4QU CoRE ¦ 5QU LoRE | Non-Red Flag Warning - Destructive Fires | 2033 | 4.3759e-10 | 2.1879e-10 | 5.6261e-10 | 9984.8474 | 263.1074 | 9721.74 | 0 | 0 | 0 | 0 | 3.645e-07 |  | 4.3692e-06 | 0 | 4.3692e-06 | 2.1846e-06 | 0 | 2.1846e-06 | 5.6176e-06 | 0 | 5.6176e-06 | [16 empty] | 7.3.1.3 Ignition probability mapping showing the probability of ignition along the electric lines and equipmentWLDFRAggregatedAggregated | WLDFR | HFTD - Distribution - Tier 2 - 4QU CoRE ¦ 5QU LoRE | Red Flag Warning - Small Fires | Aggregated | Aggregated | 2039 | 0.00028361 | 0 | 489.3555 | 0.13879 | 2039 | Mitigation | 0.08575 | 30 | 0 | esc | 0.0012005 | 3.4047e-07 | 0.00060025 | 1.7024e-07 | 0.0015435 | 4.3775e-07
[79 empty] | WLDFR | HFTD - Distribution - Tier 2 - 4QU CoRE ¦ 5QU LoRE | Non-Red Flag Warning - Destructive Fires | 2034 | 4.3759e-10 | 2.1879e-10 | 5.6261e-10 | 9984.8474 | 263.1074 | 9721.74 | 0 | 0 | 0 | 0 | 3.645e-07 |  | 4.3692e-06 | 0 | 4.3692e-06 | 2.1846e-06 | 0 | 2.1846e-06 | 5.6176e-06 | 0 | 5.6176e-06 | [16 empty] | 7.3.1.3 Ignition probability mapping showing the probability of ignition along the electric lines and equipmentWLDFRAggregatedAggregated | WLDFR | HFTD - Distribution - Tier 2 - 4QU CoRE ¦ 5QU LoRE | Red Flag Warning - Small Fires | Aggregated | Aggregated | 2040 | 0.00028361 | 0 | 489.3555 | 0.13879 | 2040 | Mitigation | 0.08575 | 30 | 0 | esc | 0.0012005 | 3.4047e-07 | 0.00060025 | 1.7024e-07 | 0.0015435 | 4.3775e-07
[79 empty] | WLDFR | HFTD - Distribution - Tier 2 - 4QU CoRE ¦ 5QU LoRE | Non-Red Flag Warning - Destructive Fires | 2035 | 4.3759e-10 | 2.1879e-10 | 5.6261e-10 | 9984.8474 | 263.1074 | 9721.74 | 0 | 0 | 0 | 0 | 3.645e-07 |  | 4.3692e-06 | 0 | 4.3692e-06 | 2.1846e-06 | 0 | 2.1846e-06 | 5.6176e-06 | 0 | 5.6176e-06 | [16 empty] | 7.3.1.3 Ignition probability mapping showing the probability of ignition along the electric lines and equipmentWLDFRAggregatedAggregated | WLDFR | HFTD - Distribution - Tier 2 - 4QU CoRE ¦ 5QU LoRE | Red Flag Warning - Small Fires | Aggregated | Aggregated | 2041 | 0.00028361 | 0 | 489.3555 | 0.13879 | 2041 | Mitigation | 0.08575 | 30 | 0 | esc | 0.0012005 | 3.4047e-07 | 0.00060025 | 1.7024e-07 | 0.0015435 | 4.3775e-07
[79 empty] | WLDFR | HFTD - Distribution - Tier 2 - 4QU CoRE ¦ 5QU LoRE | Non-Red Flag Warning - Destructive Fires | 2036 | 4.3759e-10 | 2.1879e-10 | 5.6261e-10 | 9984.8474 | 263.1074 | 9721.74 | 0 | 0 | 0 | 0 | 3.645e-07 |  | 4.3692e-06 | 0 | 4.3692e-06 | 2.1846e-06 | 0 | 2.1846e-06 | 5.6176e-06 | 0 | 5.6176e-06 | [16 empty] | 7.3.1.3 Ignition probability mapping showing the probability of ignition along the electric lines and equipmentWLDFRAggregatedAggregated | WLDFR | HFTD - Distribution - Tier 2 - 4QU CoRE ¦ 5QU LoRE | Red Flag Warning - Small Fires | Aggregated | Aggregated | 2042 | 0.00028361 | 0 | 489.3555 | 0.13879 | 2042 | Mitigation | 0.08575 | 30 | 0 | esc | 0.0012005 | 3.4047e-07 | 0.00060025 | 1.7024e-07 | 0.0015435 | 4.3775e-07
[79 empty] | WLDFR | HFTD - Distribution - Tier 2 - 4QU CoRE ¦ 5QU LoRE | Non-Red Flag Warning - Destructive Fires | 2037 | 4.3759e-10 | 2.1879e-10 | 5.6261e-10 | 9984.8474 | 263.1074 | 9721.74 | 0 | 0 | 0 | 0 | 3.645e-07 |  | 4.3692e-06 | 0 | 4.3692e-06 | 2.1846e-06 | 0 | 2.1846e-06 | 5.6176e-06 | 0 | 5.6176e-06 | [16 empty] | 7.3.1.3 Ignition probability mapping showing the probability of ignition along the electric lines and equipmentWLDFRAggregatedAggregated | WLDFR | HFTD - Distribution - Tier 2 - 4QU CoRE ¦ 5QU LoRE | Red Flag Warning - Small Fires | Aggregated | Aggregated | 2043 | 0.00028361 | 0 | 489.3555 | 0.13879 | 2043 | Mitigation | 0.08575 | 30 | 0 | esc | 0.0012005 | 3.4047e-07 | 0.00060025 | 1.7024e-07 | 0.0015435 | 4.3775e-07
[79 empty] | WLDFR | HFTD - Distribution - Tier 2 - 4QU CoRE ¦ 5QU LoRE | Non-Red Flag Warning - Destructive Fires | 2038 | 4.3759e-10 | 2.1879e-10 | 5.6261e-10 | 10472.8261 | 280.5544 | 10192.2718 | 0 | 0 | 0 | 0 | 3.645e-07 |  | 4.5828e-06 | 0 | 4.5828e-06 | 2.2914e-06 | 0 | 2.2914e-06 | 5.8921e-06 | 0 | 5.8921e-06 | [16 empty] | 7.3.1.3 Ignition probability mapping showing the probability of ignition along the electric lines and equipmentWLDFRAggregatedAggregated | WLDFR | HFTD - Distribution - Tier 2 - 4QU CoRE ¦ 5QU LoRE | Red Flag Warning - Small Fires | Aggregated | Aggregated | 2044 | 0.00028361 | 0 | 489.3555 | 0.13879 | 2044 | Mitigation | 0.08575 | 30 | 0 | esc | 0.0012005 | 3.4047e-07 | 0.00060025 | 1.7024e-07 | 0.0015435 | 4.3775e-07
[79 empty] | WLDFR | HFTD - Distribution - Tier 2 - 4QU CoRE ¦ 5QU LoRE | Non-Red Flag Warning - Destructive Fires | 2039 | 4.3759e-10 | 2.1879e-10 | 5.6261e-10 | 10472.8261 | 280.5544 | 10192.2718 | 0 | 0 | 0 | 0 | 3.645e-07 |  | 4.5828e-06 | 0 | 4.5828e-06 | 2.2914e-06 | 0 | 2.2914e-06 | 5.8921e-06 | 0 | 5.8921e-06 | [16 empty] | 7.3.1.3 Ignition probability mapping showing the probability of ignition along the electric lines and equipmentWLDFRAggregatedAggregated | WLDFR | HFTD - Distribution - Tier 2 - 4QU CoRE ¦ 5QU LoRE | Red Flag Warning - Small Fires | Aggregated | Aggregated | 2045 | 0.00028361 | 0 | 489.3555 | 0.13879 | 2045 | Mitigation | 0.08575 | 30 | 0 | esc | 0.0012005 | 3.4047e-07 | 0.00060025 | 1.7024e-07 | 0.0015435 | 4.3775e-07
[79 empty] | WLDFR | HFTD - Distribution - Tier 2 - 4QU CoRE ¦ 5QU LoRE | Non-Red Flag Warning - Destructive Fires | 2040 | 4.3759e-10 | 2.1879e-10 | 5.6261e-10 | 10472.8261 | 280.5544 | 10192.2718 | 0 | 0 | 0 | 0 | 3.645e-07 |  | 4.5828e-06 | 0 | 4.5828e-06 | 2.2914e-06 | 0 | 2.2914e-06 | 5.8921e-06 | 0 | 5.8921e-06 | [16 empty] | 7.3.1.3 Ignition probability mapping showing the probability of ignition along the electric lines and equipmentWLDFRAggregatedAggregated | WLDFR | HFTD - Distribution - Tier 2 - 4QU CoRE ¦ 5QU LoRE | Red Flag Warning - Small Fires | Aggregated | Aggregated | 2046 | 0.00028361 | 0 | 489.3555 | 0.13879 | 2046 | Mitigation | 0.08575 | 30 | 0 | esc | 0.0012005 | 3.4047e-07 | 0.00060025 | 1.7024e-07 | 0.0015435 | 4.3775e-07
[79 empty] | WLDFR | HFTD - Distribution - Tier 2 - 4QU CoRE ¦ 5QU LoRE | Non-Red Flag Warning - Destructive Fires | 2041 | 4.3759e-10 | 2.1879e-10 | 5.6261e-10 | 10472.8261 | 280.5544 | 10192.2718 | 0 | 0 | 0 | 0 | 3.645e-07 |  | 4.5828e-06 | 0 | 4.5828e-06 | 2.2914e-06 | 0 | 2.2914e-06 | 5.8921e-06 | 0 | 5.8921e-06 | [16 empty] | 7.3.1.3 Ignition probability mapping showing the probability of ignition along the electric lines and equipmentWLDFRAggregatedAggregated | WLDFR | HFTD - Distribution - Tier 2 - 4QU CoRE ¦ 5QU LoRE | Red Flag Warning - Small Fires | Aggregated | Aggregated | 2047 | 0.00028361 | 0 | 489.3555 | 0.13879 | 2047 | Mitigation | 0.08575 | 30 | 0 | esc | 0.0012005 | 3.4047e-07 | 0.00060025 | 1.7024e-07 | 0.0015435 | 4.3775e-07
[79 empty] | WLDFR | HFTD - Distribution - Tier 2 - 4QU CoRE ¦ 5QU LoRE | Non-Red Flag Warning - Destructive Fires | 2042 | 4.3759e-10 | 2.1879e-10 | 5.6261e-10 | 10472.8261 | 280.5544 | 10192.2718 | 0 | 0 | 0 | 0 | 3.645e-07 |  | 4.5828e-06 | 0 | 4.5828e-06 | 2.2914e-06 | 0 | 2.2914e-06 | 5.8921e-06 | 0 | 5.8921e-06 | [16 empty] | 7.3.1.3 Ignition probability mapping showing the probability of ignition along the electric lines and equipmentWLDFRAggregatedAggregated | WLDFR | HFTD - Distribution - Tier 2 - 4QU CoRE ¦ 5QU LoRE | Red Flag Warning - Small Fires | Aggregated | Aggregated | 2048 | 0.00028361 | 0 | 489.3555 | 0.13879 | 2048 | Mitigation | 0.08575 | 30 | 0 | esc | 0.0012005 | 3.4047e-07 | 0.00060025 | 1.7024e-07 | 0.0015435 | 4.3775e-07
[79 empty] | WLDFR | HFTD - Distribution - Tier 2 - 4QU CoRE ¦ 5QU LoRE | Non-Red Flag Warning - Destructive Fires | 2043 | 4.3759e-10 | 2.1879e-10 | 5.6261e-10 | 10992.1562 | 299.42 | 10692.7362 | 0 | 0 | 0 | 0 | 3.645e-07 |  | 4.81e-06 | 0 | 4.81e-06 | 2.405e-06 | 0 | 2.405e-06 | 6.1843e-06 | 0 | 6.1843e-06 | [16 empty] | 7.3.1.3 Ignition probability mapping showing the probability of ignition along the electric lines and equipmentWLDFRAggregatedAggregated | WLDFR | HFTD - Distribution - Tier 2 - 4QU CoRE ¦ 5QU LoRE | Red Flag Warning - Small Fires | Aggregated | Aggregated | 2049 | 0.00028361 | 0 | 489.3555 | 0.13879 | 2049 | Mitigation | 0.08575 | 30 | 0 | esc | 0.0012005 | 3.4047e-07 | 0.00060025 | 1.7024e-07 | 0.0015435 | 4.3775e-07
[79 empty] | WLDFR | HFTD - Distribution - Tier 2 - 4QU CoRE ¦ 5QU LoRE | Non-Red Flag Warning - Destructive Fires | 2044 | 4.3759e-10 | 2.1879e-10 | 5.6261e-10 | 10992.1562 | 299.42 | 10692.7362 | 0 | 0 | 0 | 0 | 3.645e-07 |  | 4.81e-06 | 0 | 4.81e-06 | 2.405e-06 | 0 | 2.405e-06 | 6.1843e-06 | 0 | 6.1843e-06 | [16 empty] | 7.3.1.3 Ignition probability mapping showing the probability of ignition along the electric lines and equipmentWLDFRAggregatedAggregated | WLDFR | HFTD - Distribution - Tier 2 - 4QU CoRE ¦ 5QU LoRE | Red Flag Warning - Small Fires | Aggregated | Aggregated | 2050 | 0.00028361 | 0 | 489.3555 | 0.13879 | 2050 | Mitigation | 0.08575 | 30 | 0 | esc | 0 | 0 | 0.00060025 | 1.7024e-07 | 0.0015435 | 4.3775e-07
[79 empty] | WLDFR | HFTD - Distribution - Tier 2 - 4QU CoRE ¦ 5QU LoRE | Non-Red Flag Warning - Destructive Fires | 2045 | 4.3759e-10 | 2.1879e-10 | 5.6261e-10 | 10992.1562 | 299.42 | 10692.7362 | 0 | 0 | 0 | 0 | 3.645e-07 |  | 4.81e-06 | 0 | 4.81e-06 | 2.405e-06 | 0 | 2.405e-06 | 6.1843e-06 | 0 | 6.1843e-06 | [16 empty] | 7.3.1.3 Ignition probability mapping showing the probability of ignition along the electric lines and equipmentWLDFRAggregatedAggregated | WLDFR | HFTD - Distribution - Tier 2 - 4QU CoRE ¦ 5QU LoRE | Red Flag Warning - Small Fires | Aggregated | Aggregated | 2051 | 0.00028361 | 0 | 489.3555 | 0.13879 | 2051 | Mitigation | 0.08575 | 30 | 0 | esc | 0 | 0 | 0 | 0 | 0.0015435 | 4.3775e-07
[79 empty] | WLDFR | HFTD - Distribution - Tier 2 - 4QU CoRE ¦ 5QU LoRE | Non-Red Flag Warning - Destructive Fires | 2046 | 4.3759e-10 | 2.1879e-10 | 5.6261e-10 | 10992.1562 | 299.42 | 10692.7362 | 0 | 0 | 0 | 0 | 3.645e-07 |  | 4.81e-06 | 0 | 4.81e-06 | 2.405e-06 | 0 | 2.405e-06 | 6.1843e-06 | 0 | 6.1843e-06 | [16 empty] | 7.3.1.3 Ignition probability mapping showing the probability of ignition along the electric lines and equipmentWLDFRAggregatedAggregated | WLDFR | HFTD - Distribution - Tier 2 - 4QU CoRE ¦ 5QU LoRE | Seismic - Non-Red Flag Warning - Catastrophic Fires | Aggregated | Aggregated | 2021 | 4.1077e-10 | 0 | 489.3555 | 2.0101e-07 | 2021 | Mitigation | 0.08575 | 30 | 0 | esc | 0.0012005 | 4.9313e-13 | 0.00060025 | 2.4656e-13 | 0 | 0
[79 empty] | WLDFR | HFTD - Distribution - Tier 2 - 4QU CoRE ¦ 5QU LoRE | Non-Red Flag Warning - Destructive Fires | 2047 | 4.3759e-10 | 2.1879e-10 | 5.6261e-10 | 10992.1562 | 299.42 | 10692.7362 | 0 | 0 | 0 | 0 | 3.645e-07 |  | 4.81e-06 | 0 | 4.81e-06 | 2.405e-06 | 0 | 2.405e-06 | 6.1843e-06 | 0 | 6.1843e-06 | [16 empty] | 7.3.1.3 Ignition probability mapping showing the probability of ignition along the electric lines and equipmentWLDFRAggregatedAggregated | WLDFR | HFTD - Distribution - Tier 2 - 4QU CoRE ¦ 5QU LoRE | Seismic - Non-Red Flag Warning - Catastrophic Fires | Aggregated | Aggregated | 2022 | 4.1077e-10 | 0 | 489.3555 | 2.0101e-07 | 2022 | Mitigation | 0.08575 | 30 | 0 | esc | 0.0012005 | 4.9313e-13 | 0.00060025 | 2.4656e-13 | 0.0015435 | 6.3402e-13
[79 empty] | WLDFR | HFTD - Distribution - Tier 2 - 4QU CoRE ¦ 5QU LoRE | Non-Red Flag Warning - Destructive Fires | 2048 | 4.3759e-10 | 2.1879e-10 | 5.6261e-10 | 11536.0538 | 319.4911 | 11216.5626 | 0 | 0 | 0 | 0 | 3.645e-07 |  | 5.048e-06 | 0 | 5.048e-06 | 2.524e-06 | 0 | 2.524e-06 | 6.4903e-06 | 0 | 6.4903e-06 | [16 empty] | 7.3.1.3 Ignition probability mapping showing the probability of ignition along the electric lines and equipmentWLDFRAggregatedAggregated | WLDFR | HFTD - Distribution - Tier 2 - 4QU CoRE ¦ 5QU LoRE | Seismic - Non-Red Flag Warning - Catastrophic Fires | Aggregated | Aggregated | 2023 | 4.1077e-10 | 0 | 489.3555 | 2.0101e-07 | 2023 | Mitigation | 0.08575 | 30 | 0 | esc | 0.0012005 | 4.9313e-13 | 0.00060025 | 2.4656e-13 | 0.0015435 | 6.3402e-13
[79 empty] | WLDFR | HFTD - Distribution - Tier 2 - 4QU CoRE ¦ 5QU LoRE | Non-Red Flag Warning - Destructive Fires | 2049 | 4.3759e-10 | 2.1879e-10 | 5.6261e-10 | 11536.0538 | 319.4911 | 11216.5626 | 0 | 0 | 0 | 0 | 3.645e-07 |  | 5.048e-06 | 0 | 5.048e-06 | 2.524e-06 | 0 | 2.524e-06 | 6.4903e-06 | 0 | 6.4903e-06 | [16 empty] | 7.3.1.3 Ignition probability mapping showing the probability of ignition along the electric lines and equipmentWLDFRAggregatedAggregated | WLDFR | HFTD - Distribution - Tier 2 - 4QU CoRE ¦ 5QU LoRE | Seismic - Non-Red Flag Warning - Catastrophic Fires | Aggregated | Aggregated | 2024 | 4.1077e-10 | 0 | 489.3555 | 2.0101e-07 | 2024 | Mitigation | 0.08575 | 30 | 0 | esc | 0.0012005 | 4.9313e-13 | 0.00060025 | 2.4656e-13 | 0.0015435 | 6.3402e-13
[79 empty] | WLDFR | HFTD - Distribution - Tier 2 - 4QU CoRE ¦ 5QU LoRE | Non-Red Flag Warning - Destructive Fires | 2050 | 0 | 2.1879e-10 | 5.6261e-10 | 11536.0538 | 319.4911 | 11216.5626 | 0 | 0 | 0 | 0 | 3.645e-07 |  | 0 | 0 | 0 | 2.524e-06 | 0 | 2.524e-06 | 6.4903e-06 | 0 | 6.4903e-06 | [16 empty] | 7.3.1.3 Ignition probability mapping showing the probability of ignition along the electric lines and equipmentWLDFRAggregatedAggregated | WLDFR | HFTD - Distribution - Tier 2 - 4QU CoRE ¦ 5QU LoRE | Seismic - Non-Red Flag Warning - Catastrophic Fires | Aggregated | Aggregated | 2025 | 4.1077e-10 | 0 | 489.3555 | 2.0101e-07 | 2025 | Mitigation | 0.08575 | 30 | 0 | esc | 0.0012005 | 4.9313e-13 | 0.00060025 | 2.4656e-13 | 0.0015435 | 6.3402e-13
[79 empty] | WLDFR | HFTD - Distribution - Tier 2 - 4QU CoRE ¦ 5QU LoRE | Non-Red Flag Warning - Destructive Fires | 2051 | 0 | 0 | 5.6261e-10 | 11536.0538 | 319.4911 | 11216.5626 | 0 | 0 | 0 | 0 | 3.645e-07 |  | 0 | 0 | 0 | 0 | 0 | 0 | 6.4903e-06 | 0 | 6.4903e-06 | [16 empty] | 7.3.1.3 Ignition probability mapping showing the probability of ignition along the electric lines and equipmentWLDFRAggregatedAggregated | WLDFR | HFTD - Distribution - Tier 2 - 4QU CoRE ¦ 5QU LoRE | Seismic - Non-Red Flag Warning - Catastrophic Fires | Aggregated | Aggregated | 2026 | 4.1077e-10 | 0 | 489.3555 | 2.0101e-07 | 2026 | Mitigation | 0.08575 | 30 | 0 | esc | 0.0012005 | 4.9313e-13 | 0.00060025 | 2.4656e-13 | 0.0015435 | 6.3402e-13
[79 empty] | WLDFR | HFTD - Distribution - Tier 2 - 4QU CoRE ¦ 5QU LoRE | Non-Red Flag Warning - Large Fires | 2020 | 1.361e-08 | 0 | 0 | 5.2406 | 0.69642 | 2.942 | 1.6022 | 0 | 0 | 0 | 1.1337e-05 |  | 7.1324e-08 | 0 | 7.1324e-08 | 0 | 0 | 0 | 0 | 0 | 0 | [16 empty] | 7.3.1.3 Ignition probability mapping showing the probability of ignition along the electric lines and equipmentWLDFRAggregatedAggregated | WLDFR | HFTD - Distribution - Tier 2 - 4QU CoRE ¦ 5QU LoRE | Seismic - Non-Red Flag Warning - Catastrophic Fires | Aggregated | Aggregated | 2027 | 4.1077e-10 | 0 | 489.3555 | 2.0101e-07 | 2027 | Mitigation | 0.08575 | 30 | 0 | esc | 0.0012005 | 4.9313e-13 | 0.00060025 | 2.4656e-13 | 0.0015435 | 6.3402e-13
[79 empty] | WLDFR | HFTD - Distribution - Tier 2 - 4QU CoRE ¦ 5QU LoRE | Non-Red Flag Warning - Large Fires | 2021 | 1.361e-08 | 6.805e-09 | 0 | 5.2406 | 0.69642 | 2.942 | 1.6022 | 0 | 0 | 0 | 1.1337e-05 |  | 7.1324e-08 | 0 | 7.1324e-08 | 3.5662e-08 | 0 | 3.5662e-08 | 0 | 0 | 0 | [16 empty] | 7.3.1.3 Ignition probability mapping showing the probability of ignition along the electric lines and equipmentWLDFRAggregatedAggregated | WLDFR | HFTD - Distribution - Tier 2 - 4QU CoRE ¦ 5QU LoRE | Seismic - Non-Red Flag Warning - Catastrophic Fires | Aggregated | Aggregated | 2028 | 4.1077e-10 | 0 | 489.3555 | 2.0101e-07 | 2028 | Mitigation | 0.08575 | 30 | 0 | esc | 0.0012005 | 4.9313e-13 | 0.00060025 | 2.4656e-13 | 0.0015435 | 6.3402e-13
[79 empty] | WLDFR | HFTD - Distribution - Tier 2 - 4QU CoRE ¦ 5QU LoRE | Non-Red Flag Warning - Large Fires | 2022 | 1.361e-08 | 6.805e-09 | 1.7499e-08 | 5.2406 | 0.69642 | 2.942 | 1.6022 | 0 | 0 | 0 | 1.1337e-05 |  | 7.1324e-08 | 0 | 7.1324e-08 | 3.5662e-08 | 0 | 3.5662e-08 | 9.1703e-08 | 0 | 9.1703e-08 | [16 empty] | 7.3.1.3 Ignition probability mapping showing the probability of ignition along the electric lines and equipmentWLDFRAggregatedAggregated | WLDFR | HFTD - Distribution - Tier 2 - 4QU CoRE ¦ 5QU LoRE | Seismic - Non-Red Flag Warning - Catastrophic Fires | Aggregated | Aggregated | 2029 | 4.1077e-10 | 0 | 489.3555 | 2.0101e-07 | 2029 | Mitigation | 0.08575 | 30 | 0 | esc | 0.0012005 | 4.9313e-13 | 0.00060025 | 2.4656e-13 | 0.0015435 | 6.3402e-13
[79 empty] | WLDFR | HFTD - Distribution - Tier 2 - 4QU CoRE ¦ 5QU LoRE | Non-Red Flag Warning - Large Fires | 2023 | 1.361e-08 | 6.805e-09 | 1.7499e-08 | 5.475 | 0.71896 | 3.0715 | 1.6846 | 0 | 0 | 0 | 1.1337e-05 |  | 7.4515e-08 | 0 | 7.4515e-08 | 3.7258e-08 | 0 | 3.7258e-08 | 9.5806e-08 | 0 | 9.5806e-08 | [16 empty] | 7.3.1.3 Ignition probability mapping showing the probability of ignition along the electric lines and equipmentWLDFRAggregatedAggregated | WLDFR | HFTD - Distribution - Tier 2 - 4QU CoRE ¦ 5QU LoRE | Seismic - Non-Red Flag Warning - Catastrophic Fires | Aggregated | Aggregated | 2030 | 4.1077e-10 | 0 | 489.3555 | 2.0101e-07 | 2030 | Mitigation | 0.08575 | 30 | 0 | esc | 0.0012005 | 4.9313e-13 | 0.00060025 | 2.4656e-13 | 0.0015435 | 6.3402e-13
[79 empty] | WLDFR | HFTD - Distribution - Tier 2 - 4QU CoRE ¦ 5QU LoRE | Non-Red Flag Warning - Large Fires | 2024 | 1.361e-08 | 6.805e-09 | 1.7499e-08 | 5.475 | 0.71896 | 3.0715 | 1.6846 | 0 | 0 | 0 | 1.1337e-05 |  | 7.4515e-08 | 0 | 7.4515e-08 | 3.7258e-08 | 0 | 3.7258e-08 | 9.5806e-08 | 0 | 9.5806e-08 | [16 empty] | 7.3.1.3 Ignition probability mapping showing the probability of ignition along the electric lines and equipmentWLDFRAggregatedAggregated | WLDFR | HFTD - Distribution - Tier 2 - 4QU CoRE ¦ 5QU LoRE | Seismic - Non-Red Flag Warning - Catastrophic Fires | Aggregated | Aggregated | 2031 | 4.1077e-10 | 0 | 489.3555 | 2.0101e-07 | 2031 | Mitigation | 0.08575 | 30 | 0 | esc | 0.0012005 | 4.9313e-13 | 0.00060025 | 2.4656e-13 | 0.0015435 | 6.3402e-13
[79 empty] | WLDFR | HFTD - Distribution - Tier 2 - 4QU CoRE ¦ 5QU LoRE | Non-Red Flag Warning - Large Fires | 2025 | 1.361e-08 | 6.805e-09 | 1.7499e-08 | 5.475 | 0.71896 | 3.0715 | 1.6846 | 0 | 0 | 0 | 1.1337e-05 |  | 7.4515e-08 | 0 | 7.4515e-08 | 3.7258e-08 | 0 | 3.7258e-08 | 9.5806e-08 | 0 | 9.5806e-08 | [16 empty] | 7.3.1.3 Ignition probability mapping showing the probability of ignition along the electric lines and equipmentWLDFRAggregatedAggregated | WLDFR | HFTD - Distribution - Tier 2 - 4QU CoRE ¦ 5QU LoRE | Seismic - Non-Red Flag Warning - Catastrophic Fires | Aggregated | Aggregated | 2032 | 4.1077e-10 | 0 | 489.3555 | 2.0101e-07 | 2032 | Mitigation | 0.08575 | 30 | 0 | esc | 0.0012005 | 4.9313e-13 | 0.00060025 | 2.4656e-13 | 0.0015435 | 6.3402e-13
[79 empty] | WLDFR | HFTD - Distribution - Tier 2 - 4QU CoRE ¦ 5QU LoRE | Non-Red Flag Warning - Large Fires | 2026 | 1.361e-08 | 6.805e-09 | 1.7499e-08 | 5.475 | 0.71896 | 3.0715 | 1.6846 | 0 | 0 | 0 | 1.1337e-05 |  | 7.4515e-08 | 0 | 7.4515e-08 | 3.7258e-08 | 0 | 3.7258e-08 | 9.5806e-08 | 0 | 9.5806e-08 | [16 empty] | 7.3.1.3 Ignition probability mapping showing the probability of ignition along the electric lines and equipmentWLDFRAggregatedAggregated | WLDFR | HFTD - Distribution - Tier 2 - 4QU CoRE ¦ 5QU LoRE | Seismic - Non-Red Flag Warning - Catastrophic Fires | Aggregated | Aggregated | 2033 | 4.1077e-10 | 0 | 489.3555 | 2.0101e-07 | 2033 | Mitigation | 0.08575 | 30 | 0 | esc | 0.0012005 | 4.9313e-13 | 0.00060025 | 2.4656e-13 | 0.0015435 | 6.3402e-13
[79 empty] | WLDFR | HFTD - Distribution - Tier 2 - 4QU CoRE ¦ 5QU LoRE | Non-Red Flag Warning - Large Fires | 2027 | 1.361e-08 | 6.805e-09 | 1.7499e-08 | 5.475 | 0.71896 | 3.0715 | 1.6846 | 0 | 0 | 0 | 1.1337e-05 |  | 7.4515e-08 | 0 | 7.4515e-08 | 3.7258e-08 | 0 | 3.7258e-08 | 9.5806e-08 | 0 | 9.5806e-08 | [16 empty] | 7.3.1.3 Ignition probability mapping showing the probability of ignition along the electric lines and equipmentWLDFRAggregatedAggregated | WLDFR | HFTD - Distribution - Tier 2 - 4QU CoRE ¦ 5QU LoRE | Seismic - Non-Red Flag Warning - Catastrophic Fires | Aggregated | Aggregated | 2034 | 4.1077e-10 | 0 | 489.3555 | 2.0101e-07 | 2034 | Mitigation | 0.08575 | 30 | 0 | esc | 0.0012005 | 4.9313e-13 | 0.00060025 | 2.4656e-13 | 0.0015435 | 6.3402e-13
[79 empty] | WLDFR | HFTD - Distribution - Tier 2 - 4QU CoRE ¦ 5QU LoRE | Non-Red Flag Warning - Large Fires | 2028 | 1.361e-08 | 6.805e-09 | 1.7499e-08 | 5.777 | 0.74734 | 3.238 | 1.7917 | 0 | 0 | 0 | 1.1337e-05 |  | 7.8625e-08 | 0 | 7.8625e-08 | 3.9313e-08 | 0 | 3.9313e-08 | 1.0109e-07 | 0 | 1.0109e-07 | [16 empty] | 7.3.1.3 Ignition probability mapping showing the probability of ignition along the electric lines and equipmentWLDFRAggregatedAggregated | WLDFR | HFTD - Distribution - Tier 2 - 4QU CoRE ¦ 5QU LoRE | Seismic - Non-Red Flag Warning - Catastrophic Fires | Aggregated | Aggregated | 2035 | 4.1077e-10 | 0 | 489.3555 | 2.0101e-07 | 2035 | Mitigation | 0.08575 | 30 | 0 | esc | 0.0012005 | 4.9313e-13 | 0.00060025 | 2.4656e-13 | 0.0015435 | 6.3402e-13
[79 empty] | WLDFR | HFTD - Distribution - Tier 2 - 4QU CoRE ¦ 5QU LoRE | Non-Red Flag Warning - Large Fires | 2029 | 1.361e-08 | 6.805e-09 | 1.7499e-08 | 5.777 | 0.74734 | 3.238 | 1.7917 | 0 | 0 | 0 | 1.1337e-05 |  | 7.8625e-08 | 0 | 7.8625e-08 | 3.9313e-08 | 0 | 3.9313e-08 | 1.0109e-07 | 0 | 1.0109e-07 | [16 empty] | 7.3.1.3 Ignition probability mapping showing the probability of ignition along the electric lines and equipmentWLDFRAggregatedAggregated | WLDFR | HFTD - Distribution - Tier 2 - 4QU CoRE ¦ 5QU LoRE | Seismic - Non-Red Flag Warning - Catastrophic Fires | Aggregated | Aggregated | 2036 | 4.1077e-10 | 0 | 489.3555 | 2.0101e-07 | 2036 | Mitigation | 0.08575 | 30 | 0 | esc | 0.0012005 | 4.9313e-13 | 0.00060025 | 2.4656e-13 | 0.0015435 | 6.3402e-13
[79 empty] | WLDFR | HFTD - Distribution - Tier 2 - 4QU CoRE ¦ 5QU LoRE | Non-Red Flag Warning - Large Fires | 2030 | 1.361e-08 | 6.805e-09 | 1.7499e-08 | 5.777 | 0.74734 | 3.238 | 1.7917 | 0 | 0 | 0 | 1.1337e-05 |  | 7.8625e-08 | 0 | 7.8625e-08 | 3.9313e-08 | 0 | 3.9313e-08 | 1.0109e-07 | 0 | 1.0109e-07 | [16 empty] | 7.3.1.3 Ignition probability mapping showing the probability of ignition along the electric lines and equipmentWLDFRAggregatedAggregated | WLDFR | HFTD - Distribution - Tier 2 - 4QU CoRE ¦ 5QU LoRE | Seismic - Non-Red Flag Warning - Catastrophic Fires | Aggregated | Aggregated | 2037 | 4.1077e-10 | 0 | 489.3555 | 2.0101e-07 | 2037 | Mitigation | 0.08575 | 30 | 0 | esc | 0.0012005 | 4.9313e-13 | 0.00060025 | 2.4656e-13 | 0.0015435 | 6.3402e-13
[79 empty] | WLDFR | HFTD - Distribution - Tier 2 - 4QU CoRE ¦ 5QU LoRE | Non-Red Flag Warning - Large Fires | 2031 | 1.361e-08 | 6.805e-09 | 1.7499e-08 | 5.777 | 0.74734 | 3.238 | 1.7917 | 0 | 0 | 0 | 1.1337e-05 |  | 7.8625e-08 | 0 | 7.8625e-08 | 3.9313e-08 | 0 | 3.9313e-08 | 1.0109e-07 | 0 | 1.0109e-07 | [16 empty] | 7.3.1.3 Ignition probability mapping showing the probability of ignition along the electric lines and equipmentWLDFRAggregatedAggregated | WLDFR | HFTD - Distribution - Tier 2 - 4QU CoRE ¦ 5QU LoRE | Seismic - Non-Red Flag Warning - Catastrophic Fires | Aggregated | Aggregated | 2038 | 4.1077e-10 | 0 | 489.3555 | 2.0101e-07 | 2038 | Mitigation | 0.08575 | 30 | 0 | esc | 0.0012005 | 4.9313e-13 | 0.00060025 | 2.4656e-13 | 0.0015435 | 6.3402e-13
[79 empty] | WLDFR | HFTD - Distribution - Tier 2 - 4QU CoRE ¦ 5QU LoRE | Non-Red Flag Warning - Large Fires | 2032 | 1.361e-08 | 6.805e-09 | 1.7499e-08 | 5.777 | 0.74734 | 3.238 | 1.7917 | 0 | 0 | 0 | 1.1337e-05 |  | 7.8625e-08 | 0 | 7.8625e-08 | 3.9313e-08 | 0 | 3.9313e-08 | 1.0109e-07 | 0 | 1.0109e-07 | [16 empty] | 7.3.1.3 Ignition probability mapping showing the probability of ignition along the electric lines and equipmentWLDFRAggregatedAggregated | WLDFR | HFTD - Distribution - Tier 2 - 4QU CoRE ¦ 5QU LoRE | Seismic - Non-Red Flag Warning - Catastrophic Fires | Aggregated | Aggregated | 2039 | 4.1077e-10 | 0 | 489.3555 | 2.0101e-07 | 2039 | Mitigation | 0.08575 | 30 | 0 | esc | 0.0012005 | 4.9313e-13 | 0.00060025 | 2.4656e-13 | 0.0015435 | 6.3402e-13
[79 empty] | WLDFR | HFTD - Distribution - Tier 2 - 4QU CoRE ¦ 5QU LoRE | Non-Red Flag Warning - Large Fires | 2033 | 1.361e-08 | 6.805e-09 | 1.7499e-08 | 6.1205 | 0.77885 | 3.4265 | 1.9151 | 0 | 0 | 0 | 1.1337e-05 |  | 8.33e-08 | 0 | 8.33e-08 | 4.165e-08 | 0 | 4.165e-08 | 1.071e-07 | 0 | 1.071e-07 | [16 empty] | 7.3.1.3 Ignition probability mapping showing the probability of ignition along the electric lines and equipmentWLDFRAggregatedAggregated | WLDFR | HFTD - Distribution - Tier 2 - 4QU CoRE ¦ 5QU LoRE | Seismic - Non-Red Flag Warning - Catastrophic Fires | Aggregated | Aggregated | 2040 | 4.1077e-10 | 0 | 489.3555 | 2.0101e-07 | 2040 | Mitigation | 0.08575 | 30 | 0 | esc | 0.0012005 | 4.9313e-13 | 0.00060025 | 2.4656e-13 | 0.0015435 | 6.3402e-13
[79 empty] | WLDFR | HFTD - Distribution - Tier 2 - 4QU CoRE ¦ 5QU LoRE | Non-Red Flag Warning - Large Fires | 2034 | 1.361e-08 | 6.805e-09 | 1.7499e-08 | 6.1205 | 0.77885 | 3.4265 | 1.9151 | 0 | 0 | 0 | 1.1337e-05 |  | 8.33e-08 | 0 | 8.33e-08 | 4.165e-08 | 0 | 4.165e-08 | 1.071e-07 | 0 | 1.071e-07 | [16 empty] | 7.3.1.3 Ignition probability mapping showing the probability of ignition along the electric lines and equipmentWLDFRAggregatedAggregated | WLDFR | HFTD - Distribution - Tier 2 - 4QU CoRE ¦ 5QU LoRE | Seismic - Non-Red Flag Warning - Catastrophic Fires | Aggregated | Aggregated | 2041 | 4.1077e-10 | 0 | 489.3555 | 2.0101e-07 | 2041 | Mitigation | 0.08575 | 30 | 0 | esc | 0.0012005 | 4.9313e-13 | 0.00060025 | 2.4656e-13 | 0.0015435 | 6.3402e-13
[79 empty] | WLDFR | HFTD - Distribution - Tier 2 - 4QU CoRE ¦ 5QU LoRE | Non-Red Flag Warning - Large Fires | 2035 | 1.361e-08 | 6.805e-09 | 1.7499e-08 | 6.1205 | 0.77885 | 3.4265 | 1.9151 | 0 | 0 | 0 | 1.1337e-05 |  | 8.33e-08 | 0 | 8.33e-08 | 4.165e-08 | 0 | 4.165e-08 | 1.071e-07 | 0 | 1.071e-07 | [16 empty] | 7.3.1.3 Ignition probability mapping showing the probability of ignition along the electric lines and equipmentWLDFRAggregatedAggregated | WLDFR | HFTD - Distribution - Tier 2 - 4QU CoRE ¦ 5QU LoRE | Seismic - Non-Red Flag Warning - Catastrophic Fires | Aggregated | Aggregated | 2042 | 4.1077e-10 | 0 | 489.3555 | 2.0101e-07 | 2042 | Mitigation | 0.08575 | 30 | 0 | esc | 0.0012005 | 4.9313e-13 | 0.00060025 | 2.4656e-13 | 0.0015435 | 6.3402e-13
[79 empty] | WLDFR | HFTD - Distribution - Tier 2 - 4QU CoRE ¦ 5QU LoRE | Non-Red Flag Warning - Large Fires | 2036 | 1.361e-08 | 6.805e-09 | 1.7499e-08 | 6.1205 | 0.77885 | 3.4265 | 1.9151 | 0 | 0 | 0 | 1.1337e-05 |  | 8.33e-08 | 0 | 8.33e-08 | 4.165e-08 | 0 | 4.165e-08 | 1.071e-07 | 0 | 1.071e-07 | [16 empty] | 7.3.1.3 Ignition probability mapping showing the probability of ignition along the electric lines and equipmentWLDFRAggregatedAggregated | WLDFR | HFTD - Distribution - Tier 2 - 4QU CoRE ¦ 5QU LoRE | Seismic - Non-Red Flag Warning - Catastrophic Fires | Aggregated | Aggregated | 2043 | 4.1077e-10 | 0 | 489.3555 | 2.0101e-07 | 2043 | Mitigation | 0.08575 | 30 | 0 | esc | 0.0012005 | 4.9313e-13 | 0.00060025 | 2.4656e-13 | 0.0015435 | 6.3402e-13
[79 empty] | WLDFR | HFTD - Distribution - Tier 2 - 4QU CoRE ¦ 5QU LoRE | Non-Red Flag Warning - Large Fires | 2037 | 1.361e-08 | 6.805e-09 | 1.7499e-08 | 6.1205 | 0.77885 | 3.4265 | 1.9151 | 0 | 0 | 0 | 1.1337e-05 |  | 8.33e-08 | 0 | 8.33e-08 | 4.165e-08 | 0 | 4.165e-08 | 1.071e-07 | 0 | 1.071e-07 | [16 empty] | 7.3.1.3 Ignition probability mapping showing the probability of ignition along the electric lines and equipmentWLDFRAggregatedAggregated | WLDFR | HFTD - Distribution - Tier 2 - 4QU CoRE ¦ 5QU LoRE | Seismic - Non-Red Flag Warning - Catastrophic Fires | Aggregated | Aggregated | 2044 | 4.1077e-10 | 0 | 489.3555 | 2.0101e-07 | 2044 | Mitigation | 0.08575 | 30 | 0 | esc | 0.0012005 | 4.9313e-13 | 0.00060025 | 2.4656e-13 | 0.0015435 | 6.3402e-13
[79 empty] | WLDFR | HFTD - Distribution - Tier 2 - 4QU CoRE ¦ 5QU LoRE | Non-Red Flag Warning - Large Fires | 2038 | 1.361e-08 | 6.805e-09 | 1.7499e-08 | 6.5028 | 0.81304 | 3.6355 | 2.0543 | 0 | 0 | 0 | 1.1337e-05 |  | 8.8504e-08 | 0 | 8.8504e-08 | 4.4252e-08 | 0 | 4.4252e-08 | 1.1379e-07 | 0 | 1.1379e-07 | [16 empty] | 7.3.1.3 Ignition probability mapping showing the probability of ignition along the electric lines and equipmentWLDFRAggregatedAggregated | WLDFR | HFTD - Distribution - Tier 2 - 4QU CoRE ¦ 5QU LoRE | Seismic - Non-Red Flag Warning - Catastrophic Fires | Aggregated | Aggregated | 2045 | 4.1077e-10 | 0 | 489.3555 | 2.0101e-07 | 2045 | Mitigation | 0.08575 | 30 | 0 | esc | 0.0012005 | 4.9313e-13 | 0.00060025 | 2.4656e-13 | 0.0015435 | 6.3402e-13
[79 empty] | WLDFR | HFTD - Distribution - Tier 2 - 4QU CoRE ¦ 5QU LoRE | Non-Red Flag Warning - Large Fires | 2039 | 1.361e-08 | 6.805e-09 | 1.7499e-08 | 6.5028 | 0.81304 | 3.6355 | 2.0543 | 0 | 0 | 0 | 1.1337e-05 |  | 8.8504e-08 | 0 | 8.8504e-08 | 4.4252e-08 | 0 | 4.4252e-08 | 1.1379e-07 | 0 | 1.1379e-07 | [16 empty] | 7.3.1.3 Ignition probability mapping showing the probability of ignition along the electric lines and equipmentWLDFRAggregatedAggregated | WLDFR | HFTD - Distribution - Tier 2 - 4QU CoRE ¦ 5QU LoRE | Seismic - Non-Red Flag Warning - Catastrophic Fires | Aggregated | Aggregated | 2046 | 4.1077e-10 | 0 | 489.3555 | 2.0101e-07 | 2046 | Mitigation | 0.08575 | 30 | 0 | esc | 0.0012005 | 4.9313e-13 | 0.00060025 | 2.4656e-13 | 0.0015435 | 6.3402e-13
[79 empty] | WLDFR | HFTD - Distribution - Tier 2 - 4QU CoRE ¦ 5QU LoRE | Non-Red Flag Warning - Large Fires | 2040 | 1.361e-08 | 6.805e-09 | 1.7499e-08 | 6.5028 | 0.81304 | 3.6355 | 2.0543 | 0 | 0 | 0 | 1.1337e-05 |  | 8.8504e-08 | 0 | 8.8504e-08 | 4.4252e-08 | 0 | 4.4252e-08 | 1.1379e-07 | 0 | 1.1379e-07 | [16 empty] | 7.3.1.3 Ignition probability mapping showing the probability of ignition along the electric lines and equipmentWLDFRAggregatedAggregated | WLDFR | HFTD - Distribution - Tier 2 - 4QU CoRE ¦ 5QU LoRE | Seismic - Non-Red Flag Warning - Catastrophic Fires | Aggregated | Aggregated | 2047 | 4.1077e-10 | 0 | 489.3555 | 2.0101e-07 | 2047 | Mitigation | 0.08575 | 30 | 0 | esc | 0.0012005 | 4.9313e-13 | 0.00060025 | 2.4656e-13 | 0.0015435 | 6.3402e-13
[79 empty] | WLDFR | HFTD - Distribution - Tier 2 - 4QU CoRE ¦ 5QU LoRE | Non-Red Flag Warning - Large Fires | 2041 | 1.361e-08 | 6.805e-09 | 1.7499e-08 | 6.5028 | 0.81304 | 3.6355 | 2.0543 | 0 | 0 | 0 | 1.1337e-05 |  | 8.8504e-08 | 0 | 8.8504e-08 | 4.4252e-08 | 0 | 4.4252e-08 | 1.1379e-07 | 0 | 1.1379e-07 | [16 empty] | 7.3.1.3 Ignition probability mapping showing the probability of ignition along the electric lines and equipmentWLDFRAggregatedAggregated | WLDFR | HFTD - Distribution - Tier 2 - 4QU CoRE ¦ 5QU LoRE | Seismic - Non-Red Flag Warning - Catastrophic Fires | Aggregated | Aggregated | 2048 | 4.1077e-10 | 0 | 489.3555 | 2.0101e-07 | 2048 | Mitigation | 0.08575 | 30 | 0 | esc | 0.0012005 | 4.9313e-13 | 0.00060025 | 2.4656e-13 | 0.0015435 | 6.3402e-13
[79 empty] | WLDFR | HFTD - Distribution - Tier 2 - 4QU CoRE ¦ 5QU LoRE | Non-Red Flag Warning - Large Fires | 2042 | 1.361e-08 | 6.805e-09 | 1.7499e-08 | 6.5028 | 0.81304 | 3.6355 | 2.0543 | 0 | 0 | 0 | 1.1337e-05 |  | 8.8504e-08 | 0 | 8.8504e-08 | 4.4252e-08 | 0 | 4.4252e-08 | 1.1379e-07 | 0 | 1.1379e-07 | [16 empty] | 7.3.1.3 Ignition probability mapping showing the probability of ignition along the electric lines and equipmentWLDFRAggregatedAggregated | WLDFR | HFTD - Distribution - Tier 2 - 4QU CoRE ¦ 5QU LoRE | Seismic - Non-Red Flag Warning - Catastrophic Fires | Aggregated | Aggregated | 2049 | 4.1077e-10 | 0 | 489.3555 | 2.0101e-07 | 2049 | Mitigation | 0.08575 | 30 | 0 | esc | 0.0012005 | 4.9313e-13 | 0.00060025 | 2.4656e-13 | 0.0015435 | 6.3402e-13
[79 empty] | WLDFR | HFTD - Distribution - Tier 2 - 4QU CoRE ¦ 5QU LoRE | Non-Red Flag Warning - Large Fires | 2043 | 1.361e-08 | 6.805e-09 | 1.7499e-08 | 6.9209 | 0.84944 | 3.8632 | 2.2083 | 0 | 0 | 0 | 1.1337e-05 |  | 9.4194e-08 | 0 | 9.4194e-08 | 4.7097e-08 | 0 | 4.7097e-08 | 1.2111e-07 | 0 | 1.2111e-07 | [16 empty] | 7.3.1.3 Ignition probability mapping showing the probability of ignition along the electric lines and equipmentWLDFRAggregatedAggregated | WLDFR | HFTD - Distribution - Tier 2 - 4QU CoRE ¦ 5QU LoRE | Seismic - Non-Red Flag Warning - Catastrophic Fires | Aggregated | Aggregated | 2050 | 4.1077e-10 | 0 | 489.3555 | 2.0101e-07 | 2050 | Mitigation | 0.08575 | 30 | 0 | esc | 0 | 0 | 0.00060025 | 2.4656e-13 | 0.0015435 | 6.3402e-13
[79 empty] | WLDFR | HFTD - Distribution - Tier 2 - 4QU CoRE ¦ 5QU LoRE | Non-Red Flag Warning - Large Fires | 2044 | 1.361e-08 | 6.805e-09 | 1.7499e-08 | 6.9209 | 0.84944 | 3.8632 | 2.2083 | 0 | 0 | 0 | 1.1337e-05 |  | 9.4194e-08 | 0 | 9.4194e-08 | 4.7097e-08 | 0 | 4.7097e-08 | 1.2111e-07 | 0 | 1.2111e-07 | [16 empty] | 7.3.1.3 Ignition probability mapping showing the probability of ignition along the electric lines and equipmentWLDFRAggregatedAggregated | WLDFR | HFTD - Distribution - Tier 2 - 4QU CoRE ¦ 5QU LoRE | Seismic - Non-Red Flag Warning - Catastrophic Fires | Aggregated | Aggregated | 2051 | 4.1077e-10 | 0 | 489.3555 | 2.0101e-07 | 2051 | Mitigation | 0.08575 | 30 | 0 | esc | 0 | 0 | 0 | 0 | 0.0015435 | 6.3402e-13
[79 empty] | WLDFR | HFTD - Distribution - Tier 2 - 4QU CoRE ¦ 5QU LoRE | Non-Red Flag Warning - Large Fires | 2045 | 1.361e-08 | 6.805e-09 | 1.7499e-08 | 6.9209 | 0.84944 | 3.8632 | 2.2083 | 0 | 0 | 0 | 1.1337e-05 |  | 9.4194e-08 | 0 | 9.4194e-08 | 4.7097e-08 | 0 | 4.7097e-08 | 1.2111e-07 | 0 | 1.2111e-07 | [16 empty] | 7.3.1.3 Ignition probability mapping showing the probability of ignition along the electric lines and equipmentWLDFRAggregatedAggregated | WLDFR | HFTD - Distribution - Tier 2 - 4QU CoRE ¦ 5QU LoRE | Seismic - Red Flag Warning - Catastrophic Fires | Aggregated | Aggregated | 2021 | 1.7716e-08 | 0 | 489.3555 | 8.6694e-06 | 2021 | Mitigation | 0.08575 | 30 | 0 | esc | 0.0012005 | 2.1268e-11 | 0.00060025 | 1.0634e-11 | 0 | 0
[79 empty] | WLDFR | HFTD - Distribution - Tier 2 - 4QU CoRE ¦ 5QU LoRE | Non-Red Flag Warning - Large Fires | 2046 | 1.361e-08 | 6.805e-09 | 1.7499e-08 | 6.9209 | 0.84944 | 3.8632 | 2.2083 | 0 | 0 | 0 | 1.1337e-05 |  | 9.4194e-08 | 0 | 9.4194e-08 | 4.7097e-08 | 0 | 4.7097e-08 | 1.2111e-07 | 0 | 1.2111e-07 | [16 empty] | 7.3.1.3 Ignition probability mapping showing the probability of ignition along the electric lines and equipmentWLDFRAggregatedAggregated | WLDFR | HFTD - Distribution - Tier 2 - 4QU CoRE ¦ 5QU LoRE | Seismic - Red Flag Warning - Catastrophic Fires | Aggregated | Aggregated | 2022 | 1.7716e-08 | 0 | 489.3555 | 8.6694e-06 | 2022 | Mitigation | 0.08575 | 30 | 0 | esc | 0.0012005 | 2.1268e-11 | 0.00060025 | 1.0634e-11 | 0.0015435 | 2.7345e-11
[79 empty] | WLDFR | HFTD - Distribution - Tier 2 - 4QU CoRE ¦ 5QU LoRE | Non-Red Flag Warning - Large Fires | 2047 | 1.361e-08 | 6.805e-09 | 1.7499e-08 | 6.9209 | 0.84944 | 3.8632 | 2.2083 | 0 | 0 | 0 | 1.1337e-05 |  | 9.4194e-08 | 0 | 9.4194e-08 | 4.7097e-08 | 0 | 4.7097e-08 | 1.2111e-07 | 0 | 1.2111e-07 | [16 empty] | 7.3.1.3 Ignition probability mapping showing the probability of ignition along the electric lines and equipmentWLDFRAggregatedAggregated | WLDFR | HFTD - Distribution - Tier 2 - 4QU CoRE ¦ 5QU LoRE | Seismic - Red Flag Warning - Catastrophic Fires | Aggregated | Aggregated | 2023 | 1.7716e-08 | 0 | 489.3555 | 8.6694e-06 | 2023 | Mitigation | 0.08575 | 30 | 0 | esc | 0.0012005 | 2.1268e-11 | 0.00060025 | 1.0634e-11 | 0.0015435 | 2.7345e-11
[79 empty] | WLDFR | HFTD - Distribution - Tier 2 - 4QU CoRE ¦ 5QU LoRE | Non-Red Flag Warning - Large Fires | 2048 | 1.361e-08 | 6.805e-09 | 1.7499e-08 | 7.3713 | 0.88759 | 4.1075 | 2.3763 | 0 | 0 | 0 | 1.1337e-05 |  | 1.0032e-07 | 0 | 1.0032e-07 | 5.0162e-08 | 0 | 5.0162e-08 | 1.2899e-07 | 0 | 1.2899e-07 | [16 empty] | 7.3.1.3 Ignition probability mapping showing the probability of ignition along the electric lines and equipmentWLDFRAggregatedAggregated | WLDFR | HFTD - Distribution - Tier 2 - 4QU CoRE ¦ 5QU LoRE | Seismic - Red Flag Warning - Catastrophic Fires | Aggregated | Aggregated | 2024 | 1.7716e-08 | 0 | 489.3555 | 8.6694e-06 | 2024 | Mitigation | 0.08575 | 30 | 0 | esc | 0.0012005 | 2.1268e-11 | 0.00060025 | 1.0634e-11 | 0.0015435 | 2.7345e-11
[79 empty] | WLDFR | HFTD - Distribution - Tier 2 - 4QU CoRE ¦ 5QU LoRE | Non-Red Flag Warning - Large Fires | 2049 | 1.361e-08 | 6.805e-09 | 1.7499e-08 | 7.3713 | 0.88759 | 4.1075 | 2.3763 | 0 | 0 | 0 | 1.1337e-05 |  | 1.0032e-07 | 0 | 1.0032e-07 | 5.0162e-08 | 0 | 5.0162e-08 | 1.2899e-07 | 0 | 1.2899e-07 | [16 empty] | 7.3.1.3 Ignition probability mapping showing the probability of ignition along the electric lines and equipmentWLDFRAggregatedAggregated | WLDFR | HFTD - Distribution - Tier 2 - 4QU CoRE ¦ 5QU LoRE | Seismic - Red Flag Warning - Catastrophic Fires | Aggregated | Aggregated | 2025 | 1.7716e-08 | 0 | 489.3555 | 8.6694e-06 | 2025 | Mitigation | 0.08575 | 30 | 0 | esc | 0.0012005 | 2.1268e-11 | 0.00060025 | 1.0634e-11 | 0.0015435 | 2.7345e-11
[79 empty] | WLDFR | HFTD - Distribution - Tier 2 - 4QU CoRE ¦ 5QU LoRE | Non-Red Flag Warning - Large Fires | 2050 | 0 | 6.805e-09 | 1.7499e-08 | 7.3713 | 0.88759 | 4.1075 | 2.3763 | 0 | 0 | 0 | 1.1337e-05 |  | 0 | 0 | 0 | 5.0162e-08 | 0 | 5.0162e-08 | 1.2899e-07 | 0 | 1.2899e-07 | [16 empty] | 7.3.1.3 Ignition probability mapping showing the probability of ignition along the electric lines and equipmentWLDFRAggregatedAggregated | WLDFR | HFTD - Distribution - Tier 2 - 4QU CoRE ¦ 5QU LoRE | Seismic - Red Flag Warning - Catastrophic Fires | Aggregated | Aggregated | 2026 | 1.7716e-08 | 0 | 489.3555 | 8.6694e-06 | 2026 | Mitigation | 0.08575 | 30 | 0 | esc | 0.0012005 | 2.1268e-11 | 0.00060025 | 1.0634e-11 | 0.0015435 | 2.7345e-11
[79 empty] | WLDFR | HFTD - Distribution - Tier 2 - 4QU CoRE ¦ 5QU LoRE | Non-Red Flag Warning - Large Fires | 2051 | 0 | 0 | 1.7499e-08 | 7.3713 | 0.88759 | 4.1075 | 2.3763 | 0 | 0 | 0 | 1.1337e-05 |  | 0 | 0 | 0 | 0 | 0 | 0 | 1.2899e-07 | 0 | 1.2899e-07 | [16 empty] | 7.3.1.3 Ignition probability mapping showing the probability of ignition along the electric lines and equipmentWLDFRAggregatedAggregated | WLDFR | HFTD - Distribution - Tier 2 - 4QU CoRE ¦ 5QU LoRE | Seismic - Red Flag Warning - Catastrophic Fires | Aggregated | Aggregated | 2027 | 1.7716e-08 | 0 | 489.3555 | 8.6694e-06 | 2027 | Mitigation | 0.08575 | 30 | 0 | esc | 0.0012005 | 2.1268e-11 | 0.00060025 | 1.0634e-11 | 0.0015435 | 2.7345e-11
[79 empty] | WLDFR | HFTD - Distribution - Tier 2 - 4QU CoRE ¦ 5QU LoRE | Non-Red Flag Warning - Small Fires | 2020 | 2.7552e-06 | 0 | 0 | 0.077901 | 0.036425 | 0.0015809 | 0.039895 | 0 | 0 | 0 | 0.002295 |  | 2.1463e-07 | 0 | 2.1463e-07 | 0 | 0 | 0 | 0 | 0 | 0 | [16 empty] | 7.3.1.3 Ignition probability mapping showing the probability of ignition along the electric lines and equipmentWLDFRAggregatedAggregated | WLDFR | HFTD - Distribution - Tier 2 - 4QU CoRE ¦ 5QU LoRE | Seismic - Red Flag Warning - Catastrophic Fires | Aggregated | Aggregated | 2028 | 1.7716e-08 | 0 | 489.3555 | 8.6694e-06 | 2028 | Mitigation | 0.08575 | 30 | 0 | esc | 0.0012005 | 2.1268e-11 | 0.00060025 | 1.0634e-11 | 0.0015435 | 2.7345e-11
[79 empty] | WLDFR | HFTD - Distribution - Tier 2 - 4QU CoRE ¦ 5QU LoRE | Non-Red Flag Warning - Small Fires | 2021 | 2.7552e-06 | 1.3776e-06 | 0 | 0.077901 | 0.036425 | 0.0015809 | 0.039895 | 0 | 0 | 0 | 0.002295 |  | 2.1463e-07 | 0 | 2.1463e-07 | 1.0732e-07 | 0 | 1.0732e-07 | 0 | 0 | 0 | [16 empty] | 7.3.1.3 Ignition probability mapping showing the probability of ignition along the electric lines and equipmentWLDFRAggregatedAggregated | WLDFR | HFTD - Distribution - Tier 2 - 4QU CoRE ¦ 5QU LoRE | Seismic - Red Flag Warning - Catastrophic Fires | Aggregated | Aggregated | 2029 | 1.7716e-08 | 0 | 489.3555 | 8.6694e-06 | 2029 | Mitigation | 0.08575 | 30 | 0 | esc | 0.0012005 | 2.1268e-11 | 0.00060025 | 1.0634e-11 | 0.0015435 | 2.7345e-11
[79 empty] | WLDFR | HFTD - Distribution - Tier 2 - 4QU CoRE ¦ 5QU LoRE | Non-Red Flag Warning - Small Fires | 2022 | 2.7552e-06 | 1.3776e-06 | 3.5424e-06 | 0.077901 | 0.036425 | 0.0015809 | 0.039895 | 0 | 0 | 0 | 0.002295 |  | 2.1463e-07 | 0 | 2.1463e-07 | 1.0732e-07 | 0 | 1.0732e-07 | 2.7595e-07 | 0 | 2.7595e-07 | [16 empty] | 7.3.1.3 Ignition probability mapping showing the probability of ignition along the electric lines and equipmentWLDFRAggregatedAggregated | WLDFR | HFTD - Distribution - Tier 2 - 4QU CoRE ¦ 5QU LoRE | Seismic - Red Flag Warning - Catastrophic Fires | Aggregated | Aggregated | 2030 | 1.7716e-08 | 0 | 489.3555 | 8.6694e-06 | 2030 | Mitigation | 0.08575 | 30 | 0 | esc | 0.0012005 | 2.1268e-11 | 0.00060025 | 1.0634e-11 | 0.0015435 | 2.7345e-11
[79 empty] | WLDFR | HFTD - Distribution - Tier 2 - 4QU CoRE ¦ 5QU LoRE | Non-Red Flag Warning - Small Fires | 2023 | 2.7552e-06 | 1.3776e-06 | 3.5424e-06 | 0.080408 | 0.03759 | 0.0016314 | 0.041187 | 0 | 0 | 0 | 0.002295 |  | 2.2154e-07 | 0 | 2.2154e-07 | 1.1077e-07 | 0 | 1.1077e-07 | 2.8484e-07 | 0 | 2.8484e-07 | [16 empty] | 7.3.1.3 Ignition probability mapping showing the probability of ignition along the electric lines and equipmentWLDFRAggregatedAggregated | WLDFR | HFTD - Distribution - Tier 2 - 4QU CoRE ¦ 5QU LoRE | Seismic - Red Flag Warning - Catastrophic Fires | Aggregated | Aggregated | 2031 | 1.7716e-08 | 0 | 489.3555 | 8.6694e-06 | 2031 | Mitigation | 0.08575 | 30 | 0 | esc | 0.0012005 | 2.1268e-11 | 0.00060025 | 1.0634e-11 | 0.0015435 | 2.7345e-11
[79 empty] | WLDFR | HFTD - Distribution - Tier 2 - 4QU CoRE ¦ 5QU LoRE | Non-Red Flag Warning - Small Fires | 2024 | 2.7552e-06 | 1.3776e-06 | 3.5424e-06 | 0.080408 | 0.03759 | 0.0016314 | 0.041187 | 0 | 0 | 0 | 0.002295 |  | 2.2154e-07 | 0 | 2.2154e-07 | 1.1077e-07 | 0 | 1.1077e-07 | 2.8484e-07 | 0 | 2.8484e-07 | [16 empty] | 7.3.1.3 Ignition probability mapping showing the probability of ignition along the electric lines and equipmentWLDFRAggregatedAggregated | WLDFR | HFTD - Distribution - Tier 2 - 4QU CoRE ¦ 5QU LoRE | Seismic - Red Flag Warning - Catastrophic Fires | Aggregated | Aggregated | 2032 | 1.7716e-08 | 0 | 489.3555 | 8.6694e-06 | 2032 | Mitigation | 0.08575 | 30 | 0 | esc | 0.0012005 | 2.1268e-11 | 0.00060025 | 1.0634e-11 | 0.0015435 | 2.7345e-11
[79 empty] | WLDFR | HFTD - Distribution - Tier 2 - 4QU CoRE ¦ 5QU LoRE | Non-Red Flag Warning - Small Fires | 2025 | 2.7552e-06 | 1.3776e-06 | 3.5424e-06 | 0.080408 | 0.03759 | 0.0016314 | 0.041187 | 0 | 0 | 0 | 0.002295 |  | 2.2154e-07 | 0 | 2.2154e-07 | 1.1077e-07 | 0 | 1.1077e-07 | 2.8484e-07 | 0 | 2.8484e-07 | [16 empty] | 7.3.1.3 Ignition probability mapping showing the probability of ignition along the electric lines and equipmentWLDFRAggregatedAggregated | WLDFR | HFTD - Distribution - Tier 2 - 4QU CoRE ¦ 5QU LoRE | Seismic - Red Flag Warning - Catastrophic Fires | Aggregated | Aggregated | 2033 | 1.7716e-08 | 0 | 489.3555 | 8.6694e-06 | 2033 | Mitigation | 0.08575 | 30 | 0 | esc | 0.0012005 | 2.1268e-11 | 0.00060025 | 1.0634e-11 | 0.0015435 | 2.7345e-11
[79 empty] | WLDFR | HFTD - Distribution - Tier 2 - 4QU CoRE ¦ 5QU LoRE | Non-Red Flag Warning - Small Fires | 2026 | 2.7552e-06 | 1.3776e-06 | 3.5424e-06 | 0.080408 | 0.03759 | 0.0016314 | 0.041187 | 0 | 0 | 0 | 0.002295 |  | 2.2154e-07 | 0 | 2.2154e-07 | 1.1077e-07 | 0 | 1.1077e-07 | 2.8484e-07 | 0 | 2.8484e-07 | [16 empty] | 7.3.1.3 Ignition probability mapping showing the probability of ignition along the electric lines and equipmentWLDFRAggregatedAggregated | WLDFR | HFTD - Distribution - Tier 2 - 4QU CoRE ¦ 5QU LoRE | Seismic - Red Flag Warning - Catastrophic Fires | Aggregated | Aggregated | 2034 | 1.7716e-08 | 0 | 489.3555 | 8.6694e-06 | 2034 | Mitigation | 0.08575 | 30 | 0 | esc | 0.0012005 | 2.1268e-11 | 0.00060025 | 1.0634e-11 | 0.0015435 | 2.7345e-11
[79 empty] | WLDFR | HFTD - Distribution - Tier 2 - 4QU CoRE ¦ 5QU LoRE | Non-Red Flag Warning - Small Fires | 2027 | 2.7552e-06 | 1.3776e-06 | 3.5424e-06 | 0.080408 | 0.03759 | 0.0016314 | 0.041187 | 0 | 0 | 0 | 0.002295 |  | 2.2154e-07 | 0 | 2.2154e-07 | 1.1077e-07 | 0 | 1.1077e-07 | 2.8484e-07 | 0 | 2.8484e-07 | [16 empty] | 7.3.1.3 Ignition probability mapping showing the probability of ignition along the electric lines and equipmentWLDFRAggregatedAggregated | WLDFR | HFTD - Distribution - Tier 2 - 4QU CoRE ¦ 5QU LoRE | Seismic - Red Flag Warning - Catastrophic Fires | Aggregated | Aggregated | 2035 | 1.7716e-08 | 0 | 489.3555 | 8.6694e-06 | 2035 | Mitigation | 0.08575 | 30 | 0 | esc | 0.0012005 | 2.1268e-11 | 0.00060025 | 1.0634e-11 | 0.0015435 | 2.7345e-11
[79 empty] | WLDFR | HFTD - Distribution - Tier 2 - 4QU CoRE ¦ 5QU LoRE | Non-Red Flag Warning - Small Fires | 2028 | 2.7552e-06 | 1.3776e-06 | 3.5424e-06 | 0.083606 | 0.039055 | 0.001695 | 0.042856 | 0 | 0 | 0 | 0.002295 |  | 2.3035e-07 | 0 | 2.3035e-07 | 1.1518e-07 | 0 | 1.1518e-07 | 2.9617e-07 | 0 | 2.9617e-07 | [16 empty] | 7.3.1.3 Ignition probability mapping showing the probability of ignition along the electric lines and equipmentWLDFRAggregatedAggregated | WLDFR | HFTD - Distribution - Tier 2 - 4QU CoRE ¦ 5QU LoRE | Seismic - Red Flag Warning - Catastrophic Fires | Aggregated | Aggregated | 2036 | 1.7716e-08 | 0 | 489.3555 | 8.6694e-06 | 2036 | Mitigation | 0.08575 | 30 | 0 | esc | 0.0012005 | 2.1268e-11 | 0.00060025 | 1.0634e-11 | 0.0015435 | 2.7345e-11
[79 empty] | WLDFR | HFTD - Distribution - Tier 2 - 4QU CoRE ¦ 5QU LoRE | Non-Red Flag Warning - Small Fires | 2029 | 2.7552e-06 | 1.3776e-06 | 3.5424e-06 | 0.083606 | 0.039055 | 0.001695 | 0.042856 | 0 | 0 | 0 | 0.002295 |  | 2.3035e-07 | 0 | 2.3035e-07 | 1.1518e-07 | 0 | 1.1518e-07 | 2.9617e-07 | 0 | 2.9617e-07 | [16 empty] | 7.3.1.3 Ignition probability mapping showing the probability of ignition along the electric lines and equipmentWLDFRAggregatedAggregated | WLDFR | HFTD - Distribution - Tier 2 - 4QU CoRE ¦ 5QU LoRE | Seismic - Red Flag Warning - Catastrophic Fires | Aggregated | Aggregated | 2037 | 1.7716e-08 | 0 | 489.3555 | 8.6694e-06 | 2037 | Mitigation | 0.08575 | 30 | 0 | esc | 0.0012005 | 2.1268e-11 | 0.00060025 | 1.0634e-11 | 0.0015435 | 2.7345e-11
[79 empty] | WLDFR | HFTD - Distribution - Tier 2 - 4QU CoRE ¦ 5QU LoRE | Non-Red Flag Warning - Small Fires | 2030 | 2.7552e-06 | 1.3776e-06 | 3.5424e-06 | 0.083606 | 0.039055 | 0.001695 | 0.042856 | 0 | 0 | 0 | 0.002295 |  | 2.3035e-07 | 0 | 2.3035e-07 | 1.1518e-07 | 0 | 1.1518e-07 | 2.9617e-07 | 0 | 2.9617e-07 | [16 empty] | 7.3.1.3 Ignition probability mapping showing the probability of ignition along the electric lines and equipmentWLDFRAggregatedAggregated | WLDFR | HFTD - Distribution - Tier 2 - 4QU CoRE ¦ 5QU LoRE | Seismic - Red Flag Warning - Catastrophic Fires | Aggregated | Aggregated | 2038 | 1.7716e-08 | 0 | 489.3555 | 8.6694e-06 | 2038 | Mitigation | 0.08575 | 30 | 0 | esc | 0.0012005 | 2.1268e-11 | 0.00060025 | 1.0634e-11 | 0.0015435 | 2.7345e-11
[79 empty] | WLDFR | HFTD - Distribution - Tier 2 - 4QU CoRE ¦ 5QU LoRE | Non-Red Flag Warning - Small Fires | 2031 | 2.7552e-06 | 1.3776e-06 | 3.5424e-06 | 0.083606 | 0.039055 | 0.001695 | 0.042856 | 0 | 0 | 0 | 0.002295 |  | 2.3035e-07 | 0 | 2.3035e-07 | 1.1518e-07 | 0 | 1.1518e-07 | 2.9617e-07 | 0 | 2.9617e-07 | [16 empty] | 7.3.1.3 Ignition probability mapping showing the probability of ignition along the electric lines and equipmentWLDFRAggregatedAggregated | WLDFR | HFTD - Distribution - Tier 2 - 4QU CoRE ¦ 5QU LoRE | Seismic - Red Flag Warning - Catastrophic Fires | Aggregated | Aggregated | 2039 | 1.7716e-08 | 0 | 489.3555 | 8.6694e-06 | 2039 | Mitigation | 0.08575 | 30 | 0 | esc | 0.0012005 | 2.1268e-11 | 0.00060025 | 1.0634e-11 | 0.0015435 | 2.7345e-11
[79 empty] | WLDFR | HFTD - Distribution - Tier 2 - 4QU CoRE ¦ 5QU LoRE | Non-Red Flag Warning - Small Fires | 2032 | 2.7552e-06 | 1.3776e-06 | 3.5424e-06 | 0.083606 | 0.039055 | 0.001695 | 0.042856 | 0 | 0 | 0 | 0.002295 |  | 2.3035e-07 | 0 | 2.3035e-07 | 1.1518e-07 | 0 | 1.1518e-07 | 2.9617e-07 | 0 | 2.9617e-07 | [16 empty] | 7.3.1.3 Ignition probability mapping showing the probability of ignition along the electric lines and equipmentWLDFRAggregatedAggregated | WLDFR | HFTD - Distribution - Tier 2 - 4QU CoRE ¦ 5QU LoRE | Seismic - Red Flag Warning - Catastrophic Fires | Aggregated | Aggregated | 2040 | 1.7716e-08 | 0 | 489.3555 | 8.6694e-06 | 2040 | Mitigation | 0.08575 | 30 | 0 | esc | 0.0012005 | 2.1268e-11 | 0.00060025 | 1.0634e-11 | 0.0015435 | 2.7345e-11
[79 empty] | WLDFR | HFTD - Distribution - Tier 2 - 4QU CoRE ¦ 5QU LoRE | Non-Red Flag Warning - Small Fires | 2033 | 2.7552e-06 | 1.3776e-06 | 3.5424e-06 | 0.087211 | 0.040679 | 0.0017655 | 0.044766 | 0 | 0 | 0 | 0.002295 |  | 2.4028e-07 | 0 | 2.4028e-07 | 1.2014e-07 | 0 | 1.2014e-07 | 3.0894e-07 | 0 | 3.0894e-07 | [16 empty] | 7.3.1.3 Ignition probability mapping showing the probability of ignition along the electric lines and equipmentWLDFRAggregatedAggregated | WLDFR | HFTD - Distribution - Tier 2 - 4QU CoRE ¦ 5QU LoRE | Seismic - Red Flag Warning - Catastrophic Fires | Aggregated | Aggregated | 2041 | 1.7716e-08 | 0 | 489.3555 | 8.6694e-06 | 2041 | Mitigation | 0.08575 | 30 | 0 | esc | 0.0012005 | 2.1268e-11 | 0.00060025 | 1.0634e-11 | 0.0015435 | 2.7345e-11
[79 empty] | WLDFR | HFTD - Distribution - Tier 2 - 4QU CoRE ¦ 5QU LoRE | Non-Red Flag Warning - Small Fires | 2034 | 2.7552e-06 | 1.3776e-06 | 3.5424e-06 | 0.087211 | 0.040679 | 0.0017655 | 0.044766 | 0 | 0 | 0 | 0.002295 |  | 2.4028e-07 | 0 | 2.4028e-07 | 1.2014e-07 | 0 | 1.2014e-07 | 3.0894e-07 | 0 | 3.0894e-07 | [16 empty] | 7.3.1.3 Ignition probability mapping showing the probability of ignition along the electric lines and equipmentWLDFRAggregatedAggregated | WLDFR | HFTD - Distribution - Tier 2 - 4QU CoRE ¦ 5QU LoRE | Seismic - Red Flag Warning - Catastrophic Fires | Aggregated | Aggregated | 2042 | 1.7716e-08 | 0 | 489.3555 | 8.6694e-06 | 2042 | Mitigation | 0.08575 | 30 | 0 | esc | 0.0012005 | 2.1268e-11 | 0.00060025 | 1.0634e-11 | 0.0015435 | 2.7345e-11
[79 empty] | WLDFR | HFTD - Distribution - Tier 2 - 4QU CoRE ¦ 5QU LoRE | Non-Red Flag Warning - Small Fires | 2035 | 2.7552e-06 | 1.3776e-06 | 3.5424e-06 | 0.087211 | 0.040679 | 0.0017655 | 0.044766 | 0 | 0 | 0 | 0.002295 |  | 2.4028e-07 | 0 | 2.4028e-07 | 1.2014e-07 | 0 | 1.2014e-07 | 3.0894e-07 | 0 | 3.0894e-07 | [16 empty] | 7.3.1.3 Ignition probability mapping showing the probability of ignition along the electric lines and equipmentWLDFRAggregatedAggregated | WLDFR | HFTD - Distribution - Tier 2 - 4QU CoRE ¦ 5QU LoRE | Seismic - Red Flag Warning - Catastrophic Fires | Aggregated | Aggregated | 2043 | 1.7716e-08 | 0 | 489.3555 | 8.6694e-06 | 2043 | Mitigation | 0.08575 | 30 | 0 | esc | 0.0012005 | 2.1268e-11 | 0.00060025 | 1.0634e-11 | 0.0015435 | 2.7345e-11
[79 empty] | WLDFR | HFTD - Distribution - Tier 2 - 4QU CoRE ¦ 5QU LoRE | Non-Red Flag Warning - Small Fires | 2036 | 2.7552e-06 | 1.3776e-06 | 3.5424e-06 | 0.087211 | 0.040679 | 0.0017655 | 0.044766 | 0 | 0 | 0 | 0.002295 |  | 2.4028e-07 | 0 | 2.4028e-07 | 1.2014e-07 | 0 | 1.2014e-07 | 3.0894e-07 | 0 | 3.0894e-07 | [16 empty] | 7.3.1.3 Ignition probability mapping showing the probability of ignition along the electric lines and equipmentWLDFRAggregatedAggregated | WLDFR | HFTD - Distribution - Tier 2 - 4QU CoRE ¦ 5QU LoRE | Seismic - Red Flag Warning - Catastrophic Fires | Aggregated | Aggregated | 2044 | 1.7716e-08 | 0 | 489.3555 | 8.6694e-06 | 2044 | Mitigation | 0.08575 | 30 | 0 | esc | 0.0012005 | 2.1268e-11 | 0.00060025 | 1.0634e-11 | 0.0015435 | 2.7345e-11
[79 empty] | WLDFR | HFTD - Distribution - Tier 2 - 4QU CoRE ¦ 5QU LoRE | Non-Red Flag Warning - Small Fires | 2037 | 2.7552e-06 | 1.3776e-06 | 3.5424e-06 | 0.087211 | 0.040679 | 0.0017655 | 0.044766 | 0 | 0 | 0 | 0.002295 |  | 2.4028e-07 | 0 | 2.4028e-07 | 1.2014e-07 | 0 | 1.2014e-07 | 3.0894e-07 | 0 | 3.0894e-07 | [16 empty] | 7.3.1.3 Ignition probability mapping showing the probability of ignition along the electric lines and equipmentWLDFRAggregatedAggregated | WLDFR | HFTD - Distribution - Tier 2 - 4QU CoRE ¦ 5QU LoRE | Seismic - Red Flag Warning - Catastrophic Fires | Aggregated | Aggregated | 2045 | 1.7716e-08 | 0 | 489.3555 | 8.6694e-06 | 2045 | Mitigation | 0.08575 | 30 | 0 | esc | 0.0012005 | 2.1268e-11 | 0.00060025 | 1.0634e-11 | 0.0015435 | 2.7345e-11
[79 empty] | WLDFR | HFTD - Distribution - Tier 2 - 4QU CoRE ¦ 5QU LoRE | Non-Red Flag Warning - Small Fires | 2038 | 2.7552e-06 | 1.3776e-06 | 3.5424e-06 | 0.091184 | 0.042438 | 0.0018418 | 0.046905 | 0 | 0 | 0 | 0.002295 |  | 2.5123e-07 | 0 | 2.5123e-07 | 1.2562e-07 | 0 | 1.2562e-07 | 3.2301e-07 | 0 | 3.2301e-07 | [16 empty] | 7.3.1.3 Ignition probability mapping showing the probability of ignition along the electric lines and equipmentWLDFRAggregatedAggregated | WLDFR | HFTD - Distribution - Tier 2 - 4QU CoRE ¦ 5QU LoRE | Seismic - Red Flag Warning - Catastrophic Fires | Aggregated | Aggregated | 2046 | 1.7716e-08 | 0 | 489.3555 | 8.6694e-06 | 2046 | Mitigation | 0.08575 | 30 | 0 | esc | 0.0012005 | 2.1268e-11 | 0.00060025 | 1.0634e-11 | 0.0015435 | 2.7345e-11
[79 empty] | WLDFR | HFTD - Distribution - Tier 2 - 4QU CoRE ¦ 5QU LoRE | Non-Red Flag Warning - Small Fires | 2039 | 2.7552e-06 | 1.3776e-06 | 3.5424e-06 | 0.091184 | 0.042438 | 0.0018418 | 0.046905 | 0 | 0 | 0 | 0.002295 |  | 2.5123e-07 | 0 | 2.5123e-07 | 1.2562e-07 | 0 | 1.2562e-07 | 3.2301e-07 | 0 | 3.2301e-07 | [16 empty] | 7.3.1.3 Ignition probability mapping showing the probability of ignition along the electric lines and equipmentWLDFRAggregatedAggregated | WLDFR | HFTD - Distribution - Tier 2 - 4QU CoRE ¦ 5QU LoRE | Seismic - Red Flag Warning - Catastrophic Fires | Aggregated | Aggregated | 2047 | 1.7716e-08 | 0 | 489.3555 | 8.6694e-06 | 2047 | Mitigation | 0.08575 | 30 | 0 | esc | 0.0012005 | 2.1268e-11 | 0.00060025 | 1.0634e-11 | 0.0015435 | 2.7345e-11
[79 empty] | WLDFR | HFTD - Distribution - Tier 2 - 4QU CoRE ¦ 5QU LoRE | Non-Red Flag Warning - Small Fires | 2040 | 2.7552e-06 | 1.3776e-06 | 3.5424e-06 | 0.091184 | 0.042438 | 0.0018418 | 0.046905 | 0 | 0 | 0 | 0.002295 |  | 2.5123e-07 | 0 | 2.5123e-07 | 1.2562e-07 | 0 | 1.2562e-07 | 3.2301e-07 | 0 | 3.2301e-07 | [16 empty] | 7.3.1.3 Ignition probability mapping showing the probability of ignition along the electric lines and equipmentWLDFRAggregatedAggregated | WLDFR | HFTD - Distribution - Tier 2 - 4QU CoRE ¦ 5QU LoRE | Seismic - Red Flag Warning - Catastrophic Fires | Aggregated | Aggregated | 2048 | 1.7716e-08 | 0 | 489.3555 | 8.6694e-06 | 2048 | Mitigation | 0.08575 | 30 | 0 | esc | 0.0012005 | 2.1268e-11 | 0.00060025 | 1.0634e-11 | 0.0015435 | 2.7345e-11
[79 empty] | WLDFR | HFTD - Distribution - Tier 2 - 4QU CoRE ¦ 5QU LoRE | Non-Red Flag Warning - Small Fires | 2041 | 2.7552e-06 | 1.3776e-06 | 3.5424e-06 | 0.091184 | 0.042438 | 0.0018418 | 0.046905 | 0 | 0 | 0 | 0.002295 |  | 2.5123e-07 | 0 | 2.5123e-07 | 1.2562e-07 | 0 | 1.2562e-07 | 3.2301e-07 | 0 | 3.2301e-07 | [16 empty] | 7.3.1.3 Ignition probability mapping showing the probability of ignition along the electric lines and equipmentWLDFRAggregatedAggregated | WLDFR | HFTD - Distribution - Tier 2 - 4QU CoRE ¦ 5QU LoRE | Seismic - Red Flag Warning - Catastrophic Fires | Aggregated | Aggregated | 2049 | 1.7716e-08 | 0 | 489.3555 | 8.6694e-06 | 2049 | Mitigation | 0.08575 | 30 | 0 | esc | 0.0012005 | 2.1268e-11 | 0.00060025 | 1.0634e-11 | 0.0015435 | 2.7345e-11
[79 empty] | WLDFR | HFTD - Distribution - Tier 2 - 4QU CoRE ¦ 5QU LoRE | Non-Red Flag Warning - Small Fires | 2042 | 2.7552e-06 | 1.3776e-06 | 3.5424e-06 | 0.091184 | 0.042438 | 0.0018418 | 0.046905 | 0 | 0 | 0 | 0.002295 |  | 2.5123e-07 | 0 | 2.5123e-07 | 1.2562e-07 | 0 | 1.2562e-07 | 3.2301e-07 | 0 | 3.2301e-07 | [16 empty] | 7.3.1.3 Ignition probability mapping showing the probability of ignition along the electric lines and equipmentWLDFRAggregatedAggregated | WLDFR | HFTD - Distribution - Tier 2 - 4QU CoRE ¦ 5QU LoRE | Seismic - Red Flag Warning - Catastrophic Fires | Aggregated | Aggregated | 2050 | 1.7716e-08 | 0 | 489.3555 | 8.6694e-06 | 2050 | Mitigation | 0.08575 | 30 | 0 | esc | 0 | 0 | 0.00060025 | 1.0634e-11 | 0.0015435 | 2.7345e-11
[79 empty] | WLDFR | HFTD - Distribution - Tier 2 - 4QU CoRE ¦ 5QU LoRE | Non-Red Flag Warning - Small Fires | 2043 | 2.7552e-06 | 1.3776e-06 | 3.5424e-06 | 0.095486 | 0.044306 | 0.0019228 | 0.049257 | 0 | 0 | 0 | 0.002295 |  | 2.6308e-07 | 0 | 2.6308e-07 | 1.3154e-07 | 0 | 1.3154e-07 | 3.3825e-07 | 0 | 3.3825e-07 | [16 empty] | 7.3.1.3 Ignition probability mapping showing the probability of ignition along the electric lines and equipmentWLDFRAggregatedAggregated | WLDFR | HFTD - Distribution - Tier 2 - 4QU CoRE ¦ 5QU LoRE | Seismic - Red Flag Warning - Catastrophic Fires | Aggregated | Aggregated | 2051 | 1.7716e-08 | 0 | 489.3555 | 8.6694e-06 | 2051 | Mitigation | 0.08575 | 30 | 0 | esc | 0 | 0 | 0 | 0 | 0.0015435 | 2.7345e-11
[79 empty] | WLDFR | HFTD - Distribution - Tier 2 - 4QU CoRE ¦ 5QU LoRE | Non-Red Flag Warning - Small Fires | 2044 | 2.7552e-06 | 1.3776e-06 | 3.5424e-06 | 0.095486 | 0.044306 | 0.0019228 | 0.049257 | 0 | 0 | 0 | 0.002295 |  | 2.6308e-07 | 0 | 2.6308e-07 | 1.3154e-07 | 0 | 1.3154e-07 | 3.3825e-07 | 0 | 3.3825e-07 | [16 empty] | 7.3.1.3 Ignition probability mapping showing the probability of ignition along the electric lines and equipmentWLDFRAggregatedAggregated | WLDFR | HFTD - Distribution - Tier 2 - 5QU CoRE ¦ 1QU LoRE | Non-Red Flag Warning - Catastrophic Fires | Aggregated | Aggregated | 2021 | 2.2185e-07 | 0 | 700.8825 | 0.00015549 | 2021 | Mitigation | 0.08575 | 30 | 0 | esc | 0.0012005 | 2.6633e-10 | 0.00060025 | 1.3316e-10 | 0 | 0
[79 empty] | WLDFR | HFTD - Distribution - Tier 2 - 4QU CoRE ¦ 5QU LoRE | Non-Red Flag Warning - Small Fires | 2045 | 2.7552e-06 | 1.3776e-06 | 3.5424e-06 | 0.095486 | 0.044306 | 0.0019228 | 0.049257 | 0 | 0 | 0 | 0.002295 |  | 2.6308e-07 | 0 | 2.6308e-07 | 1.3154e-07 | 0 | 1.3154e-07 | 3.3825e-07 | 0 | 3.3825e-07 | [16 empty] | 7.3.1.3 Ignition probability mapping showing the probability of ignition along the electric lines and equipmentWLDFRAggregatedAggregated | WLDFR | HFTD - Distribution - Tier 2 - 5QU CoRE ¦ 1QU LoRE | Non-Red Flag Warning - Catastrophic Fires | Aggregated | Aggregated | 2022 | 2.2185e-07 | 0 | 700.8825 | 0.00015549 | 2022 | Mitigation | 0.08575 | 30 | 0 | esc | 0.0012005 | 2.6633e-10 | 0.00060025 | 1.3316e-10 | 0.0015435 | 3.4242e-10
[79 empty] | WLDFR | HFTD - Distribution - Tier 2 - 4QU CoRE ¦ 5QU LoRE | Non-Red Flag Warning - Small Fires | 2046 | 2.7552e-06 | 1.3776e-06 | 3.5424e-06 | 0.095486 | 0.044306 | 0.0019228 | 0.049257 | 0 | 0 | 0 | 0.002295 |  | 2.6308e-07 | 0 | 2.6308e-07 | 1.3154e-07 | 0 | 1.3154e-07 | 3.3825e-07 | 0 | 3.3825e-07 | [16 empty] | 7.3.1.3 Ignition probability mapping showing the probability of ignition along the electric lines and equipmentWLDFRAggregatedAggregated | WLDFR | HFTD - Distribution - Tier 2 - 5QU CoRE ¦ 1QU LoRE | Non-Red Flag Warning - Catastrophic Fires | Aggregated | Aggregated | 2023 | 2.2185e-07 | 0 | 700.8825 | 0.00015549 | 2023 | Mitigation | 0.08575 | 30 | 0 | esc | 0.0012005 | 2.6633e-10 | 0.00060025 | 1.3316e-10 | 0.0015435 | 3.4242e-10
[79 empty] | WLDFR | HFTD - Distribution - Tier 2 - 4QU CoRE ¦ 5QU LoRE | Non-Red Flag Warning - Small Fires | 2047 | 2.7552e-06 | 1.3776e-06 | 3.5424e-06 | 0.095486 | 0.044306 | 0.0019228 | 0.049257 | 0 | 0 | 0 | 0.002295 |  | 2.6308e-07 | 0 | 2.6308e-07 | 1.3154e-07 | 0 | 1.3154e-07 | 3.3825e-07 | 0 | 3.3825e-07 | [16 empty] | 7.3.1.3 Ignition probability mapping showing the probability of ignition along the electric lines and equipmentWLDFRAggregatedAggregated | WLDFR | HFTD - Distribution - Tier 2 - 5QU CoRE ¦ 1QU LoRE | Non-Red Flag Warning - Catastrophic Fires | Aggregated | Aggregated | 2024 | 2.2185e-07 | 0 | 700.8825 | 0.00015549 | 2024 | Mitigation | 0.08575 | 30 | 0 | esc | 0.0012005 | 2.6633e-10 | 0.00060025 | 1.3316e-10 | 0.0015435 | 3.4242e-10
[79 empty] | WLDFR | HFTD - Distribution - Tier 2 - 4QU CoRE ¦ 5QU LoRE | Non-Red Flag Warning - Small Fires | 2048 | 2.7552e-06 | 1.3776e-06 | 3.5424e-06 | 0.10007 | 0.04626 | 0.0020076 | 0.051804 | 0 | 0 | 0 | 0.002295 |  | 2.7572e-07 | 0 | 2.7572e-07 | 1.3786e-07 | 0 | 1.3786e-07 | 3.5449e-07 | 0 | 3.5449e-07 | [16 empty] | 7.3.1.3 Ignition probability mapping showing the probability of ignition along the electric lines and equipmentWLDFRAggregatedAggregated | WLDFR | HFTD - Distribution - Tier 2 - 5QU CoRE ¦ 1QU LoRE | Non-Red Flag Warning - Catastrophic Fires | Aggregated | Aggregated | 2025 | 2.2185e-07 | 0 | 700.8825 | 0.00015549 | 2025 | Mitigation | 0.08575 | 30 | 0 | esc | 0.0012005 | 2.6633e-10 | 0.00060025 | 1.3316e-10 | 0.0015435 | 3.4242e-10
[79 empty] | WLDFR | HFTD - Distribution - Tier 2 - 4QU CoRE ¦ 5QU LoRE | Non-Red Flag Warning - Small Fires | 2049 | 2.7552e-06 | 1.3776e-06 | 3.5424e-06 | 0.10007 | 0.04626 | 0.0020076 | 0.051804 | 0 | 0 | 0 | 0.002295 |  | 2.7572e-07 | 0 | 2.7572e-07 | 1.3786e-07 | 0 | 1.3786e-07 | 3.5449e-07 | 0 | 3.5449e-07 | [16 empty] | 7.3.1.3 Ignition probability mapping showing the probability of ignition along the electric lines and equipmentWLDFRAggregatedAggregated | WLDFR | HFTD - Distribution - Tier 2 - 5QU CoRE ¦ 1QU LoRE | Non-Red Flag Warning - Catastrophic Fires | Aggregated | Aggregated | 2026 | 2.2185e-07 | 0 | 700.8825 | 0.00015549 | 2026 | Mitigation | 0.08575 | 30 | 0 | esc | 0.0012005 | 2.6633e-10 | 0.00060025 | 1.3316e-10 | 0.0015435 | 3.4242e-10
[79 empty] | WLDFR | HFTD - Distribution - Tier 2 - 4QU CoRE ¦ 5QU LoRE | Non-Red Flag Warning - Small Fires | 2050 | 0 | 1.3776e-06 | 3.5424e-06 | 0.10007 | 0.04626 | 0.0020076 | 0.051804 | 0 | 0 | 0 | 0.002295 |  | 0 | 0 | 0 | 1.3786e-07 | 0 | 1.3786e-07 | 3.5449e-07 | 0 | 3.5449e-07 | [16 empty] | 7.3.1.3 Ignition probability mapping showing the probability of ignition along the electric lines and equipmentWLDFRAggregatedAggregated | WLDFR | HFTD - Distribution - Tier 2 - 5QU CoRE ¦ 1QU LoRE | Non-Red Flag Warning - Catastrophic Fires | Aggregated | Aggregated | 2027 | 2.2185e-07 | 0 | 700.8825 | 0.00015549 | 2027 | Mitigation | 0.08575 | 30 | 0 | esc | 0.0012005 | 2.6633e-10 | 0.00060025 | 1.3316e-10 | 0.0015435 | 3.4242e-10
[79 empty] | WLDFR | HFTD - Distribution - Tier 2 - 4QU CoRE ¦ 5QU LoRE | Non-Red Flag Warning - Small Fires | 2051 | 0 | 0 | 3.5424e-06 | 0.10007 | 0.04626 | 0.0020076 | 0.051804 | 0 | 0 | 0 | 0.002295 |  | 0 | 0 | 0 | 0 | 0 | 0 | 3.5449e-07 | 0 | 3.5449e-07 | [16 empty] | 7.3.1.3 Ignition probability mapping showing the probability of ignition along the electric lines and equipmentWLDFRAggregatedAggregated | WLDFR | HFTD - Distribution - Tier 2 - 5QU CoRE ¦ 1QU LoRE | Non-Red Flag Warning - Catastrophic Fires | Aggregated | Aggregated | 2028 | 2.2185e-07 | 0 | 700.8825 | 0.00015549 | 2028 | Mitigation | 0.08575 | 30 | 0 | esc | 0.0012005 | 2.6633e-10 | 0.00060025 | 1.3316e-10 | 0.0015435 | 3.4242e-10
[79 empty] | WLDFR | HFTD - Distribution - Tier 2 - 4QU CoRE ¦ 5QU LoRE | Red Flag Warning - Catastrophic Fires | 2020 | 6.7787e-09 | 0 | 0 | 14146.1306 | 222.2294 | 8585.7228 | 5338.1784 | 0 | 0 | 0 | 5.6465e-06 |  | 9.5892e-05 | 0 | 9.5892e-05 | 0 | 0 | 0 | 0 | 0 | 0 | [16 empty] | 7.3.1.3 Ignition probability mapping showing the probability of ignition along the electric lines and equipmentWLDFRAggregatedAggregated | WLDFR | HFTD - Distribution - Tier 2 - 5QU CoRE ¦ 1QU LoRE | Non-Red Flag Warning - Catastrophic Fires | Aggregated | Aggregated | 2029 | 2.2185e-07 | 0 | 700.8825 | 0.00015549 | 2029 | Mitigation | 0.08575 | 30 | 0 | esc | 0.0012005 | 2.6633e-10 | 0.00060025 | 1.3316e-10 | 0.0015435 | 3.4242e-10
[79 empty] | WLDFR | HFTD - Distribution - Tier 2 - 4QU CoRE ¦ 5QU LoRE | Red Flag Warning - Catastrophic Fires | 2021 | 6.7787e-09 | 3.3893e-09 | 0 | 14146.1306 | 222.2294 | 8585.7228 | 5338.1784 | 0 | 0 | 0 | 5.6465e-06 |  | 9.5892e-05 | 0 | 9.5892e-05 | 4.7946e-05 | 0 | 4.7946e-05 | 0 | 0 | 0 | [16 empty] | 7.3.1.3 Ignition probability mapping showing the probability of ignition along the electric lines and equipmentWLDFRAggregatedAggregated | WLDFR | HFTD - Distribution - Tier 2 - 5QU CoRE ¦ 1QU LoRE | Non-Red Flag Warning - Catastrophic Fires | Aggregated | Aggregated | 2030 | 2.2185e-07 | 0 | 700.8825 | 0.00015549 | 2030 | Mitigation | 0.08575 | 30 | 0 | esc | 0.0012005 | 2.6633e-10 | 0.00060025 | 1.3316e-10 | 0.0015435 | 3.4242e-10
[79 empty] | WLDFR | HFTD - Distribution - Tier 2 - 4QU CoRE ¦ 5QU LoRE | Red Flag Warning - Catastrophic Fires | 2022 | 6.7787e-09 | 3.3893e-09 | 8.7154e-09 | 14146.1306 | 222.2294 | 8585.7228 | 5338.1784 | 0 | 0 | 0 | 5.6465e-06 |  | 9.5892e-05 | 0 | 9.5892e-05 | 4.7946e-05 | 0 | 4.7946e-05 | 0.00012329 | 0 | 0.00012329 | [16 empty] | 7.3.1.3 Ignition probability mapping showing the probability of ignition along the electric lines and equipmentWLDFRAggregatedAggregated | WLDFR | HFTD - Distribution - Tier 2 - 5QU CoRE ¦ 1QU LoRE | Non-Red Flag Warning - Catastrophic Fires | Aggregated | Aggregated | 2031 | 2.2185e-07 | 0 | 700.8825 | 0.00015549 | 2031 | Mitigation | 0.08575 | 30 | 0 | esc | 0.0012005 | 2.6633e-10 | 0.00060025 | 1.3316e-10 | 0.0015435 | 3.4242e-10
[79 empty] | WLDFR | HFTD - Distribution - Tier 2 - 4QU CoRE ¦ 5QU LoRE | Red Flag Warning - Catastrophic Fires | 2023 | 6.7787e-09 | 3.3893e-09 | 8.7154e-09 | 14664.6376 | 233.2301 | 8896.516 | 5534.8915 | 0 | 0 | 0 | 5.6465e-06 |  | 9.9407e-05 | 0 | 9.9407e-05 | 4.9703e-05 | 0 | 4.9703e-05 | 0.00012781 | 0 | 0.00012781 | [16 empty] | 7.3.1.3 Ignition probability mapping showing the probability of ignition along the electric lines and equipmentWLDFRAggregatedAggregated | WLDFR | HFTD - Distribution - Tier 2 - 5QU CoRE ¦ 1QU LoRE | Non-Red Flag Warning - Catastrophic Fires | Aggregated | Aggregated | 2032 | 2.2185e-07 | 0 | 700.8825 | 0.00015549 | 2032 | Mitigation | 0.08575 | 30 | 0 | esc | 0.0012005 | 2.6633e-10 | 0.00060025 | 1.3316e-10 | 0.0015435 | 3.4242e-10
[79 empty] | WLDFR | HFTD - Distribution - Tier 2 - 4QU CoRE ¦ 5QU LoRE | Red Flag Warning - Catastrophic Fires | 2024 | 6.7787e-09 | 3.3893e-09 | 8.7154e-09 | 14664.6376 | 233.2301 | 8896.516 | 5534.8915 | 0 | 0 | 0 | 5.6465e-06 |  | 9.9407e-05 | 0 | 9.9407e-05 | 4.9703e-05 | 0 | 4.9703e-05 | 0.00012781 | 0 | 0.00012781 | [16 empty] | 7.3.1.3 Ignition probability mapping showing the probability of ignition along the electric lines and equipmentWLDFRAggregatedAggregated | WLDFR | HFTD - Distribution - Tier 2 - 5QU CoRE ¦ 1QU LoRE | Non-Red Flag Warning - Catastrophic Fires | Aggregated | Aggregated | 2033 | 2.2185e-07 | 0 | 700.8825 | 0.00015549 | 2033 | Mitigation | 0.08575 | 30 | 0 | esc | 0.0012005 | 2.6633e-10 | 0.00060025 | 1.3316e-10 | 0.0015435 | 3.4242e-10
[79 empty] | WLDFR | HFTD - Distribution - Tier 2 - 4QU CoRE ¦ 5QU LoRE | Red Flag Warning - Catastrophic Fires | 2025 | 6.7787e-09 | 3.3893e-09 | 8.7154e-09 | 14664.6376 | 233.2301 | 8896.516 | 5534.8915 | 0 | 0 | 0 | 5.6465e-06 |  | 9.9407e-05 | 0 | 9.9407e-05 | 4.9703e-05 | 0 | 4.9703e-05 | 0.00012781 | 0 | 0.00012781 | [16 empty] | 7.3.1.3 Ignition probability mapping showing the probability of ignition along the electric lines and equipmentWLDFRAggregatedAggregated | WLDFR | HFTD - Distribution - Tier 2 - 5QU CoRE ¦ 1QU LoRE | Non-Red Flag Warning - Catastrophic Fires | Aggregated | Aggregated | 2034 | 2.2185e-07 | 0 | 700.8825 | 0.00015549 | 2034 | Mitigation | 0.08575 | 30 | 0 | esc | 0.0012005 | 2.6633e-10 | 0.00060025 | 1.3316e-10 | 0.0015435 | 3.4242e-10
[79 empty] | WLDFR | HFTD - Distribution - Tier 2 - 4QU CoRE ¦ 5QU LoRE | Red Flag Warning - Catastrophic Fires | 2026 | 6.7787e-09 | 3.3893e-09 | 8.7154e-09 | 14664.6376 | 233.2301 | 8896.516 | 5534.8915 | 0 | 0 | 0 | 5.6465e-06 |  | 9.9407e-05 | 0 | 9.9407e-05 | 4.9703e-05 | 0 | 4.9703e-05 | 0.00012781 | 0 | 0.00012781 | [16 empty] | 7.3.1.3 Ignition probability mapping showing the probability of ignition along the electric lines and equipmentWLDFRAggregatedAggregated | WLDFR | HFTD - Distribution - Tier 2 - 5QU CoRE ¦ 1QU LoRE | Non-Red Flag Warning - Catastrophic Fires | Aggregated | Aggregated | 2035 | 2.2185e-07 | 0 | 700.8825 | 0.00015549 | 2035 | Mitigation | 0.08575 | 30 | 0 | esc | 0.0012005 | 2.6633e-10 | 0.00060025 | 1.3316e-10 | 0.0015435 | 3.4242e-10
[79 empty] | WLDFR | HFTD - Distribution - Tier 2 - 4QU CoRE ¦ 5QU LoRE | Red Flag Warning - Catastrophic Fires | 2027 | 6.7787e-09 | 3.3893e-09 | 8.7154e-09 | 14664.6376 | 233.2301 | 8896.516 | 5534.8915 | 0 | 0 | 0 | 5.6465e-06 |  | 9.9407e-05 | 0 | 9.9407e-05 | 4.9703e-05 | 0 | 4.9703e-05 | 0.00012781 | 0 | 0.00012781 | [16 empty] | 7.3.1.3 Ignition probability mapping showing the probability of ignition along the electric lines and equipmentWLDFRAggregatedAggregated | WLDFR | HFTD - Distribution - Tier 2 - 5QU CoRE ¦ 1QU LoRE | Non-Red Flag Warning - Catastrophic Fires | Aggregated | Aggregated | 2036 | 2.2185e-07 | 0 | 700.8825 | 0.00015549 | 2036 | Mitigation | 0.08575 | 30 | 0 | esc | 0.0012005 | 2.6633e-10 | 0.00060025 | 1.3316e-10 | 0.0015435 | 3.4242e-10
[79 empty] | WLDFR | HFTD - Distribution - Tier 2 - 4QU CoRE ¦ 5QU LoRE | Red Flag Warning - Catastrophic Fires | 2028 | 6.7787e-09 | 3.3893e-09 | 8.7154e-09 | 15317.9909 | 247.273 | 9287.6491 | 5783.0689 | 0 | 0 | 0 | 5.6465e-06 |  | 0.00010384 | 0 | 0.00010384 | 5.1918e-05 | 0 | 5.1918e-05 | 0.0001335 | 0 | 0.0001335 | [16 empty] | 7.3.1.3 Ignition probability mapping showing the probability of ignition along the electric lines and equipmentWLDFRAggregatedAggregated | WLDFR | HFTD - Distribution - Tier 2 - 5QU CoRE ¦ 1QU LoRE | Non-Red Flag Warning - Catastrophic Fires | Aggregated | Aggregated | 2037 | 2.2185e-07 | 0 | 700.8825 | 0.00015549 | 2037 | Mitigation | 0.08575 | 30 | 0 | esc | 0.0012005 | 2.6633e-10 | 0.00060025 | 1.3316e-10 | 0.0015435 | 3.4242e-10
[79 empty] | WLDFR | HFTD - Distribution - Tier 2 - 4QU CoRE ¦ 5QU LoRE | Red Flag Warning - Catastrophic Fires | 2029 | 6.7787e-09 | 3.3893e-09 | 8.7154e-09 | 15317.9909 | 247.273 | 9287.6491 | 5783.0689 | 0 | 0 | 0 | 5.6465e-06 |  | 0.00010384 | 0 | 0.00010384 | 5.1918e-05 | 0 | 5.1918e-05 | 0.0001335 | 0 | 0.0001335 | [16 empty] | 7.3.1.3 Ignition probability mapping showing the probability of ignition along the electric lines and equipmentWLDFRAggregatedAggregated | WLDFR | HFTD - Distribution - Tier 2 - 5QU CoRE ¦ 1QU LoRE | Non-Red Flag Warning - Catastrophic Fires | Aggregated | Aggregated | 2038 | 2.2185e-07 | 0 | 700.8825 | 0.00015549 | 2038 | Mitigation | 0.08575 | 30 | 0 | esc | 0.0012005 | 2.6633e-10 | 0.00060025 | 1.3316e-10 | 0.0015435 | 3.4242e-10
[79 empty] | WLDFR | HFTD - Distribution - Tier 2 - 4QU CoRE ¦ 5QU LoRE | Red Flag Warning - Catastrophic Fires | 2030 | 6.7787e-09 | 3.3893e-09 | 8.7154e-09 | 15317.9909 | 247.273 | 9287.6491 | 5783.0689 | 0 | 0 | 0 | 5.6465e-06 |  | 0.00010384 | 0 | 0.00010384 | 5.1918e-05 | 0 | 5.1918e-05 | 0.0001335 | 0 | 0.0001335 | [16 empty] | 7.3.1.3 Ignition probability mapping showing the probability of ignition along the electric lines and equipmentWLDFRAggregatedAggregated | WLDFR | HFTD - Distribution - Tier 2 - 5QU CoRE ¦ 1QU LoRE | Non-Red Flag Warning - Catastrophic Fires | Aggregated | Aggregated | 2039 | 2.2185e-07 | 0 | 700.8825 | 0.00015549 | 2039 | Mitigation | 0.08575 | 30 | 0 | esc | 0.0012005 | 2.6633e-10 | 0.00060025 | 1.3316e-10 | 0.0015435 | 3.4242e-10
[79 empty] | WLDFR | HFTD - Distribution - Tier 2 - 4QU CoRE ¦ 5QU LoRE | Red Flag Warning - Catastrophic Fires | 2031 | 6.7787e-09 | 3.3893e-09 | 8.7154e-09 | 15317.9909 | 247.273 | 9287.6491 | 5783.0689 | 0 | 0 | 0 | 5.6465e-06 |  | 0.00010384 | 0 | 0.00010384 | 5.1918e-05 | 0 | 5.1918e-05 | 0.0001335 | 0 | 0.0001335 | [16 empty] | 7.3.1.3 Ignition probability mapping showing the probability of ignition along the electric lines and equipmentWLDFRAggregatedAggregated | WLDFR | HFTD - Distribution - Tier 2 - 5QU CoRE ¦ 1QU LoRE | Non-Red Flag Warning - Catastrophic Fires | Aggregated | Aggregated | 2040 | 2.2185e-07 | 0 | 700.8825 | 0.00015549 | 2040 | Mitigation | 0.08575 | 30 | 0 | esc | 0.0012005 | 2.6633e-10 | 0.00060025 | 1.3316e-10 | 0.0015435 | 3.4242e-10
[79 empty] | WLDFR | HFTD - Distribution - Tier 2 - 4QU CoRE ¦ 5QU LoRE | Red Flag Warning - Catastrophic Fires | 2032 | 6.7787e-09 | 3.3893e-09 | 8.7154e-09 | 15317.9909 | 247.273 | 9287.6491 | 5783.0689 | 0 | 0 | 0 | 5.6465e-06 |  | 0.00010384 | 0 | 0.00010384 | 5.1918e-05 | 0 | 5.1918e-05 | 0.0001335 | 0 | 0.0001335 | [16 empty] | 7.3.1.3 Ignition probability mapping showing the probability of ignition along the electric lines and equipmentWLDFRAggregatedAggregated | WLDFR | HFTD - Distribution - Tier 2 - 5QU CoRE ¦ 1QU LoRE | Non-Red Flag Warning - Catastrophic Fires | Aggregated | Aggregated | 2041 | 2.2185e-07 | 0 | 700.8825 | 0.00015549 | 2041 | Mitigation | 0.08575 | 30 | 0 | esc | 0.0012005 | 2.6633e-10 | 0.00060025 | 1.3316e-10 | 0.0015435 | 3.4242e-10
[79 empty] | WLDFR | HFTD - Distribution - Tier 2 - 4QU CoRE ¦ 5QU LoRE | Red Flag Warning - Catastrophic Fires | 2033 | 6.7787e-09 | 3.3893e-09 | 8.7154e-09 | 16044.1264 | 263.1074 | 9721.74 | 6059.2791 | 0 | 0 | 0 | 5.6465e-06 |  | 0.00010876 | 0 | 0.00010876 | 5.4379e-05 | 0 | 5.4379e-05 | 0.00013983 | 0 | 0.00013983 | [16 empty] | 7.3.1.3 Ignition probability mapping showing the probability of ignition along the electric lines and equipmentWLDFRAggregatedAggregated | WLDFR | HFTD - Distribution - Tier 2 - 5QU CoRE ¦ 1QU LoRE | Non-Red Flag Warning - Catastrophic Fires | Aggregated | Aggregated | 2042 | 2.2185e-07 | 0 | 700.8825 | 0.00015549 | 2042 | Mitigation | 0.08575 | 30 | 0 | esc | 0.0012005 | 2.6633e-10 | 0.00060025 | 1.3316e-10 | 0.0015435 | 3.4242e-10
[79 empty] | WLDFR | HFTD - Distribution - Tier 2 - 4QU CoRE ¦ 5QU LoRE | Red Flag Warning - Catastrophic Fires | 2034 | 6.7787e-09 | 3.3893e-09 | 8.7154e-09 | 16044.1264 | 263.1074 | 9721.74 | 6059.2791 | 0 | 0 | 0 | 5.6465e-06 |  | 0.00010876 | 0 | 0.00010876 | 5.4379e-05 | 0 | 5.4379e-05 | 0.00013983 | 0 | 0.00013983 | [16 empty] | 7.3.1.3 Ignition probability mapping showing the probability of ignition along the electric lines and equipmentWLDFRAggregatedAggregated | WLDFR | HFTD - Distribution - Tier 2 - 5QU CoRE ¦ 1QU LoRE | Non-Red Flag Warning - Catastrophic Fires | Aggregated | Aggregated | 2043 | 2.2185e-07 | 0 | 700.8825 | 0.00015549 | 2043 | Mitigation | 0.08575 | 30 | 0 | esc | 0.0012005 | 2.6633e-10 | 0.00060025 | 1.3316e-10 | 0.0015435 | 3.4242e-10
[79 empty] | WLDFR | HFTD - Distribution - Tier 2 - 4QU CoRE ¦ 5QU LoRE | Red Flag Warning - Catastrophic Fires | 2035 | 6.7787e-09 | 3.3893e-09 | 8.7154e-09 | 16044.1264 | 263.1074 | 9721.74 | 6059.2791 | 0 | 0 | 0 | 5.6465e-06 |  | 0.00010876 | 0 | 0.00010876 | 5.4379e-05 | 0 | 5.4379e-05 | 0.00013983 | 0 | 0.00013983 | [16 empty] | 7.3.1.3 Ignition probability mapping showing the probability of ignition along the electric lines and equipmentWLDFRAggregatedAggregated | WLDFR | HFTD - Distribution - Tier 2 - 5QU CoRE ¦ 1QU LoRE | Non-Red Flag Warning - Catastrophic Fires | Aggregated | Aggregated | 2044 | 2.2185e-07 | 0 | 700.8825 | 0.00015549 | 2044 | Mitigation | 0.08575 | 30 | 0 | esc | 0.0012005 | 2.6633e-10 | 0.00060025 | 1.3316e-10 | 0.0015435 | 3.4242e-10
[79 empty] | WLDFR | HFTD - Distribution - Tier 2 - 4QU CoRE ¦ 5QU LoRE | Red Flag Warning - Catastrophic Fires | 2036 | 6.7787e-09 | 3.3893e-09 | 8.7154e-09 | 16044.1264 | 263.1074 | 9721.74 | 6059.2791 | 0 | 0 | 0 | 5.6465e-06 |  | 0.00010876 | 0 | 0.00010876 | 5.4379e-05 | 0 | 5.4379e-05 | 0.00013983 | 0 | 0.00013983 | [16 empty] | 7.3.1.3 Ignition probability mapping showing the probability of ignition along the electric lines and equipmentWLDFRAggregatedAggregated | WLDFR | HFTD - Distribution - Tier 2 - 5QU CoRE ¦ 1QU LoRE | Non-Red Flag Warning - Catastrophic Fires | Aggregated | Aggregated | 2045 | 2.2185e-07 | 0 | 700.8825 | 0.00015549 | 2045 | Mitigation | 0.08575 | 30 | 0 | esc | 0.0012005 | 2.6633e-10 | 0.00060025 | 1.3316e-10 | 0.0015435 | 3.4242e-10
[79 empty] | WLDFR | HFTD - Distribution - Tier 2 - 4QU CoRE ¦ 5QU LoRE | Red Flag Warning - Catastrophic Fires | 2037 | 6.7787e-09 | 3.3893e-09 | 8.7154e-09 | 16044.1264 | 263.1074 | 9721.74 | 6059.2791 | 0 | 0 | 0 | 5.6465e-06 |  | 0.00010876 | 0 | 0.00010876 | 5.4379e-05 | 0 | 5.4379e-05 | 0.00013983 | 0 | 0.00013983 | [16 empty] | 7.3.1.3 Ignition probability mapping showing the probability of ignition along the electric lines and equipmentWLDFRAggregatedAggregated | WLDFR | HFTD - Distribution - Tier 2 - 5QU CoRE ¦ 1QU LoRE | Non-Red Flag Warning - Catastrophic Fires | Aggregated | Aggregated | 2046 | 2.2185e-07 | 0 | 700.8825 | 0.00015549 | 2046 | Mitigation | 0.08575 | 30 | 0 | esc | 0.0012005 | 2.6633e-10 | 0.00060025 | 1.3316e-10 | 0.0015435 | 3.4242e-10
[79 empty] | WLDFR | HFTD - Distribution - Tier 2 - 4QU CoRE ¦ 5QU LoRE | Red Flag Warning - Catastrophic Fires | 2038 | 6.7787e-09 | 3.3893e-09 | 8.7154e-09 | 16832.3912 | 280.5544 | 10192.2718 | 6359.5651 | 0 | 0 | 0 | 5.6465e-06 |  | 0.0001141 | 0 | 0.0001141 | 5.705e-05 | 0 | 5.705e-05 | 0.0001467 | 0 | 0.0001467 | [16 empty] | 7.3.1.3 Ignition probability mapping showing the probability of ignition along the electric lines and equipmentWLDFRAggregatedAggregated | WLDFR | HFTD - Distribution - Tier 2 - 5QU CoRE ¦ 1QU LoRE | Non-Red Flag Warning - Catastrophic Fires | Aggregated | Aggregated | 2047 | 2.2185e-07 | 0 | 700.8825 | 0.00015549 | 2047 | Mitigation | 0.08575 | 30 | 0 | esc | 0.0012005 | 2.6633e-10 | 0.00060025 | 1.3316e-10 | 0.0015435 | 3.4242e-10
[79 empty] | WLDFR | HFTD - Distribution - Tier 2 - 4QU CoRE ¦ 5QU LoRE | Red Flag Warning - Catastrophic Fires | 2039 | 6.7787e-09 | 3.3893e-09 | 8.7154e-09 | 16832.3912 | 280.5544 | 10192.2718 | 6359.5651 | 0 | 0 | 0 | 5.6465e-06 |  | 0.0001141 | 0 | 0.0001141 | 5.705e-05 | 0 | 5.705e-05 | 0.0001467 | 0 | 0.0001467 | [16 empty] | 7.3.1.3 Ignition probability mapping showing the probability of ignition along the electric lines and equipmentWLDFRAggregatedAggregated | WLDFR | HFTD - Distribution - Tier 2 - 5QU CoRE ¦ 1QU LoRE | Non-Red Flag Warning - Catastrophic Fires | Aggregated | Aggregated | 2048 | 2.2185e-07 | 0 | 700.8825 | 0.00015549 | 2048 | Mitigation | 0.08575 | 30 | 0 | esc | 0.0012005 | 2.6633e-10 | 0.00060025 | 1.3316e-10 | 0.0015435 | 3.4242e-10
[79 empty] | WLDFR | HFTD - Distribution - Tier 2 - 4QU CoRE ¦ 5QU LoRE | Red Flag Warning - Catastrophic Fires | 2040 | 6.7787e-09 | 3.3893e-09 | 8.7154e-09 | 16832.3912 | 280.5544 | 10192.2718 | 6359.5651 | 0 | 0 | 0 | 5.6465e-06 |  | 0.0001141 | 0 | 0.0001141 | 5.705e-05 | 0 | 5.705e-05 | 0.0001467 | 0 | 0.0001467 | [16 empty] | 7.3.1.3 Ignition probability mapping showing the probability of ignition along the electric lines and equipmentWLDFRAggregatedAggregated | WLDFR | HFTD - Distribution - Tier 2 - 5QU CoRE ¦ 1QU LoRE | Non-Red Flag Warning - Catastrophic Fires | Aggregated | Aggregated | 2049 | 2.2185e-07 | 0 | 700.8825 | 0.00015549 | 2049 | Mitigation | 0.08575 | 30 | 0 | esc | 0.0012005 | 2.6633e-10 | 0.00060025 | 1.3316e-10 | 0.0015435 | 3.4242e-10
[79 empty] | WLDFR | HFTD - Distribution - Tier 2 - 4QU CoRE ¦ 5QU LoRE | Red Flag Warning - Catastrophic Fires | 2041 | 6.7787e-09 | 3.3893e-09 | 8.7154e-09 | 16832.3912 | 280.5544 | 10192.2718 | 6359.5651 | 0 | 0 | 0 | 5.6465e-06 |  | 0.0001141 | 0 | 0.0001141 | 5.705e-05 | 0 | 5.705e-05 | 0.0001467 | 0 | 0.0001467 | [16 empty] | 7.3.1.3 Ignition probability mapping showing the probability of ignition along the electric lines and equipmentWLDFRAggregatedAggregated | WLDFR | HFTD - Distribution - Tier 2 - 5QU CoRE ¦ 1QU LoRE | Non-Red Flag Warning - Catastrophic Fires | Aggregated | Aggregated | 2050 | 2.2185e-07 | 0 | 700.8825 | 0.00015549 | 2050 | Mitigation | 0.08575 | 30 | 0 | esc | 0 | 0 | 0.00060025 | 1.3316e-10 | 0.0015435 | 3.4242e-10
[79 empty] | WLDFR | HFTD - Distribution - Tier 2 - 4QU CoRE ¦ 5QU LoRE | Red Flag Warning - Catastrophic Fires | 2042 | 6.7787e-09 | 3.3893e-09 | 8.7154e-09 | 16832.3912 | 280.5544 | 10192.2718 | 6359.5651 | 0 | 0 | 0 | 5.6465e-06 |  | 0.0001141 | 0 | 0.0001141 | 5.705e-05 | 0 | 5.705e-05 | 0.0001467 | 0 | 0.0001467 | [16 empty] | 7.3.1.3 Ignition probability mapping showing the probability of ignition along the electric lines and equipmentWLDFRAggregatedAggregated | WLDFR | HFTD - Distribution - Tier 2 - 5QU CoRE ¦ 1QU LoRE | Non-Red Flag Warning - Catastrophic Fires | Aggregated | Aggregated | 2051 | 2.2185e-07 | 0 | 700.8825 | 0.00015549 | 2051 | Mitigation | 0.08575 | 30 | 0 | esc | 0 | 0 | 0 | 0 | 0.0015435 | 3.4242e-10
[79 empty] | WLDFR | HFTD - Distribution - Tier 2 - 4QU CoRE ¦ 5QU LoRE | Red Flag Warning - Catastrophic Fires | 2043 | 6.7787e-09 | 3.3893e-09 | 8.7154e-09 | 17672.0852 | 299.42 | 10692.7362 | 6679.929 | 0 | 0 | 0 | 5.6465e-06 |  | 0.00011979 | 0 | 0.00011979 | 5.9896e-05 | 0 | 5.9896e-05 | 0.00015402 | 0 | 0.00015402 | [16 empty] | 7.3.1.3 Ignition probability mapping showing the probability of ignition along the electric lines and equipmentWLDFRAggregatedAggregated | WLDFR | HFTD - Distribution - Tier 2 - 5QU CoRE ¦ 1QU LoRE | Non-Red Flag Warning - Destructive Fires | Aggregated | Aggregated | 2021 | 2.6682e-07 | 0 | 700.8825 | 0.00018701 | 2021 | Mitigation | 0.08575 | 30 | 0 | esc | 0.0012005 | 3.2031e-10 | 0.00060025 | 1.6016e-10 | 0 | 0
[79 empty] | WLDFR | HFTD - Distribution - Tier 2 - 4QU CoRE ¦ 5QU LoRE | Red Flag Warning - Catastrophic Fires | 2044 | 6.7787e-09 | 3.3893e-09 | 8.7154e-09 | 17672.0852 | 299.42 | 10692.7362 | 6679.929 | 0 | 0 | 0 | 5.6465e-06 |  | 0.00011979 | 0 | 0.00011979 | 5.9896e-05 | 0 | 5.9896e-05 | 0.00015402 | 0 | 0.00015402 | [16 empty] | 7.3.1.3 Ignition probability mapping showing the probability of ignition along the electric lines and equipmentWLDFRAggregatedAggregated | WLDFR | HFTD - Distribution - Tier 2 - 5QU CoRE ¦ 1QU LoRE | Non-Red Flag Warning - Destructive Fires | Aggregated | Aggregated | 2022 | 2.6682e-07 | 0 | 700.8825 | 0.00018701 | 2022 | Mitigation | 0.08575 | 30 | 0 | esc | 0.0012005 | 3.2031e-10 | 0.00060025 | 1.6016e-10 | 0.0015435 | 4.1183e-10
[79 empty] | WLDFR | HFTD - Distribution - Tier 2 - 4QU CoRE ¦ 5QU LoRE | Red Flag Warning - Catastrophic Fires | 2045 | 6.7787e-09 | 3.3893e-09 | 8.7154e-09 | 17672.0852 | 299.42 | 10692.7362 | 6679.929 | 0 | 0 | 0 | 5.6465e-06 |  | 0.00011979 | 0 | 0.00011979 | 5.9896e-05 | 0 | 5.9896e-05 | 0.00015402 | 0 | 0.00015402 | [16 empty] | 7.3.1.3 Ignition probability mapping showing the probability of ignition along the electric lines and equipmentWLDFRAggregatedAggregated | WLDFR | HFTD - Distribution - Tier 2 - 5QU CoRE ¦ 1QU LoRE | Non-Red Flag Warning - Destructive Fires | Aggregated | Aggregated | 2023 | 2.6682e-07 | 0 | 700.8825 | 0.00018701 | 2023 | Mitigation | 0.08575 | 30 | 0 | esc | 0.0012005 | 3.2031e-10 | 0.00060025 | 1.6016e-10 | 0.0015435 | 4.1183e-10
[79 empty] | WLDFR | HFTD - Distribution - Tier 2 - 4QU CoRE ¦ 5QU LoRE | Red Flag Warning - Catastrophic Fires | 2046 | 6.7787e-09 | 3.3893e-09 | 8.7154e-09 | 17672.0852 | 299.42 | 10692.7362 | 6679.929 | 0 | 0 | 0 | 5.6465e-06 |  | 0.00011979 | 0 | 0.00011979 | 5.9896e-05 | 0 | 5.9896e-05 | 0.00015402 | 0 | 0.00015402 | [16 empty] | 7.3.1.3 Ignition probability mapping showing the probability of ignition along the electric lines and equipmentWLDFRAggregatedAggregated | WLDFR | HFTD - Distribution - Tier 2 - 5QU CoRE ¦ 1QU LoRE | Non-Red Flag Warning - Destructive Fires | Aggregated | Aggregated | 2024 | 2.6682e-07 | 0 | 700.8825 | 0.00018701 | 2024 | Mitigation | 0.08575 | 30 | 0 | esc | 0.0012005 | 3.2031e-10 | 0.00060025 | 1.6016e-10 | 0.0015435 | 4.1183e-10
[79 empty] | WLDFR | HFTD - Distribution - Tier 2 - 4QU CoRE ¦ 5QU LoRE | Red Flag Warning - Catastrophic Fires | 2047 | 6.7787e-09 | 3.3893e-09 | 8.7154e-09 | 17672.0852 | 299.42 | 10692.7362 | 6679.929 | 0 | 0 | 0 | 5.6465e-06 |  | 0.00011979 | 0 | 0.00011979 | 5.9896e-05 | 0 | 5.9896e-05 | 0.00015402 | 0 | 0.00015402 | [16 empty] | 7.3.1.3 Ignition probability mapping showing the probability of ignition along the electric lines and equipmentWLDFRAggregatedAggregated | WLDFR | HFTD - Distribution - Tier 2 - 5QU CoRE ¦ 1QU LoRE | Non-Red Flag Warning - Destructive Fires | Aggregated | Aggregated | 2025 | 2.6682e-07 | 0 | 700.8825 | 0.00018701 | 2025 | Mitigation | 0.08575 | 30 | 0 | esc | 0.0012005 | 3.2031e-10 | 0.00060025 | 1.6016e-10 | 0.0015435 | 4.1183e-10
[79 empty] | WLDFR | HFTD - Distribution - Tier 2 - 4QU CoRE ¦ 5QU LoRE | Red Flag Warning - Catastrophic Fires | 2048 | 6.7787e-09 | 3.3893e-09 | 8.7154e-09 | 18552.3348 | 319.4911 | 11216.5626 | 7016.281 | 0 | 0 | 0 | 5.6465e-06 |  | 0.00012576 | 0 | 0.00012576 | 6.288e-05 | 0 | 6.288e-05 | 0.00016169 | 0 | 0.00016169 | [16 empty] | 7.3.1.3 Ignition probability mapping showing the probability of ignition along the electric lines and equipmentWLDFRAggregatedAggregated | WLDFR | HFTD - Distribution - Tier 2 - 5QU CoRE ¦ 1QU LoRE | Non-Red Flag Warning - Destructive Fires | Aggregated | Aggregated | 2026 | 2.6682e-07 | 0 | 700.8825 | 0.00018701 | 2026 | Mitigation | 0.08575 | 30 | 0 | esc | 0.0012005 | 3.2031e-10 | 0.00060025 | 1.6016e-10 | 0.0015435 | 4.1183e-10
[79 empty] | WLDFR | HFTD - Distribution - Tier 2 - 4QU CoRE ¦ 5QU LoRE | Red Flag Warning - Catastrophic Fires | 2049 | 6.7787e-09 | 3.3893e-09 | 8.7154e-09 | 18552.3348 | 319.4911 | 11216.5626 | 7016.281 | 0 | 0 | 0 | 5.6465e-06 |  | 0.00012576 | 0 | 0.00012576 | 6.288e-05 | 0 | 6.288e-05 | 0.00016169 | 0 | 0.00016169 | [16 empty] | 7.3.1.3 Ignition probability mapping showing the probability of ignition along the electric lines and equipmentWLDFRAggregatedAggregated | WLDFR | HFTD - Distribution - Tier 2 - 5QU CoRE ¦ 1QU LoRE | Non-Red Flag Warning - Destructive Fires | Aggregated | Aggregated | 2027 | 2.6682e-07 | 0 | 700.8825 | 0.00018701 | 2027 | Mitigation | 0.08575 | 30 | 0 | esc | 0.0012005 | 3.2031e-10 | 0.00060025 | 1.6016e-10 | 0.0015435 | 4.1183e-10
[79 empty] | WLDFR | HFTD - Distribution - Tier 2 - 4QU CoRE ¦ 5QU LoRE | Red Flag Warning - Catastrophic Fires | 2050 | 0 | 3.3893e-09 | 8.7154e-09 | 18552.3348 | 319.4911 | 11216.5626 | 7016.281 | 0 | 0 | 0 | 5.6465e-06 |  | 0 | 0 | 0 | 6.288e-05 | 0 | 6.288e-05 | 0.00016169 | 0 | 0.00016169 | [16 empty] | 7.3.1.3 Ignition probability mapping showing the probability of ignition along the electric lines and equipmentWLDFRAggregatedAggregated | WLDFR | HFTD - Distribution - Tier 2 - 5QU CoRE ¦ 1QU LoRE | Non-Red Flag Warning - Destructive Fires | Aggregated | Aggregated | 2028 | 2.6682e-07 | 0 | 700.8825 | 0.00018701 | 2028 | Mitigation | 0.08575 | 30 | 0 | esc | 0.0012005 | 3.2031e-10 | 0.00060025 | 1.6016e-10 | 0.0015435 | 4.1183e-10
[79 empty] | WLDFR | HFTD - Distribution - Tier 2 - 4QU CoRE ¦ 5QU LoRE | Red Flag Warning - Catastrophic Fires | 2051 | 0 | 0 | 8.7154e-09 | 18552.3348 | 319.4911 | 11216.5626 | 7016.281 | 0 | 0 | 0 | 5.6465e-06 |  | 0 | 0 | 0 | 0 | 0 | 0 | 0.00016169 | 0 | 0.00016169 | [16 empty] | 7.3.1.3 Ignition probability mapping showing the probability of ignition along the electric lines and equipmentWLDFRAggregatedAggregated | WLDFR | HFTD - Distribution - Tier 2 - 5QU CoRE ¦ 1QU LoRE | Non-Red Flag Warning - Destructive Fires | Aggregated | Aggregated | 2029 | 2.6682e-07 | 0 | 700.8825 | 0.00018701 | 2029 | Mitigation | 0.08575 | 30 | 0 | esc | 0.0012005 | 3.2031e-10 | 0.00060025 | 1.6016e-10 | 0.0015435 | 4.1183e-10
[79 empty] | WLDFR | HFTD - Distribution - Tier 2 - 4QU CoRE ¦ 5QU LoRE | Red Flag Warning - Destructive Fires | 2020 | 1.1379e-09 | 0 | 0 | 8807.9522 | 222.2294 | 8585.7228 | 0 | 0 | 0 | 0 | 9.4781e-07 |  | 1.0022e-05 | 0 | 1.0022e-05 | 0 | 0 | 0 | 0 | 0 | 0 | [16 empty] | 7.3.1.3 Ignition probability mapping showing the probability of ignition along the electric lines and equipmentWLDFRAggregatedAggregated | WLDFR | HFTD - Distribution - Tier 2 - 5QU CoRE ¦ 1QU LoRE | Non-Red Flag Warning - Destructive Fires | Aggregated | Aggregated | 2030 | 2.6682e-07 | 0 | 700.8825 | 0.00018701 | 2030 | Mitigation | 0.08575 | 30 | 0 | esc | 0.0012005 | 3.2031e-10 | 0.00060025 | 1.6016e-10 | 0.0015435 | 4.1183e-10
[79 empty] | WLDFR | HFTD - Distribution - Tier 2 - 4QU CoRE ¦ 5QU LoRE | Red Flag Warning - Destructive Fires | 2021 | 1.1379e-09 | 5.6893e-10 | 0 | 8807.9522 | 222.2294 | 8585.7228 | 0 | 0 | 0 | 0 | 9.4781e-07 |  | 1.0022e-05 | 0 | 1.0022e-05 | 5.0111e-06 | 0 | 5.0111e-06 | 0 | 0 | 0 | [16 empty] | 7.3.1.3 Ignition probability mapping showing the probability of ignition along the electric lines and equipmentWLDFRAggregatedAggregated | WLDFR | HFTD - Distribution - Tier 2 - 5QU CoRE ¦ 1QU LoRE | Non-Red Flag Warning - Destructive Fires | Aggregated | Aggregated | 2031 | 2.6682e-07 | 0 | 700.8825 | 0.00018701 | 2031 | Mitigation | 0.08575 | 30 | 0 | esc | 0.0012005 | 3.2031e-10 | 0.00060025 | 1.6016e-10 | 0.0015435 | 4.1183e-10
[79 empty] | WLDFR | HFTD - Distribution - Tier 2 - 4QU CoRE ¦ 5QU LoRE | Red Flag Warning - Destructive Fires | 2022 | 1.1379e-09 | 5.6893e-10 | 1.463e-09 | 8807.9522 | 222.2294 | 8585.7228 | 0 | 0 | 0 | 0 | 9.4781e-07 |  | 1.0022e-05 | 0 | 1.0022e-05 | 5.0111e-06 | 0 | 5.0111e-06 | 1.2886e-05 | 0 | 1.2886e-05 | [16 empty] | 7.3.1.3 Ignition probability mapping showing the probability of ignition along the electric lines and equipmentWLDFRAggregatedAggregated | WLDFR | HFTD - Distribution - Tier 2 - 5QU CoRE ¦ 1QU LoRE | Non-Red Flag Warning - Destructive Fires | Aggregated | Aggregated | 2032 | 2.6682e-07 | 0 | 700.8825 | 0.00018701 | 2032 | Mitigation | 0.08575 | 30 | 0 | esc | 0.0012005 | 3.2031e-10 | 0.00060025 | 1.6016e-10 | 0.0015435 | 4.1183e-10
[79 empty] | WLDFR | HFTD - Distribution - Tier 2 - 4QU CoRE ¦ 5QU LoRE | Red Flag Warning - Destructive Fires | 2023 | 1.1379e-09 | 5.6893e-10 | 1.463e-09 | 9129.7461 | 233.2301 | 8896.516 | 0 | 0 | 0 | 0 | 9.4781e-07 |  | 1.0388e-05 | 0 | 1.0388e-05 | 5.1941e-06 | 0 | 5.1941e-06 | 1.3356e-05 | 0 | 1.3356e-05 | [16 empty] | 7.3.1.3 Ignition probability mapping showing the probability of ignition along the electric lines and equipmentWLDFRAggregatedAggregated | WLDFR | HFTD - Distribution - Tier 2 - 5QU CoRE ¦ 1QU LoRE | Non-Red Flag Warning - Destructive Fires | Aggregated | Aggregated | 2033 | 2.6682e-07 | 0 | 700.8825 | 0.00018701 | 2033 | Mitigation | 0.08575 | 30 | 0 | esc | 0.0012005 | 3.2031e-10 | 0.00060025 | 1.6016e-10 | 0.0015435 | 4.1183e-10
[79 empty] | WLDFR | HFTD - Distribution - Tier 2 - 4QU CoRE ¦ 5QU LoRE | Red Flag Warning - Destructive Fires | 2024 | 1.1379e-09 | 5.6893e-10 | 1.463e-09 | 9129.7461 | 233.2301 | 8896.516 | 0 | 0 | 0 | 0 | 9.4781e-07 |  | 1.0388e-05 | 0 | 1.0388e-05 | 5.1941e-06 | 0 | 5.1941e-06 | 1.3356e-05 | 0 | 1.3356e-05 | [16 empty] | 7.3.1.3 Ignition probability mapping showing the probability of ignition along the electric lines and equipmentWLDFRAggregatedAggregated | WLDFR | HFTD - Distribution - Tier 2 - 5QU CoRE ¦ 1QU LoRE | Non-Red Flag Warning - Destructive Fires | Aggregated | Aggregated | 2034 | 2.6682e-07 | 0 | 700.8825 | 0.00018701 | 2034 | Mitigation | 0.08575 | 30 | 0 | esc | 0.0012005 | 3.2031e-10 | 0.00060025 | 1.6016e-10 | 0.0015435 | 4.1183e-10
[79 empty] | WLDFR | HFTD - Distribution - Tier 2 - 4QU CoRE ¦ 5QU LoRE | Red Flag Warning - Destructive Fires | 2025 | 1.1379e-09 | 5.6893e-10 | 1.463e-09 | 9129.7461 | 233.2301 | 8896.516 | 0 | 0 | 0 | 0 | 9.4781e-07 |  | 1.0388e-05 | 0 | 1.0388e-05 | 5.1941e-06 | 0 | 5.1941e-06 | 1.3356e-05 | 0 | 1.3356e-05 | [16 empty] | 7.3.1.3 Ignition probability mapping showing the probability of ignition along the electric lines and equipmentWLDFRAggregatedAggregated | WLDFR | HFTD - Distribution - Tier 2 - 5QU CoRE ¦ 1QU LoRE | Non-Red Flag Warning - Destructive Fires | Aggregated | Aggregated | 2035 | 2.6682e-07 | 0 | 700.8825 | 0.00018701 | 2035 | Mitigation | 0.08575 | 30 | 0 | esc | 0.0012005 | 3.2031e-10 | 0.00060025 | 1.6016e-10 | 0.0015435 | 4.1183e-10
[79 empty] | WLDFR | HFTD - Distribution - Tier 2 - 4QU CoRE ¦ 5QU LoRE | Red Flag Warning - Destructive Fires | 2026 | 1.1379e-09 | 5.6893e-10 | 1.463e-09 | 9129.7461 | 233.2301 | 8896.516 | 0 | 0 | 0 | 0 | 9.4781e-07 |  | 1.0388e-05 | 0 | 1.0388e-05 | 5.1941e-06 | 0 | 5.1941e-06 | 1.3356e-05 | 0 | 1.3356e-05 | [16 empty] | 7.3.1.3 Ignition probability mapping showing the probability of ignition along the electric lines and equipmentWLDFRAggregatedAggregated | WLDFR | HFTD - Distribution - Tier 2 - 5QU CoRE ¦ 1QU LoRE | Non-Red Flag Warning - Destructive Fires | Aggregated | Aggregated | 2036 | 2.6682e-07 | 0 | 700.8825 | 0.00018701 | 2036 | Mitigation | 0.08575 | 30 | 0 | esc | 0.0012005 | 3.2031e-10 | 0.00060025 | 1.6016e-10 | 0.0015435 | 4.1183e-10
[79 empty] | WLDFR | HFTD - Distribution - Tier 2 - 4QU CoRE ¦ 5QU LoRE | Red Flag Warning - Destructive Fires | 2027 | 1.1379e-09 | 5.6893e-10 | 1.463e-09 | 9129.7461 | 233.2301 | 8896.516 | 0 | 0 | 0 | 0 | 9.4781e-07 |  | 1.0388e-05 | 0 | 1.0388e-05 | 5.1941e-06 | 0 | 5.1941e-06 | 1.3356e-05 | 0 | 1.3356e-05 | [16 empty] | 7.3.1.3 Ignition probability mapping showing the probability of ignition along the electric lines and equipmentWLDFRAggregatedAggregated | WLDFR | HFTD - Distribution - Tier 2 - 5QU CoRE ¦ 1QU LoRE | Non-Red Flag Warning - Destructive Fires | Aggregated | Aggregated | 2037 | 2.6682e-07 | 0 | 700.8825 | 0.00018701 | 2037 | Mitigation | 0.08575 | 30 | 0 | esc | 0.0012005 | 3.2031e-10 | 0.00060025 | 1.6016e-10 | 0.0015435 | 4.1183e-10
[79 empty] | WLDFR | HFTD - Distribution - Tier 2 - 4QU CoRE ¦ 5QU LoRE | Red Flag Warning - Destructive Fires | 2028 | 1.1379e-09 | 5.6893e-10 | 1.463e-09 | 9534.9221 | 247.273 | 9287.6491 | 0 | 0 | 0 | 0 | 9.4781e-07 |  | 1.0849e-05 | 0 | 1.0849e-05 | 5.4247e-06 | 0 | 5.4247e-06 | 1.3949e-05 | 0 | 1.3949e-05 | [16 empty] | 7.3.1.3 Ignition probability mapping showing the probability of ignition along the electric lines and equipmentWLDFRAggregatedAggregated | WLDFR | HFTD - Distribution - Tier 2 - 5QU CoRE ¦ 1QU LoRE | Non-Red Flag Warning - Destructive Fires | Aggregated | Aggregated | 2038 | 2.6682e-07 | 0 | 700.8825 | 0.00018701 | 2038 | Mitigation | 0.08575 | 30 | 0 | esc | 0.0012005 | 3.2031e-10 | 0.00060025 | 1.6016e-10 | 0.0015435 | 4.1183e-10
[79 empty] | WLDFR | HFTD - Distribution - Tier 2 - 4QU CoRE ¦ 5QU LoRE | Red Flag Warning - Destructive Fires | 2029 | 1.1379e-09 | 5.6893e-10 | 1.463e-09 | 9534.9221 | 247.273 | 9287.6491 | 0 | 0 | 0 | 0 | 9.4781e-07 |  | 1.0849e-05 | 0 | 1.0849e-05 | 5.4247e-06 | 0 | 5.4247e-06 | 1.3949e-05 | 0 | 1.3949e-05 | [16 empty] | 7.3.1.3 Ignition probability mapping showing the probability of ignition along the electric lines and equipmentWLDFRAggregatedAggregated | WLDFR | HFTD - Distribution - Tier 2 - 5QU CoRE ¦ 1QU LoRE | Non-Red Flag Warning - Destructive Fires | Aggregated | Aggregated | 2039 | 2.6682e-07 | 0 | 700.8825 | 0.00018701 | 2039 | Mitigation | 0.08575 | 30 | 0 | esc | 0.0012005 | 3.2031e-10 | 0.00060025 | 1.6016e-10 | 0.0015435 | 4.1183e-10
[79 empty] | WLDFR | HFTD - Distribution - Tier 2 - 4QU CoRE ¦ 5QU LoRE | Red Flag Warning - Destructive Fires | 2030 | 1.1379e-09 | 5.6893e-10 | 1.463e-09 | 9534.9221 | 247.273 | 9287.6491 | 0 | 0 | 0 | 0 | 9.4781e-07 |  | 1.0849e-05 | 0 | 1.0849e-05 | 5.4247e-06 | 0 | 5.4247e-06 | 1.3949e-05 | 0 | 1.3949e-05 | [16 empty] | 7.3.1.3 Ignition probability mapping showing the probability of ignition along the electric lines and equipmentWLDFRAggregatedAggregated | WLDFR | HFTD - Distribution - Tier 2 - 5QU CoRE ¦ 1QU LoRE | Non-Red Flag Warning - Destructive Fires | Aggregated | Aggregated | 2040 | 2.6682e-07 | 0 | 700.8825 | 0.00018701 | 2040 | Mitigation | 0.08575 | 30 | 0 | esc | 0.0012005 | 3.2031e-10 | 0.00060025 | 1.6016e-10 | 0.0015435 | 4.1183e-10
[79 empty] | WLDFR | HFTD - Distribution - Tier 2 - 4QU CoRE ¦ 5QU LoRE | Red Flag Warning - Destructive Fires | 2031 | 1.1379e-09 | 5.6893e-10 | 1.463e-09 | 9534.9221 | 247.273 | 9287.6491 | 0 | 0 | 0 | 0 | 9.4781e-07 |  | 1.0849e-05 | 0 | 1.0849e-05 | 5.4247e-06 | 0 | 5.4247e-06 | 1.3949e-05 | 0 | 1.3949e-05 | [16 empty] | 7.3.1.3 Ignition probability mapping showing the probability of ignition along the electric lines and equipmentWLDFRAggregatedAggregated | WLDFR | HFTD - Distribution - Tier 2 - 5QU CoRE ¦ 1QU LoRE | Non-Red Flag Warning - Destructive Fires | Aggregated | Aggregated | 2041 | 2.6682e-07 | 0 | 700.8825 | 0.00018701 | 2041 | Mitigation | 0.08575 | 30 | 0 | esc | 0.0012005 | 3.2031e-10 | 0.00060025 | 1.6016e-10 | 0.0015435 | 4.1183e-10
[79 empty] | WLDFR | HFTD - Distribution - Tier 2 - 4QU CoRE ¦ 5QU LoRE | Red Flag Warning - Destructive Fires | 2032 | 1.1379e-09 | 5.6893e-10 | 1.463e-09 | 9534.9221 | 247.273 | 9287.6491 | 0 | 0 | 0 | 0 | 9.4781e-07 |  | 1.0849e-05 | 0 | 1.0849e-05 | 5.4247e-06 | 0 | 5.4247e-06 | 1.3949e-05 | 0 | 1.3949e-05 | [16 empty] | 7.3.1.3 Ignition probability mapping showing the probability of ignition along the electric lines and equipmentWLDFRAggregatedAggregated | WLDFR | HFTD - Distribution - Tier 2 - 5QU CoRE ¦ 1QU LoRE | Non-Red Flag Warning - Destructive Fires | Aggregated | Aggregated | 2042 | 2.6682e-07 | 0 | 700.8825 | 0.00018701 | 2042 | Mitigation | 0.08575 | 30 | 0 | esc | 0.0012005 | 3.2031e-10 | 0.00060025 | 1.6016e-10 | 0.0015435 | 4.1183e-10
[79 empty] | WLDFR | HFTD - Distribution - Tier 2 - 4QU CoRE ¦ 5QU LoRE | Red Flag Warning - Destructive Fires | 2033 | 1.1379e-09 | 5.6893e-10 | 1.463e-09 | 9984.8474 | 263.1074 | 9721.74 | 0 | 0 | 0 | 0 | 9.4781e-07 |  | 1.1361e-05 | 0 | 1.1361e-05 | 5.6806e-06 | 0 | 5.6806e-06 | 1.4607e-05 | 0 | 1.4607e-05 | [16 empty] | 7.3.1.3 Ignition probability mapping showing the probability of ignition along the electric lines and equipmentWLDFRAggregatedAggregated | WLDFR | HFTD - Distribution - Tier 2 - 5QU CoRE ¦ 1QU LoRE | Non-Red Flag Warning - Destructive Fires | Aggregated | Aggregated | 2043 | 2.6682e-07 | 0 | 700.8825 | 0.00018701 | 2043 | Mitigation | 0.08575 | 30 | 0 | esc | 0.0012005 | 3.2031e-10 | 0.00060025 | 1.6016e-10 | 0.0015435 | 4.1183e-10
[79 empty] | WLDFR | HFTD - Distribution - Tier 2 - 4QU CoRE ¦ 5QU LoRE | Red Flag Warning - Destructive Fires | 2034 | 1.1379e-09 | 5.6893e-10 | 1.463e-09 | 9984.8474 | 263.1074 | 9721.74 | 0 | 0 | 0 | 0 | 9.4781e-07 |  | 1.1361e-05 | 0 | 1.1361e-05 | 5.6806e-06 | 0 | 5.6806e-06 | 1.4607e-05 | 0 | 1.4607e-05 | [16 empty] | 7.3.1.3 Ignition probability mapping showing the probability of ignition along the electric lines and equipmentWLDFRAggregatedAggregated | WLDFR | HFTD - Distribution - Tier 2 - 5QU CoRE ¦ 1QU LoRE | Non-Red Flag Warning - Destructive Fires | Aggregated | Aggregated | 2044 | 2.6682e-07 | 0 | 700.8825 | 0.00018701 | 2044 | Mitigation | 0.08575 | 30 | 0 | esc | 0.0012005 | 3.2031e-10 | 0.00060025 | 1.6016e-10 | 0.0015435 | 4.1183e-10
[79 empty] | WLDFR | HFTD - Distribution - Tier 2 - 4QU CoRE ¦ 5QU LoRE | Red Flag Warning - Destructive Fires | 2035 | 1.1379e-09 | 5.6893e-10 | 1.463e-09 | 9984.8474 | 263.1074 | 9721.74 | 0 | 0 | 0 | 0 | 9.4781e-07 |  | 1.1361e-05 | 0 | 1.1361e-05 | 5.6806e-06 | 0 | 5.6806e-06 | 1.4607e-05 | 0 | 1.4607e-05 | [16 empty] | 7.3.1.3 Ignition probability mapping showing the probability of ignition along the electric lines and equipmentWLDFRAggregatedAggregated | WLDFR | HFTD - Distribution - Tier 2 - 5QU CoRE ¦ 1QU LoRE | Non-Red Flag Warning - Destructive Fires | Aggregated | Aggregated | 2045 | 2.6682e-07 | 0 | 700.8825 | 0.00018701 | 2045 | Mitigation | 0.08575 | 30 | 0 | esc | 0.0012005 | 3.2031e-10 | 0.00060025 | 1.6016e-10 | 0.0015435 | 4.1183e-10
[79 empty] | WLDFR | HFTD - Distribution - Tier 2 - 4QU CoRE ¦ 5QU LoRE | Red Flag Warning - Destructive Fires | 2036 | 1.1379e-09 | 5.6893e-10 | 1.463e-09 | 9984.8474 | 263.1074 | 9721.74 | 0 | 0 | 0 | 0 | 9.4781e-07 |  | 1.1361e-05 | 0 | 1.1361e-05 | 5.6806e-06 | 0 | 5.6806e-06 | 1.4607e-05 | 0 | 1.4607e-05 | [16 empty] | 7.3.1.3 Ignition probability mapping showing the probability of ignition along the electric lines and equipmentWLDFRAggregatedAggregated | WLDFR | HFTD - Distribution - Tier 2 - 5QU CoRE ¦ 1QU LoRE | Non-Red Flag Warning - Destructive Fires | Aggregated | Aggregated | 2046 | 2.6682e-07 | 0 | 700.8825 | 0.00018701 | 2046 | Mitigation | 0.08575 | 30 | 0 | esc | 0.0012005 | 3.2031e-10 | 0.00060025 | 1.6016e-10 | 0.0015435 | 4.1183e-10
[79 empty] | WLDFR | HFTD - Distribution - Tier 2 - 4QU CoRE ¦ 5QU LoRE | Red Flag Warning - Destructive Fires | 2037 | 1.1379e-09 | 5.6893e-10 | 1.463e-09 | 9984.8474 | 263.1074 | 9721.74 | 0 | 0 | 0 | 0 | 9.4781e-07 |  | 1.1361e-05 | 0 | 1.1361e-05 | 5.6806e-06 | 0 | 5.6806e-06 | 1.4607e-05 | 0 | 1.4607e-05 | [16 empty] | 7.3.1.3 Ignition probability mapping showing the probability of ignition along the electric lines and equipmentWLDFRAggregatedAggregated | WLDFR | HFTD - Distribution - Tier 2 - 5QU CoRE ¦ 1QU LoRE | Non-Red Flag Warning - Destructive Fires | Aggregated | Aggregated | 2047 | 2.6682e-07 | 0 | 700.8825 | 0.00018701 | 2047 | Mitigation | 0.08575 | 30 | 0 | esc | 0.0012005 | 3.2031e-10 | 0.00060025 | 1.6016e-10 | 0.0015435 | 4.1183e-10
[79 empty] | WLDFR | HFTD - Distribution - Tier 2 - 4QU CoRE ¦ 5QU LoRE | Red Flag Warning - Destructive Fires | 2038 | 1.1379e-09 | 5.6893e-10 | 1.463e-09 | 10472.8261 | 280.5544 | 10192.2718 | 0 | 0 | 0 | 0 | 9.4781e-07 |  | 1.1917e-05 | 0 | 1.1917e-05 | 5.9583e-06 | 0 | 5.9583e-06 | 1.5321e-05 | 0 | 1.5321e-05 | [16 empty] | 7.3.1.3 Ignition probability mapping showing the probability of ignition along the electric lines and equipmentWLDFRAggregatedAggregated | WLDFR | HFTD - Distribution - Tier 2 - 5QU CoRE ¦ 1QU LoRE | Non-Red Flag Warning - Destructive Fires | Aggregated | Aggregated | 2048 | 2.6682e-07 | 0 | 700.8825 | 0.00018701 | 2048 | Mitigation | 0.08575 | 30 | 0 | esc | 0.0012005 | 3.2031e-10 | 0.00060025 | 1.6016e-10 | 0.0015435 | 4.1183e-10
[79 empty] | WLDFR | HFTD - Distribution - Tier 2 - 4QU CoRE ¦ 5QU LoRE | Red Flag Warning - Destructive Fires | 2039 | 1.1379e-09 | 5.6893e-10 | 1.463e-09 | 10472.8261 | 280.5544 | 10192.2718 | 0 | 0 | 0 | 0 | 9.4781e-07 |  | 1.1917e-05 | 0 | 1.1917e-05 | 5.9583e-06 | 0 | 5.9583e-06 | 1.5321e-05 | 0 | 1.5321e-05 | [16 empty] | 7.3.1.3 Ignition probability mapping showing the probability of ignition along the electric lines and equipmentWLDFRAggregatedAggregated | WLDFR | HFTD - Distribution - Tier 2 - 5QU CoRE ¦ 1QU LoRE | Non-Red Flag Warning - Destructive Fires | Aggregated | Aggregated | 2049 | 2.6682e-07 | 0 | 700.8825 | 0.00018701 | 2049 | Mitigation | 0.08575 | 30 | 0 | esc | 0.0012005 | 3.2031e-10 | 0.00060025 | 1.6016e-10 | 0.0015435 | 4.1183e-10
[79 empty] | WLDFR | HFTD - Distribution - Tier 2 - 4QU CoRE ¦ 5QU LoRE | Red Flag Warning - Destructive Fires | 2040 | 1.1379e-09 | 5.6893e-10 | 1.463e-09 | 10472.8261 | 280.5544 | 10192.2718 | 0 | 0 | 0 | 0 | 9.4781e-07 |  | 1.1917e-05 | 0 | 1.1917e-05 | 5.9583e-06 | 0 | 5.9583e-06 | 1.5321e-05 | 0 | 1.5321e-05 | [16 empty] | 7.3.1.3 Ignition probability mapping showing the probability of ignition along the electric lines and equipmentWLDFRAggregatedAggregated | WLDFR | HFTD - Distribution - Tier 2 - 5QU CoRE ¦ 1QU LoRE | Non-Red Flag Warning - Destructive Fires | Aggregated | Aggregated | 2050 | 2.6682e-07 | 0 | 700.8825 | 0.00018701 | 2050 | Mitigation | 0.08575 | 30 | 0 | esc | 0 | 0 | 0.00060025 | 1.6016e-10 | 0.0015435 | 4.1183e-10
[79 empty] | WLDFR | HFTD - Distribution - Tier 2 - 4QU CoRE ¦ 5QU LoRE | Red Flag Warning - Destructive Fires | 2041 | 1.1379e-09 | 5.6893e-10 | 1.463e-09 | 10472.8261 | 280.5544 | 10192.2718 | 0 | 0 | 0 | 0 | 9.4781e-07 |  | 1.1917e-05 | 0 | 1.1917e-05 | 5.9583e-06 | 0 | 5.9583e-06 | 1.5321e-05 | 0 | 1.5321e-05 | [16 empty] | 7.3.1.3 Ignition probability mapping showing the probability of ignition along the electric lines and equipmentWLDFRAggregatedAggregated | WLDFR | HFTD - Distribution - Tier 2 - 5QU CoRE ¦ 1QU LoRE | Non-Red Flag Warning - Destructive Fires | Aggregated | Aggregated | 2051 | 2.6682e-07 | 0 | 700.8825 | 0.00018701 | 2051 | Mitigation | 0.08575 | 30 | 0 | esc | 0 | 0 | 0 | 0 | 0.0015435 | 4.1183e-10
[79 empty] | WLDFR | HFTD - Distribution - Tier 2 - 4QU CoRE ¦ 5QU LoRE | Red Flag Warning - Destructive Fires | 2042 | 1.1379e-09 | 5.6893e-10 | 1.463e-09 | 10472.8261 | 280.5544 | 10192.2718 | 0 | 0 | 0 | 0 | 9.4781e-07 |  | 1.1917e-05 | 0 | 1.1917e-05 | 5.9583e-06 | 0 | 5.9583e-06 | 1.5321e-05 | 0 | 1.5321e-05 | [16 empty] | 7.3.1.3 Ignition probability mapping showing the probability of ignition along the electric lines and equipmentWLDFRAggregatedAggregated | WLDFR | HFTD - Distribution - Tier 2 - 5QU CoRE ¦ 1QU LoRE | Non-Red Flag Warning - Large Fires | Aggregated | Aggregated | 2021 | 2.8634e-05 | 0 | 700.8825 | 0.020069 | 2021 | Mitigation | 0.08575 | 30 | 0 | esc | 0.0012005 | 3.4376e-08 | 0.00060025 | 1.7188e-08 | 0 | 0
[79 empty] | WLDFR | HFTD - Distribution - Tier 2 - 4QU CoRE ¦ 5QU LoRE | Red Flag Warning - Destructive Fires | 2043 | 1.1379e-09 | 5.6893e-10 | 1.463e-09 | 10992.1562 | 299.42 | 10692.7362 | 0 | 0 | 0 | 0 | 9.4781e-07 |  | 1.2507e-05 | 0 | 1.2507e-05 | 6.2537e-06 | 0 | 6.2537e-06 | 1.6081e-05 | 0 | 1.6081e-05 | [16 empty] | 7.3.1.3 Ignition probability mapping showing the probability of ignition along the electric lines and equipmentWLDFRAggregatedAggregated | WLDFR | HFTD - Distribution - Tier 2 - 5QU CoRE ¦ 1QU LoRE | Non-Red Flag Warning - Large Fires | Aggregated | Aggregated | 2022 | 2.8634e-05 | 0 | 700.8825 | 0.020069 | 2022 | Mitigation | 0.08575 | 30 | 0 | esc | 0.0012005 | 3.4376e-08 | 0.00060025 | 1.7188e-08 | 0.0015435 | 4.4197e-08
[79 empty] | WLDFR | HFTD - Distribution - Tier 2 - 4QU CoRE ¦ 5QU LoRE | Red Flag Warning - Destructive Fires | 2044 | 1.1379e-09 | 5.6893e-10 | 1.463e-09 | 10992.1562 | 299.42 | 10692.7362 | 0 | 0 | 0 | 0 | 9.4781e-07 |  | 1.2507e-05 | 0 | 1.2507e-05 | 6.2537e-06 | 0 | 6.2537e-06 | 1.6081e-05 | 0 | 1.6081e-05 | [16 empty] | 7.3.1.3 Ignition probability mapping showing the probability of ignition along the electric lines and equipmentWLDFRAggregatedAggregated | WLDFR | HFTD - Distribution - Tier 2 - 5QU CoRE ¦ 1QU LoRE | Non-Red Flag Warning - Large Fires | Aggregated | Aggregated | 2023 | 2.8634e-05 | 0 | 700.8825 | 0.020069 | 2023 | Mitigation | 0.08575 | 30 | 0 | esc | 0.0012005 | 3.4376e-08 | 0.00060025 | 1.7188e-08 | 0.0015435 | 4.4197e-08
[79 empty] | WLDFR | HFTD - Distribution - Tier 2 - 4QU CoRE ¦ 5QU LoRE | Red Flag Warning - Destructive Fires | 2045 | 1.1379e-09 | 5.6893e-10 | 1.463e-09 | 10992.1562 | 299.42 | 10692.7362 | 0 | 0 | 0 | 0 | 9.4781e-07 |  | 1.2507e-05 | 0 | 1.2507e-05 | 6.2537e-06 | 0 | 6.2537e-06 | 1.6081e-05 | 0 | 1.6081e-05 | [16 empty] | 7.3.1.3 Ignition probability mapping showing the probability of ignition along the electric lines and equipmentWLDFRAggregatedAggregated | WLDFR | HFTD - Distribution - Tier 2 - 5QU CoRE ¦ 1QU LoRE | Non-Red Flag Warning - Large Fires | Aggregated | Aggregated | 2024 | 2.8634e-05 | 0 | 700.8825 | 0.020069 | 2024 | Mitigation | 0.08575 | 30 | 0 | esc | 0.0012005 | 3.4376e-08 | 0.00060025 | 1.7188e-08 | 0.0015435 | 4.4197e-08
[79 empty] | WLDFR | HFTD - Distribution - Tier 2 - 4QU CoRE ¦ 5QU LoRE | Red Flag Warning - Destructive Fires | 2046 | 1.1379e-09 | 5.6893e-10 | 1.463e-09 | 10992.1562 | 299.42 | 10692.7362 | 0 | 0 | 0 | 0 | 9.4781e-07 |  | 1.2507e-05 | 0 | 1.2507e-05 | 6.2537e-06 | 0 | 6.2537e-06 | 1.6081e-05 | 0 | 1.6081e-05 | [16 empty] | 7.3.1.3 Ignition probability mapping showing the probability of ignition along the electric lines and equipmentWLDFRAggregatedAggregated | WLDFR | HFTD - Distribution - Tier 2 - 5QU CoRE ¦ 1QU LoRE | Non-Red Flag Warning - Large Fires | Aggregated | Aggregated | 2025 | 2.8634e-05 | 0 | 700.8825 | 0.020069 | 2025 | Mitigation | 0.08575 | 30 | 0 | esc | 0.0012005 | 3.4376e-08 | 0.00060025 | 1.7188e-08 | 0.0015435 | 4.4197e-08
[79 empty] | WLDFR | HFTD - Distribution - Tier 2 - 4QU CoRE ¦ 5QU LoRE | Red Flag Warning - Destructive Fires | 2047 | 1.1379e-09 | 5.6893e-10 | 1.463e-09 | 10992.1562 | 299.42 | 10692.7362 | 0 | 0 | 0 | 0 | 9.4781e-07 |  | 1.2507e-05 | 0 | 1.2507e-05 | 6.2537e-06 | 0 | 6.2537e-06 | 1.6081e-05 | 0 | 1.6081e-05 | [16 empty] | 7.3.1.3 Ignition probability mapping showing the probability of ignition along the electric lines and equipmentWLDFRAggregatedAggregated | WLDFR | HFTD - Distribution - Tier 2 - 5QU CoRE ¦ 1QU LoRE | Non-Red Flag Warning - Large Fires | Aggregated | Aggregated | 2026 | 2.8634e-05 | 0 | 700.8825 | 0.020069 | 2026 | Mitigation | 0.08575 | 30 | 0 | esc | 0.0012005 | 3.4376e-08 | 0.00060025 | 1.7188e-08 | 0.0015435 | 4.4197e-08
[79 empty] | WLDFR | HFTD - Distribution - Tier 2 - 4QU CoRE ¦ 5QU LoRE | Red Flag Warning - Destructive Fires | 2048 | 1.1379e-09 | 5.6893e-10 | 1.463e-09 | 11536.0538 | 319.4911 | 11216.5626 | 0 | 0 | 0 | 0 | 9.4781e-07 |  | 1.3126e-05 | 0 | 1.3126e-05 | 6.5632e-06 | 0 | 6.5632e-06 | 1.6877e-05 | 0 | 1.6877e-05 | [16 empty] | 7.3.1.3 Ignition probability mapping showing the probability of ignition along the electric lines and equipmentWLDFRAggregatedAggregated | WLDFR | HFTD - Distribution - Tier 2 - 5QU CoRE ¦ 1QU LoRE | Non-Red Flag Warning - Large Fires | Aggregated | Aggregated | 2027 | 2.8634e-05 | 0 | 700.8825 | 0.020069 | 2027 | Mitigation | 0.08575 | 30 | 0 | esc | 0.0012005 | 3.4376e-08 | 0.00060025 | 1.7188e-08 | 0.0015435 | 4.4197e-08
[79 empty] | WLDFR | HFTD - Distribution - Tier 2 - 4QU CoRE ¦ 5QU LoRE | Red Flag Warning - Destructive Fires | 2049 | 1.1379e-09 | 5.6893e-10 | 1.463e-09 | 11536.0538 | 319.4911 | 11216.5626 | 0 | 0 | 0 | 0 | 9.4781e-07 |  | 1.3126e-05 | 0 | 1.3126e-05 | 6.5632e-06 | 0 | 6.5632e-06 | 1.6877e-05 | 0 | 1.6877e-05 | [16 empty] | 7.3.1.3 Ignition probability mapping showing the probability of ignition along the electric lines and equipmentWLDFRAggregatedAggregated | WLDFR | HFTD - Distribution - Tier 2 - 5QU CoRE ¦ 1QU LoRE | Non-Red Flag Warning - Large Fires | Aggregated | Aggregated | 2028 | 2.8634e-05 | 0 | 700.8825 | 0.020069 | 2028 | Mitigation | 0.08575 | 30 | 0 | esc | 0.0012005 | 3.4376e-08 | 0.00060025 | 1.7188e-08 | 0.0015435 | 4.4197e-08
[79 empty] | WLDFR | HFTD - Distribution - Tier 2 - 4QU CoRE ¦ 5QU LoRE | Red Flag Warning - Destructive Fires | 2050 | 0 | 5.6893e-10 | 1.463e-09 | 11536.0538 | 319.4911 | 11216.5626 | 0 | 0 | 0 | 0 | 9.4781e-07 |  | 0 | 0 | 0 | 6.5632e-06 | 0 | 6.5632e-06 | 1.6877e-05 | 0 | 1.6877e-05 | [16 empty] | 7.3.1.3 Ignition probability mapping showing the probability of ignition along the electric lines and equipmentWLDFRAggregatedAggregated | WLDFR | HFTD - Distribution - Tier 2 - 5QU CoRE ¦ 1QU LoRE | Non-Red Flag Warning - Large Fires | Aggregated | Aggregated | 2029 | 2.8634e-05 | 0 | 700.8825 | 0.020069 | 2029 | Mitigation | 0.08575 | 30 | 0 | esc | 0.0012005 | 3.4376e-08 | 0.00060025 | 1.7188e-08 | 0.0015435 | 4.4197e-08
[79 empty] | WLDFR | HFTD - Distribution - Tier 2 - 4QU CoRE ¦ 5QU LoRE | Red Flag Warning - Destructive Fires | 2051 | 0 | 0 | 1.463e-09 | 11536.0538 | 319.4911 | 11216.5626 | 0 | 0 | 0 | 0 | 9.4781e-07 |  | 0 | 0 | 0 | 0 | 0 | 0 | 1.6877e-05 | 0 | 1.6877e-05 | [16 empty] | 7.3.1.3 Ignition probability mapping showing the probability of ignition along the electric lines and equipmentWLDFRAggregatedAggregated | WLDFR | HFTD - Distribution - Tier 2 - 5QU CoRE ¦ 1QU LoRE | Non-Red Flag Warning - Large Fires | Aggregated | Aggregated | 2030 | 2.8634e-05 | 0 | 700.8825 | 0.020069 | 2030 | Mitigation | 0.08575 | 30 | 0 | esc | 0.0012005 | 3.4376e-08 | 0.00060025 | 1.7188e-08 | 0.0015435 | 4.4197e-08
[79 empty] | WLDFR | HFTD - Distribution - Tier 2 - 4QU CoRE ¦ 5QU LoRE | Red Flag Warning - Large Fires | 2020 | 2.2805e-08 | 0 | 0 | 5.2406 | 0.69642 | 2.942 | 1.6022 | 0 | 0 | 0 | 1.8996e-05 |  | 1.1951e-07 | 0 | 1.1951e-07 | 0 | 0 | 0 | 0 | 0 | 0 | [16 empty] | 7.3.1.3 Ignition probability mapping showing the probability of ignition along the electric lines and equipmentWLDFRAggregatedAggregated | WLDFR | HFTD - Distribution - Tier 2 - 5QU CoRE ¦ 1QU LoRE | Non-Red Flag Warning - Large Fires | Aggregated | Aggregated | 2031 | 2.8634e-05 | 0 | 700.8825 | 0.020069 | 2031 | Mitigation | 0.08575 | 30 | 0 | esc | 0.0012005 | 3.4376e-08 | 0.00060025 | 1.7188e-08 | 0.0015435 | 4.4197e-08
[79 empty] | WLDFR | HFTD - Distribution - Tier 2 - 4QU CoRE ¦ 5QU LoRE | Red Flag Warning - Large Fires | 2021 | 2.2805e-08 | 1.1402e-08 | 0 | 5.2406 | 0.69642 | 2.942 | 1.6022 | 0 | 0 | 0 | 1.8996e-05 |  | 1.1951e-07 | 0 | 1.1951e-07 | 5.9754e-08 | 0 | 5.9754e-08 | 0 | 0 | 0 | [16 empty] | 7.3.1.3 Ignition probability mapping showing the probability of ignition along the electric lines and equipmentWLDFRAggregatedAggregated | WLDFR | HFTD - Distribution - Tier 2 - 5QU CoRE ¦ 1QU LoRE | Non-Red Flag Warning - Large Fires | Aggregated | Aggregated | 2032 | 2.8634e-05 | 0 | 700.8825 | 0.020069 | 2032 | Mitigation | 0.08575 | 30 | 0 | esc | 0.0012005 | 3.4376e-08 | 0.00060025 | 1.7188e-08 | 0.0015435 | 4.4197e-08
[79 empty] | WLDFR | HFTD - Distribution - Tier 2 - 4QU CoRE ¦ 5QU LoRE | Red Flag Warning - Large Fires | 2022 | 2.2805e-08 | 1.1402e-08 | 2.932e-08 | 5.2406 | 0.69642 | 2.942 | 1.6022 | 0 | 0 | 0 | 1.8996e-05 |  | 1.1951e-07 | 0 | 1.1951e-07 | 5.9754e-08 | 0 | 5.9754e-08 | 1.5365e-07 | 0 | 1.5365e-07 | [16 empty] | 7.3.1.3 Ignition probability mapping showing the probability of ignition along the electric lines and equipmentWLDFRAggregatedAggregated | WLDFR | HFTD - Distribution - Tier 2 - 5QU CoRE ¦ 1QU LoRE | Non-Red Flag Warning - Large Fires | Aggregated | Aggregated | 2033 | 2.8634e-05 | 0 | 700.8825 | 0.020069 | 2033 | Mitigation | 0.08575 | 30 | 0 | esc | 0.0012005 | 3.4376e-08 | 0.00060025 | 1.7188e-08 | 0.0015435 | 4.4197e-08
[79 empty] | WLDFR | HFTD - Distribution - Tier 2 - 4QU CoRE ¦ 5QU LoRE | Red Flag Warning - Large Fires | 2023 | 2.2805e-08 | 1.1402e-08 | 2.932e-08 | 5.475 | 0.71896 | 3.0715 | 1.6846 | 0 | 0 | 0 | 1.8996e-05 |  | 1.2486e-07 | 0 | 1.2486e-07 | 6.2428e-08 | 0 | 6.2428e-08 | 1.6053e-07 | 0 | 1.6053e-07 | [16 empty] | 7.3.1.3 Ignition probability mapping showing the probability of ignition along the electric lines and equipmentWLDFRAggregatedAggregated | WLDFR | HFTD - Distribution - Tier 2 - 5QU CoRE ¦ 1QU LoRE | Non-Red Flag Warning - Large Fires | Aggregated | Aggregated | 2034 | 2.8634e-05 | 0 | 700.8825 | 0.020069 | 2034 | Mitigation | 0.08575 | 30 | 0 | esc | 0.0012005 | 3.4376e-08 | 0.00060025 | 1.7188e-08 | 0.0015435 | 4.4197e-08
[79 empty] | WLDFR | HFTD - Distribution - Tier 2 - 4QU CoRE ¦ 5QU LoRE | Red Flag Warning - Large Fires | 2024 | 2.2805e-08 | 1.1402e-08 | 2.932e-08 | 5.475 | 0.71896 | 3.0715 | 1.6846 | 0 | 0 | 0 | 1.8996e-05 |  | 1.2486e-07 | 0 | 1.2486e-07 | 6.2428e-08 | 0 | 6.2428e-08 | 1.6053e-07 | 0 | 1.6053e-07 | [16 empty] | 7.3.1.3 Ignition probability mapping showing the probability of ignition along the electric lines and equipmentWLDFRAggregatedAggregated | WLDFR | HFTD - Distribution - Tier 2 - 5QU CoRE ¦ 1QU LoRE | Non-Red Flag Warning - Large Fires | Aggregated | Aggregated | 2035 | 2.8634e-05 | 0 | 700.8825 | 0.020069 | 2035 | Mitigation | 0.08575 | 30 | 0 | esc | 0.0012005 | 3.4376e-08 | 0.00060025 | 1.7188e-08 | 0.0015435 | 4.4197e-08
[79 empty] | WLDFR | HFTD - Distribution - Tier 2 - 4QU CoRE ¦ 5QU LoRE | Red Flag Warning - Large Fires | 2025 | 2.2805e-08 | 1.1402e-08 | 2.932e-08 | 5.475 | 0.71896 | 3.0715 | 1.6846 | 0 | 0 | 0 | 1.8996e-05 |  | 1.2486e-07 | 0 | 1.2486e-07 | 6.2428e-08 | 0 | 6.2428e-08 | 1.6053e-07 | 0 | 1.6053e-07 | [16 empty] | 7.3.1.3 Ignition probability mapping showing the probability of ignition along the electric lines and equipmentWLDFRAggregatedAggregated | WLDFR | HFTD - Distribution - Tier 2 - 5QU CoRE ¦ 1QU LoRE | Non-Red Flag Warning - Large Fires | Aggregated | Aggregated | 2036 | 2.8634e-05 | 0 | 700.8825 | 0.020069 | 2036 | Mitigation | 0.08575 | 30 | 0 | esc | 0.0012005 | 3.4376e-08 | 0.00060025 | 1.7188e-08 | 0.0015435 | 4.4197e-08
[79 empty] | WLDFR | HFTD - Distribution - Tier 2 - 4QU CoRE ¦ 5QU LoRE | Red Flag Warning - Large Fires | 2026 | 2.2805e-08 | 1.1402e-08 | 2.932e-08 | 5.475 | 0.71896 | 3.0715 | 1.6846 | 0 | 0 | 0 | 1.8996e-05 |  | 1.2486e-07 | 0 | 1.2486e-07 | 6.2428e-08 | 0 | 6.2428e-08 | 1.6053e-07 | 0 | 1.6053e-07 | [16 empty] | 7.3.1.3 Ignition probability mapping showing the probability of ignition along the electric lines and equipmentWLDFRAggregatedAggregated | WLDFR | HFTD - Distribution - Tier 2 - 5QU CoRE ¦ 1QU LoRE | Non-Red Flag Warning - Large Fires | Aggregated | Aggregated | 2037 | 2.8634e-05 | 0 | 700.8825 | 0.020069 | 2037 | Mitigation | 0.08575 | 30 | 0 | esc | 0.0012005 | 3.4376e-08 | 0.00060025 | 1.7188e-08 | 0.0015435 | 4.4197e-08
[79 empty] | WLDFR | HFTD - Distribution - Tier 2 - 4QU CoRE ¦ 5QU LoRE | Red Flag Warning - Large Fires | 2027 | 2.2805e-08 | 1.1402e-08 | 2.932e-08 | 5.475 | 0.71896 | 3.0715 | 1.6846 | 0 | 0 | 0 | 1.8996e-05 |  | 1.2486e-07 | 0 | 1.2486e-07 | 6.2428e-08 | 0 | 6.2428e-08 | 1.6053e-07 | 0 | 1.6053e-07 | [16 empty] | 7.3.1.3 Ignition probability mapping showing the probability of ignition along the electric lines and equipmentWLDFRAggregatedAggregated | WLDFR | HFTD - Distribution - Tier 2 - 5QU CoRE ¦ 1QU LoRE | Non-Red Flag Warning - Large Fires | Aggregated | Aggregated | 2038 | 2.8634e-05 | 0 | 700.8825 | 0.020069 | 2038 | Mitigation | 0.08575 | 30 | 0 | esc | 0.0012005 | 3.4376e-08 | 0.00060025 | 1.7188e-08 | 0.0015435 | 4.4197e-08
[79 empty] | WLDFR | HFTD - Distribution - Tier 2 - 4QU CoRE ¦ 5QU LoRE | Red Flag Warning - Large Fires | 2028 | 2.2805e-08 | 1.1402e-08 | 2.932e-08 | 5.777 | 0.74734 | 3.238 | 1.7917 | 0 | 0 | 0 | 1.8996e-05 |  | 1.3174e-07 | 0 | 1.3174e-07 | 6.5871e-08 | 0 | 6.5871e-08 | 1.6938e-07 | 0 | 1.6938e-07 | [16 empty] | 7.3.1.3 Ignition probability mapping showing the probability of ignition along the electric lines and equipmentWLDFRAggregatedAggregated | WLDFR | HFTD - Distribution - Tier 2 - 5QU CoRE ¦ 1QU LoRE | Non-Red Flag Warning - Large Fires | Aggregated | Aggregated | 2039 | 2.8634e-05 | 0 | 700.8825 | 0.020069 | 2039 | Mitigation | 0.08575 | 30 | 0 | esc | 0.0012005 | 3.4376e-08 | 0.00060025 | 1.7188e-08 | 0.0015435 | 4.4197e-08
[79 empty] | WLDFR | HFTD - Distribution - Tier 2 - 4QU CoRE ¦ 5QU LoRE | Red Flag Warning - Large Fires | 2029 | 2.2805e-08 | 1.1402e-08 | 2.932e-08 | 5.777 | 0.74734 | 3.238 | 1.7917 | 0 | 0 | 0 | 1.8996e-05 |  | 1.3174e-07 | 0 | 1.3174e-07 | 6.5871e-08 | 0 | 6.5871e-08 | 1.6938e-07 | 0 | 1.6938e-07 | [16 empty] | 7.3.1.3 Ignition probability mapping showing the probability of ignition along the electric lines and equipmentWLDFRAggregatedAggregated | WLDFR | HFTD - Distribution - Tier 2 - 5QU CoRE ¦ 1QU LoRE | Non-Red Flag Warning - Large Fires | Aggregated | Aggregated | 2040 | 2.8634e-05 | 0 | 700.8825 | 0.020069 | 2040 | Mitigation | 0.08575 | 30 | 0 | esc | 0.0012005 | 3.4376e-08 | 0.00060025 | 1.7188e-08 | 0.0015435 | 4.4197e-08
[79 empty] | WLDFR | HFTD - Distribution - Tier 2 - 4QU CoRE ¦ 5QU LoRE | Red Flag Warning - Large Fires | 2030 | 2.2805e-08 | 1.1402e-08 | 2.932e-08 | 5.777 | 0.74734 | 3.238 | 1.7917 | 0 | 0 | 0 | 1.8996e-05 |  | 1.3174e-07 | 0 | 1.3174e-07 | 6.5871e-08 | 0 | 6.5871e-08 | 1.6938e-07 | 0 | 1.6938e-07 | [16 empty] | 7.3.1.3 Ignition probability mapping showing the probability of ignition along the electric lines and equipmentWLDFRAggregatedAggregated | WLDFR | HFTD - Distribution - Tier 2 - 5QU CoRE ¦ 1QU LoRE | Non-Red Flag Warning - Large Fires | Aggregated | Aggregated | 2041 | 2.8634e-05 | 0 | 700.8825 | 0.020069 | 2041 | Mitigation | 0.08575 | 30 | 0 | esc | 0.0012005 | 3.4376e-08 | 0.00060025 | 1.7188e-08 | 0.0015435 | 4.4197e-08
[79 empty] | WLDFR | HFTD - Distribution - Tier 2 - 4QU CoRE ¦ 5QU LoRE | Red Flag Warning - Large Fires | 2031 | 2.2805e-08 | 1.1402e-08 | 2.932e-08 | 5.777 | 0.74734 | 3.238 | 1.7917 | 0 | 0 | 0 | 1.8996e-05 |  | 1.3174e-07 | 0 | 1.3174e-07 | 6.5871e-08 | 0 | 6.5871e-08 | 1.6938e-07 | 0 | 1.6938e-07 | [16 empty] | 7.3.1.3 Ignition probability mapping showing the probability of ignition along the electric lines and equipmentWLDFRAggregatedAggregated | WLDFR | HFTD - Distribution - Tier 2 - 5QU CoRE ¦ 1QU LoRE | Non-Red Flag Warning - Large Fires | Aggregated | Aggregated | 2042 | 2.8634e-05 | 0 | 700.8825 | 0.020069 | 2042 | Mitigation | 0.08575 | 30 | 0 | esc | 0.0012005 | 3.4376e-08 | 0.00060025 | 1.7188e-08 | 0.0015435 | 4.4197e-08
[79 empty] | WLDFR | HFTD - Distribution - Tier 2 - 4QU CoRE ¦ 5QU LoRE | Red Flag Warning - Large Fires | 2032 | 2.2805e-08 | 1.1402e-08 | 2.932e-08 | 5.777 | 0.74734 | 3.238 | 1.7917 | 0 | 0 | 0 | 1.8996e-05 |  | 1.3174e-07 | 0 | 1.3174e-07 | 6.5871e-08 | 0 | 6.5871e-08 | 1.6938e-07 | 0 | 1.6938e-07 | [16 empty] | 7.3.1.3 Ignition probability mapping showing the probability of ignition along the electric lines and equipmentWLDFRAggregatedAggregated | WLDFR | HFTD - Distribution - Tier 2 - 5QU CoRE ¦ 1QU LoRE | Non-Red Flag Warning - Large Fires | Aggregated | Aggregated | 2043 | 2.8634e-05 | 0 | 700.8825 | 0.020069 | 2043 | Mitigation | 0.08575 | 30 | 0 | esc | 0.0012005 | 3.4376e-08 | 0.00060025 | 1.7188e-08 | 0.0015435 | 4.4197e-08
[79 empty] | WLDFR | HFTD - Distribution - Tier 2 - 4QU CoRE ¦ 5QU LoRE | Red Flag Warning - Large Fires | 2033 | 2.2805e-08 | 1.1402e-08 | 2.932e-08 | 6.1205 | 0.77885 | 3.4265 | 1.9151 | 0 | 0 | 0 | 1.8996e-05 |  | 1.3958e-07 | 0 | 1.3958e-07 | 6.9788e-08 | 0 | 6.9788e-08 | 1.7945e-07 | 0 | 1.7945e-07 | [16 empty] | 7.3.1.3 Ignition probability mapping showing the probability of ignition along the electric lines and equipmentWLDFRAggregatedAggregated | WLDFR | HFTD - Distribution - Tier 2 - 5QU CoRE ¦ 1QU LoRE | Non-Red Flag Warning - Large Fires | Aggregated | Aggregated | 2044 | 2.8634e-05 | 0 | 700.8825 | 0.020069 | 2044 | Mitigation | 0.08575 | 30 | 0 | esc | 0.0012005 | 3.4376e-08 | 0.00060025 | 1.7188e-08 | 0.0015435 | 4.4197e-08
[79 empty] | WLDFR | HFTD - Distribution - Tier 2 - 4QU CoRE ¦ 5QU LoRE | Red Flag Warning - Large Fires | 2034 | 2.2805e-08 | 1.1402e-08 | 2.932e-08 | 6.1205 | 0.77885 | 3.4265 | 1.9151 | 0 | 0 | 0 | 1.8996e-05 |  | 1.3958e-07 | 0 | 1.3958e-07 | 6.9788e-08 | 0 | 6.9788e-08 | 1.7945e-07 | 0 | 1.7945e-07 | [16 empty] | 7.3.1.3 Ignition probability mapping showing the probability of ignition along the electric lines and equipmentWLDFRAggregatedAggregated | WLDFR | HFTD - Distribution - Tier 2 - 5QU CoRE ¦ 1QU LoRE | Non-Red Flag Warning - Large Fires | Aggregated | Aggregated | 2045 | 2.8634e-05 | 0 | 700.8825 | 0.020069 | 2045 | Mitigation | 0.08575 | 30 | 0 | esc | 0.0012005 | 3.4376e-08 | 0.00060025 | 1.7188e-08 | 0.0015435 | 4.4197e-08
[79 empty] | WLDFR | HFTD - Distribution - Tier 2 - 4QU CoRE ¦ 5QU LoRE | Red Flag Warning - Large Fires | 2035 | 2.2805e-08 | 1.1402e-08 | 2.932e-08 | 6.1205 | 0.77885 | 3.4265 | 1.9151 | 0 | 0 | 0 | 1.8996e-05 |  | 1.3958e-07 | 0 | 1.3958e-07 | 6.9788e-08 | 0 | 6.9788e-08 | 1.7945e-07 | 0 | 1.7945e-07 | [16 empty] | 7.3.1.3 Ignition probability mapping showing the probability of ignition along the electric lines and equipmentWLDFRAggregatedAggregated | WLDFR | HFTD - Distribution - Tier 2 - 5QU CoRE ¦ 1QU LoRE | Non-Red Flag Warning - Large Fires | Aggregated | Aggregated | 2046 | 2.8634e-05 | 0 | 700.8825 | 0.020069 | 2046 | Mitigation | 0.08575 | 30 | 0 | esc | 0.0012005 | 3.4376e-08 | 0.00060025 | 1.7188e-08 | 0.0015435 | 4.4197e-08
[79 empty] | WLDFR | HFTD - Distribution - Tier 2 - 4QU CoRE ¦ 5QU LoRE | Red Flag Warning - Large Fires | 2036 | 2.2805e-08 | 1.1402e-08 | 2.932e-08 | 6.1205 | 0.77885 | 3.4265 | 1.9151 | 0 | 0 | 0 | 1.8996e-05 |  | 1.3958e-07 | 0 | 1.3958e-07 | 6.9788e-08 | 0 | 6.9788e-08 | 1.7945e-07 | 0 | 1.7945e-07 | [16 empty] | 7.3.1.3 Ignition probability mapping showing the probability of ignition along the electric lines and equipmentWLDFRAggregatedAggregated | WLDFR | HFTD - Distribution - Tier 2 - 5QU CoRE ¦ 1QU LoRE | Non-Red Flag Warning - Large Fires | Aggregated | Aggregated | 2047 | 2.8634e-05 | 0 | 700.8825 | 0.020069 | 2047 | Mitigation | 0.08575 | 30 | 0 | esc | 0.0012005 | 3.4376e-08 | 0.00060025 | 1.7188e-08 | 0.0015435 | 4.4197e-08
[79 empty] | WLDFR | HFTD - Distribution - Tier 2 - 4QU CoRE ¦ 5QU LoRE | Red Flag Warning - Large Fires | 2037 | 2.2805e-08 | 1.1402e-08 | 2.932e-08 | 6.1205 | 0.77885 | 3.4265 | 1.9151 | 0 | 0 | 0 | 1.8996e-05 |  | 1.3958e-07 | 0 | 1.3958e-07 | 6.9788e-08 | 0 | 6.9788e-08 | 1.7945e-07 | 0 | 1.7945e-07 | [16 empty] | 7.3.1.3 Ignition probability mapping showing the probability of ignition along the electric lines and equipmentWLDFRAggregatedAggregated | WLDFR | HFTD - Distribution - Tier 2 - 5QU CoRE ¦ 1QU LoRE | Non-Red Flag Warning - Large Fires | Aggregated | Aggregated | 2048 | 2.8634e-05 | 0 | 700.8825 | 0.020069 | 2048 | Mitigation | 0.08575 | 30 | 0 | esc | 0.0012005 | 3.4376e-08 | 0.00060025 | 1.7188e-08 | 0.0015435 | 4.4197e-08
[79 empty] | WLDFR | HFTD - Distribution - Tier 2 - 4QU CoRE ¦ 5QU LoRE | Red Flag Warning - Large Fires | 2038 | 2.2805e-08 | 1.1402e-08 | 2.932e-08 | 6.5028 | 0.81304 | 3.6355 | 2.0543 | 0 | 0 | 0 | 1.8996e-05 |  | 1.4829e-07 | 0 | 1.4829e-07 | 7.4147e-08 | 0 | 7.4147e-08 | 1.9066e-07 | 0 | 1.9066e-07 | [16 empty] | 7.3.1.3 Ignition probability mapping showing the probability of ignition along the electric lines and equipmentWLDFRAggregatedAggregated | WLDFR | HFTD - Distribution - Tier 2 - 5QU CoRE ¦ 1QU LoRE | Non-Red Flag Warning - Large Fires | Aggregated | Aggregated | 2049 | 2.8634e-05 | 0 | 700.8825 | 0.020069 | 2049 | Mitigation | 0.08575 | 30 | 0 | esc | 0.0012005 | 3.4376e-08 | 0.00060025 | 1.7188e-08 | 0.0015435 | 4.4197e-08
[79 empty] | WLDFR | HFTD - Distribution - Tier 2 - 4QU CoRE ¦ 5QU LoRE | Red Flag Warning - Large Fires | 2039 | 2.2805e-08 | 1.1402e-08 | 2.932e-08 | 6.5028 | 0.81304 | 3.6355 | 2.0543 | 0 | 0 | 0 | 1.8996e-05 |  | 1.4829e-07 | 0 | 1.4829e-07 | 7.4147e-08 | 0 | 7.4147e-08 | 1.9066e-07 | 0 | 1.9066e-07 | [16 empty] | 7.3.1.3 Ignition probability mapping showing the probability of ignition along the electric lines and equipmentWLDFRAggregatedAggregated | WLDFR | HFTD - Distribution - Tier 2 - 5QU CoRE ¦ 1QU LoRE | Non-Red Flag Warning - Large Fires | Aggregated | Aggregated | 2050 | 2.8634e-05 | 0 | 700.8825 | 0.020069 | 2050 | Mitigation | 0.08575 | 30 | 0 | esc | 0 | 0 | 0.00060025 | 1.7188e-08 | 0.0015435 | 4.4197e-08
[79 empty] | WLDFR | HFTD - Distribution - Tier 2 - 4QU CoRE ¦ 5QU LoRE | Red Flag Warning - Large Fires | 2040 | 2.2805e-08 | 1.1402e-08 | 2.932e-08 | 6.5028 | 0.81304 | 3.6355 | 2.0543 | 0 | 0 | 0 | 1.8996e-05 |  | 1.4829e-07 | 0 | 1.4829e-07 | 7.4147e-08 | 0 | 7.4147e-08 | 1.9066e-07 | 0 | 1.9066e-07 | [16 empty] | 7.3.1.3 Ignition probability mapping showing the probability of ignition along the electric lines and equipmentWLDFRAggregatedAggregated | WLDFR | HFTD - Distribution - Tier 2 - 5QU CoRE ¦ 1QU LoRE | Non-Red Flag Warning - Large Fires | Aggregated | Aggregated | 2051 | 2.8634e-05 | 0 | 700.8825 | 0.020069 | 2051 | Mitigation | 0.08575 | 30 | 0 | esc | 0 | 0 | 0 | 0 | 0.0015435 | 4.4197e-08
[79 empty] | WLDFR | HFTD - Distribution - Tier 2 - 4QU CoRE ¦ 5QU LoRE | Red Flag Warning - Large Fires | 2041 | 2.2805e-08 | 1.1402e-08 | 2.932e-08 | 6.5028 | 0.81304 | 3.6355 | 2.0543 | 0 | 0 | 0 | 1.8996e-05 |  | 1.4829e-07 | 0 | 1.4829e-07 | 7.4147e-08 | 0 | 7.4147e-08 | 1.9066e-07 | 0 | 1.9066e-07 | [16 empty] | 7.3.1.3 Ignition probability mapping showing the probability of ignition along the electric lines and equipmentWLDFRAggregatedAggregated | WLDFR | HFTD - Distribution - Tier 2 - 5QU CoRE ¦ 1QU LoRE | Non-Red Flag Warning - Small Fires | Aggregated | Aggregated | 2021 | 0.010837 | 0 | 700.8825 | 7.5953 | 2021 | Mitigation | 0.08575 | 30 | 0 | esc | 0.0012005 | 1.301e-05 | 0.00060025 | 6.5048e-06 | 0 | 0
[79 empty] | WLDFR | HFTD - Distribution - Tier 2 - 4QU CoRE ¦ 5QU LoRE | Red Flag Warning - Large Fires | 2042 | 2.2805e-08 | 1.1402e-08 | 2.932e-08 | 6.5028 | 0.81304 | 3.6355 | 2.0543 | 0 | 0 | 0 | 1.8996e-05 |  | 1.4829e-07 | 0 | 1.4829e-07 | 7.4147e-08 | 0 | 7.4147e-08 | 1.9066e-07 | 0 | 1.9066e-07 | [16 empty] | 7.3.1.3 Ignition probability mapping showing the probability of ignition along the electric lines and equipmentWLDFRAggregatedAggregated | WLDFR | HFTD - Distribution - Tier 2 - 5QU CoRE ¦ 1QU LoRE | Non-Red Flag Warning - Small Fires | Aggregated | Aggregated | 2022 | 0.010837 | 0 | 700.8825 | 7.5953 | 2022 | Mitigation | 0.08575 | 30 | 0 | esc | 0.0012005 | 1.301e-05 | 0.00060025 | 6.5048e-06 | 0.0015435 | 1.6727e-05
[79 empty] | WLDFR | HFTD - Distribution - Tier 2 - 4QU CoRE ¦ 5QU LoRE | Red Flag Warning - Large Fires | 2043 | 2.2805e-08 | 1.1402e-08 | 2.932e-08 | 6.9209 | 0.84944 | 3.8632 | 2.2083 | 0 | 0 | 0 | 1.8996e-05 |  | 1.5783e-07 | 0 | 1.5783e-07 | 7.8914e-08 | 0 | 7.8914e-08 | 2.0292e-07 | 0 | 2.0292e-07 | [16 empty] | 7.3.1.3 Ignition probability mapping showing the probability of ignition along the electric lines and equipmentWLDFRAggregatedAggregated | WLDFR | HFTD - Distribution - Tier 2 - 5QU CoRE ¦ 1QU LoRE | Non-Red Flag Warning - Small Fires | Aggregated | Aggregated | 2023 | 0.010837 | 0 | 700.8825 | 7.5953 | 2023 | Mitigation | 0.08575 | 30 | 0 | esc | 0.0012005 | 1.301e-05 | 0.00060025 | 6.5048e-06 | 0.0015435 | 1.6727e-05
[79 empty] | WLDFR | HFTD - Distribution - Tier 2 - 4QU CoRE ¦ 5QU LoRE | Red Flag Warning - Large Fires | 2044 | 2.2805e-08 | 1.1402e-08 | 2.932e-08 | 6.9209 | 0.84944 | 3.8632 | 2.2083 | 0 | 0 | 0 | 1.8996e-05 |  | 1.5783e-07 | 0 | 1.5783e-07 | 7.8914e-08 | 0 | 7.8914e-08 | 2.0292e-07 | 0 | 2.0292e-07 | [16 empty] | 7.3.1.3 Ignition probability mapping showing the probability of ignition along the electric lines and equipmentWLDFRAggregatedAggregated | WLDFR | HFTD - Distribution - Tier 2 - 5QU CoRE ¦ 1QU LoRE | Non-Red Flag Warning - Small Fires | Aggregated | Aggregated | 2024 | 0.010837 | 0 | 700.8825 | 7.5953 | 2024 | Mitigation | 0.08575 | 30 | 0 | esc | 0.0012005 | 1.301e-05 | 0.00060025 | 6.5048e-06 | 0.0015435 | 1.6727e-05
[79 empty] | WLDFR | HFTD - Distribution - Tier 2 - 4QU CoRE ¦ 5QU LoRE | Red Flag Warning - Large Fires | 2045 | 2.2805e-08 | 1.1402e-08 | 2.932e-08 | 6.9209 | 0.84944 | 3.8632 | 2.2083 | 0 | 0 | 0 | 1.8996e-05 |  | 1.5783e-07 | 0 | 1.5783e-07 | 7.8914e-08 | 0 | 7.8914e-08 | 2.0292e-07 | 0 | 2.0292e-07 | [16 empty] | 7.3.1.3 Ignition probability mapping showing the probability of ignition along the electric lines and equipmentWLDFRAggregatedAggregated | WLDFR | HFTD - Distribution - Tier 2 - 5QU CoRE ¦ 1QU LoRE | Non-Red Flag Warning - Small Fires | Aggregated | Aggregated | 2025 | 0.010837 | 0 | 700.8825 | 7.5953 | 2025 | Mitigation | 0.08575 | 30 | 0 | esc | 0.0012005 | 1.301e-05 | 0.00060025 | 6.5048e-06 | 0.0015435 | 1.6727e-05
[79 empty] | WLDFR | HFTD - Distribution - Tier 2 - 4QU CoRE ¦ 5QU LoRE | Red Flag Warning - Large Fires | 2046 | 2.2805e-08 | 1.1402e-08 | 2.932e-08 | 6.9209 | 0.84944 | 3.8632 | 2.2083 | 0 | 0 | 0 | 1.8996e-05 |  | 1.5783e-07 | 0 | 1.5783e-07 | 7.8914e-08 | 0 | 7.8914e-08 | 2.0292e-07 | 0 | 2.0292e-07 | [16 empty] | 7.3.1.3 Ignition probability mapping showing the probability of ignition along the electric lines and equipmentWLDFRAggregatedAggregated | WLDFR | HFTD - Distribution - Tier 2 - 5QU CoRE ¦ 1QU LoRE | Non-Red Flag Warning - Small Fires | Aggregated | Aggregated | 2026 | 0.010837 | 0 | 700.8825 | 7.5953 | 2026 | Mitigation | 0.08575 | 30 | 0 | esc | 0.0012005 | 1.301e-05 | 0.00060025 | 6.5048e-06 | 0.0015435 | 1.6727e-05
[79 empty] | WLDFR | HFTD - Distribution - Tier 2 - 4QU CoRE ¦ 5QU LoRE | Red Flag Warning - Large Fires | 2047 | 2.2805e-08 | 1.1402e-08 | 2.932e-08 | 6.9209 | 0.84944 | 3.8632 | 2.2083 | 0 | 0 | 0 | 1.8996e-05 |  | 1.5783e-07 | 0 | 1.5783e-07 | 7.8914e-08 | 0 | 7.8914e-08 | 2.0292e-07 | 0 | 2.0292e-07 | [16 empty] | 7.3.1.3 Ignition probability mapping showing the probability of ignition along the electric lines and equipmentWLDFRAggregatedAggregated | WLDFR | HFTD - Distribution - Tier 2 - 5QU CoRE ¦ 1QU LoRE | Non-Red Flag Warning - Small Fires | Aggregated | Aggregated | 2027 | 0.010837 | 0 | 700.8825 | 7.5953 | 2027 | Mitigation | 0.08575 | 30 | 0 | esc | 0.0012005 | 1.301e-05 | 0.00060025 | 6.5048e-06 | 0.0015435 | 1.6727e-05
[79 empty] | WLDFR | HFTD - Distribution - Tier 2 - 4QU CoRE ¦ 5QU LoRE | Red Flag Warning - Large Fires | 2048 | 2.2805e-08 | 1.1402e-08 | 2.932e-08 | 7.3713 | 0.88759 | 4.1075 | 2.3763 | 0 | 0 | 0 | 1.8996e-05 |  | 1.681e-07 | 0 | 1.681e-07 | 8.405e-08 | 0 | 8.405e-08 | 2.1613e-07 | 0 | 2.1613e-07 | [16 empty] | 7.3.1.3 Ignition probability mapping showing the probability of ignition along the electric lines and equipmentWLDFRAggregatedAggregated | WLDFR | HFTD - Distribution - Tier 2 - 5QU CoRE ¦ 1QU LoRE | Non-Red Flag Warning - Small Fires | Aggregated | Aggregated | 2028 | 0.010837 | 0 | 700.8825 | 7.5953 | 2028 | Mitigation | 0.08575 | 30 | 0 | esc | 0.0012005 | 1.301e-05 | 0.00060025 | 6.5048e-06 | 0.0015435 | 1.6727e-05
[79 empty] | WLDFR | HFTD - Distribution - Tier 2 - 4QU CoRE ¦ 5QU LoRE | Red Flag Warning - Large Fires | 2049 | 2.2805e-08 | 1.1402e-08 | 2.932e-08 | 7.3713 | 0.88759 | 4.1075 | 2.3763 | 0 | 0 | 0 | 1.8996e-05 |  | 1.681e-07 | 0 | 1.681e-07 | 8.405e-08 | 0 | 8.405e-08 | 2.1613e-07 | 0 | 2.1613e-07 | [16 empty] | 7.3.1.3 Ignition probability mapping showing the probability of ignition along the electric lines and equipmentWLDFRAggregatedAggregated | WLDFR | HFTD - Distribution - Tier 2 - 5QU CoRE ¦ 1QU LoRE | Non-Red Flag Warning - Small Fires | Aggregated | Aggregated | 2029 | 0.010837 | 0 | 700.8825 | 7.5953 | 2029 | Mitigation | 0.08575 | 30 | 0 | esc | 0.0012005 | 1.301e-05 | 0.00060025 | 6.5048e-06 | 0.0015435 | 1.6727e-05
[79 empty] | WLDFR | HFTD - Distribution - Tier 2 - 4QU CoRE ¦ 5QU LoRE | Red Flag Warning - Large Fires | 2050 | 0 | 1.1402e-08 | 2.932e-08 | 7.3713 | 0.88759 | 4.1075 | 2.3763 | 0 | 0 | 0 | 1.8996e-05 |  | 0 | 0 | 0 | 8.405e-08 | 0 | 8.405e-08 | 2.1613e-07 | 0 | 2.1613e-07 | [16 empty] | 7.3.1.3 Ignition probability mapping showing the probability of ignition along the electric lines and equipmentWLDFRAggregatedAggregated | WLDFR | HFTD - Distribution - Tier 2 - 5QU CoRE ¦ 1QU LoRE | Non-Red Flag Warning - Small Fires | Aggregated | Aggregated | 2030 | 0.010837 | 0 | 700.8825 | 7.5953 | 2030 | Mitigation | 0.08575 | 30 | 0 | esc | 0.0012005 | 1.301e-05 | 0.00060025 | 6.5048e-06 | 0.0015435 | 1.6727e-05
[79 empty] | WLDFR | HFTD - Distribution - Tier 2 - 4QU CoRE ¦ 5QU LoRE | Red Flag Warning - Large Fires | 2051 | 0 | 0 | 2.932e-08 | 7.3713 | 0.88759 | 4.1075 | 2.3763 | 0 | 0 | 0 | 1.8996e-05 |  | 0 | 0 | 0 | 0 | 0 | 0 | 2.1613e-07 | 0 | 2.1613e-07 | [16 empty] | 7.3.1.3 Ignition probability mapping showing the probability of ignition along the electric lines and equipmentWLDFRAggregatedAggregated | WLDFR | HFTD - Distribution - Tier 2 - 5QU CoRE ¦ 1QU LoRE | Non-Red Flag Warning - Small Fires | Aggregated | Aggregated | 2031 | 0.010837 | 0 | 700.8825 | 7.5953 | 2031 | Mitigation | 0.08575 | 30 | 0 | esc | 0.0012005 | 1.301e-05 | 0.00060025 | 6.5048e-06 | 0.0015435 | 1.6727e-05
[79 empty] | WLDFR | HFTD - Distribution - Tier 2 - 4QU CoRE ¦ 5QU LoRE | Red Flag Warning - Small Fires | 2020 | 3.4047e-07 | 0 | 0 | 0.077901 | 0.036425 | 0.0015809 | 0.039895 | 0 | 0 | 0 | 0.00028361 |  | 2.6523e-08 | 0 | 2.6523e-08 | 0 | 0 | 0 | 0 | 0 | 0 | [16 empty] | 7.3.1.3 Ignition probability mapping showing the probability of ignition along the electric lines and equipmentWLDFRAggregatedAggregated | WLDFR | HFTD - Distribution - Tier 2 - 5QU CoRE ¦ 1QU LoRE | Non-Red Flag Warning - Small Fires | Aggregated | Aggregated | 2032 | 0.010837 | 0 | 700.8825 | 7.5953 | 2032 | Mitigation | 0.08575 | 30 | 0 | esc | 0.0012005 | 1.301e-05 | 0.00060025 | 6.5048e-06 | 0.0015435 | 1.6727e-05
[79 empty] | WLDFR | HFTD - Distribution - Tier 2 - 4QU CoRE ¦ 5QU LoRE | Red Flag Warning - Small Fires | 2021 | 3.4047e-07 | 1.7024e-07 | 0 | 0.077901 | 0.036425 | 0.0015809 | 0.039895 | 0 | 0 | 0 | 0.00028361 |  | 2.6523e-08 | 0 | 2.6523e-08 | 1.3262e-08 | 0 | 1.3262e-08 | 0 | 0 | 0 | [16 empty] | 7.3.1.3 Ignition probability mapping showing the probability of ignition along the electric lines and equipmentWLDFRAggregatedAggregated | WLDFR | HFTD - Distribution - Tier 2 - 5QU CoRE ¦ 1QU LoRE | Non-Red Flag Warning - Small Fires | Aggregated | Aggregated | 2033 | 0.010837 | 0 | 700.8825 | 7.5953 | 2033 | Mitigation | 0.08575 | 30 | 0 | esc | 0.0012005 | 1.301e-05 | 0.00060025 | 6.5048e-06 | 0.0015435 | 1.6727e-05
[79 empty] | WLDFR | HFTD - Distribution - Tier 2 - 4QU CoRE ¦ 5QU LoRE | Red Flag Warning - Small Fires | 2022 | 3.4047e-07 | 1.7024e-07 | 4.3775e-07 | 0.077901 | 0.036425 | 0.0015809 | 0.039895 | 0 | 0 | 0 | 0.00028361 |  | 2.6523e-08 | 0 | 2.6523e-08 | 1.3262e-08 | 0 | 1.3262e-08 | 3.4101e-08 | 0 | 3.4101e-08 | [16 empty] | 7.3.1.3 Ignition probability mapping showing the probability of ignition along the electric lines and equipmentWLDFRAggregatedAggregated | WLDFR | HFTD - Distribution - Tier 2 - 5QU CoRE ¦ 1QU LoRE | Non-Red Flag Warning - Small Fires | Aggregated | Aggregated | 2034 | 0.010837 | 0 | 700.8825 | 7.5953 | 2034 | Mitigation | 0.08575 | 30 | 0 | esc | 0.0012005 | 1.301e-05 | 0.00060025 | 6.5048e-06 | 0.0015435 | 1.6727e-05
[79 empty] | WLDFR | HFTD - Distribution - Tier 2 - 4QU CoRE ¦ 5QU LoRE | Red Flag Warning - Small Fires | 2023 | 3.4047e-07 | 1.7024e-07 | 4.3775e-07 | 0.080408 | 0.03759 | 0.0016314 | 0.041187 | 0 | 0 | 0 | 0.00028361 |  | 2.7377e-08 | 0 | 2.7377e-08 | 1.3688e-08 | 0 | 1.3688e-08 | 3.5199e-08 | 0 | 3.5199e-08 | [16 empty] | 7.3.1.3 Ignition probability mapping showing the probability of ignition along the electric lines and equipmentWLDFRAggregatedAggregated | WLDFR | HFTD - Distribution - Tier 2 - 5QU CoRE ¦ 1QU LoRE | Non-Red Flag Warning - Small Fires | Aggregated | Aggregated | 2035 | 0.010837 | 0 | 700.8825 | 7.5953 | 2035 | Mitigation | 0.08575 | 30 | 0 | esc | 0.0012005 | 1.301e-05 | 0.00060025 | 6.5048e-06 | 0.0015435 | 1.6727e-05
[79 empty] | WLDFR | HFTD - Distribution - Tier 2 - 4QU CoRE ¦ 5QU LoRE | Red Flag Warning - Small Fires | 2024 | 3.4047e-07 | 1.7024e-07 | 4.3775e-07 | 0.080408 | 0.03759 | 0.0016314 | 0.041187 | 0 | 0 | 0 | 0.00028361 |  | 2.7377e-08 | 0 | 2.7377e-08 | 1.3688e-08 | 0 | 1.3688e-08 | 3.5199e-08 | 0 | 3.5199e-08 | [16 empty] | 7.3.1.3 Ignition probability mapping showing the probability of ignition along the electric lines and equipmentWLDFRAggregatedAggregated | WLDFR | HFTD - Distribution - Tier 2 - 5QU CoRE ¦ 1QU LoRE | Non-Red Flag Warning - Small Fires | Aggregated | Aggregated | 2036 | 0.010837 | 0 | 700.8825 | 7.5953 | 2036 | Mitigation | 0.08575 | 30 | 0 | esc | 0.0012005 | 1.301e-05 | 0.00060025 | 6.5048e-06 | 0.0015435 | 1.6727e-05
[79 empty] | WLDFR | HFTD - Distribution - Tier 2 - 4QU CoRE ¦ 5QU LoRE | Red Flag Warning - Small Fires | 2025 | 3.4047e-07 | 1.7024e-07 | 4.3775e-07 | 0.080408 | 0.03759 | 0.0016314 | 0.041187 | 0 | 0 | 0 | 0.00028361 |  | 2.7377e-08 | 0 | 2.7377e-08 | 1.3688e-08 | 0 | 1.3688e-08 | 3.5199e-08 | 0 | 3.5199e-08 | [16 empty] | 7.3.1.3 Ignition probability mapping showing the probability of ignition along the electric lines and equipmentWLDFRAggregatedAggregated | WLDFR | HFTD - Distribution - Tier 2 - 5QU CoRE ¦ 1QU LoRE | Non-Red Flag Warning - Small Fires | Aggregated | Aggregated | 2037 | 0.010837 | 0 | 700.8825 | 7.5953 | 2037 | Mitigation | 0.08575 | 30 | 0 | esc | 0.0012005 | 1.301e-05 | 0.00060025 | 6.5048e-06 | 0.0015435 | 1.6727e-05
[79 empty] | WLDFR | HFTD - Distribution - Tier 2 - 4QU CoRE ¦ 5QU LoRE | Red Flag Warning - Small Fires | 2026 | 3.4047e-07 | 1.7024e-07 | 4.3775e-07 | 0.080408 | 0.03759 | 0.0016314 | 0.041187 | 0 | 0 | 0 | 0.00028361 |  | 2.7377e-08 | 0 | 2.7377e-08 | 1.3688e-08 | 0 | 1.3688e-08 | 3.5199e-08 | 0 | 3.5199e-08 | [16 empty] | 7.3.1.3 Ignition probability mapping showing the probability of ignition along the electric lines and equipmentWLDFRAggregatedAggregated | WLDFR | HFTD - Distribution - Tier 2 - 5QU CoRE ¦ 1QU LoRE | Non-Red Flag Warning - Small Fires | Aggregated | Aggregated | 2038 | 0.010837 | 0 | 700.8825 | 7.5953 | 2038 | Mitigation | 0.08575 | 30 | 0 | esc | 0.0012005 | 1.301e-05 | 0.00060025 | 6.5048e-06 | 0.0015435 | 1.6727e-05
[79 empty] | WLDFR | HFTD - Distribution - Tier 2 - 4QU CoRE ¦ 5QU LoRE | Red Flag Warning - Small Fires | 2027 | 3.4047e-07 | 1.7024e-07 | 4.3775e-07 | 0.080408 | 0.03759 | 0.0016314 | 0.041187 | 0 | 0 | 0 | 0.00028361 |  | 2.7377e-08 | 0 | 2.7377e-08 | 1.3688e-08 | 0 | 1.3688e-08 | 3.5199e-08 | 0 | 3.5199e-08 | [16 empty] | 7.3.1.3 Ignition probability mapping showing the probability of ignition along the electric lines and equipmentWLDFRAggregatedAggregated | WLDFR | HFTD - Distribution - Tier 2 - 5QU CoRE ¦ 1QU LoRE | Non-Red Flag Warning - Small Fires | Aggregated | Aggregated | 2039 | 0.010837 | 0 | 700.8825 | 7.5953 | 2039 | Mitigation | 0.08575 | 30 | 0 | esc | 0.0012005 | 1.301e-05 | 0.00060025 | 6.5048e-06 | 0.0015435 | 1.6727e-05
[79 empty] | WLDFR | HFTD - Distribution - Tier 2 - 4QU CoRE ¦ 5QU LoRE | Red Flag Warning - Small Fires | 2028 | 3.4047e-07 | 1.7024e-07 | 4.3775e-07 | 0.083606 | 0.039055 | 0.001695 | 0.042856 | 0 | 0 | 0 | 0.00028361 |  | 2.8466e-08 | 0 | 2.8466e-08 | 1.4233e-08 | 0 | 1.4233e-08 | 3.6599e-08 | 0 | 3.6599e-08 | [16 empty] | 7.3.1.3 Ignition probability mapping showing the probability of ignition along the electric lines and equipmentWLDFRAggregatedAggregated | WLDFR | HFTD - Distribution - Tier 2 - 5QU CoRE ¦ 1QU LoRE | Non-Red Flag Warning - Small Fires | Aggregated | Aggregated | 2040 | 0.010837 | 0 | 700.8825 | 7.5953 | 2040 | Mitigation | 0.08575 | 30 | 0 | esc | 0.0012005 | 1.301e-05 | 0.00060025 | 6.5048e-06 | 0.0015435 | 1.6727e-05
[79 empty] | WLDFR | HFTD - Distribution - Tier 2 - 4QU CoRE ¦ 5QU LoRE | Red Flag Warning - Small Fires | 2029 | 3.4047e-07 | 1.7024e-07 | 4.3775e-07 | 0.083606 | 0.039055 | 0.001695 | 0.042856 | 0 | 0 | 0 | 0.00028361 |  | 2.8466e-08 | 0 | 2.8466e-08 | 1.4233e-08 | 0 | 1.4233e-08 | 3.6599e-08 | 0 | 3.6599e-08 | [16 empty] | 7.3.1.3 Ignition probability mapping showing the probability of ignition along the electric lines and equipmentWLDFRAggregatedAggregated | WLDFR | HFTD - Distribution - Tier 2 - 5QU CoRE ¦ 1QU LoRE | Non-Red Flag Warning - Small Fires | Aggregated | Aggregated | 2041 | 0.010837 | 0 | 700.8825 | 7.5953 | 2041 | Mitigation | 0.08575 | 30 | 0 | esc | 0.0012005 | 1.301e-05 | 0.00060025 | 6.5048e-06 | 0.0015435 | 1.6727e-05
[79 empty] | WLDFR | HFTD - Distribution - Tier 2 - 4QU CoRE ¦ 5QU LoRE | Red Flag Warning - Small Fires | 2030 | 3.4047e-07 | 1.7024e-07 | 4.3775e-07 | 0.083606 | 0.039055 | 0.001695 | 0.042856 | 0 | 0 | 0 | 0.00028361 |  | 2.8466e-08 | 0 | 2.8466e-08 | 1.4233e-08 | 0 | 1.4233e-08 | 3.6599e-08 | 0 | 3.6599e-08 | [16 empty] | 7.3.1.3 Ignition probability mapping showing the probability of ignition along the electric lines and equipmentWLDFRAggregatedAggregated | WLDFR | HFTD - Distribution - Tier 2 - 5QU CoRE ¦ 1QU LoRE | Non-Red Flag Warning - Small Fires | Aggregated | Aggregated | 2042 | 0.010837 | 0 | 700.8825 | 7.5953 | 2042 | Mitigation | 0.08575 | 30 | 0 | esc | 0.0012005 | 1.301e-05 | 0.00060025 | 6.5048e-06 | 0.0015435 | 1.6727e-05
[79 empty] | WLDFR | HFTD - Distribution - Tier 2 - 4QU CoRE ¦ 5QU LoRE | Red Flag Warning - Small Fires | 2031 | 3.4047e-07 | 1.7024e-07 | 4.3775e-07 | 0.083606 | 0.039055 | 0.001695 | 0.042856 | 0 | 0 | 0 | 0.00028361 |  | 2.8466e-08 | 0 | 2.8466e-08 | 1.4233e-08 | 0 | 1.4233e-08 | 3.6599e-08 | 0 | 3.6599e-08 | [16 empty] | 7.3.1.3 Ignition probability mapping showing the probability of ignition along the electric lines and equipmentWLDFRAggregatedAggregated | WLDFR | HFTD - Distribution - Tier 2 - 5QU CoRE ¦ 1QU LoRE | Non-Red Flag Warning - Small Fires | Aggregated | Aggregated | 2043 | 0.010837 | 0 | 700.8825 | 7.5953 | 2043 | Mitigation | 0.08575 | 30 | 0 | esc | 0.0012005 | 1.301e-05 | 0.00060025 | 6.5048e-06 | 0.0015435 | 1.6727e-05
[79 empty] | WLDFR | HFTD - Distribution - Tier 2 - 4QU CoRE ¦ 5QU LoRE | Red Flag Warning - Small Fires | 2032 | 3.4047e-07 | 1.7024e-07 | 4.3775e-07 | 0.083606 | 0.039055 | 0.001695 | 0.042856 | 0 | 0 | 0 | 0.00028361 |  | 2.8466e-08 | 0 | 2.8466e-08 | 1.4233e-08 | 0 | 1.4233e-08 | 3.6599e-08 | 0 | 3.6599e-08 | [16 empty] | 7.3.1.3 Ignition probability mapping showing the probability of ignition along the electric lines and equipmentWLDFRAggregatedAggregated | WLDFR | HFTD - Distribution - Tier 2 - 5QU CoRE ¦ 1QU LoRE | Non-Red Flag Warning - Small Fires | Aggregated | Aggregated | 2044 | 0.010837 | 0 | 700.8825 | 7.5953 | 2044 | Mitigation | 0.08575 | 30 | 0 | esc | 0.0012005 | 1.301e-05 | 0.00060025 | 6.5048e-06 | 0.0015435 | 1.6727e-05
[79 empty] | WLDFR | HFTD - Distribution - Tier 2 - 4QU CoRE ¦ 5QU LoRE | Red Flag Warning - Small Fires | 2033 | 3.4047e-07 | 1.7024e-07 | 4.3775e-07 | 0.087211 | 0.040679 | 0.0017655 | 0.044766 | 0 | 0 | 0 | 0.00028361 |  | 2.9693e-08 | 0 | 2.9693e-08 | 1.4846e-08 | 0 | 1.4846e-08 | 3.8177e-08 | 0 | 3.8177e-08 | [16 empty] | 7.3.1.3 Ignition probability mapping showing the probability of ignition along the electric lines and equipmentWLDFRAggregatedAggregated | WLDFR | HFTD - Distribution - Tier 2 - 5QU CoRE ¦ 1QU LoRE | Non-Red Flag Warning - Small Fires | Aggregated | Aggregated | 2045 | 0.010837 | 0 | 700.8825 | 7.5953 | 2045 | Mitigation | 0.08575 | 30 | 0 | esc | 0.0012005 | 1.301e-05 | 0.00060025 | 6.5048e-06 | 0.0015435 | 1.6727e-05
[79 empty] | WLDFR | HFTD - Distribution - Tier 2 - 4QU CoRE ¦ 5QU LoRE | Red Flag Warning - Small Fires | 2034 | 3.4047e-07 | 1.7024e-07 | 4.3775e-07 | 0.087211 | 0.040679 | 0.0017655 | 0.044766 | 0 | 0 | 0 | 0.00028361 |  | 2.9693e-08 | 0 | 2.9693e-08 | 1.4846e-08 | 0 | 1.4846e-08 | 3.8177e-08 | 0 | 3.8177e-08 | [16 empty] | 7.3.1.3 Ignition probability mapping showing the probability of ignition along the electric lines and equipmentWLDFRAggregatedAggregated | WLDFR | HFTD - Distribution - Tier 2 - 5QU CoRE ¦ 1QU LoRE | Non-Red Flag Warning - Small Fires | Aggregated | Aggregated | 2046 | 0.010837 | 0 | 700.8825 | 7.5953 | 2046 | Mitigation | 0.08575 | 30 | 0 | esc | 0.0012005 | 1.301e-05 | 0.00060025 | 6.5048e-06 | 0.0015435 | 1.6727e-05
[79 empty] | WLDFR | HFTD - Distribution - Tier 2 - 4QU CoRE ¦ 5QU LoRE | Red Flag Warning - Small Fires | 2035 | 3.4047e-07 | 1.7024e-07 | 4.3775e-07 | 0.087211 | 0.040679 | 0.0017655 | 0.044766 | 0 | 0 | 0 | 0.00028361 |  | 2.9693e-08 | 0 | 2.9693e-08 | 1.4846e-08 | 0 | 1.4846e-08 | 3.8177e-08 | 0 | 3.8177e-08 | [16 empty] | 7.3.1.3 Ignition probability mapping showing the probability of ignition along the electric lines and equipmentWLDFRAggregatedAggregated | WLDFR | HFTD - Distribution - Tier 2 - 5QU CoRE ¦ 1QU LoRE | Non-Red Flag Warning - Small Fires | Aggregated | Aggregated | 2047 | 0.010837 | 0 | 700.8825 | 7.5953 | 2047 | Mitigation | 0.08575 | 30 | 0 | esc | 0.0012005 | 1.301e-05 | 0.00060025 | 6.5048e-06 | 0.0015435 | 1.6727e-05
[79 empty] | WLDFR | HFTD - Distribution - Tier 2 - 4QU CoRE ¦ 5QU LoRE | Red Flag Warning - Small Fires | 2036 | 3.4047e-07 | 1.7024e-07 | 4.3775e-07 | 0.087211 | 0.040679 | 0.0017655 | 0.044766 | 0 | 0 | 0 | 0.00028361 |  | 2.9693e-08 | 0 | 2.9693e-08 | 1.4846e-08 | 0 | 1.4846e-08 | 3.8177e-08 | 0 | 3.8177e-08 | [16 empty] | 7.3.1.3 Ignition probability mapping showing the probability of ignition along the electric lines and equipmentWLDFRAggregatedAggregated | WLDFR | HFTD - Distribution - Tier 2 - 5QU CoRE ¦ 1QU LoRE | Non-Red Flag Warning - Small Fires | Aggregated | Aggregated | 2048 | 0.010837 | 0 | 700.8825 | 7.5953 | 2048 | Mitigation | 0.08575 | 30 | 0 | esc | 0.0012005 | 1.301e-05 | 0.00060025 | 6.5048e-06 | 0.0015435 | 1.6727e-05
[79 empty] | WLDFR | HFTD - Distribution - Tier 2 - 4QU CoRE ¦ 5QU LoRE | Red Flag Warning - Small Fires | 2037 | 3.4047e-07 | 1.7024e-07 | 4.3775e-07 | 0.087211 | 0.040679 | 0.0017655 | 0.044766 | 0 | 0 | 0 | 0.00028361 |  | 2.9693e-08 | 0 | 2.9693e-08 | 1.4846e-08 | 0 | 1.4846e-08 | 3.8177e-08 | 0 | 3.8177e-08 | [16 empty] | 7.3.1.3 Ignition probability mapping showing the probability of ignition along the electric lines and equipmentWLDFRAggregatedAggregated | WLDFR | HFTD - Distribution - Tier 2 - 5QU CoRE ¦ 1QU LoRE | Non-Red Flag Warning - Small Fires | Aggregated | Aggregated | 2049 | 0.010837 | 0 | 700.8825 | 7.5953 | 2049 | Mitigation | 0.08575 | 30 | 0 | esc | 0.0012005 | 1.301e-05 | 0.00060025 | 6.5048e-06 | 0.0015435 | 1.6727e-05
[79 empty] | WLDFR | HFTD - Distribution - Tier 2 - 4QU CoRE ¦ 5QU LoRE | Red Flag Warning - Small Fires | 2038 | 3.4047e-07 | 1.7024e-07 | 4.3775e-07 | 0.091184 | 0.042438 | 0.0018418 | 0.046905 | 0 | 0 | 0 | 0.00028361 |  | 3.1046e-08 | 0 | 3.1046e-08 | 1.5523e-08 | 0 | 1.5523e-08 | 3.9916e-08 | 0 | 3.9916e-08 | [16 empty] | 7.3.1.3 Ignition probability mapping showing the probability of ignition along the electric lines and equipmentWLDFRAggregatedAggregated | WLDFR | HFTD - Distribution - Tier 2 - 5QU CoRE ¦ 1QU LoRE | Non-Red Flag Warning - Small Fires | Aggregated | Aggregated | 2050 | 0.010837 | 0 | 700.8825 | 7.5953 | 2050 | Mitigation | 0.08575 | 30 | 0 | esc | 0 | 0 | 0.00060025 | 6.5048e-06 | 0.0015435 | 1.6727e-05
[79 empty] | WLDFR | HFTD - Distribution - Tier 2 - 4QU CoRE ¦ 5QU LoRE | Red Flag Warning - Small Fires | 2039 | 3.4047e-07 | 1.7024e-07 | 4.3775e-07 | 0.091184 | 0.042438 | 0.0018418 | 0.046905 | 0 | 0 | 0 | 0.00028361 |  | 3.1046e-08 | 0 | 3.1046e-08 | 1.5523e-08 | 0 | 1.5523e-08 | 3.9916e-08 | 0 | 3.9916e-08 | [16 empty] | 7.3.1.3 Ignition probability mapping showing the probability of ignition along the electric lines and equipmentWLDFRAggregatedAggregated | WLDFR | HFTD - Distribution - Tier 2 - 5QU CoRE ¦ 1QU LoRE | Non-Red Flag Warning - Small Fires | Aggregated | Aggregated | 2051 | 0.010837 | 0 | 700.8825 | 7.5953 | 2051 | Mitigation | 0.08575 | 30 | 0 | esc | 0 | 0 | 0 | 0 | 0.0015435 | 1.6727e-05
[79 empty] | WLDFR | HFTD - Distribution - Tier 2 - 4QU CoRE ¦ 5QU LoRE | Red Flag Warning - Small Fires | 2040 | 3.4047e-07 | 1.7024e-07 | 4.3775e-07 | 0.091184 | 0.042438 | 0.0018418 | 0.046905 | 0 | 0 | 0 | 0.00028361 |  | 3.1046e-08 | 0 | 3.1046e-08 | 1.5523e-08 | 0 | 1.5523e-08 | 3.9916e-08 | 0 | 3.9916e-08 | [16 empty] | 7.3.1.3 Ignition probability mapping showing the probability of ignition along the electric lines and equipmentWLDFRAggregatedAggregated | WLDFR | HFTD - Distribution - Tier 2 - 5QU CoRE ¦ 1QU LoRE | Red Flag Warning - Catastrophic Fires | Aggregated | Aggregated | 2021 | 3.1062e-06 | 0 | 700.8825 | 0.0021771 | 2021 | Mitigation | 0.08575 | 30 | 0 | esc | 0.0012005 | 3.729e-09 | 0.00060025 | 1.8645e-09 | 0 | 0
[79 empty] | WLDFR | HFTD - Distribution - Tier 2 - 4QU CoRE ¦ 5QU LoRE | Red Flag Warning - Small Fires | 2041 | 3.4047e-07 | 1.7024e-07 | 4.3775e-07 | 0.091184 | 0.042438 | 0.0018418 | 0.046905 | 0 | 0 | 0 | 0.00028361 |  | 3.1046e-08 | 0 | 3.1046e-08 | 1.5523e-08 | 0 | 1.5523e-08 | 3.9916e-08 | 0 | 3.9916e-08 | [16 empty] | 7.3.1.3 Ignition probability mapping showing the probability of ignition along the electric lines and equipmentWLDFRAggregatedAggregated | WLDFR | HFTD - Distribution - Tier 2 - 5QU CoRE ¦ 1QU LoRE | Red Flag Warning - Catastrophic Fires | Aggregated | Aggregated | 2022 | 3.1062e-06 | 0 | 700.8825 | 0.0021771 | 2022 | Mitigation | 0.08575 | 30 | 0 | esc | 0.0012005 | 3.729e-09 | 0.00060025 | 1.8645e-09 | 0.0015435 | 4.7944e-09
[79 empty] | WLDFR | HFTD - Distribution - Tier 2 - 4QU CoRE ¦ 5QU LoRE | Red Flag Warning - Small Fires | 2042 | 3.4047e-07 | 1.7024e-07 | 4.3775e-07 | 0.091184 | 0.042438 | 0.0018418 | 0.046905 | 0 | 0 | 0 | 0.00028361 |  | 3.1046e-08 | 0 | 3.1046e-08 | 1.5523e-08 | 0 | 1.5523e-08 | 3.9916e-08 | 0 | 3.9916e-08 | [16 empty] | 7.3.1.3 Ignition probability mapping showing the probability of ignition along the electric lines and equipmentWLDFRAggregatedAggregated | WLDFR | HFTD - Distribution - Tier 2 - 5QU CoRE ¦ 1QU LoRE | Red Flag Warning - Catastrophic Fires | Aggregated | Aggregated | 2023 | 3.1062e-06 | 0 | 700.8825 | 0.0021771 | 2023 | Mitigation | 0.08575 | 30 | 0 | esc | 0.0012005 | 3.729e-09 | 0.00060025 | 1.8645e-09 | 0.0015435 | 4.7944e-09
[79 empty] | WLDFR | HFTD - Distribution - Tier 2 - 4QU CoRE ¦ 5QU LoRE | Red Flag Warning - Small Fires | 2043 | 3.4047e-07 | 1.7024e-07 | 4.3775e-07 | 0.095486 | 0.044306 | 0.0019228 | 0.049257 | 0 | 0 | 0 | 0.00028361 |  | 3.251e-08 | 0 | 3.251e-08 | 1.6255e-08 | 0 | 1.6255e-08 | 4.1799e-08 | 0 | 4.1799e-08 | [16 empty] | 7.3.1.3 Ignition probability mapping showing the probability of ignition along the electric lines and equipmentWLDFRAggregatedAggregated | WLDFR | HFTD - Distribution - Tier 2 - 5QU CoRE ¦ 1QU LoRE | Red Flag Warning - Catastrophic Fires | Aggregated | Aggregated | 2024 | 3.1062e-06 | 0 | 700.8825 | 0.0021771 | 2024 | Mitigation | 0.08575 | 30 | 0 | esc | 0.0012005 | 3.729e-09 | 0.00060025 | 1.8645e-09 | 0.0015435 | 4.7944e-09
[79 empty] | WLDFR | HFTD - Distribution - Tier 2 - 4QU CoRE ¦ 5QU LoRE | Red Flag Warning - Small Fires | 2044 | 3.4047e-07 | 1.7024e-07 | 4.3775e-07 | 0.095486 | 0.044306 | 0.0019228 | 0.049257 | 0 | 0 | 0 | 0.00028361 |  | 3.251e-08 | 0 | 3.251e-08 | 1.6255e-08 | 0 | 1.6255e-08 | 4.1799e-08 | 0 | 4.1799e-08 | [16 empty] | 7.3.1.3 Ignition probability mapping showing the probability of ignition along the electric lines and equipmentWLDFRAggregatedAggregated | WLDFR | HFTD - Distribution - Tier 2 - 5QU CoRE ¦ 1QU LoRE | Red Flag Warning - Catastrophic Fires | Aggregated | Aggregated | 2025 | 3.1062e-06 | 0 | 700.8825 | 0.0021771 | 2025 | Mitigation | 0.08575 | 30 | 0 | esc | 0.0012005 | 3.729e-09 | 0.00060025 | 1.8645e-09 | 0.0015435 | 4.7944e-09
[79 empty] | WLDFR | HFTD - Distribution - Tier 2 - 4QU CoRE ¦ 5QU LoRE | Red Flag Warning - Small Fires | 2045 | 3.4047e-07 | 1.7024e-07 | 4.3775e-07 | 0.095486 | 0.044306 | 0.0019228 | 0.049257 | 0 | 0 | 0 | 0.00028361 |  | 3.251e-08 | 0 | 3.251e-08 | 1.6255e-08 | 0 | 1.6255e-08 | 4.1799e-08 | 0 | 4.1799e-08 | [16 empty] | 7.3.1.3 Ignition probability mapping showing the probability of ignition along the electric lines and equipmentWLDFRAggregatedAggregated | WLDFR | HFTD - Distribution - Tier 2 - 5QU CoRE ¦ 1QU LoRE | Red Flag Warning - Catastrophic Fires | Aggregated | Aggregated | 2026 | 3.1062e-06 | 0 | 700.8825 | 0.0021771 | 2026 | Mitigation | 0.08575 | 30 | 0 | esc | 0.0012005 | 3.729e-09 | 0.00060025 | 1.8645e-09 | 0.0015435 | 4.7944e-09
[79 empty] | WLDFR | HFTD - Distribution - Tier 2 - 4QU CoRE ¦ 5QU LoRE | Red Flag Warning - Small Fires | 2046 | 3.4047e-07 | 1.7024e-07 | 4.3775e-07 | 0.095486 | 0.044306 | 0.0019228 | 0.049257 | 0 | 0 | 0 | 0.00028361 |  | 3.251e-08 | 0 | 3.251e-08 | 1.6255e-08 | 0 | 1.6255e-08 | 4.1799e-08 | 0 | 4.1799e-08 | [16 empty] | 7.3.1.3 Ignition probability mapping showing the probability of ignition along the electric lines and equipmentWLDFRAggregatedAggregated | WLDFR | HFTD - Distribution - Tier 2 - 5QU CoRE ¦ 1QU LoRE | Red Flag Warning - Catastrophic Fires | Aggregated | Aggregated | 2027 | 3.1062e-06 | 0 | 700.8825 | 0.0021771 | 2027 | Mitigation | 0.08575 | 30 | 0 | esc | 0.0012005 | 3.729e-09 | 0.00060025 | 1.8645e-09 | 0.0015435 | 4.7944e-09
[79 empty] | WLDFR | HFTD - Distribution - Tier 2 - 4QU CoRE ¦ 5QU LoRE | Red Flag Warning - Small Fires | 2047 | 3.4047e-07 | 1.7024e-07 | 4.3775e-07 | 0.095486 | 0.044306 | 0.0019228 | 0.049257 | 0 | 0 | 0 | 0.00028361 |  | 3.251e-08 | 0 | 3.251e-08 | 1.6255e-08 | 0 | 1.6255e-08 | 4.1799e-08 | 0 | 4.1799e-08 | [16 empty] | 7.3.1.3 Ignition probability mapping showing the probability of ignition along the electric lines and equipmentWLDFRAggregatedAggregated | WLDFR | HFTD - Distribution - Tier 2 - 5QU CoRE ¦ 1QU LoRE | Red Flag Warning - Catastrophic Fires | Aggregated | Aggregated | 2028 | 3.1062e-06 | 0 | 700.8825 | 0.0021771 | 2028 | Mitigation | 0.08575 | 30 | 0 | esc | 0.0012005 | 3.729e-09 | 0.00060025 | 1.8645e-09 | 0.0015435 | 4.7944e-09
[79 empty] | WLDFR | HFTD - Distribution - Tier 2 - 4QU CoRE ¦ 5QU LoRE | Red Flag Warning - Small Fires | 2048 | 3.4047e-07 | 1.7024e-07 | 4.3775e-07 | 0.10007 | 0.04626 | 0.0020076 | 0.051804 | 0 | 0 | 0 | 0.00028361 |  | 3.4072e-08 | 0 | 3.4072e-08 | 1.7036e-08 | 0 | 1.7036e-08 | 4.3806e-08 | 0 | 4.3806e-08 | [16 empty] | 7.3.1.3 Ignition probability mapping showing the probability of ignition along the electric lines and equipmentWLDFRAggregatedAggregated | WLDFR | HFTD - Distribution - Tier 2 - 5QU CoRE ¦ 1QU LoRE | Red Flag Warning - Catastrophic Fires | Aggregated | Aggregated | 2029 | 3.1062e-06 | 0 | 700.8825 | 0.0021771 | 2029 | Mitigation | 0.08575 | 30 | 0 | esc | 0.0012005 | 3.729e-09 | 0.00060025 | 1.8645e-09 | 0.0015435 | 4.7944e-09
[79 empty] | WLDFR | HFTD - Distribution - Tier 2 - 4QU CoRE ¦ 5QU LoRE | Red Flag Warning - Small Fires | 2049 | 3.4047e-07 | 1.7024e-07 | 4.3775e-07 | 0.10007 | 0.04626 | 0.0020076 | 0.051804 | 0 | 0 | 0 | 0.00028361 |  | 3.4072e-08 | 0 | 3.4072e-08 | 1.7036e-08 | 0 | 1.7036e-08 | 4.3806e-08 | 0 | 4.3806e-08 | [16 empty] | 7.3.1.3 Ignition probability mapping showing the probability of ignition along the electric lines and equipmentWLDFRAggregatedAggregated | WLDFR | HFTD - Distribution - Tier 2 - 5QU CoRE ¦ 1QU LoRE | Red Flag Warning - Catastrophic Fires | Aggregated | Aggregated | 2030 | 3.1062e-06 | 0 | 700.8825 | 0.0021771 | 2030 | Mitigation | 0.08575 | 30 | 0 | esc | 0.0012005 | 3.729e-09 | 0.00060025 | 1.8645e-09 | 0.0015435 | 4.7944e-09
[79 empty] | WLDFR | HFTD - Distribution - Tier 2 - 4QU CoRE ¦ 5QU LoRE | Red Flag Warning - Small Fires | 2050 | 0 | 1.7024e-07 | 4.3775e-07 | 0.10007 | 0.04626 | 0.0020076 | 0.051804 | 0 | 0 | 0 | 0.00028361 |  | 0 | 0 | 0 | 1.7036e-08 | 0 | 1.7036e-08 | 4.3806e-08 | 0 | 4.3806e-08 | [16 empty] | 7.3.1.3 Ignition probability mapping showing the probability of ignition along the electric lines and equipmentWLDFRAggregatedAggregated | WLDFR | HFTD - Distribution - Tier 2 - 5QU CoRE ¦ 1QU LoRE | Red Flag Warning - Catastrophic Fires | Aggregated | Aggregated | 2031 | 3.1062e-06 | 0 | 700.8825 | 0.0021771 | 2031 | Mitigation | 0.08575 | 30 | 0 | esc | 0.0012005 | 3.729e-09 | 0.00060025 | 1.8645e-09 | 0.0015435 | 4.7944e-09
[79 empty] | WLDFR | HFTD - Distribution - Tier 2 - 4QU CoRE ¦ 5QU LoRE | Red Flag Warning - Small Fires | 2051 | 0 | 0 | 4.3775e-07 | 0.10007 | 0.04626 | 0.0020076 | 0.051804 | 0 | 0 | 0 | 0.00028361 |  | 0 | 0 | 0 | 0 | 0 | 0 | 4.3806e-08 | 0 | 4.3806e-08 | [16 empty] | 7.3.1.3 Ignition probability mapping showing the probability of ignition along the electric lines and equipmentWLDFRAggregatedAggregated | WLDFR | HFTD - Distribution - Tier 2 - 5QU CoRE ¦ 1QU LoRE | Red Flag Warning - Catastrophic Fires | Aggregated | Aggregated | 2032 | 3.1062e-06 | 0 | 700.8825 | 0.0021771 | 2032 | Mitigation | 0.08575 | 30 | 0 | esc | 0.0012005 | 3.729e-09 | 0.00060025 | 1.8645e-09 | 0.0015435 | 4.7944e-09
[79 empty] | WLDFR | HFTD - Distribution - Tier 2 - 4QU CoRE ¦ 5QU LoRE | Seismic - Non-Red Flag Warning - Catastrophic Fires | 2020 | 4.9313e-13 | 0 | 0 | 21083.8428 | 409.2237 | 13469.0878 | 7205.5313 | 0 | 0 | 0 | 4.1077e-10 |  | 1.0397e-08 | 0 | 1.0397e-08 | 0 | 0 | 0 | 0 | 0 | 0 | [16 empty] | 7.3.1.3 Ignition probability mapping showing the probability of ignition along the electric lines and equipmentWLDFRAggregatedAggregated | WLDFR | HFTD - Distribution - Tier 2 - 5QU CoRE ¦ 1QU LoRE | Red Flag Warning - Catastrophic Fires | Aggregated | Aggregated | 2033 | 3.1062e-06 | 0 | 700.8825 | 0.0021771 | 2033 | Mitigation | 0.08575 | 30 | 0 | esc | 0.0012005 | 3.729e-09 | 0.00060025 | 1.8645e-09 | 0.0015435 | 4.7944e-09
[79 empty] | WLDFR | HFTD - Distribution - Tier 2 - 4QU CoRE ¦ 5QU LoRE | Seismic - Non-Red Flag Warning - Catastrophic Fires | 2021 | 4.9313e-13 | 2.4656e-13 | 0 | 21083.8428 | 409.2237 | 13469.0878 | 7205.5313 | 0 | 0 | 0 | 4.1077e-10 |  | 1.0397e-08 | 0 | 1.0397e-08 | 5.1985e-09 | 0 | 5.1985e-09 | 0 | 0 | 0 | [16 empty] | 7.3.1.3 Ignition probability mapping showing the probability of ignition along the electric lines and equipmentWLDFRAggregatedAggregated | WLDFR | HFTD - Distribution - Tier 2 - 5QU CoRE ¦ 1QU LoRE | Red Flag Warning - Catastrophic Fires | Aggregated | Aggregated | 2034 | 3.1062e-06 | 0 | 700.8825 | 0.0021771 | 2034 | Mitigation | 0.08575 | 30 | 0 | esc | 0.0012005 | 3.729e-09 | 0.00060025 | 1.8645e-09 | 0.0015435 | 4.7944e-09
[79 empty] | WLDFR | HFTD - Distribution - Tier 2 - 4QU CoRE ¦ 5QU LoRE | Seismic - Non-Red Flag Warning - Catastrophic Fires | 2022 | 4.9313e-13 | 2.4656e-13 | 6.3402e-13 | 21083.8428 | 409.2237 | 13469.0878 | 7205.5313 | 0 | 0 | 0 | 4.1077e-10 |  | 1.0397e-08 | 0 | 1.0397e-08 | 5.1985e-09 | 0 | 5.1985e-09 | 1.3368e-08 | 0 | 1.3368e-08 | [16 empty] | 7.3.1.3 Ignition probability mapping showing the probability of ignition along the electric lines and equipmentWLDFRAggregatedAggregated | WLDFR | HFTD - Distribution - Tier 2 - 5QU CoRE ¦ 1QU LoRE | Red Flag Warning - Catastrophic Fires | Aggregated | Aggregated | 2035 | 3.1062e-06 | 0 | 700.8825 | 0.0021771 | 2035 | Mitigation | 0.08575 | 30 | 0 | esc | 0.0012005 | 3.729e-09 | 0.00060025 | 1.8645e-09 | 0.0015435 | 4.7944e-09
[79 empty] | WLDFR | HFTD - Distribution - Tier 2 - 4QU CoRE ¦ 5QU LoRE | Seismic - Non-Red Flag Warning - Catastrophic Fires | 2023 | 4.9313e-13 | 2.4656e-13 | 6.3402e-13 | 21835.9781 | 428.6023 | 13939.561 | 7467.8148 | 0 | 0 | 0 | 4.1077e-10 |  | 1.0768e-08 | 0 | 1.0768e-08 | 5.384e-09 | 0 | 5.384e-09 | 1.3844e-08 | 0 | 1.3844e-08 | [16 empty] | 7.3.1.3 Ignition probability mapping showing the probability of ignition along the electric lines and equipmentWLDFRAggregatedAggregated | WLDFR | HFTD - Distribution - Tier 2 - 5QU CoRE ¦ 1QU LoRE | Red Flag Warning - Catastrophic Fires | Aggregated | Aggregated | 2036 | 3.1062e-06 | 0 | 700.8825 | 0.0021771 | 2036 | Mitigation | 0.08575 | 30 | 0 | esc | 0.0012005 | 3.729e-09 | 0.00060025 | 1.8645e-09 | 0.0015435 | 4.7944e-09
[79 empty] | WLDFR | HFTD - Distribution - Tier 2 - 4QU CoRE ¦ 5QU LoRE | Seismic - Non-Red Flag Warning - Catastrophic Fires | 2024 | 4.9313e-13 | 2.4656e-13 | 6.3402e-13 | 21835.9781 | 428.6023 | 13939.561 | 7467.8148 | 0 | 0 | 0 | 4.1077e-10 |  | 1.0768e-08 | 0 | 1.0768e-08 | 5.384e-09 | 0 | 5.384e-09 | 1.3844e-08 | 0 | 1.3844e-08 | [16 empty] | 7.3.1.3 Ignition probability mapping showing the probability of ignition along the electric lines and equipmentWLDFRAggregatedAggregated | WLDFR | HFTD - Distribution - Tier 2 - 5QU CoRE ¦ 1QU LoRE | Red Flag Warning - Catastrophic Fires | Aggregated | Aggregated | 2037 | 3.1062e-06 | 0 | 700.8825 | 0.0021771 | 2037 | Mitigation | 0.08575 | 30 | 0 | esc | 0.0012005 | 3.729e-09 | 0.00060025 | 1.8645e-09 | 0.0015435 | 4.7944e-09
[79 empty] | WLDFR | HFTD - Distribution - Tier 2 - 4QU CoRE ¦ 5QU LoRE | Seismic - Non-Red Flag Warning - Catastrophic Fires | 2025 | 4.9313e-13 | 2.4656e-13 | 6.3402e-13 | 21835.9781 | 428.6023 | 13939.561 | 7467.8148 | 0 | 0 | 0 | 4.1077e-10 |  | 1.0768e-08 | 0 | 1.0768e-08 | 5.384e-09 | 0 | 5.384e-09 | 1.3844e-08 | 0 | 1.3844e-08 | [16 empty] | 7.3.1.3 Ignition probability mapping showing the probability of ignition along the electric lines and equipmentWLDFRAggregatedAggregated | WLDFR | HFTD - Distribution - Tier 2 - 5QU CoRE ¦ 1QU LoRE | Red Flag Warning - Catastrophic Fires | Aggregated | Aggregated | 2038 | 3.1062e-06 | 0 | 700.8825 | 0.0021771 | 2038 | Mitigation | 0.08575 | 30 | 0 | esc | 0.0012005 | 3.729e-09 | 0.00060025 | 1.8645e-09 | 0.0015435 | 4.7944e-09
[79 empty] | WLDFR | HFTD - Distribution - Tier 2 - 4QU CoRE ¦ 5QU LoRE | Seismic - Non-Red Flag Warning - Catastrophic Fires | 2026 | 4.9313e-13 | 2.4656e-13 | 6.3402e-13 | 21835.9781 | 428.6023 | 13939.561 | 7467.8148 | 0 | 0 | 0 | 4.1077e-10 |  | 1.0768e-08 | 0 | 1.0768e-08 | 5.384e-09 | 0 | 5.384e-09 | 1.3844e-08 | 0 | 1.3844e-08 | [16 empty] | 7.3.1.3 Ignition probability mapping showing the probability of ignition along the electric lines and equipmentWLDFRAggregatedAggregated | WLDFR | HFTD - Distribution - Tier 2 - 5QU CoRE ¦ 1QU LoRE | Red Flag Warning - Catastrophic Fires | Aggregated | Aggregated | 2039 | 3.1062e-06 | 0 | 700.8825 | 0.0021771 | 2039 | Mitigation | 0.08575 | 30 | 0 | esc | 0.0012005 | 3.729e-09 | 0.00060025 | 1.8645e-09 | 0.0015435 | 4.7944e-09
[79 empty] | WLDFR | HFTD - Distribution - Tier 2 - 4QU CoRE ¦ 5QU LoRE | Seismic - Non-Red Flag Warning - Catastrophic Fires | 2027 | 4.9313e-13 | 2.4656e-13 | 6.3402e-13 | 21835.9781 | 428.6023 | 13939.561 | 7467.8148 | 0 | 0 | 0 | 4.1077e-10 |  | 1.0768e-08 | 0 | 1.0768e-08 | 5.384e-09 | 0 | 5.384e-09 | 1.3844e-08 | 0 | 1.3844e-08 | [16 empty] | 7.3.1.3 Ignition probability mapping showing the probability of ignition along the electric lines and equipmentWLDFRAggregatedAggregated | WLDFR | HFTD - Distribution - Tier 2 - 5QU CoRE ¦ 1QU LoRE | Red Flag Warning - Catastrophic Fires | Aggregated | Aggregated | 2040 | 3.1062e-06 | 0 | 700.8825 | 0.0021771 | 2040 | Mitigation | 0.08575 | 30 | 0 | esc | 0.0012005 | 3.729e-09 | 0.00060025 | 1.8645e-09 | 0.0015435 | 4.7944e-09
[79 empty] | WLDFR | HFTD - Distribution - Tier 2 - 4QU CoRE ¦ 5QU LoRE | Seismic - Non-Red Flag Warning - Catastrophic Fires | 2028 | 4.9313e-13 | 2.4656e-13 | 6.3402e-13 | 22783.187 | 453.261 | 14531.3357 | 7798.5904 | 0 | 0 | 0 | 4.1077e-10 |  | 1.1235e-08 | 0 | 1.1235e-08 | 5.6175e-09 | 0 | 5.6175e-09 | 1.4445e-08 | 0 | 1.4445e-08 | [16 empty] | 7.3.1.3 Ignition probability mapping showing the probability of ignition along the electric lines and equipmentWLDFRAggregatedAggregated | WLDFR | HFTD - Distribution - Tier 2 - 5QU CoRE ¦ 1QU LoRE | Red Flag Warning - Catastrophic Fires | Aggregated | Aggregated | 2041 | 3.1062e-06 | 0 | 700.8825 | 0.0021771 | 2041 | Mitigation | 0.08575 | 30 | 0 | esc | 0.0012005 | 3.729e-09 | 0.00060025 | 1.8645e-09 | 0.0015435 | 4.7944e-09
[79 empty] | WLDFR | HFTD - Distribution - Tier 2 - 4QU CoRE ¦ 5QU LoRE | Seismic - Non-Red Flag Warning - Catastrophic Fires | 2029 | 4.9313e-13 | 2.4656e-13 | 6.3402e-13 | 22783.187 | 453.261 | 14531.3357 | 7798.5904 | 0 | 0 | 0 | 4.1077e-10 |  | 1.1235e-08 | 0 | 1.1235e-08 | 5.6175e-09 | 0 | 5.6175e-09 | 1.4445e-08 | 0 | 1.4445e-08 | [16 empty] | 7.3.1.3 Ignition probability mapping showing the probability of ignition along the electric lines and equipmentWLDFRAggregatedAggregated | WLDFR | HFTD - Distribution - Tier 2 - 5QU CoRE ¦ 1QU LoRE | Red Flag Warning - Catastrophic Fires | Aggregated | Aggregated | 2042 | 3.1062e-06 | 0 | 700.8825 | 0.0021771 | 2042 | Mitigation | 0.08575 | 30 | 0 | esc | 0.0012005 | 3.729e-09 | 0.00060025 | 1.8645e-09 | 0.0015435 | 4.7944e-09
[79 empty] | WLDFR | HFTD - Distribution - Tier 2 - 4QU CoRE ¦ 5QU LoRE | Seismic - Non-Red Flag Warning - Catastrophic Fires | 2030 | 4.9313e-13 | 2.4656e-13 | 6.3402e-13 | 22783.187 | 453.261 | 14531.3357 | 7798.5904 | 0 | 0 | 0 | 4.1077e-10 |  | 1.1235e-08 | 0 | 1.1235e-08 | 5.6175e-09 | 0 | 5.6175e-09 | 1.4445e-08 | 0 | 1.4445e-08 | [16 empty] | 7.3.1.3 Ignition probability mapping showing the probability of ignition along the electric lines and equipmentWLDFRAggregatedAggregated | WLDFR | HFTD - Distribution - Tier 2 - 5QU CoRE ¦ 1QU LoRE | Red Flag Warning - Catastrophic Fires | Aggregated | Aggregated | 2043 | 3.1062e-06 | 0 | 700.8825 | 0.0021771 | 2043 | Mitigation | 0.08575 | 30 | 0 | esc | 0.0012005 | 3.729e-09 | 0.00060025 | 1.8645e-09 | 0.0015435 | 4.7944e-09
[79 empty] | WLDFR | HFTD - Distribution - Tier 2 - 4QU CoRE ¦ 5QU LoRE | Seismic - Non-Red Flag Warning - Catastrophic Fires | 2031 | 4.9313e-13 | 2.4656e-13 | 6.3402e-13 | 22783.187 | 453.261 | 14531.3357 | 7798.5904 | 0 | 0 | 0 | 4.1077e-10 |  | 1.1235e-08 | 0 | 1.1235e-08 | 5.6175e-09 | 0 | 5.6175e-09 | 1.4445e-08 | 0 | 1.4445e-08 | [16 empty] | 7.3.1.3 Ignition probability mapping showing the probability of ignition along the electric lines and equipmentWLDFRAggregatedAggregated | WLDFR | HFTD - Distribution - Tier 2 - 5QU CoRE ¦ 1QU LoRE | Red Flag Warning - Catastrophic Fires | Aggregated | Aggregated | 2044 | 3.1062e-06 | 0 | 700.8825 | 0.0021771 | 2044 | Mitigation | 0.08575 | 30 | 0 | esc | 0.0012005 | 3.729e-09 | 0.00060025 | 1.8645e-09 | 0.0015435 | 4.7944e-09
[79 empty] | WLDFR | HFTD - Distribution - Tier 2 - 4QU CoRE ¦ 5QU LoRE | Seismic - Non-Red Flag Warning - Catastrophic Fires | 2032 | 4.9313e-13 | 2.4656e-13 | 6.3402e-13 | 22783.187 | 453.261 | 14531.3357 | 7798.5904 | 0 | 0 | 0 | 4.1077e-10 |  | 1.1235e-08 | 0 | 1.1235e-08 | 5.6175e-09 | 0 | 5.6175e-09 | 1.4445e-08 | 0 | 1.4445e-08 | [16 empty] | 7.3.1.3 Ignition probability mapping showing the probability of ignition along the electric lines and equipmentWLDFRAggregatedAggregated | WLDFR | HFTD - Distribution - Tier 2 - 5QU CoRE ¦ 1QU LoRE | Red Flag Warning - Catastrophic Fires | Aggregated | Aggregated | 2045 | 3.1062e-06 | 0 | 700.8825 | 0.0021771 | 2045 | Mitigation | 0.08575 | 30 | 0 | esc | 0.0012005 | 3.729e-09 | 0.00060025 | 1.8645e-09 | 0.0015435 | 4.7944e-09
[79 empty] | WLDFR | HFTD - Distribution - Tier 2 - 4QU CoRE ¦ 5QU LoRE | Seismic - Non-Red Flag Warning - Catastrophic Fires | 2033 | 4.9313e-13 | 2.4656e-13 | 6.3402e-13 | 23835.2641 | 480.9649 | 15187.7294 | 8166.5698 | 0 | 0 | 0 | 4.1077e-10 |  | 1.1754e-08 | 0 | 1.1754e-08 | 5.8769e-09 | 0 | 5.8769e-09 | 1.5112e-08 | 0 | 1.5112e-08 | [16 empty] | 7.3.1.3 Ignition probability mapping showing the probability of ignition along the electric lines and equipmentWLDFRAggregatedAggregated | WLDFR | HFTD - Distribution - Tier 2 - 5QU CoRE ¦ 1QU LoRE | Red Flag Warning - Catastrophic Fires | Aggregated | Aggregated | 2046 | 3.1062e-06 | 0 | 700.8825 | 0.0021771 | 2046 | Mitigation | 0.08575 | 30 | 0 | esc | 0.0012005 | 3.729e-09 | 0.00060025 | 1.8645e-09 | 0.0015435 | 4.7944e-09
[79 empty] | WLDFR | HFTD - Distribution - Tier 2 - 4QU CoRE ¦ 5QU LoRE | Seismic - Non-Red Flag Warning - Catastrophic Fires | 2034 | 4.9313e-13 | 2.4656e-13 | 6.3402e-13 | 23835.2641 | 480.9649 | 15187.7294 | 8166.5698 | 0 | 0 | 0 | 4.1077e-10 |  | 1.1754e-08 | 0 | 1.1754e-08 | 5.8769e-09 | 0 | 5.8769e-09 | 1.5112e-08 | 0 | 1.5112e-08 | [16 empty] | 7.3.1.3 Ignition probability mapping showing the probability of ignition along the electric lines and equipmentWLDFRAggregatedAggregated | WLDFR | HFTD - Distribution - Tier 2 - 5QU CoRE ¦ 1QU LoRE | Red Flag Warning - Catastrophic Fires | Aggregated | Aggregated | 2047 | 3.1062e-06 | 0 | 700.8825 | 0.0021771 | 2047 | Mitigation | 0.08575 | 30 | 0 | esc | 0.0012005 | 3.729e-09 | 0.00060025 | 1.8645e-09 | 0.0015435 | 4.7944e-09
[79 empty] | WLDFR | HFTD - Distribution - Tier 2 - 4QU CoRE ¦ 5QU LoRE | Seismic - Non-Red Flag Warning - Catastrophic Fires | 2035 | 4.9313e-13 | 2.4656e-13 | 6.3402e-13 | 23835.2641 | 480.9649 | 15187.7294 | 8166.5698 | 0 | 0 | 0 | 4.1077e-10 |  | 1.1754e-08 | 0 | 1.1754e-08 | 5.8769e-09 | 0 | 5.8769e-09 | 1.5112e-08 | 0 | 1.5112e-08 | [16 empty] | 7.3.1.3 Ignition probability mapping showing the probability of ignition along the electric lines and equipmentWLDFRAggregatedAggregated | WLDFR | HFTD - Distribution - Tier 2 - 5QU CoRE ¦ 1QU LoRE | Red Flag Warning - Catastrophic Fires | Aggregated | Aggregated | 2048 | 3.1062e-06 | 0 | 700.8825 | 0.0021771 | 2048 | Mitigation | 0.08575 | 30 | 0 | esc | 0.0012005 | 3.729e-09 | 0.00060025 | 1.8645e-09 | 0.0015435 | 4.7944e-09
[79 empty] | WLDFR | HFTD - Distribution - Tier 2 - 4QU CoRE ¦ 5QU LoRE | Seismic - Non-Red Flag Warning - Catastrophic Fires | 2036 | 4.9313e-13 | 2.4656e-13 | 6.3402e-13 | 23835.2641 | 480.9649 | 15187.7294 | 8166.5698 | 0 | 0 | 0 | 4.1077e-10 |  | 1.1754e-08 | 0 | 1.1754e-08 | 5.8769e-09 | 0 | 5.8769e-09 | 1.5112e-08 | 0 | 1.5112e-08 | [16 empty] | 7.3.1.3 Ignition probability mapping showing the probability of ignition along the electric lines and equipmentWLDFRAggregatedAggregated | WLDFR | HFTD - Distribution - Tier 2 - 5QU CoRE ¦ 1QU LoRE | Red Flag Warning - Catastrophic Fires | Aggregated | Aggregated | 2049 | 3.1062e-06 | 0 | 700.8825 | 0.0021771 | 2049 | Mitigation | 0.08575 | 30 | 0 | esc | 0.0012005 | 3.729e-09 | 0.00060025 | 1.8645e-09 | 0.0015435 | 4.7944e-09
[79 empty] | WLDFR | HFTD - Distribution - Tier 2 - 4QU CoRE ¦ 5QU LoRE | Seismic - Non-Red Flag Warning - Catastrophic Fires | 2037 | 4.9313e-13 | 2.4656e-13 | 6.3402e-13 | 23835.2641 | 480.9649 | 15187.7294 | 8166.5698 | 0 | 0 | 0 | 4.1077e-10 |  | 1.1754e-08 | 0 | 1.1754e-08 | 5.8769e-09 | 0 | 5.8769e-09 | 1.5112e-08 | 0 | 1.5112e-08 | [16 empty] | 7.3.1.3 Ignition probability mapping showing the probability of ignition along the electric lines and equipmentWLDFRAggregatedAggregated | WLDFR | HFTD - Distribution - Tier 2 - 5QU CoRE ¦ 1QU LoRE | Red Flag Warning - Catastrophic Fires | Aggregated | Aggregated | 2050 | 3.1062e-06 | 0 | 700.8825 | 0.0021771 | 2050 | Mitigation | 0.08575 | 30 | 0 | esc | 0 | 0 | 0.00060025 | 1.8645e-09 | 0.0015435 | 4.7944e-09
[79 empty] | WLDFR | HFTD - Distribution - Tier 2 - 4QU CoRE ¦ 5QU LoRE | Seismic - Non-Red Flag Warning - Catastrophic Fires | 2038 | 4.9313e-13 | 2.4656e-13 | 6.3402e-13 | 24976.6418 | 511.3745 | 15898.8237 | 8566.4437 | 0 | 0 | 0 | 4.1077e-10 |  | 1.2317e-08 | 0 | 1.2317e-08 | 6.1583e-09 | 0 | 6.1583e-09 | 1.5836e-08 | 0 | 1.5836e-08 | [16 empty] | 7.3.1.3 Ignition probability mapping showing the probability of ignition along the electric lines and equipmentWLDFRAggregatedAggregated | WLDFR | HFTD - Distribution - Tier 2 - 5QU CoRE ¦ 1QU LoRE | Red Flag Warning - Catastrophic Fires | Aggregated | Aggregated | 2051 | 3.1062e-06 | 0 | 700.8825 | 0.0021771 | 2051 | Mitigation | 0.08575 | 30 | 0 | esc | 0 | 0 | 0 | 0 | 0.0015435 | 4.7944e-09
[79 empty] | WLDFR | HFTD - Distribution - Tier 2 - 4QU CoRE ¦ 5QU LoRE | Seismic - Non-Red Flag Warning - Catastrophic Fires | 2039 | 4.9313e-13 | 2.4656e-13 | 6.3402e-13 | 24976.6418 | 511.3745 | 15898.8237 | 8566.4437 | 0 | 0 | 0 | 4.1077e-10 |  | 1.2317e-08 | 0 | 1.2317e-08 | 6.1583e-09 | 0 | 6.1583e-09 | 1.5836e-08 | 0 | 1.5836e-08 | [16 empty] | 7.3.1.3 Ignition probability mapping showing the probability of ignition along the electric lines and equipmentWLDFRAggregatedAggregated | WLDFR | HFTD - Distribution - Tier 2 - 5QU CoRE ¦ 1QU LoRE | Red Flag Warning - Destructive Fires | Aggregated | Aggregated | 2021 | 5.8442e-07 | 0 | 700.8825 | 0.00040961 | 2021 | Mitigation | 0.08575 | 30 | 0 | esc | 0.0012005 | 7.016e-10 | 0.00060025 | 3.508e-10 | 0 | 0
[79 empty] | WLDFR | HFTD - Distribution - Tier 2 - 4QU CoRE ¦ 5QU LoRE | Seismic - Non-Red Flag Warning - Catastrophic Fires | 2040 | 4.9313e-13 | 2.4656e-13 | 6.3402e-13 | 24976.6418 | 511.3745 | 15898.8237 | 8566.4437 | 0 | 0 | 0 | 4.1077e-10 |  | 1.2317e-08 | 0 | 1.2317e-08 | 6.1583e-09 | 0 | 6.1583e-09 | 1.5836e-08 | 0 | 1.5836e-08 | [16 empty] | 7.3.1.3 Ignition probability mapping showing the probability of ignition along the electric lines and equipmentWLDFRAggregatedAggregated | WLDFR | HFTD - Distribution - Tier 2 - 5QU CoRE ¦ 1QU LoRE | Red Flag Warning - Destructive Fires | Aggregated | Aggregated | 2022 | 5.8442e-07 | 0 | 700.8825 | 0.00040961 | 2022 | Mitigation | 0.08575 | 30 | 0 | esc | 0.0012005 | 7.016e-10 | 0.00060025 | 3.508e-10 | 0.0015435 | 9.0206e-10
[79 empty] | WLDFR | HFTD - Distribution - Tier 2 - 4QU CoRE ¦ 5QU LoRE | Seismic - Non-Red Flag Warning - Catastrophic Fires | 2041 | 4.9313e-13 | 2.4656e-13 | 6.3402e-13 | 24976.6418 | 511.3745 | 15898.8237 | 8566.4437 | 0 | 0 | 0 | 4.1077e-10 |  | 1.2317e-08 | 0 | 1.2317e-08 | 6.1583e-09 | 0 | 6.1583e-09 | 1.5836e-08 | 0 | 1.5836e-08 | [16 empty] | 7.3.1.3 Ignition probability mapping showing the probability of ignition along the electric lines and equipmentWLDFRAggregatedAggregated | WLDFR | HFTD - Distribution - Tier 2 - 5QU CoRE ¦ 1QU LoRE | Red Flag Warning - Destructive Fires | Aggregated | Aggregated | 2023 | 5.8442e-07 | 0 | 700.8825 | 0.00040961 | 2023 | Mitigation | 0.08575 | 30 | 0 | esc | 0.0012005 | 7.016e-10 | 0.00060025 | 3.508e-10 | 0.0015435 | 9.0206e-10
[79 empty] | WLDFR | HFTD - Distribution - Tier 2 - 4QU CoRE ¦ 5QU LoRE | Seismic - Non-Red Flag Warning - Catastrophic Fires | 2042 | 4.9313e-13 | 2.4656e-13 | 6.3402e-13 | 24976.6418 | 511.3745 | 15898.8237 | 8566.4437 | 0 | 0 | 0 | 4.1077e-10 |  | 1.2317e-08 | 0 | 1.2317e-08 | 6.1583e-09 | 0 | 6.1583e-09 | 1.5836e-08 | 0 | 1.5836e-08 | [16 empty] | 7.3.1.3 Ignition probability mapping showing the probability of ignition along the electric lines and equipmentWLDFRAggregatedAggregated | WLDFR | HFTD - Distribution - Tier 2 - 5QU CoRE ¦ 1QU LoRE | Red Flag Warning - Destructive Fires | Aggregated | Aggregated | 2024 | 5.8442e-07 | 0 | 700.8825 | 0.00040961 | 2024 | Mitigation | 0.08575 | 30 | 0 | esc | 0.0012005 | 7.016e-10 | 0.00060025 | 3.508e-10 | 0.0015435 | 9.0206e-10
[79 empty] | WLDFR | HFTD - Distribution - Tier 2 - 4QU CoRE ¦ 5QU LoRE | Seismic - Non-Red Flag Warning - Catastrophic Fires | 2043 | 4.9313e-13 | 2.4656e-13 | 6.3402e-13 | 26191.7278 | 544.1291 | 16654.7414 | 8992.8573 | 0 | 0 | 0 | 4.1077e-10 |  | 1.2916e-08 | 0 | 1.2916e-08 | 6.4579e-09 | 0 | 6.4579e-09 | 1.6606e-08 | 0 | 1.6606e-08 | [16 empty] | 7.3.1.3 Ignition probability mapping showing the probability of ignition along the electric lines and equipmentWLDFRAggregatedAggregated | WLDFR | HFTD - Distribution - Tier 2 - 5QU CoRE ¦ 1QU LoRE | Red Flag Warning - Destructive Fires | Aggregated | Aggregated | 2025 | 5.8442e-07 | 0 | 700.8825 | 0.00040961 | 2025 | Mitigation | 0.08575 | 30 | 0 | esc | 0.0012005 | 7.016e-10 | 0.00060025 | 3.508e-10 | 0.0015435 | 9.0206e-10
[79 empty] | WLDFR | HFTD - Distribution - Tier 2 - 4QU CoRE ¦ 5QU LoRE | Seismic - Non-Red Flag Warning - Catastrophic Fires | 2044 | 4.9313e-13 | 2.4656e-13 | 6.3402e-13 | 26191.7278 | 544.1291 | 16654.7414 | 8992.8573 | 0 | 0 | 0 | 4.1077e-10 |  | 1.2916e-08 | 0 | 1.2916e-08 | 6.4579e-09 | 0 | 6.4579e-09 | 1.6606e-08 | 0 | 1.6606e-08 | [16 empty] | 7.3.1.3 Ignition probability mapping showing the probability of ignition along the electric lines and equipmentWLDFRAggregatedAggregated | WLDFR | HFTD - Distribution - Tier 2 - 5QU CoRE ¦ 1QU LoRE | Red Flag Warning - Destructive Fires | Aggregated | Aggregated | 2026 | 5.8442e-07 | 0 | 700.8825 | 0.00040961 | 2026 | Mitigation | 0.08575 | 30 | 0 | esc | 0.0012005 | 7.016e-10 | 0.00060025 | 3.508e-10 | 0.0015435 | 9.0206e-10
[79 empty] | WLDFR | HFTD - Distribution - Tier 2 - 4QU CoRE ¦ 5QU LoRE | Seismic - Non-Red Flag Warning - Catastrophic Fires | 2045 | 4.9313e-13 | 2.4656e-13 | 6.3402e-13 | 26191.7278 | 544.1291 | 16654.7414 | 8992.8573 | 0 | 0 | 0 | 4.1077e-10 |  | 1.2916e-08 | 0 | 1.2916e-08 | 6.4579e-09 | 0 | 6.4579e-09 | 1.6606e-08 | 0 | 1.6606e-08 | [16 empty] | 7.3.1.3 Ignition probability mapping showing the probability of ignition along the electric lines and equipmentWLDFRAggregatedAggregated | WLDFR | HFTD - Distribution - Tier 2 - 5QU CoRE ¦ 1QU LoRE | Red Flag Warning - Destructive Fires | Aggregated | Aggregated | 2027 | 5.8442e-07 | 0 | 700.8825 | 0.00040961 | 2027 | Mitigation | 0.08575 | 30 | 0 | esc | 0.0012005 | 7.016e-10 | 0.00060025 | 3.508e-10 | 0.0015435 | 9.0206e-10
[79 empty] | WLDFR | HFTD - Distribution - Tier 2 - 4QU CoRE ¦ 5QU LoRE | Seismic - Non-Red Flag Warning - Catastrophic Fires | 2046 | 4.9313e-13 | 2.4656e-13 | 6.3402e-13 | 26191.7278 | 544.1291 | 16654.7414 | 8992.8573 | 0 | 0 | 0 | 4.1077e-10 |  | 1.2916e-08 | 0 | 1.2916e-08 | 6.4579e-09 | 0 | 6.4579e-09 | 1.6606e-08 | 0 | 1.6606e-08 | [16 empty] | 7.3.1.3 Ignition probability mapping showing the probability of ignition along the electric lines and equipmentWLDFRAggregatedAggregated | WLDFR | HFTD - Distribution - Tier 2 - 5QU CoRE ¦ 1QU LoRE | Red Flag Warning - Destructive Fires | Aggregated | Aggregated | 2028 | 5.8442e-07 | 0 | 700.8825 | 0.00040961 | 2028 | Mitigation | 0.08575 | 30 | 0 | esc | 0.0012005 | 7.016e-10 | 0.00060025 | 3.508e-10 | 0.0015435 | 9.0206e-10
[79 empty] | WLDFR | HFTD - Distribution - Tier 2 - 4QU CoRE ¦ 5QU LoRE | Seismic - Non-Red Flag Warning - Catastrophic Fires | 2047 | 4.9313e-13 | 2.4656e-13 | 6.3402e-13 | 26191.7278 | 544.1291 | 16654.7414 | 8992.8573 | 0 | 0 | 0 | 4.1077e-10 |  | 1.2916e-08 | 0 | 1.2916e-08 | 6.4579e-09 | 0 | 6.4579e-09 | 1.6606e-08 | 0 | 1.6606e-08 | [16 empty] | 7.3.1.3 Ignition probability mapping showing the probability of ignition along the electric lines and equipmentWLDFRAggregatedAggregated | WLDFR | HFTD - Distribution - Tier 2 - 5QU CoRE ¦ 1QU LoRE | Red Flag Warning - Destructive Fires | Aggregated | Aggregated | 2029 | 5.8442e-07 | 0 | 700.8825 | 0.00040961 | 2029 | Mitigation | 0.08575 | 30 | 0 | esc | 0.0012005 | 7.016e-10 | 0.00060025 | 3.508e-10 | 0.0015435 | 9.0206e-10
[79 empty] | WLDFR | HFTD - Distribution - Tier 2 - 4QU CoRE ¦ 5QU LoRE | Seismic - Non-Red Flag Warning - Catastrophic Fires | 2048 | 4.9313e-13 | 2.4656e-13 | 6.3402e-13 | 27464.7227 | 578.8407 | 17445.538 | 9440.3441 | 0 | 0 | 0 | 4.1077e-10 |  | 1.3544e-08 | 0 | 1.3544e-08 | 6.7718e-09 | 0 | 6.7718e-09 | 1.7413e-08 | 0 | 1.7413e-08 | [16 empty] | 7.3.1.3 Ignition probability mapping showing the probability of ignition along the electric lines and equipmentWLDFRAggregatedAggregated | WLDFR | HFTD - Distribution - Tier 2 - 5QU CoRE ¦ 1QU LoRE | Red Flag Warning - Destructive Fires | Aggregated | Aggregated | 2030 | 5.8442e-07 | 0 | 700.8825 | 0.00040961 | 2030 | Mitigation | 0.08575 | 30 | 0 | esc | 0.0012005 | 7.016e-10 | 0.00060025 | 3.508e-10 | 0.0015435 | 9.0206e-10
[79 empty] | WLDFR | HFTD - Distribution - Tier 2 - 4QU CoRE ¦ 5QU LoRE | Seismic - Non-Red Flag Warning - Catastrophic Fires | 2049 | 4.9313e-13 | 2.4656e-13 | 6.3402e-13 | 27464.7227 | 578.8407 | 17445.538 | 9440.3441 | 0 | 0 | 0 | 4.1077e-10 |  | 1.3544e-08 | 0 | 1.3544e-08 | 6.7718e-09 | 0 | 6.7718e-09 | 1.7413e-08 | 0 | 1.7413e-08 | [16 empty] | 7.3.1.3 Ignition probability mapping showing the probability of ignition along the electric lines and equipmentWLDFRAggregatedAggregated | WLDFR | HFTD - Distribution - Tier 2 - 5QU CoRE ¦ 1QU LoRE | Red Flag Warning - Destructive Fires | Aggregated | Aggregated | 2031 | 5.8442e-07 | 0 | 700.8825 | 0.00040961 | 2031 | Mitigation | 0.08575 | 30 | 0 | esc | 0.0012005 | 7.016e-10 | 0.00060025 | 3.508e-10 | 0.0015435 | 9.0206e-10
[79 empty] | WLDFR | HFTD - Distribution - Tier 2 - 4QU CoRE ¦ 5QU LoRE | Seismic - Non-Red Flag Warning - Catastrophic Fires | 2050 | 0 | 2.4656e-13 | 6.3402e-13 | 27464.7227 | 578.8407 | 17445.538 | 9440.3441 | 0 | 0 | 0 | 4.1077e-10 |  | 0 | 0 | 0 | 6.7718e-09 | 0 | 6.7718e-09 | 1.7413e-08 | 0 | 1.7413e-08 | [16 empty] | 7.3.1.3 Ignition probability mapping showing the probability of ignition along the electric lines and equipmentWLDFRAggregatedAggregated | WLDFR | HFTD - Distribution - Tier 2 - 5QU CoRE ¦ 1QU LoRE | Red Flag Warning - Destructive Fires | Aggregated | Aggregated | 2032 | 5.8442e-07 | 0 | 700.8825 | 0.00040961 | 2032 | Mitigation | 0.08575 | 30 | 0 | esc | 0.0012005 | 7.016e-10 | 0.00060025 | 3.508e-10 | 0.0015435 | 9.0206e-10
[79 empty] | WLDFR | HFTD - Distribution - Tier 2 - 4QU CoRE ¦ 5QU LoRE | Seismic - Non-Red Flag Warning - Catastrophic Fires | 2051 | 0 | 0 | 6.3402e-13 | 27464.7227 | 578.8407 | 17445.538 | 9440.3441 | 0 | 0 | 0 | 4.1077e-10 |  | 0 | 0 | 0 | 0 | 0 | 0 | 1.7413e-08 | 0 | 1.7413e-08 | [16 empty] | 7.3.1.3 Ignition probability mapping showing the probability of ignition along the electric lines and equipmentWLDFRAggregatedAggregated | WLDFR | HFTD - Distribution - Tier 2 - 5QU CoRE ¦ 1QU LoRE | Red Flag Warning - Destructive Fires | Aggregated | Aggregated | 2033 | 5.8442e-07 | 0 | 700.8825 | 0.00040961 | 2033 | Mitigation | 0.08575 | 30 | 0 | esc | 0.0012005 | 7.016e-10 | 0.00060025 | 3.508e-10 | 0.0015435 | 9.0206e-10
[79 empty] | WLDFR | HFTD - Distribution - Tier 2 - 4QU CoRE ¦ 5QU LoRE | Seismic - Red Flag Warning - Catastrophic Fires | 2020 | 2.1268e-11 | 0 | 0 | 21083.8428 | 409.2237 | 13469.0878 | 7205.5313 | 0 | 0 | 0 | 1.7716e-08 |  | 4.4841e-07 | 0 | 4.4841e-07 | 0 | 0 | 0 | 0 | 0 | 0 | [16 empty] | 7.3.1.3 Ignition probability mapping showing the probability of ignition along the electric lines and equipmentWLDFRAggregatedAggregated | WLDFR | HFTD - Distribution - Tier 2 - 5QU CoRE ¦ 1QU LoRE | Red Flag Warning - Destructive Fires | Aggregated | Aggregated | 2034 | 5.8442e-07 | 0 | 700.8825 | 0.00040961 | 2034 | Mitigation | 0.08575 | 30 | 0 | esc | 0.0012005 | 7.016e-10 | 0.00060025 | 3.508e-10 | 0.0015435 | 9.0206e-10
[79 empty] | WLDFR | HFTD - Distribution - Tier 2 - 4QU CoRE ¦ 5QU LoRE | Seismic - Red Flag Warning - Catastrophic Fires | 2021 | 2.1268e-11 | 1.0634e-11 | 0 | 21083.8428 | 409.2237 | 13469.0878 | 7205.5313 | 0 | 0 | 0 | 1.7716e-08 |  | 4.4841e-07 | 0 | 4.4841e-07 | 2.2421e-07 | 0 | 2.2421e-07 | 0 | 0 | 0 | [16 empty] | 7.3.1.3 Ignition probability mapping showing the probability of ignition along the electric lines and equipmentWLDFRAggregatedAggregated | WLDFR | HFTD - Distribution - Tier 2 - 5QU CoRE ¦ 1QU LoRE | Red Flag Warning - Destructive Fires | Aggregated | Aggregated | 2035 | 5.8442e-07 | 0 | 700.8825 | 0.00040961 | 2035 | Mitigation | 0.08575 | 30 | 0 | esc | 0.0012005 | 7.016e-10 | 0.00060025 | 3.508e-10 | 0.0015435 | 9.0206e-10
[79 empty] | WLDFR | HFTD - Distribution - Tier 2 - 4QU CoRE ¦ 5QU LoRE | Seismic - Red Flag Warning - Catastrophic Fires | 2022 | 2.1268e-11 | 1.0634e-11 | 2.7345e-11 | 21083.8428 | 409.2237 | 13469.0878 | 7205.5313 | 0 | 0 | 0 | 1.7716e-08 |  | 4.4841e-07 | 0 | 4.4841e-07 | 2.2421e-07 | 0 | 2.2421e-07 | 5.7653e-07 | 0 | 5.7653e-07 | [16 empty] | 7.3.1.3 Ignition probability mapping showing the probability of ignition along the electric lines and equipmentWLDFRAggregatedAggregated | WLDFR | HFTD - Distribution - Tier 2 - 5QU CoRE ¦ 1QU LoRE | Red Flag Warning - Destructive Fires | Aggregated | Aggregated | 2036 | 5.8442e-07 | 0 | 700.8825 | 0.00040961 | 2036 | Mitigation | 0.08575 | 30 | 0 | esc | 0.0012005 | 7.016e-10 | 0.00060025 | 3.508e-10 | 0.0015435 | 9.0206e-10
[79 empty] | WLDFR | HFTD - Distribution - Tier 2 - 4QU CoRE ¦ 5QU LoRE | Seismic - Red Flag Warning - Catastrophic Fires | 2023 | 2.1268e-11 | 1.0634e-11 | 2.7345e-11 | 21835.9781 | 428.6023 | 13939.561 | 7467.8148 | 0 | 0 | 0 | 1.7716e-08 |  | 4.6441e-07 | 0 | 4.6441e-07 | 2.322e-07 | 0 | 2.322e-07 | 5.971e-07 | 0 | 5.971e-07 | [16 empty] | 7.3.1.3 Ignition probability mapping showing the probability of ignition along the electric lines and equipmentWLDFRAggregatedAggregated | WLDFR | HFTD - Distribution - Tier 2 - 5QU CoRE ¦ 1QU LoRE | Red Flag Warning - Destructive Fires | Aggregated | Aggregated | 2037 | 5.8442e-07 | 0 | 700.8825 | 0.00040961 | 2037 | Mitigation | 0.08575 | 30 | 0 | esc | 0.0012005 | 7.016e-10 | 0.00060025 | 3.508e-10 | 0.0015435 | 9.0206e-10
[79 empty] | WLDFR | HFTD - Distribution - Tier 2 - 4QU CoRE ¦ 5QU LoRE | Seismic - Red Flag Warning - Catastrophic Fires | 2024 | 2.1268e-11 | 1.0634e-11 | 2.7345e-11 | 21835.9781 | 428.6023 | 13939.561 | 7467.8148 | 0 | 0 | 0 | 1.7716e-08 |  | 4.6441e-07 | 0 | 4.6441e-07 | 2.322e-07 | 0 | 2.322e-07 | 5.971e-07 | 0 | 5.971e-07 | [16 empty] | 7.3.1.3 Ignition probability mapping showing the probability of ignition along the electric lines and equipmentWLDFRAggregatedAggregated | WLDFR | HFTD - Distribution - Tier 2 - 5QU CoRE ¦ 1QU LoRE | Red Flag Warning - Destructive Fires | Aggregated | Aggregated | 2038 | 5.8442e-07 | 0 | 700.8825 | 0.00040961 | 2038 | Mitigation | 0.08575 | 30 | 0 | esc | 0.0012005 | 7.016e-10 | 0.00060025 | 3.508e-10 | 0.0015435 | 9.0206e-10
[79 empty] | WLDFR | HFTD - Distribution - Tier 2 - 4QU CoRE ¦ 5QU LoRE | Seismic - Red Flag Warning - Catastrophic Fires | 2025 | 2.1268e-11 | 1.0634e-11 | 2.7345e-11 | 21835.9781 | 428.6023 | 13939.561 | 7467.8148 | 0 | 0 | 0 | 1.7716e-08 |  | 4.6441e-07 | 0 | 4.6441e-07 | 2.322e-07 | 0 | 2.322e-07 | 5.971e-07 | 0 | 5.971e-07 | [16 empty] | 7.3.1.3 Ignition probability mapping showing the probability of ignition along the electric lines and equipmentWLDFRAggregatedAggregated | WLDFR | HFTD - Distribution - Tier 2 - 5QU CoRE ¦ 1QU LoRE | Red Flag Warning - Destructive Fires | Aggregated | Aggregated | 2039 | 5.8442e-07 | 0 | 700.8825 | 0.00040961 | 2039 | Mitigation | 0.08575 | 30 | 0 | esc | 0.0012005 | 7.016e-10 | 0.00060025 | 3.508e-10 | 0.0015435 | 9.0206e-10
[79 empty] | WLDFR | HFTD - Distribution - Tier 2 - 4QU CoRE ¦ 5QU LoRE | Seismic - Red Flag Warning - Catastrophic Fires | 2026 | 2.1268e-11 | 1.0634e-11 | 2.7345e-11 | 21835.9781 | 428.6023 | 13939.561 | 7467.8148 | 0 | 0 | 0 | 1.7716e-08 |  | 4.6441e-07 | 0 | 4.6441e-07 | 2.322e-07 | 0 | 2.322e-07 | 5.971e-07 | 0 | 5.971e-07 | [16 empty] | 7.3.1.3 Ignition probability mapping showing the probability of ignition along the electric lines and equipmentWLDFRAggregatedAggregated | WLDFR | HFTD - Distribution - Tier 2 - 5QU CoRE ¦ 1QU LoRE | Red Flag Warning - Destructive Fires | Aggregated | Aggregated | 2040 | 5.8442e-07 | 0 | 700.8825 | 0.00040961 | 2040 | Mitigation | 0.08575 | 30 | 0 | esc | 0.0012005 | 7.016e-10 | 0.00060025 | 3.508e-10 | 0.0015435 | 9.0206e-10
[79 empty] | WLDFR | HFTD - Distribution - Tier 2 - 4QU CoRE ¦ 5QU LoRE | Seismic - Red Flag Warning - Catastrophic Fires | 2027 | 2.1268e-11 | 1.0634e-11 | 2.7345e-11 | 21835.9781 | 428.6023 | 13939.561 | 7467.8148 | 0 | 0 | 0 | 1.7716e-08 |  | 4.6441e-07 | 0 | 4.6441e-07 | 2.322e-07 | 0 | 2.322e-07 | 5.971e-07 | 0 | 5.971e-07 | [16 empty] | 7.3.1.3 Ignition probability mapping showing the probability of ignition along the electric lines and equipmentWLDFRAggregatedAggregated | WLDFR | HFTD - Distribution - Tier 2 - 5QU CoRE ¦ 1QU LoRE | Red Flag Warning - Destructive Fires | Aggregated | Aggregated | 2041 | 5.8442e-07 | 0 | 700.8825 | 0.00040961 | 2041 | Mitigation | 0.08575 | 30 | 0 | esc | 0.0012005 | 7.016e-10 | 0.00060025 | 3.508e-10 | 0.0015435 | 9.0206e-10
[79 empty] | WLDFR | HFTD - Distribution - Tier 2 - 4QU CoRE ¦ 5QU LoRE | Seismic - Red Flag Warning - Catastrophic Fires | 2028 | 2.1268e-11 | 1.0634e-11 | 2.7345e-11 | 22783.187 | 453.261 | 14531.3357 | 7798.5904 | 0 | 0 | 0 | 1.7716e-08 |  | 4.8455e-07 | 0 | 4.8455e-07 | 2.4228e-07 | 0 | 2.4228e-07 | 6.23e-07 | 0 | 6.23e-07 | [16 empty] | 7.3.1.3 Ignition probability mapping showing the probability of ignition along the electric lines and equipmentWLDFRAggregatedAggregated | WLDFR | HFTD - Distribution - Tier 2 - 5QU CoRE ¦ 1QU LoRE | Red Flag Warning - Destructive Fires | Aggregated | Aggregated | 2042 | 5.8442e-07 | 0 | 700.8825 | 0.00040961 | 2042 | Mitigation | 0.08575 | 30 | 0 | esc | 0.0012005 | 7.016e-10 | 0.00060025 | 3.508e-10 | 0.0015435 | 9.0206e-10
[79 empty] | WLDFR | HFTD - Distribution - Tier 2 - 4QU CoRE ¦ 5QU LoRE | Seismic - Red Flag Warning - Catastrophic Fires | 2029 | 2.1268e-11 | 1.0634e-11 | 2.7345e-11 | 22783.187 | 453.261 | 14531.3357 | 7798.5904 | 0 | 0 | 0 | 1.7716e-08 |  | 4.8455e-07 | 0 | 4.8455e-07 | 2.4228e-07 | 0 | 2.4228e-07 | 6.23e-07 | 0 | 6.23e-07 | [16 empty] | 7.3.1.3 Ignition probability mapping showing the probability of ignition along the electric lines and equipmentWLDFRAggregatedAggregated | WLDFR | HFTD - Distribution - Tier 2 - 5QU CoRE ¦ 1QU LoRE | Red Flag Warning - Destructive Fires | Aggregated | Aggregated | 2043 | 5.8442e-07 | 0 | 700.8825 | 0.00040961 | 2043 | Mitigation | 0.08575 | 30 | 0 | esc | 0.0012005 | 7.016e-10 | 0.00060025 | 3.508e-10 | 0.0015435 | 9.0206e-10
[79 empty] | WLDFR | HFTD - Distribution - Tier 2 - 4QU CoRE ¦ 5QU LoRE | Seismic - Red Flag Warning - Catastrophic Fires | 2030 | 2.1268e-11 | 1.0634e-11 | 2.7345e-11 | 22783.187 | 453.261 | 14531.3357 | 7798.5904 | 0 | 0 | 0 | 1.7716e-08 |  | 4.8455e-07 | 0 | 4.8455e-07 | 2.4228e-07 | 0 | 2.4228e-07 | 6.23e-07 | 0 | 6.23e-07 | [16 empty] | 7.3.1.3 Ignition probability mapping showing the probability of ignition along the electric lines and equipmentWLDFRAggregatedAggregated | WLDFR | HFTD - Distribution - Tier 2 - 5QU CoRE ¦ 1QU LoRE | Red Flag Warning - Destructive Fires | Aggregated | Aggregated | 2044 | 5.8442e-07 | 0 | 700.8825 | 0.00040961 | 2044 | Mitigation | 0.08575 | 30 | 0 | esc | 0.0012005 | 7.016e-10 | 0.00060025 | 3.508e-10 | 0.0015435 | 9.0206e-10
[79 empty] | WLDFR | HFTD - Distribution - Tier 2 - 4QU CoRE ¦ 5QU LoRE | Seismic - Red Flag Warning - Catastrophic Fires | 2031 | 2.1268e-11 | 1.0634e-11 | 2.7345e-11 | 22783.187 | 453.261 | 14531.3357 | 7798.5904 | 0 | 0 | 0 | 1.7716e-08 |  | 4.8455e-07 | 0 | 4.8455e-07 | 2.4228e-07 | 0 | 2.4228e-07 | 6.23e-07 | 0 | 6.23e-07 | [16 empty] | 7.3.1.3 Ignition probability mapping showing the probability of ignition along the electric lines and equipmentWLDFRAggregatedAggregated | WLDFR | HFTD - Distribution - Tier 2 - 5QU CoRE ¦ 1QU LoRE | Red Flag Warning - Destructive Fires | Aggregated | Aggregated | 2045 | 5.8442e-07 | 0 | 700.8825 | 0.00040961 | 2045 | Mitigation | 0.08575 | 30 | 0 | esc | 0.0012005 | 7.016e-10 | 0.00060025 | 3.508e-10 | 0.0015435 | 9.0206e-10
[79 empty] | WLDFR | HFTD - Distribution - Tier 2 - 4QU CoRE ¦ 5QU LoRE | Seismic - Red Flag Warning - Catastrophic Fires | 2032 | 2.1268e-11 | 1.0634e-11 | 2.7345e-11 | 22783.187 | 453.261 | 14531.3357 | 7798.5904 | 0 | 0 | 0 | 1.7716e-08 |  | 4.8455e-07 | 0 | 4.8455e-07 | 2.4228e-07 | 0 | 2.4228e-07 | 6.23e-07 | 0 | 6.23e-07 | [16 empty] | 7.3.1.3 Ignition probability mapping showing the probability of ignition along the electric lines and equipmentWLDFRAggregatedAggregated | WLDFR | HFTD - Distribution - Tier 2 - 5QU CoRE ¦ 1QU LoRE | Red Flag Warning - Destructive Fires | Aggregated | Aggregated | 2046 | 5.8442e-07 | 0 | 700.8825 | 0.00040961 | 2046 | Mitigation | 0.08575 | 30 | 0 | esc | 0.0012005 | 7.016e-10 | 0.00060025 | 3.508e-10 | 0.0015435 | 9.0206e-10
[79 empty] | WLDFR | HFTD - Distribution - Tier 2 - 4QU CoRE ¦ 5QU LoRE | Seismic - Red Flag Warning - Catastrophic Fires | 2033 | 2.1268e-11 | 1.0634e-11 | 2.7345e-11 | 23835.2641 | 480.9649 | 15187.7294 | 8166.5698 | 0 | 0 | 0 | 1.7716e-08 |  | 5.0693e-07 | 0 | 5.0693e-07 | 2.5346e-07 | 0 | 2.5346e-07 | 6.5177e-07 | 0 | 6.5177e-07 | [16 empty] | 7.3.1.3 Ignition probability mapping showing the probability of ignition along the electric lines and equipmentWLDFRAggregatedAggregated | WLDFR | HFTD - Distribution - Tier 2 - 5QU CoRE ¦ 1QU LoRE | Red Flag Warning - Destructive Fires | Aggregated | Aggregated | 2047 | 5.8442e-07 | 0 | 700.8825 | 0.00040961 | 2047 | Mitigation | 0.08575 | 30 | 0 | esc | 0.0012005 | 7.016e-10 | 0.00060025 | 3.508e-10 | 0.0015435 | 9.0206e-10
[79 empty] | WLDFR | HFTD - Distribution - Tier 2 - 4QU CoRE ¦ 5QU LoRE | Seismic - Red Flag Warning - Catastrophic Fires | 2034 | 2.1268e-11 | 1.0634e-11 | 2.7345e-11 | 23835.2641 | 480.9649 | 15187.7294 | 8166.5698 | 0 | 0 | 0 | 1.7716e-08 |  | 5.0693e-07 | 0 | 5.0693e-07 | 2.5346e-07 | 0 | 2.5346e-07 | 6.5177e-07 | 0 | 6.5177e-07 | [16 empty] | 7.3.1.3 Ignition probability mapping showing the probability of ignition along the electric lines and equipmentWLDFRAggregatedAggregated | WLDFR | HFTD - Distribution - Tier 2 - 5QU CoRE ¦ 1QU LoRE | Red Flag Warning - Destructive Fires | Aggregated | Aggregated | 2048 | 5.8442e-07 | 0 | 700.8825 | 0.00040961 | 2048 | Mitigation | 0.08575 | 30 | 0 | esc | 0.0012005 | 7.016e-10 | 0.00060025 | 3.508e-10 | 0.0015435 | 9.0206e-10
[79 empty] | WLDFR | HFTD - Distribution - Tier 2 - 4QU CoRE ¦ 5QU LoRE | Seismic - Red Flag Warning - Catastrophic Fires | 2035 | 2.1268e-11 | 1.0634e-11 | 2.7345e-11 | 23835.2641 | 480.9649 | 15187.7294 | 8166.5698 | 0 | 0 | 0 | 1.7716e-08 |  | 5.0693e-07 | 0 | 5.0693e-07 | 2.5346e-07 | 0 | 2.5346e-07 | 6.5177e-07 | 0 | 6.5177e-07 | [16 empty] | 7.3.1.3 Ignition probability mapping showing the probability of ignition along the electric lines and equipmentWLDFRAggregatedAggregated | WLDFR | HFTD - Distribution - Tier 2 - 5QU CoRE ¦ 1QU LoRE | Red Flag Warning - Destructive Fires | Aggregated | Aggregated | 2049 | 5.8442e-07 | 0 | 700.8825 | 0.00040961 | 2049 | Mitigation | 0.08575 | 30 | 0 | esc | 0.0012005 | 7.016e-10 | 0.00060025 | 3.508e-10 | 0.0015435 | 9.0206e-10
[79 empty] | WLDFR | HFTD - Distribution - Tier 2 - 4QU CoRE ¦ 5QU LoRE | Seismic - Red Flag Warning - Catastrophic Fires | 2036 | 2.1268e-11 | 1.0634e-11 | 2.7345e-11 | 23835.2641 | 480.9649 | 15187.7294 | 8166.5698 | 0 | 0 | 0 | 1.7716e-08 |  | 5.0693e-07 | 0 | 5.0693e-07 | 2.5346e-07 | 0 | 2.5346e-07 | 6.5177e-07 | 0 | 6.5177e-07 | [16 empty] | 7.3.1.3 Ignition probability mapping showing the probability of ignition along the electric lines and equipmentWLDFRAggregatedAggregated | WLDFR | HFTD - Distribution - Tier 2 - 5QU CoRE ¦ 1QU LoRE | Red Flag Warning - Destructive Fires | Aggregated | Aggregated | 2050 | 5.8442e-07 | 0 | 700.8825 | 0.00040961 | 2050 | Mitigation | 0.08575 | 30 | 0 | esc | 0 | 0 | 0.00060025 | 3.508e-10 | 0.0015435 | 9.0206e-10
[79 empty] | WLDFR | HFTD - Distribution - Tier 2 - 4QU CoRE ¦ 5QU LoRE | Seismic - Red Flag Warning - Catastrophic Fires | 2037 | 2.1268e-11 | 1.0634e-11 | 2.7345e-11 | 23835.2641 | 480.9649 | 15187.7294 | 8166.5698 | 0 | 0 | 0 | 1.7716e-08 |  | 5.0693e-07 | 0 | 5.0693e-07 | 2.5346e-07 | 0 | 2.5346e-07 | 6.5177e-07 | 0 | 6.5177e-07 | [16 empty] | 7.3.1.3 Ignition probability mapping showing the probability of ignition along the electric lines and equipmentWLDFRAggregatedAggregated | WLDFR | HFTD - Distribution - Tier 2 - 5QU CoRE ¦ 1QU LoRE | Red Flag Warning - Destructive Fires | Aggregated | Aggregated | 2051 | 5.8442e-07 | 0 | 700.8825 | 0.00040961 | 2051 | Mitigation | 0.08575 | 30 | 0 | esc | 0 | 0 | 0 | 0 | 0.0015435 | 9.0206e-10
[79 empty] | WLDFR | HFTD - Distribution - Tier 2 - 4QU CoRE ¦ 5QU LoRE | Seismic - Red Flag Warning - Catastrophic Fires | 2038 | 2.1268e-11 | 1.0634e-11 | 2.7345e-11 | 24976.6418 | 511.3745 | 15898.8237 | 8566.4437 | 0 | 0 | 0 | 1.7716e-08 |  | 5.312e-07 | 0 | 5.312e-07 | 2.656e-07 | 0 | 2.656e-07 | 6.8298e-07 | 0 | 6.8298e-07 | [16 empty] | 7.3.1.3 Ignition probability mapping showing the probability of ignition along the electric lines and equipmentWLDFRAggregatedAggregated | WLDFR | HFTD - Distribution - Tier 2 - 5QU CoRE ¦ 1QU LoRE | Red Flag Warning - Large Fires | Aggregated | Aggregated | 2021 | 4.3462e-05 | 0 | 700.8825 | 0.030461 | 2021 | Mitigation | 0.08575 | 30 | 0 | esc | 0.0012005 | 5.2176e-08 | 0.00060025 | 2.6088e-08 | 0 | 0
[79 empty] | WLDFR | HFTD - Distribution - Tier 2 - 4QU CoRE ¦ 5QU LoRE | Seismic - Red Flag Warning - Catastrophic Fires | 2039 | 2.1268e-11 | 1.0634e-11 | 2.7345e-11 | 24976.6418 | 511.3745 | 15898.8237 | 8566.4437 | 0 | 0 | 0 | 1.7716e-08 |  | 5.312e-07 | 0 | 5.312e-07 | 2.656e-07 | 0 | 2.656e-07 | 6.8298e-07 | 0 | 6.8298e-07 | [16 empty] | 7.3.1.3 Ignition probability mapping showing the probability of ignition along the electric lines and equipmentWLDFRAggregatedAggregated | WLDFR | HFTD - Distribution - Tier 2 - 5QU CoRE ¦ 1QU LoRE | Red Flag Warning - Large Fires | Aggregated | Aggregated | 2022 | 4.3462e-05 | 0 | 700.8825 | 0.030461 | 2022 | Mitigation | 0.08575 | 30 | 0 | esc | 0.0012005 | 5.2176e-08 | 0.00060025 | 2.6088e-08 | 0.0015435 | 6.7083e-08
[79 empty] | WLDFR | HFTD - Distribution - Tier 2 - 4QU CoRE ¦ 5QU LoRE | Seismic - Red Flag Warning - Catastrophic Fires | 2040 | 2.1268e-11 | 1.0634e-11 | 2.7345e-11 | 24976.6418 | 511.3745 | 15898.8237 | 8566.4437 | 0 | 0 | 0 | 1.7716e-08 |  | 5.312e-07 | 0 | 5.312e-07 | 2.656e-07 | 0 | 2.656e-07 | 6.8298e-07 | 0 | 6.8298e-07 | [16 empty] | 7.3.1.3 Ignition probability mapping showing the probability of ignition along the electric lines and equipmentWLDFRAggregatedAggregated | WLDFR | HFTD - Distribution - Tier 2 - 5QU CoRE ¦ 1QU LoRE | Red Flag Warning - Large Fires | Aggregated | Aggregated | 2023 | 4.3462e-05 | 0 | 700.8825 | 0.030461 | 2023 | Mitigation | 0.08575 | 30 | 0 | esc | 0.0012005 | 5.2176e-08 | 0.00060025 | 2.6088e-08 | 0.0015435 | 6.7083e-08
[79 empty] | WLDFR | HFTD - Distribution - Tier 2 - 4QU CoRE ¦ 5QU LoRE | Seismic - Red Flag Warning - Catastrophic Fires | 2041 | 2.1268e-11 | 1.0634e-11 | 2.7345e-11 | 24976.6418 | 511.3745 | 15898.8237 | 8566.4437 | 0 | 0 | 0 | 1.7716e-08 |  | 5.312e-07 | 0 | 5.312e-07 | 2.656e-07 | 0 | 2.656e-07 | 6.8298e-07 | 0 | 6.8298e-07 | [16 empty] | 7.3.1.3 Ignition probability mapping showing the probability of ignition along the electric lines and equipmentWLDFRAggregatedAggregated | WLDFR | HFTD - Distribution - Tier 2 - 5QU CoRE ¦ 1QU LoRE | Red Flag Warning - Large Fires | Aggregated | Aggregated | 2024 | 4.3462e-05 | 0 | 700.8825 | 0.030461 | 2024 | Mitigation | 0.08575 | 30 | 0 | esc | 0.0012005 | 5.2176e-08 | 0.00060025 | 2.6088e-08 | 0.0015435 | 6.7083e-08
[79 empty] | WLDFR | HFTD - Distribution - Tier 2 - 4QU CoRE ¦ 5QU LoRE | Seismic - Red Flag Warning - Catastrophic Fires | 2042 | 2.1268e-11 | 1.0634e-11 | 2.7345e-11 | 24976.6418 | 511.3745 | 15898.8237 | 8566.4437 | 0 | 0 | 0 | 1.7716e-08 |  | 5.312e-07 | 0 | 5.312e-07 | 2.656e-07 | 0 | 2.656e-07 | 6.8298e-07 | 0 | 6.8298e-07 | [16 empty] | 7.3.1.3 Ignition probability mapping showing the probability of ignition along the electric lines and equipmentWLDFRAggregatedAggregated | WLDFR | HFTD - Distribution - Tier 2 - 5QU CoRE ¦ 1QU LoRE | Red Flag Warning - Large Fires | Aggregated | Aggregated | 2025 | 4.3462e-05 | 0 | 700.8825 | 0.030461 | 2025 | Mitigation | 0.08575 | 30 | 0 | esc | 0.0012005 | 5.2176e-08 | 0.00060025 | 2.6088e-08 | 0.0015435 | 6.7083e-08
[79 empty] | WLDFR | HFTD - Distribution - Tier 2 - 4QU CoRE ¦ 5QU LoRE | Seismic - Red Flag Warning - Catastrophic Fires | 2043 | 2.1268e-11 | 1.0634e-11 | 2.7345e-11 | 26191.7278 | 544.1291 | 16654.7414 | 8992.8573 | 0 | 0 | 0 | 1.7716e-08 |  | 5.5705e-07 | 0 | 5.5705e-07 | 2.7852e-07 | 0 | 2.7852e-07 | 7.162e-07 | 0 | 7.162e-07 | [16 empty] | 7.3.1.3 Ignition probability mapping showing the probability of ignition along the electric lines and equipmentWLDFRAggregatedAggregated | WLDFR | HFTD - Distribution - Tier 2 - 5QU CoRE ¦ 1QU LoRE | Red Flag Warning - Large Fires | Aggregated | Aggregated | 2026 | 4.3462e-05 | 0 | 700.8825 | 0.030461 | 2026 | Mitigation | 0.08575 | 30 | 0 | esc | 0.0012005 | 5.2176e-08 | 0.00060025 | 2.6088e-08 | 0.0015435 | 6.7083e-08
[79 empty] | WLDFR | HFTD - Distribution - Tier 2 - 4QU CoRE ¦ 5QU LoRE | Seismic - Red Flag Warning - Catastrophic Fires | 2044 | 2.1268e-11 | 1.0634e-11 | 2.7345e-11 | 26191.7278 | 544.1291 | 16654.7414 | 8992.8573 | 0 | 0 | 0 | 1.7716e-08 |  | 5.5705e-07 | 0 | 5.5705e-07 | 2.7852e-07 | 0 | 2.7852e-07 | 7.162e-07 | 0 | 7.162e-07 | [16 empty] | 7.3.1.3 Ignition probability mapping showing the probability of ignition along the electric lines and equipmentWLDFRAggregatedAggregated | WLDFR | HFTD - Distribution - Tier 2 - 5QU CoRE ¦ 1QU LoRE | Red Flag Warning - Large Fires | Aggregated | Aggregated | 2027 | 4.3462e-05 | 0 | 700.8825 | 0.030461 | 2027 | Mitigation | 0.08575 | 30 | 0 | esc | 0.0012005 | 5.2176e-08 | 0.00060025 | 2.6088e-08 | 0.0015435 | 6.7083e-08
[79 empty] | WLDFR | HFTD - Distribution - Tier 2 - 4QU CoRE ¦ 5QU LoRE | Seismic - Red Flag Warning - Catastrophic Fires | 2045 | 2.1268e-11 | 1.0634e-11 | 2.7345e-11 | 26191.7278 | 544.1291 | 16654.7414 | 8992.8573 | 0 | 0 | 0 | 1.7716e-08 |  | 5.5705e-07 | 0 | 5.5705e-07 | 2.7852e-07 | 0 | 2.7852e-07 | 7.162e-07 | 0 | 7.162e-07 | [16 empty] | 7.3.1.3 Ignition probability mapping showing the probability of ignition along the electric lines and equipmentWLDFRAggregatedAggregated | WLDFR | HFTD - Distribution - Tier 2 - 5QU CoRE ¦ 1QU LoRE | Red Flag Warning - Large Fires | Aggregated | Aggregated | 2028 | 4.3462e-05 | 0 | 700.8825 | 0.030461 | 2028 | Mitigation | 0.08575 | 30 | 0 | esc | 0.0012005 | 5.2176e-08 | 0.00060025 | 2.6088e-08 | 0.0015435 | 6.7083e-08
[79 empty] | WLDFR | HFTD - Distribution - Tier 2 - 4QU CoRE ¦ 5QU LoRE | Seismic - Red Flag Warning - Catastrophic Fires | 2046 | 2.1268e-11 | 1.0634e-11 | 2.7345e-11 | 26191.7278 | 544.1291 | 16654.7414 | 8992.8573 | 0 | 0 | 0 | 1.7716e-08 |  | 5.5705e-07 | 0 | 5.5705e-07 | 2.7852e-07 | 0 | 2.7852e-07 | 7.162e-07 | 0 | 7.162e-07 | [16 empty] | 7.3.1.3 Ignition probability mapping showing the probability of ignition along the electric lines and equipmentWLDFRAggregatedAggregated | WLDFR | HFTD - Distribution - Tier 2 - 5QU CoRE ¦ 1QU LoRE | Red Flag Warning - Large Fires | Aggregated | Aggregated | 2029 | 4.3462e-05 | 0 | 700.8825 | 0.030461 | 2029 | Mitigation | 0.08575 | 30 | 0 | esc | 0.0012005 | 5.2176e-08 | 0.00060025 | 2.6088e-08 | 0.0015435 | 6.7083e-08
[79 empty] | WLDFR | HFTD - Distribution - Tier 2 - 4QU CoRE ¦ 5QU LoRE | Seismic - Red Flag Warning - Catastrophic Fires | 2047 | 2.1268e-11 | 1.0634e-11 | 2.7345e-11 | 26191.7278 | 544.1291 | 16654.7414 | 8992.8573 | 0 | 0 | 0 | 1.7716e-08 |  | 5.5705e-07 | 0 | 5.5705e-07 | 2.7852e-07 | 0 | 2.7852e-07 | 7.162e-07 | 0 | 7.162e-07 | [16 empty] | 7.3.1.3 Ignition probability mapping showing the probability of ignition along the electric lines and equipmentWLDFRAggregatedAggregated | WLDFR | HFTD - Distribution - Tier 2 - 5QU CoRE ¦ 1QU LoRE | Red Flag Warning - Large Fires | Aggregated | Aggregated | 2030 | 4.3462e-05 | 0 | 700.8825 | 0.030461 | 2030 | Mitigation | 0.08575 | 30 | 0 | esc | 0.0012005 | 5.2176e-08 | 0.00060025 | 2.6088e-08 | 0.0015435 | 6.7083e-08
[79 empty] | WLDFR | HFTD - Distribution - Tier 2 - 4QU CoRE ¦ 5QU LoRE | Seismic - Red Flag Warning - Catastrophic Fires | 2048 | 2.1268e-11 | 1.0634e-11 | 2.7345e-11 | 27464.7227 | 578.8407 | 17445.538 | 9440.3441 | 0 | 0 | 0 | 1.7716e-08 |  | 5.8412e-07 | 0 | 5.8412e-07 | 2.9206e-07 | 0 | 2.9206e-07 | 7.5101e-07 | 0 | 7.5101e-07 | [16 empty] | 7.3.1.3 Ignition probability mapping showing the probability of ignition along the electric lines and equipmentWLDFRAggregatedAggregated | WLDFR | HFTD - Distribution - Tier 2 - 5QU CoRE ¦ 1QU LoRE | Red Flag Warning - Large Fires | Aggregated | Aggregated | 2031 | 4.3462e-05 | 0 | 700.8825 | 0.030461 | 2031 | Mitigation | 0.08575 | 30 | 0 | esc | 0.0012005 | 5.2176e-08 | 0.00060025 | 2.6088e-08 | 0.0015435 | 6.7083e-08
[79 empty] | WLDFR | HFTD - Distribution - Tier 2 - 4QU CoRE ¦ 5QU LoRE | Seismic - Red Flag Warning - Catastrophic Fires | 2049 | 2.1268e-11 | 1.0634e-11 | 2.7345e-11 | 27464.7227 | 578.8407 | 17445.538 | 9440.3441 | 0 | 0 | 0 | 1.7716e-08 |  | 5.8412e-07 | 0 | 5.8412e-07 | 2.9206e-07 | 0 | 2.9206e-07 | 7.5101e-07 | 0 | 7.5101e-07 | [16 empty] | 7.3.1.3 Ignition probability mapping showing the probability of ignition along the electric lines and equipmentWLDFRAggregatedAggregated | WLDFR | HFTD - Distribution - Tier 2 - 5QU CoRE ¦ 1QU LoRE | Red Flag Warning - Large Fires | Aggregated | Aggregated | 2032 | 4.3462e-05 | 0 | 700.8825 | 0.030461 | 2032 | Mitigation | 0.08575 | 30 | 0 | esc | 0.0012005 | 5.2176e-08 | 0.00060025 | 2.6088e-08 | 0.0015435 | 6.7083e-08
[79 empty] | WLDFR | HFTD - Distribution - Tier 2 - 4QU CoRE ¦ 5QU LoRE | Seismic - Red Flag Warning - Catastrophic Fires | 2050 | 0 | 1.0634e-11 | 2.7345e-11 | 27464.7227 | 578.8407 | 17445.538 | 9440.3441 | 0 | 0 | 0 | 1.7716e-08 |  | 0 | 0 | 0 | 2.9206e-07 | 0 | 2.9206e-07 | 7.5101e-07 | 0 | 7.5101e-07 | [16 empty] | 7.3.1.3 Ignition probability mapping showing the probability of ignition along the electric lines and equipmentWLDFRAggregatedAggregated | WLDFR | HFTD - Distribution - Tier 2 - 5QU CoRE ¦ 1QU LoRE | Red Flag Warning - Large Fires | Aggregated | Aggregated | 2033 | 4.3462e-05 | 0 | 700.8825 | 0.030461 | 2033 | Mitigation | 0.08575 | 30 | 0 | esc | 0.0012005 | 5.2176e-08 | 0.00060025 | 2.6088e-08 | 0.0015435 | 6.7083e-08
[79 empty] | WLDFR | HFTD - Distribution - Tier 2 - 4QU CoRE ¦ 5QU LoRE | Seismic - Red Flag Warning - Catastrophic Fires | 2051 | 0 | 0 | 2.7345e-11 | 27464.7227 | 578.8407 | 17445.538 | 9440.3441 | 0 | 0 | 0 | 1.7716e-08 |  | 0 | 0 | 0 | 0 | 0 | 0 | 7.5101e-07 | 0 | 7.5101e-07 | [16 empty] | 7.3.1.3 Ignition probability mapping showing the probability of ignition along the electric lines and equipmentWLDFRAggregatedAggregated | WLDFR | HFTD - Distribution - Tier 2 - 5QU CoRE ¦ 1QU LoRE | Red Flag Warning - Large Fires | Aggregated | Aggregated | 2034 | 4.3462e-05 | 0 | 700.8825 | 0.030461 | 2034 | Mitigation | 0.08575 | 30 | 0 | esc | 0.0012005 | 5.2176e-08 | 0.00060025 | 2.6088e-08 | 0.0015435 | 6.7083e-08
[79 empty] | WLDFR | HFTD - Distribution - Tier 2 - 5QU CoRE ¦ 1QU LoRE | Non-Red Flag Warning - Catastrophic Fires | 2020 | 2.6633e-10 | 0 | 0 | 14146.1306 | 222.2294 | 8585.7228 | 5338.1784 | 0 | 0 | 0 | 2.2185e-07 |  | 3.7675e-06 | 0 | 3.7675e-06 | 0 | 0 | 0 | 0 | 0 | 0 | [16 empty] | 7.3.1.3 Ignition probability mapping showing the probability of ignition along the electric lines and equipmentWLDFRAggregatedAggregated | WLDFR | HFTD - Distribution - Tier 2 - 5QU CoRE ¦ 1QU LoRE | Red Flag Warning - Large Fires | Aggregated | Aggregated | 2035 | 4.3462e-05 | 0 | 700.8825 | 0.030461 | 2035 | Mitigation | 0.08575 | 30 | 0 | esc | 0.0012005 | 5.2176e-08 | 0.00060025 | 2.6088e-08 | 0.0015435 | 6.7083e-08
[79 empty] | WLDFR | HFTD - Distribution - Tier 2 - 5QU CoRE ¦ 1QU LoRE | Non-Red Flag Warning - Catastrophic Fires | 2021 | 2.6633e-10 | 1.3316e-10 | 0 | 14146.1306 | 222.2294 | 8585.7228 | 5338.1784 | 0 | 0 | 0 | 2.2185e-07 |  | 3.7675e-06 | 0 | 3.7675e-06 | 1.8838e-06 | 0 | 1.8838e-06 | 0 | 0 | 0 | [16 empty] | 7.3.1.3 Ignition probability mapping showing the probability of ignition along the electric lines and equipmentWLDFRAggregatedAggregated | WLDFR | HFTD - Distribution - Tier 2 - 5QU CoRE ¦ 1QU LoRE | Red Flag Warning - Large Fires | Aggregated | Aggregated | 2036 | 4.3462e-05 | 0 | 700.8825 | 0.030461 | 2036 | Mitigation | 0.08575 | 30 | 0 | esc | 0.0012005 | 5.2176e-08 | 0.00060025 | 2.6088e-08 | 0.0015435 | 6.7083e-08
[79 empty] | WLDFR | HFTD - Distribution - Tier 2 - 5QU CoRE ¦ 1QU LoRE | Non-Red Flag Warning - Catastrophic Fires | 2022 | 2.6633e-10 | 1.3316e-10 | 3.4242e-10 | 14146.1306 | 222.2294 | 8585.7228 | 5338.1784 | 0 | 0 | 0 | 2.2185e-07 |  | 3.7675e-06 | 0 | 3.7675e-06 | 1.8838e-06 | 0 | 1.8838e-06 | 4.844e-06 | 0 | 4.844e-06 | [16 empty] | 7.3.1.3 Ignition probability mapping showing the probability of ignition along the electric lines and equipmentWLDFRAggregatedAggregated | WLDFR | HFTD - Distribution - Tier 2 - 5QU CoRE ¦ 1QU LoRE | Red Flag Warning - Large Fires | Aggregated | Aggregated | 2037 | 4.3462e-05 | 0 | 700.8825 | 0.030461 | 2037 | Mitigation | 0.08575 | 30 | 0 | esc | 0.0012005 | 5.2176e-08 | 0.00060025 | 2.6088e-08 | 0.0015435 | 6.7083e-08
[79 empty] | WLDFR | HFTD - Distribution - Tier 2 - 5QU CoRE ¦ 1QU LoRE | Non-Red Flag Warning - Catastrophic Fires | 2023 | 2.6633e-10 | 1.3316e-10 | 3.4242e-10 | 14664.6376 | 233.2301 | 8896.516 | 5534.8915 | 0 | 0 | 0 | 2.2185e-07 |  | 3.9056e-06 | 0 | 3.9056e-06 | 1.9528e-06 | 0 | 1.9528e-06 | 5.0215e-06 | 0 | 5.0215e-06 | [16 empty] | 7.3.1.3 Ignition probability mapping showing the probability of ignition along the electric lines and equipmentWLDFRAggregatedAggregated | WLDFR | HFTD - Distribution - Tier 2 - 5QU CoRE ¦ 1QU LoRE | Red Flag Warning - Large Fires | Aggregated | Aggregated | 2038 | 4.3462e-05 | 0 | 700.8825 | 0.030461 | 2038 | Mitigation | 0.08575 | 30 | 0 | esc | 0.0012005 | 5.2176e-08 | 0.00060025 | 2.6088e-08 | 0.0015435 | 6.7083e-08
[79 empty] | WLDFR | HFTD - Distribution - Tier 2 - 5QU CoRE ¦ 1QU LoRE | Non-Red Flag Warning - Catastrophic Fires | 2024 | 2.6633e-10 | 1.3316e-10 | 3.4242e-10 | 14664.6376 | 233.2301 | 8896.516 | 5534.8915 | 0 | 0 | 0 | 2.2185e-07 |  | 3.9056e-06 | 0 | 3.9056e-06 | 1.9528e-06 | 0 | 1.9528e-06 | 5.0215e-06 | 0 | 5.0215e-06 | [16 empty] | 7.3.1.3 Ignition probability mapping showing the probability of ignition along the electric lines and equipmentWLDFRAggregatedAggregated | WLDFR | HFTD - Distribution - Tier 2 - 5QU CoRE ¦ 1QU LoRE | Red Flag Warning - Large Fires | Aggregated | Aggregated | 2039 | 4.3462e-05 | 0 | 700.8825 | 0.030461 | 2039 | Mitigation | 0.08575 | 30 | 0 | esc | 0.0012005 | 5.2176e-08 | 0.00060025 | 2.6088e-08 | 0.0015435 | 6.7083e-08
[79 empty] | WLDFR | HFTD - Distribution - Tier 2 - 5QU CoRE ¦ 1QU LoRE | Non-Red Flag Warning - Catastrophic Fires | 2025 | 2.6633e-10 | 1.3316e-10 | 3.4242e-10 | 14664.6376 | 233.2301 | 8896.516 | 5534.8915 | 0 | 0 | 0 | 2.2185e-07 |  | 3.9056e-06 | 0 | 3.9056e-06 | 1.9528e-06 | 0 | 1.9528e-06 | 5.0215e-06 | 0 | 5.0215e-06 | [16 empty] | 7.3.1.3 Ignition probability mapping showing the probability of ignition along the electric lines and equipmentWLDFRAggregatedAggregated | WLDFR | HFTD - Distribution - Tier 2 - 5QU CoRE ¦ 1QU LoRE | Red Flag Warning - Large Fires | Aggregated | Aggregated | 2040 | 4.3462e-05 | 0 | 700.8825 | 0.030461 | 2040 | Mitigation | 0.08575 | 30 | 0 | esc | 0.0012005 | 5.2176e-08 | 0.00060025 | 2.6088e-08 | 0.0015435 | 6.7083e-08
[79 empty] | WLDFR | HFTD - Distribution - Tier 2 - 5QU CoRE ¦ 1QU LoRE | Non-Red Flag Warning - Catastrophic Fires | 2026 | 2.6633e-10 | 1.3316e-10 | 3.4242e-10 | 14664.6376 | 233.2301 | 8896.516 | 5534.8915 | 0 | 0 | 0 | 2.2185e-07 |  | 3.9056e-06 | 0 | 3.9056e-06 | 1.9528e-06 | 0 | 1.9528e-06 | 5.0215e-06 | 0 | 5.0215e-06 | [16 empty] | 7.3.1.3 Ignition probability mapping showing the probability of ignition along the electric lines and equipmentWLDFRAggregatedAggregated | WLDFR | HFTD - Distribution - Tier 2 - 5QU CoRE ¦ 1QU LoRE | Red Flag Warning - Large Fires | Aggregated | Aggregated | 2041 | 4.3462e-05 | 0 | 700.8825 | 0.030461 | 2041 | Mitigation | 0.08575 | 30 | 0 | esc | 0.0012005 | 5.2176e-08 | 0.00060025 | 2.6088e-08 | 0.0015435 | 6.7083e-08
[79 empty] | WLDFR | HFTD - Distribution - Tier 2 - 5QU CoRE ¦ 1QU LoRE | Non-Red Flag Warning - Catastrophic Fires | 2027 | 2.6633e-10 | 1.3316e-10 | 3.4242e-10 | 14664.6376 | 233.2301 | 8896.516 | 5534.8915 | 0 | 0 | 0 | 2.2185e-07 |  | 3.9056e-06 | 0 | 3.9056e-06 | 1.9528e-06 | 0 | 1.9528e-06 | 5.0215e-06 | 0 | 5.0215e-06 | [16 empty] | 7.3.1.3 Ignition probability mapping showing the probability of ignition along the electric lines and equipmentWLDFRAggregatedAggregated | WLDFR | HFTD - Distribution - Tier 2 - 5QU CoRE ¦ 1QU LoRE | Red Flag Warning - Large Fires | Aggregated | Aggregated | 2042 | 4.3462e-05 | 0 | 700.8825 | 0.030461 | 2042 | Mitigation | 0.08575 | 30 | 0 | esc | 0.0012005 | 5.2176e-08 | 0.00060025 | 2.6088e-08 | 0.0015435 | 6.7083e-08
[79 empty] | WLDFR | HFTD - Distribution - Tier 2 - 5QU CoRE ¦ 1QU LoRE | Non-Red Flag Warning - Catastrophic Fires | 2028 | 2.6633e-10 | 1.3316e-10 | 3.4242e-10 | 15317.9909 | 247.273 | 9287.6491 | 5783.0689 | 0 | 0 | 0 | 2.2185e-07 |  | 4.0796e-06 | 0 | 4.0796e-06 | 2.0398e-06 | 0 | 2.0398e-06 | 5.2453e-06 | 0 | 5.2453e-06 | [16 empty] | 7.3.1.3 Ignition probability mapping showing the probability of ignition along the electric lines and equipmentWLDFRAggregatedAggregated | WLDFR | HFTD - Distribution - Tier 2 - 5QU CoRE ¦ 1QU LoRE | Red Flag Warning - Large Fires | Aggregated | Aggregated | 2043 | 4.3462e-05 | 0 | 700.8825 | 0.030461 | 2043 | Mitigation | 0.08575 | 30 | 0 | esc | 0.0012005 | 5.2176e-08 | 0.00060025 | 2.6088e-08 | 0.0015435 | 6.7083e-08
[79 empty] | WLDFR | HFTD - Distribution - Tier 2 - 5QU CoRE ¦ 1QU LoRE | Non-Red Flag Warning - Catastrophic Fires | 2029 | 2.6633e-10 | 1.3316e-10 | 3.4242e-10 | 15317.9909 | 247.273 | 9287.6491 | 5783.0689 | 0 | 0 | 0 | 2.2185e-07 |  | 4.0796e-06 | 0 | 4.0796e-06 | 2.0398e-06 | 0 | 2.0398e-06 | 5.2453e-06 | 0 | 5.2453e-06 | [16 empty] | 7.3.1.3 Ignition probability mapping showing the probability of ignition along the electric lines and equipmentWLDFRAggregatedAggregated | WLDFR | HFTD - Distribution - Tier 2 - 5QU CoRE ¦ 1QU LoRE | Red Flag Warning - Large Fires | Aggregated | Aggregated | 2044 | 4.3462e-05 | 0 | 700.8825 | 0.030461 | 2044 | Mitigation | 0.08575 | 30 | 0 | esc | 0.0012005 | 5.2176e-08 | 0.00060025 | 2.6088e-08 | 0.0015435 | 6.7083e-08
[79 empty] | WLDFR | HFTD - Distribution - Tier 2 - 5QU CoRE ¦ 1QU LoRE | Non-Red Flag Warning - Catastrophic Fires | 2030 | 2.6633e-10 | 1.3316e-10 | 3.4242e-10 | 15317.9909 | 247.273 | 9287.6491 | 5783.0689 | 0 | 0 | 0 | 2.2185e-07 |  | 4.0796e-06 | 0 | 4.0796e-06 | 2.0398e-06 | 0 | 2.0398e-06 | 5.2453e-06 | 0 | 5.2453e-06 | [16 empty] | 7.3.1.3 Ignition probability mapping showing the probability of ignition along the electric lines and equipmentWLDFRAggregatedAggregated | WLDFR | HFTD - Distribution - Tier 2 - 5QU CoRE ¦ 1QU LoRE | Red Flag Warning - Large Fires | Aggregated | Aggregated | 2045 | 4.3462e-05 | 0 | 700.8825 | 0.030461 | 2045 | Mitigation | 0.08575 | 30 | 0 | esc | 0.0012005 | 5.2176e-08 | 0.00060025 | 2.6088e-08 | 0.0015435 | 6.7083e-08
[79 empty] | WLDFR | HFTD - Distribution - Tier 2 - 5QU CoRE ¦ 1QU LoRE | Non-Red Flag Warning - Catastrophic Fires | 2031 | 2.6633e-10 | 1.3316e-10 | 3.4242e-10 | 15317.9909 | 247.273 | 9287.6491 | 5783.0689 | 0 | 0 | 0 | 2.2185e-07 |  | 4.0796e-06 | 0 | 4.0796e-06 | 2.0398e-06 | 0 | 2.0398e-06 | 5.2453e-06 | 0 | 5.2453e-06 | [16 empty] | 7.3.1.3 Ignition probability mapping showing the probability of ignition along the electric lines and equipmentWLDFRAggregatedAggregated | WLDFR | HFTD - Distribution - Tier 2 - 5QU CoRE ¦ 1QU LoRE | Red Flag Warning - Large Fires | Aggregated | Aggregated | 2046 | 4.3462e-05 | 0 | 700.8825 | 0.030461 | 2046 | Mitigation | 0.08575 | 30 | 0 | esc | 0.0012005 | 5.2176e-08 | 0.00060025 | 2.6088e-08 | 0.0015435 | 6.7083e-08
[79 empty] | WLDFR | HFTD - Distribution - Tier 2 - 5QU CoRE ¦ 1QU LoRE | Non-Red Flag Warning - Catastrophic Fires | 2032 | 2.6633e-10 | 1.3316e-10 | 3.4242e-10 | 15317.9909 | 247.273 | 9287.6491 | 5783.0689 | 0 | 0 | 0 | 2.2185e-07 |  | 4.0796e-06 | 0 | 4.0796e-06 | 2.0398e-06 | 0 | 2.0398e-06 | 5.2453e-06 | 0 | 5.2453e-06 | [16 empty] | 7.3.1.3 Ignition probability mapping showing the probability of ignition along the electric lines and equipmentWLDFRAggregatedAggregated | WLDFR | HFTD - Distribution - Tier 2 - 5QU CoRE ¦ 1QU LoRE | Red Flag Warning - Large Fires | Aggregated | Aggregated | 2047 | 4.3462e-05 | 0 | 700.8825 | 0.030461 | 2047 | Mitigation | 0.08575 | 30 | 0 | esc | 0.0012005 | 5.2176e-08 | 0.00060025 | 2.6088e-08 | 0.0015435 | 6.7083e-08
[79 empty] | WLDFR | HFTD - Distribution - Tier 2 - 5QU CoRE ¦ 1QU LoRE | Non-Red Flag Warning - Catastrophic Fires | 2033 | 2.6633e-10 | 1.3316e-10 | 3.4242e-10 | 16044.1264 | 263.1074 | 9721.74 | 6059.2791 | 0 | 0 | 0 | 2.2185e-07 |  | 4.273e-06 | 0 | 4.273e-06 | 2.1365e-06 | 0 | 2.1365e-06 | 5.4939e-06 | 0 | 5.4939e-06 | [16 empty] | 7.3.1.3 Ignition probability mapping showing the probability of ignition along the electric lines and equipmentWLDFRAggregatedAggregated | WLDFR | HFTD - Distribution - Tier 2 - 5QU CoRE ¦ 1QU LoRE | Red Flag Warning - Large Fires | Aggregated | Aggregated | 2048 | 4.3462e-05 | 0 | 700.8825 | 0.030461 | 2048 | Mitigation | 0.08575 | 30 | 0 | esc | 0.0012005 | 5.2176e-08 | 0.00060025 | 2.6088e-08 | 0.0015435 | 6.7083e-08
[79 empty] | WLDFR | HFTD - Distribution - Tier 2 - 5QU CoRE ¦ 1QU LoRE | Non-Red Flag Warning - Catastrophic Fires | 2034 | 2.6633e-10 | 1.3316e-10 | 3.4242e-10 | 16044.1264 | 263.1074 | 9721.74 | 6059.2791 | 0 | 0 | 0 | 2.2185e-07 |  | 4.273e-06 | 0 | 4.273e-06 | 2.1365e-06 | 0 | 2.1365e-06 | 5.4939e-06 | 0 | 5.4939e-06 | [16 empty] | 7.3.1.3 Ignition probability mapping showing the probability of ignition along the electric lines and equipmentWLDFRAggregatedAggregated | WLDFR | HFTD - Distribution - Tier 2 - 5QU CoRE ¦ 1QU LoRE | Red Flag Warning - Large Fires | Aggregated | Aggregated | 2049 | 4.3462e-05 | 0 | 700.8825 | 0.030461 | 2049 | Mitigation | 0.08575 | 30 | 0 | esc | 0.0012005 | 5.2176e-08 | 0.00060025 | 2.6088e-08 | 0.0015435 | 6.7083e-08
[79 empty] | WLDFR | HFTD - Distribution - Tier 2 - 5QU CoRE ¦ 1QU LoRE | Non-Red Flag Warning - Catastrophic Fires | 2035 | 2.6633e-10 | 1.3316e-10 | 3.4242e-10 | 16044.1264 | 263.1074 | 9721.74 | 6059.2791 | 0 | 0 | 0 | 2.2185e-07 |  | 4.273e-06 | 0 | 4.273e-06 | 2.1365e-06 | 0 | 2.1365e-06 | 5.4939e-06 | 0 | 5.4939e-06 | [16 empty] | 7.3.1.3 Ignition probability mapping showing the probability of ignition along the electric lines and equipmentWLDFRAggregatedAggregated | WLDFR | HFTD - Distribution - Tier 2 - 5QU CoRE ¦ 1QU LoRE | Red Flag Warning - Large Fires | Aggregated | Aggregated | 2050 | 4.3462e-05 | 0 | 700.8825 | 0.030461 | 2050 | Mitigation | 0.08575 | 30 | 0 | esc | 0 | 0 | 0.00060025 | 2.6088e-08 | 0.0015435 | 6.7083e-08
[79 empty] | WLDFR | HFTD - Distribution - Tier 2 - 5QU CoRE ¦ 1QU LoRE | Non-Red Flag Warning - Catastrophic Fires | 2036 | 2.6633e-10 | 1.3316e-10 | 3.4242e-10 | 16044.1264 | 263.1074 | 9721.74 | 6059.2791 | 0 | 0 | 0 | 2.2185e-07 |  | 4.273e-06 | 0 | 4.273e-06 | 2.1365e-06 | 0 | 2.1365e-06 | 5.4939e-06 | 0 | 5.4939e-06 | [16 empty] | 7.3.1.3 Ignition probability mapping showing the probability of ignition along the electric lines and equipmentWLDFRAggregatedAggregated | WLDFR | HFTD - Distribution - Tier 2 - 5QU CoRE ¦ 1QU LoRE | Red Flag Warning - Large Fires | Aggregated | Aggregated | 2051 | 4.3462e-05 | 0 | 700.8825 | 0.030461 | 2051 | Mitigation | 0.08575 | 30 | 0 | esc | 0 | 0 | 0 | 0 | 0.0015435 | 6.7083e-08
[79 empty] | WLDFR | HFTD - Distribution - Tier 2 - 5QU CoRE ¦ 1QU LoRE | Non-Red Flag Warning - Catastrophic Fires | 2037 | 2.6633e-10 | 1.3316e-10 | 3.4242e-10 | 16044.1264 | 263.1074 | 9721.74 | 6059.2791 | 0 | 0 | 0 | 2.2185e-07 |  | 4.273e-06 | 0 | 4.273e-06 | 2.1365e-06 | 0 | 2.1365e-06 | 5.4939e-06 | 0 | 5.4939e-06 | [16 empty] | 7.3.1.3 Ignition probability mapping showing the probability of ignition along the electric lines and equipmentWLDFRAggregatedAggregated | WLDFR | HFTD - Distribution - Tier 2 - 5QU CoRE ¦ 1QU LoRE | Red Flag Warning - Small Fires | Aggregated | Aggregated | 2021 | 0.0011831 | 0 | 700.8825 | 0.82921 | 2021 | Mitigation | 0.08575 | 30 | 0 | esc | 0.0012005 | 1.4203e-06 | 0.00060025 | 7.1015e-07 | 0 | 0
[79 empty] | WLDFR | HFTD - Distribution - Tier 2 - 5QU CoRE ¦ 1QU LoRE | Non-Red Flag Warning - Catastrophic Fires | 2038 | 2.6633e-10 | 1.3316e-10 | 3.4242e-10 | 16832.3912 | 280.5544 | 10192.2718 | 6359.5651 | 0 | 0 | 0 | 2.2185e-07 |  | 4.483e-06 | 0 | 4.483e-06 | 2.2415e-06 | 0 | 2.2415e-06 | 5.7638e-06 | 0 | 5.7638e-06 | [16 empty] | 7.3.1.3 Ignition probability mapping showing the probability of ignition along the electric lines and equipmentWLDFRAggregatedAggregated | WLDFR | HFTD - Distribution - Tier 2 - 5QU CoRE ¦ 1QU LoRE | Red Flag Warning - Small Fires | Aggregated | Aggregated | 2022 | 0.0011831 | 0 | 700.8825 | 0.82921 | 2022 | Mitigation | 0.08575 | 30 | 0 | esc | 0.0012005 | 1.4203e-06 | 0.00060025 | 7.1015e-07 | 0.0015435 | 1.8261e-06
[79 empty] | WLDFR | HFTD - Distribution - Tier 2 - 5QU CoRE ¦ 1QU LoRE | Non-Red Flag Warning - Catastrophic Fires | 2039 | 2.6633e-10 | 1.3316e-10 | 3.4242e-10 | 16832.3912 | 280.5544 | 10192.2718 | 6359.5651 | 0 | 0 | 0 | 2.2185e-07 |  | 4.483e-06 | 0 | 4.483e-06 | 2.2415e-06 | 0 | 2.2415e-06 | 5.7638e-06 | 0 | 5.7638e-06 | [16 empty] | 7.3.1.3 Ignition probability mapping showing the probability of ignition along the electric lines and equipmentWLDFRAggregatedAggregated | WLDFR | HFTD - Distribution - Tier 2 - 5QU CoRE ¦ 1QU LoRE | Red Flag Warning - Small Fires | Aggregated | Aggregated | 2023 | 0.0011831 | 0 | 700.8825 | 0.82921 | 2023 | Mitigation | 0.08575 | 30 | 0 | esc | 0.0012005 | 1.4203e-06 | 0.00060025 | 7.1015e-07 | 0.0015435 | 1.8261e-06
[79 empty] | WLDFR | HFTD - Distribution - Tier 2 - 5QU CoRE ¦ 1QU LoRE | Non-Red Flag Warning - Catastrophic Fires | 2040 | 2.6633e-10 | 1.3316e-10 | 3.4242e-10 | 16832.3912 | 280.5544 | 10192.2718 | 6359.5651 | 0 | 0 | 0 | 2.2185e-07 |  | 4.483e-06 | 0 | 4.483e-06 | 2.2415e-06 | 0 | 2.2415e-06 | 5.7638e-06 | 0 | 5.7638e-06 | [16 empty] | 7.3.1.3 Ignition probability mapping showing the probability of ignition along the electric lines and equipmentWLDFRAggregatedAggregated | WLDFR | HFTD - Distribution - Tier 2 - 5QU CoRE ¦ 1QU LoRE | Red Flag Warning - Small Fires | Aggregated | Aggregated | 2024 | 0.0011831 | 0 | 700.8825 | 0.82921 | 2024 | Mitigation | 0.08575 | 30 | 0 | esc | 0.0012005 | 1.4203e-06 | 0.00060025 | 7.1015e-07 | 0.0015435 | 1.8261e-06
[79 empty] | WLDFR | HFTD - Distribution - Tier 2 - 5QU CoRE ¦ 1QU LoRE | Non-Red Flag Warning - Catastrophic Fires | 2041 | 2.6633e-10 | 1.3316e-10 | 3.4242e-10 | 16832.3912 | 280.5544 | 10192.2718 | 6359.5651 | 0 | 0 | 0 | 2.2185e-07 |  | 4.483e-06 | 0 | 4.483e-06 | 2.2415e-06 | 0 | 2.2415e-06 | 5.7638e-06 | 0 | 5.7638e-06 | [16 empty] | 7.3.1.3 Ignition probability mapping showing the probability of ignition along the electric lines and equipmentWLDFRAggregatedAggregated | WLDFR | HFTD - Distribution - Tier 2 - 5QU CoRE ¦ 1QU LoRE | Red Flag Warning - Small Fires | Aggregated | Aggregated | 2025 | 0.0011831 | 0 | 700.8825 | 0.82921 | 2025 | Mitigation | 0.08575 | 30 | 0 | esc | 0.0012005 | 1.4203e-06 | 0.00060025 | 7.1015e-07 | 0.0015435 | 1.8261e-06
[79 empty] | WLDFR | HFTD - Distribution - Tier 2 - 5QU CoRE ¦ 1QU LoRE | Non-Red Flag Warning - Catastrophic Fires | 2042 | 2.6633e-10 | 1.3316e-10 | 3.4242e-10 | 16832.3912 | 280.5544 | 10192.2718 | 6359.5651 | 0 | 0 | 0 | 2.2185e-07 |  | 4.483e-06 | 0 | 4.483e-06 | 2.2415e-06 | 0 | 2.2415e-06 | 5.7638e-06 | 0 | 5.7638e-06 | [16 empty] | 7.3.1.3 Ignition probability mapping showing the probability of ignition along the electric lines and equipmentWLDFRAggregatedAggregated | WLDFR | HFTD - Distribution - Tier 2 - 5QU CoRE ¦ 1QU LoRE | Red Flag Warning - Small Fires | Aggregated | Aggregated | 2026 | 0.0011831 | 0 | 700.8825 | 0.82921 | 2026 | Mitigation | 0.08575 | 30 | 0 | esc | 0.0012005 | 1.4203e-06 | 0.00060025 | 7.1015e-07 | 0.0015435 | 1.8261e-06
[79 empty] | WLDFR | HFTD - Distribution - Tier 2 - 5QU CoRE ¦ 1QU LoRE | Non-Red Flag Warning - Catastrophic Fires | 2043 | 2.6633e-10 | 1.3316e-10 | 3.4242e-10 | 17672.0852 | 299.42 | 10692.7362 | 6679.929 | 0 | 0 | 0 | 2.2185e-07 |  | 4.7066e-06 | 0 | 4.7066e-06 | 2.3533e-06 | 0 | 2.3533e-06 | 6.0513e-06 | 0 | 6.0513e-06 | [16 empty] | 7.3.1.3 Ignition probability mapping showing the probability of ignition along the electric lines and equipmentWLDFRAggregatedAggregated | WLDFR | HFTD - Distribution - Tier 2 - 5QU CoRE ¦ 1QU LoRE | Red Flag Warning - Small Fires | Aggregated | Aggregated | 2027 | 0.0011831 | 0 | 700.8825 | 0.82921 | 2027 | Mitigation | 0.08575 | 30 | 0 | esc | 0.0012005 | 1.4203e-06 | 0.00060025 | 7.1015e-07 | 0.0015435 | 1.8261e-06
[79 empty] | WLDFR | HFTD - Distribution - Tier 2 - 5QU CoRE ¦ 1QU LoRE | Non-Red Flag Warning - Catastrophic Fires | 2044 | 2.6633e-10 | 1.3316e-10 | 3.4242e-10 | 17672.0852 | 299.42 | 10692.7362 | 6679.929 | 0 | 0 | 0 | 2.2185e-07 |  | 4.7066e-06 | 0 | 4.7066e-06 | 2.3533e-06 | 0 | 2.3533e-06 | 6.0513e-06 | 0 | 6.0513e-06 | [16 empty] | 7.3.1.3 Ignition probability mapping showing the probability of ignition along the electric lines and equipmentWLDFRAggregatedAggregated | WLDFR | HFTD - Distribution - Tier 2 - 5QU CoRE ¦ 1QU LoRE | Red Flag Warning - Small Fires | Aggregated | Aggregated | 2028 | 0.0011831 | 0 | 700.8825 | 0.82921 | 2028 | Mitigation | 0.08575 | 30 | 0 | esc | 0.0012005 | 1.4203e-06 | 0.00060025 | 7.1015e-07 | 0.0015435 | 1.8261e-06
[79 empty] | WLDFR | HFTD - Distribution - Tier 2 - 5QU CoRE ¦ 1QU LoRE | Non-Red Flag Warning - Catastrophic Fires | 2045 | 2.6633e-10 | 1.3316e-10 | 3.4242e-10 | 17672.0852 | 299.42 | 10692.7362 | 6679.929 | 0 | 0 | 0 | 2.2185e-07 |  | 4.7066e-06 | 0 | 4.7066e-06 | 2.3533e-06 | 0 | 2.3533e-06 | 6.0513e-06 | 0 | 6.0513e-06 | [16 empty] | 7.3.1.3 Ignition probability mapping showing the probability of ignition along the electric lines and equipmentWLDFRAggregatedAggregated | WLDFR | HFTD - Distribution - Tier 2 - 5QU CoRE ¦ 1QU LoRE | Red Flag Warning - Small Fires | Aggregated | Aggregated | 2029 | 0.0011831 | 0 | 700.8825 | 0.82921 | 2029 | Mitigation | 0.08575 | 30 | 0 | esc | 0.0012005 | 1.4203e-06 | 0.00060025 | 7.1015e-07 | 0.0015435 | 1.8261e-06
[79 empty] | WLDFR | HFTD - Distribution - Tier 2 - 5QU CoRE ¦ 1QU LoRE | Non-Red Flag Warning - Catastrophic Fires | 2046 | 2.6633e-10 | 1.3316e-10 | 3.4242e-10 | 17672.0852 | 299.42 | 10692.7362 | 6679.929 | 0 | 0 | 0 | 2.2185e-07 |  | 4.7066e-06 | 0 | 4.7066e-06 | 2.3533e-06 | 0 | 2.3533e-06 | 6.0513e-06 | 0 | 6.0513e-06 | [16 empty] | 7.3.1.3 Ignition probability mapping showing the probability of ignition along the electric lines and equipmentWLDFRAggregatedAggregated | WLDFR | HFTD - Distribution - Tier 2 - 5QU CoRE ¦ 1QU LoRE | Red Flag Warning - Small Fires | Aggregated | Aggregated | 2030 | 0.0011831 | 0 | 700.8825 | 0.82921 | 2030 | Mitigation | 0.08575 | 30 | 0 | esc | 0.0012005 | 1.4203e-06 | 0.00060025 | 7.1015e-07 | 0.0015435 | 1.8261e-06
[79 empty] | WLDFR | HFTD - Distribution - Tier 2 - 5QU CoRE ¦ 1QU LoRE | Non-Red Flag Warning - Catastrophic Fires | 2047 | 2.6633e-10 | 1.3316e-10 | 3.4242e-10 | 17672.0852 | 299.42 | 10692.7362 | 6679.929 | 0 | 0 | 0 | 2.2185e-07 |  | 4.7066e-06 | 0 | 4.7066e-06 | 2.3533e-06 | 0 | 2.3533e-06 | 6.0513e-06 | 0 | 6.0513e-06 | [16 empty] | 7.3.1.3 Ignition probability mapping showing the probability of ignition along the electric lines and equipmentWLDFRAggregatedAggregated | WLDFR | HFTD - Distribution - Tier 2 - 5QU CoRE ¦ 1QU LoRE | Red Flag Warning - Small Fires | Aggregated | Aggregated | 2031 | 0.0011831 | 0 | 700.8825 | 0.82921 | 2031 | Mitigation | 0.08575 | 30 | 0 | esc | 0.0012005 | 1.4203e-06 | 0.00060025 | 7.1015e-07 | 0.0015435 | 1.8261e-06
[79 empty] | WLDFR | HFTD - Distribution - Tier 2 - 5QU CoRE ¦ 1QU LoRE | Non-Red Flag Warning - Catastrophic Fires | 2048 | 2.6633e-10 | 1.3316e-10 | 3.4242e-10 | 18552.3348 | 319.4911 | 11216.5626 | 7016.281 | 0 | 0 | 0 | 2.2185e-07 |  | 4.941e-06 | 0 | 4.941e-06 | 2.4705e-06 | 0 | 2.4705e-06 | 6.3528e-06 | 0 | 6.3528e-06 | [16 empty] | 7.3.1.3 Ignition probability mapping showing the probability of ignition along the electric lines and equipmentWLDFRAggregatedAggregated | WLDFR | HFTD - Distribution - Tier 2 - 5QU CoRE ¦ 1QU LoRE | Red Flag Warning - Small Fires | Aggregated | Aggregated | 2032 | 0.0011831 | 0 | 700.8825 | 0.82921 | 2032 | Mitigation | 0.08575 | 30 | 0 | esc | 0.0012005 | 1.4203e-06 | 0.00060025 | 7.1015e-07 | 0.0015435 | 1.8261e-06
[79 empty] | WLDFR | HFTD - Distribution - Tier 2 - 5QU CoRE ¦ 1QU LoRE | Non-Red Flag Warning - Catastrophic Fires | 2049 | 2.6633e-10 | 1.3316e-10 | 3.4242e-10 | 18552.3348 | 319.4911 | 11216.5626 | 7016.281 | 0 | 0 | 0 | 2.2185e-07 |  | 4.941e-06 | 0 | 4.941e-06 | 2.4705e-06 | 0 | 2.4705e-06 | 6.3528e-06 | 0 | 6.3528e-06 | [16 empty] | 7.3.1.3 Ignition probability mapping showing the probability of ignition along the electric lines and equipmentWLDFRAggregatedAggregated | WLDFR | HFTD - Distribution - Tier 2 - 5QU CoRE ¦ 1QU LoRE | Red Flag Warning - Small Fires | Aggregated | Aggregated | 2033 | 0.0011831 | 0 | 700.8825 | 0.82921 | 2033 | Mitigation | 0.08575 | 30 | 0 | esc | 0.0012005 | 1.4203e-06 | 0.00060025 | 7.1015e-07 | 0.0015435 | 1.8261e-06
[79 empty] | WLDFR | HFTD - Distribution - Tier 2 - 5QU CoRE ¦ 1QU LoRE | Non-Red Flag Warning - Catastrophic Fires | 2050 | 0 | 1.3316e-10 | 3.4242e-10 | 18552.3348 | 319.4911 | 11216.5626 | 7016.281 | 0 | 0 | 0 | 2.2185e-07 |  | 0 | 0 | 0 | 2.4705e-06 | 0 | 2.4705e-06 | 6.3528e-06 | 0 | 6.3528e-06 | [16 empty] | 7.3.1.3 Ignition probability mapping showing the probability of ignition along the electric lines and equipmentWLDFRAggregatedAggregated | WLDFR | HFTD - Distribution - Tier 2 - 5QU CoRE ¦ 1QU LoRE | Red Flag Warning - Small Fires | Aggregated | Aggregated | 2034 | 0.0011831 | 0 | 700.8825 | 0.82921 | 2034 | Mitigation | 0.08575 | 30 | 0 | esc | 0.0012005 | 1.4203e-06 | 0.00060025 | 7.1015e-07 | 0.0015435 | 1.8261e-06
[79 empty] | WLDFR | HFTD - Distribution - Tier 2 - 5QU CoRE ¦ 1QU LoRE | Non-Red Flag Warning - Catastrophic Fires | 2051 | 0 | 0 | 3.4242e-10 | 18552.3348 | 319.4911 | 11216.5626 | 7016.281 | 0 | 0 | 0 | 2.2185e-07 |  | 0 | 0 | 0 | 0 | 0 | 0 | 6.3528e-06 | 0 | 6.3528e-06 | [16 empty] | 7.3.1.3 Ignition probability mapping showing the probability of ignition along the electric lines and equipmentWLDFRAggregatedAggregated | WLDFR | HFTD - Distribution - Tier 2 - 5QU CoRE ¦ 1QU LoRE | Red Flag Warning - Small Fires | Aggregated | Aggregated | 2035 | 0.0011831 | 0 | 700.8825 | 0.82921 | 2035 | Mitigation | 0.08575 | 30 | 0 | esc | 0.0012005 | 1.4203e-06 | 0.00060025 | 7.1015e-07 | 0.0015435 | 1.8261e-06
[79 empty] | WLDFR | HFTD - Distribution - Tier 2 - 5QU CoRE ¦ 1QU LoRE | Non-Red Flag Warning - Destructive Fires | 2020 | 3.2031e-10 | 0 | 0 | 8807.9522 | 222.2294 | 8585.7228 | 0 | 0 | 0 | 0 | 2.6682e-07 |  | 2.8213e-06 | 0 | 2.8213e-06 | 0 | 0 | 0 | 0 | 0 | 0 | [16 empty] | 7.3.1.3 Ignition probability mapping showing the probability of ignition along the electric lines and equipmentWLDFRAggregatedAggregated | WLDFR | HFTD - Distribution - Tier 2 - 5QU CoRE ¦ 1QU LoRE | Red Flag Warning - Small Fires | Aggregated | Aggregated | 2036 | 0.0011831 | 0 | 700.8825 | 0.82921 | 2036 | Mitigation | 0.08575 | 30 | 0 | esc | 0.0012005 | 1.4203e-06 | 0.00060025 | 7.1015e-07 | 0.0015435 | 1.8261e-06
[79 empty] | WLDFR | HFTD - Distribution - Tier 2 - 5QU CoRE ¦ 1QU LoRE | Non-Red Flag Warning - Destructive Fires | 2021 | 3.2031e-10 | 1.6016e-10 | 0 | 8807.9522 | 222.2294 | 8585.7228 | 0 | 0 | 0 | 0 | 2.6682e-07 |  | 2.8213e-06 | 0 | 2.8213e-06 | 1.4106e-06 | 0 | 1.4106e-06 | 0 | 0 | 0 | [16 empty] | 7.3.1.3 Ignition probability mapping showing the probability of ignition along the electric lines and equipmentWLDFRAggregatedAggregated | WLDFR | HFTD - Distribution - Tier 2 - 5QU CoRE ¦ 1QU LoRE | Red Flag Warning - Small Fires | Aggregated | Aggregated | 2037 | 0.0011831 | 0 | 700.8825 | 0.82921 | 2037 | Mitigation | 0.08575 | 30 | 0 | esc | 0.0012005 | 1.4203e-06 | 0.00060025 | 7.1015e-07 | 0.0015435 | 1.8261e-06
[79 empty] | WLDFR | HFTD - Distribution - Tier 2 - 5QU CoRE ¦ 1QU LoRE | Non-Red Flag Warning - Destructive Fires | 2022 | 3.2031e-10 | 1.6016e-10 | 4.1183e-10 | 8807.9522 | 222.2294 | 8585.7228 | 0 | 0 | 0 | 0 | 2.6682e-07 |  | 2.8213e-06 | 0 | 2.8213e-06 | 1.4106e-06 | 0 | 1.4106e-06 | 3.6274e-06 | 0 | 3.6274e-06 | [16 empty] | 7.3.1.3 Ignition probability mapping showing the probability of ignition along the electric lines and equipmentWLDFRAggregatedAggregated | WLDFR | HFTD - Distribution - Tier 2 - 5QU CoRE ¦ 1QU LoRE | Red Flag Warning - Small Fires | Aggregated | Aggregated | 2038 | 0.0011831 | 0 | 700.8825 | 0.82921 | 2038 | Mitigation | 0.08575 | 30 | 0 | esc | 0.0012005 | 1.4203e-06 | 0.00060025 | 7.1015e-07 | 0.0015435 | 1.8261e-06
[79 empty] | WLDFR | HFTD - Distribution - Tier 2 - 5QU CoRE ¦ 1QU LoRE | Non-Red Flag Warning - Destructive Fires | 2023 | 3.2031e-10 | 1.6016e-10 | 4.1183e-10 | 9129.7461 | 233.2301 | 8896.516 | 0 | 0 | 0 | 0 | 2.6682e-07 |  | 2.9244e-06 | 0 | 2.9244e-06 | 1.4622e-06 | 0 | 1.4622e-06 | 3.7599e-06 | 0 | 3.7599e-06 | [16 empty] | 7.3.1.3 Ignition probability mapping showing the probability of ignition along the electric lines and equipmentWLDFRAggregatedAggregated | WLDFR | HFTD - Distribution - Tier 2 - 5QU CoRE ¦ 1QU LoRE | Red Flag Warning - Small Fires | Aggregated | Aggregated | 2039 | 0.0011831 | 0 | 700.8825 | 0.82921 | 2039 | Mitigation | 0.08575 | 30 | 0 | esc | 0.0012005 | 1.4203e-06 | 0.00060025 | 7.1015e-07 | 0.0015435 | 1.8261e-06
[79 empty] | WLDFR | HFTD - Distribution - Tier 2 - 5QU CoRE ¦ 1QU LoRE | Non-Red Flag Warning - Destructive Fires | 2024 | 3.2031e-10 | 1.6016e-10 | 4.1183e-10 | 9129.7461 | 233.2301 | 8896.516 | 0 | 0 | 0 | 0 | 2.6682e-07 |  | 2.9244e-06 | 0 | 2.9244e-06 | 1.4622e-06 | 0 | 1.4622e-06 | 3.7599e-06 | 0 | 3.7599e-06 | [16 empty] | 7.3.1.3 Ignition probability mapping showing the probability of ignition along the electric lines and equipmentWLDFRAggregatedAggregated | WLDFR | HFTD - Distribution - Tier 2 - 5QU CoRE ¦ 1QU LoRE | Red Flag Warning - Small Fires | Aggregated | Aggregated | 2040 | 0.0011831 | 0 | 700.8825 | 0.82921 | 2040 | Mitigation | 0.08575 | 30 | 0 | esc | 0.0012005 | 1.4203e-06 | 0.00060025 | 7.1015e-07 | 0.0015435 | 1.8261e-06
[79 empty] | WLDFR | HFTD - Distribution - Tier 2 - 5QU CoRE ¦ 1QU LoRE | Non-Red Flag Warning - Destructive Fires | 2025 | 3.2031e-10 | 1.6016e-10 | 4.1183e-10 | 9129.7461 | 233.2301 | 8896.516 | 0 | 0 | 0 | 0 | 2.6682e-07 |  | 2.9244e-06 | 0 | 2.9244e-06 | 1.4622e-06 | 0 | 1.4622e-06 | 3.7599e-06 | 0 | 3.7599e-06 | [16 empty] | 7.3.1.3 Ignition probability mapping showing the probability of ignition along the electric lines and equipmentWLDFRAggregatedAggregated | WLDFR | HFTD - Distribution - Tier 2 - 5QU CoRE ¦ 1QU LoRE | Red Flag Warning - Small Fires | Aggregated | Aggregated | 2041 | 0.0011831 | 0 | 700.8825 | 0.82921 | 2041 | Mitigation | 0.08575 | 30 | 0 | esc | 0.0012005 | 1.4203e-06 | 0.00060025 | 7.1015e-07 | 0.0015435 | 1.8261e-06
[79 empty] | WLDFR | HFTD - Distribution - Tier 2 - 5QU CoRE ¦ 1QU LoRE | Non-Red Flag Warning - Destructive Fires | 2026 | 3.2031e-10 | 1.6016e-10 | 4.1183e-10 | 9129.7461 | 233.2301 | 8896.516 | 0 | 0 | 0 | 0 | 2.6682e-07 |  | 2.9244e-06 | 0 | 2.9244e-06 | 1.4622e-06 | 0 | 1.4622e-06 | 3.7599e-06 | 0 | 3.7599e-06 | [16 empty] | 7.3.1.3 Ignition probability mapping showing the probability of ignition along the electric lines and equipmentWLDFRAggregatedAggregated | WLDFR | HFTD - Distribution - Tier 2 - 5QU CoRE ¦ 1QU LoRE | Red Flag Warning - Small Fires | Aggregated | Aggregated | 2042 | 0.0011831 | 0 | 700.8825 | 0.82921 | 2042 | Mitigation | 0.08575 | 30 | 0 | esc | 0.0012005 | 1.4203e-06 | 0.00060025 | 7.1015e-07 | 0.0015435 | 1.8261e-06
[79 empty] | WLDFR | HFTD - Distribution - Tier 2 - 5QU CoRE ¦ 1QU LoRE | Non-Red Flag Warning - Destructive Fires | 2027 | 3.2031e-10 | 1.6016e-10 | 4.1183e-10 | 9129.7461 | 233.2301 | 8896.516 | 0 | 0 | 0 | 0 | 2.6682e-07 |  | 2.9244e-06 | 0 | 2.9244e-06 | 1.4622e-06 | 0 | 1.4622e-06 | 3.7599e-06 | 0 | 3.7599e-06 | [16 empty] | 7.3.1.3 Ignition probability mapping showing the probability of ignition along the electric lines and equipmentWLDFRAggregatedAggregated | WLDFR | HFTD - Distribution - Tier 2 - 5QU CoRE ¦ 1QU LoRE | Red Flag Warning - Small Fires | Aggregated | Aggregated | 2043 | 0.0011831 | 0 | 700.8825 | 0.82921 | 2043 | Mitigation | 0.08575 | 30 | 0 | esc | 0.0012005 | 1.4203e-06 | 0.00060025 | 7.1015e-07 | 0.0015435 | 1.8261e-06
[79 empty] | WLDFR | HFTD - Distribution - Tier 2 - 5QU CoRE ¦ 1QU LoRE | Non-Red Flag Warning - Destructive Fires | 2028 | 3.2031e-10 | 1.6016e-10 | 4.1183e-10 | 9534.9221 | 247.273 | 9287.6491 | 0 | 0 | 0 | 0 | 2.6682e-07 |  | 3.0541e-06 | 0 | 3.0541e-06 | 1.5271e-06 | 0 | 1.5271e-06 | 3.9268e-06 | 0 | 3.9268e-06 | [16 empty] | 7.3.1.3 Ignition probability mapping showing the probability of ignition along the electric lines and equipmentWLDFRAggregatedAggregated | WLDFR | HFTD - Distribution - Tier 2 - 5QU CoRE ¦ 1QU LoRE | Red Flag Warning - Small Fires | Aggregated | Aggregated | 2044 | 0.0011831 | 0 | 700.8825 | 0.82921 | 2044 | Mitigation | 0.08575 | 30 | 0 | esc | 0.0012005 | 1.4203e-06 | 0.00060025 | 7.1015e-07 | 0.0015435 | 1.8261e-06
[79 empty] | WLDFR | HFTD - Distribution - Tier 2 - 5QU CoRE ¦ 1QU LoRE | Non-Red Flag Warning - Destructive Fires | 2029 | 3.2031e-10 | 1.6016e-10 | 4.1183e-10 | 9534.9221 | 247.273 | 9287.6491 | 0 | 0 | 0 | 0 | 2.6682e-07 |  | 3.0541e-06 | 0 | 3.0541e-06 | 1.5271e-06 | 0 | 1.5271e-06 | 3.9268e-06 | 0 | 3.9268e-06 | [16 empty] | 7.3.1.3 Ignition probability mapping showing the probability of ignition along the electric lines and equipmentWLDFRAggregatedAggregated | WLDFR | HFTD - Distribution - Tier 2 - 5QU CoRE ¦ 1QU LoRE | Red Flag Warning - Small Fires | Aggregated | Aggregated | 2045 | 0.0011831 | 0 | 700.8825 | 0.82921 | 2045 | Mitigation | 0.08575 | 30 | 0 | esc | 0.0012005 | 1.4203e-06 | 0.00060025 | 7.1015e-07 | 0.0015435 | 1.8261e-06
[79 empty] | WLDFR | HFTD - Distribution - Tier 2 - 5QU CoRE ¦ 1QU LoRE | Non-Red Flag Warning - Destructive Fires | 2030 | 3.2031e-10 | 1.6016e-10 | 4.1183e-10 | 9534.9221 | 247.273 | 9287.6491 | 0 | 0 | 0 | 0 | 2.6682e-07 |  | 3.0541e-06 | 0 | 3.0541e-06 | 1.5271e-06 | 0 | 1.5271e-06 | 3.9268e-06 | 0 | 3.9268e-06 | [16 empty] | 7.3.1.3 Ignition probability mapping showing the probability of ignition along the electric lines and equipmentWLDFRAggregatedAggregated | WLDFR | HFTD - Distribution - Tier 2 - 5QU CoRE ¦ 1QU LoRE | Red Flag Warning - Small Fires | Aggregated | Aggregated | 2046 | 0.0011831 | 0 | 700.8825 | 0.82921 | 2046 | Mitigation | 0.08575 | 30 | 0 | esc | 0.0012005 | 1.4203e-06 | 0.00060025 | 7.1015e-07 | 0.0015435 | 1.8261e-06
[79 empty] | WLDFR | HFTD - Distribution - Tier 2 - 5QU CoRE ¦ 1QU LoRE | Non-Red Flag Warning - Destructive Fires | 2031 | 3.2031e-10 | 1.6016e-10 | 4.1183e-10 | 9534.9221 | 247.273 | 9287.6491 | 0 | 0 | 0 | 0 | 2.6682e-07 |  | 3.0541e-06 | 0 | 3.0541e-06 | 1.5271e-06 | 0 | 1.5271e-06 | 3.9268e-06 | 0 | 3.9268e-06 | [16 empty] | 7.3.1.3 Ignition probability mapping showing the probability of ignition along the electric lines and equipmentWLDFRAggregatedAggregated | WLDFR | HFTD - Distribution - Tier 2 - 5QU CoRE ¦ 1QU LoRE | Red Flag Warning - Small Fires | Aggregated | Aggregated | 2047 | 0.0011831 | 0 | 700.8825 | 0.82921 | 2047 | Mitigation | 0.08575 | 30 | 0 | esc | 0.0012005 | 1.4203e-06 | 0.00060025 | 7.1015e-07 | 0.0015435 | 1.8261e-06
[79 empty] | WLDFR | HFTD - Distribution - Tier 2 - 5QU CoRE ¦ 1QU LoRE | Non-Red Flag Warning - Destructive Fires | 2032 | 3.2031e-10 | 1.6016e-10 | 4.1183e-10 | 9534.9221 | 247.273 | 9287.6491 | 0 | 0 | 0 | 0 | 2.6682e-07 |  | 3.0541e-06 | 0 | 3.0541e-06 | 1.5271e-06 | 0 | 1.5271e-06 | 3.9268e-06 | 0 | 3.9268e-06 | [16 empty] | 7.3.1.3 Ignition probability mapping showing the probability of ignition along the electric lines and equipmentWLDFRAggregatedAggregated | WLDFR | HFTD - Distribution - Tier 2 - 5QU CoRE ¦ 1QU LoRE | Red Flag Warning - Small Fires | Aggregated | Aggregated | 2048 | 0.0011831 | 0 | 700.8825 | 0.82921 | 2048 | Mitigation | 0.08575 | 30 | 0 | esc | 0.0012005 | 1.4203e-06 | 0.00060025 | 7.1015e-07 | 0.0015435 | 1.8261e-06
[79 empty] | WLDFR | HFTD - Distribution - Tier 2 - 5QU CoRE ¦ 1QU LoRE | Non-Red Flag Warning - Destructive Fires | 2033 | 3.2031e-10 | 1.6016e-10 | 4.1183e-10 | 9984.8474 | 263.1074 | 9721.74 | 0 | 0 | 0 | 0 | 2.6682e-07 |  | 3.1983e-06 | 0 | 3.1983e-06 | 1.5991e-06 | 0 | 1.5991e-06 | 4.1121e-06 | 0 | 4.1121e-06 | [16 empty] | 7.3.1.3 Ignition probability mapping showing the probability of ignition along the electric lines and equipmentWLDFRAggregatedAggregated | WLDFR | HFTD - Distribution - Tier 2 - 5QU CoRE ¦ 1QU LoRE | Red Flag Warning - Small Fires | Aggregated | Aggregated | 2049 | 0.0011831 | 0 | 700.8825 | 0.82921 | 2049 | Mitigation | 0.08575 | 30 | 0 | esc | 0.0012005 | 1.4203e-06 | 0.00060025 | 7.1015e-07 | 0.0015435 | 1.8261e-06
[79 empty] | WLDFR | HFTD - Distribution - Tier 2 - 5QU CoRE ¦ 1QU LoRE | Non-Red Flag Warning - Destructive Fires | 2034 | 3.2031e-10 | 1.6016e-10 | 4.1183e-10 | 9984.8474 | 263.1074 | 9721.74 | 0 | 0 | 0 | 0 | 2.6682e-07 |  | 3.1983e-06 | 0 | 3.1983e-06 | 1.5991e-06 | 0 | 1.5991e-06 | 4.1121e-06 | 0 | 4.1121e-06 | [16 empty] | 7.3.1.3 Ignition probability mapping showing the probability of ignition along the electric lines and equipmentWLDFRAggregatedAggregated | WLDFR | HFTD - Distribution - Tier 2 - 5QU CoRE ¦ 1QU LoRE | Red Flag Warning - Small Fires | Aggregated | Aggregated | 2050 | 0.0011831 | 0 | 700.8825 | 0.82921 | 2050 | Mitigation | 0.08575 | 30 | 0 | esc | 0 | 0 | 0.00060025 | 7.1015e-07 | 0.0015435 | 1.8261e-06
[79 empty] | WLDFR | HFTD - Distribution - Tier 2 - 5QU CoRE ¦ 1QU LoRE | Non-Red Flag Warning - Destructive Fires | 2035 | 3.2031e-10 | 1.6016e-10 | 4.1183e-10 | 9984.8474 | 263.1074 | 9721.74 | 0 | 0 | 0 | 0 | 2.6682e-07 |  | 3.1983e-06 | 0 | 3.1983e-06 | 1.5991e-06 | 0 | 1.5991e-06 | 4.1121e-06 | 0 | 4.1121e-06 | [16 empty] | 7.3.1.3 Ignition probability mapping showing the probability of ignition along the electric lines and equipmentWLDFRAggregatedAggregated | WLDFR | HFTD - Distribution - Tier 2 - 5QU CoRE ¦ 1QU LoRE | Red Flag Warning - Small Fires | Aggregated | Aggregated | 2051 | 0.0011831 | 0 | 700.8825 | 0.82921 | 2051 | Mitigation | 0.08575 | 30 | 0 | esc | 0 | 0 | 0 | 0 | 0.0015435 | 1.8261e-06
[79 empty] | WLDFR | HFTD - Distribution - Tier 2 - 5QU CoRE ¦ 1QU LoRE | Non-Red Flag Warning - Destructive Fires | 2036 | 3.2031e-10 | 1.6016e-10 | 4.1183e-10 | 9984.8474 | 263.1074 | 9721.74 | 0 | 0 | 0 | 0 | 2.6682e-07 |  | 3.1983e-06 | 0 | 3.1983e-06 | 1.5991e-06 | 0 | 1.5991e-06 | 4.1121e-06 | 0 | 4.1121e-06 | [16 empty] | 7.3.1.3 Ignition probability mapping showing the probability of ignition along the electric lines and equipmentWLDFRAggregatedAggregated | WLDFR | HFTD - Distribution - Tier 2 - 5QU CoRE ¦ 1QU LoRE | Seismic - Non-Red Flag Warning - Catastrophic Fires | Aggregated | Aggregated | 2021 | 1.6584e-09 | 0 | 700.8825 | 1.1624e-06 | 2021 | Mitigation | 0.08575 | 30 | 0 | esc | 0.0012005 | 1.991e-12 | 0.00060025 | 9.9548e-13 | 0 | 0
[79 empty] | WLDFR | HFTD - Distribution - Tier 2 - 5QU CoRE ¦ 1QU LoRE | Non-Red Flag Warning - Destructive Fires | 2037 | 3.2031e-10 | 1.6016e-10 | 4.1183e-10 | 9984.8474 | 263.1074 | 9721.74 | 0 | 0 | 0 | 0 | 2.6682e-07 |  | 3.1983e-06 | 0 | 3.1983e-06 | 1.5991e-06 | 0 | 1.5991e-06 | 4.1121e-06 | 0 | 4.1121e-06 | [16 empty] | 7.3.1.3 Ignition probability mapping showing the probability of ignition along the electric lines and equipmentWLDFRAggregatedAggregated | WLDFR | HFTD - Distribution - Tier 2 - 5QU CoRE ¦ 1QU LoRE | Seismic - Non-Red Flag Warning - Catastrophic Fires | Aggregated | Aggregated | 2022 | 1.6584e-09 | 0 | 700.8825 | 1.1624e-06 | 2022 | Mitigation | 0.08575 | 30 | 0 | esc | 0.0012005 | 1.991e-12 | 0.00060025 | 9.9548e-13 | 0.0015435 | 2.5598e-12
[79 empty] | WLDFR | HFTD - Distribution - Tier 2 - 5QU CoRE ¦ 1QU LoRE | Non-Red Flag Warning - Destructive Fires | 2038 | 3.2031e-10 | 1.6016e-10 | 4.1183e-10 | 10472.8261 | 280.5544 | 10192.2718 | 0 | 0 | 0 | 0 | 2.6682e-07 |  | 3.3546e-06 | 0 | 3.3546e-06 | 1.6773e-06 | 0 | 1.6773e-06 | 4.313e-06 | 0 | 4.313e-06 | [16 empty] | 7.3.1.3 Ignition probability mapping showing the probability of ignition along the electric lines and equipmentWLDFRAggregatedAggregated | WLDFR | HFTD - Distribution - Tier 2 - 5QU CoRE ¦ 1QU LoRE | Seismic - Non-Red Flag Warning - Catastrophic Fires | Aggregated | Aggregated | 2023 | 1.6584e-09 | 0 | 700.8825 | 1.1624e-06 | 2023 | Mitigation | 0.08575 | 30 | 0 | esc | 0.0012005 | 1.991e-12 | 0.00060025 | 9.9548e-13 | 0.0015435 | 2.5598e-12
[79 empty] | WLDFR | HFTD - Distribution - Tier 2 - 5QU CoRE ¦ 1QU LoRE | Non-Red Flag Warning - Destructive Fires | 2039 | 3.2031e-10 | 1.6016e-10 | 4.1183e-10 | 10472.8261 | 280.5544 | 10192.2718 | 0 | 0 | 0 | 0 | 2.6682e-07 |  | 3.3546e-06 | 0 | 3.3546e-06 | 1.6773e-06 | 0 | 1.6773e-06 | 4.313e-06 | 0 | 4.313e-06 | [16 empty] | 7.3.1.3 Ignition probability mapping showing the probability of ignition along the electric lines and equipmentWLDFRAggregatedAggregated | WLDFR | HFTD - Distribution - Tier 2 - 5QU CoRE ¦ 1QU LoRE | Seismic - Non-Red Flag Warning - Catastrophic Fires | Aggregated | Aggregated | 2024 | 1.6584e-09 | 0 | 700.8825 | 1.1624e-06 | 2024 | Mitigation | 0.08575 | 30 | 0 | esc | 0.0012005 | 1.991e-12 | 0.00060025 | 9.9548e-13 | 0.0015435 | 2.5598e-12
[79 empty] | WLDFR | HFTD - Distribution - Tier 2 - 5QU CoRE ¦ 1QU LoRE | Non-Red Flag Warning - Destructive Fires | 2040 | 3.2031e-10 | 1.6016e-10 | 4.1183e-10 | 10472.8261 | 280.5544 | 10192.2718 | 0 | 0 | 0 | 0 | 2.6682e-07 |  | 3.3546e-06 | 0 | 3.3546e-06 | 1.6773e-06 | 0 | 1.6773e-06 | 4.313e-06 | 0 | 4.313e-06 | [16 empty] | 7.3.1.3 Ignition probability mapping showing the probability of ignition along the electric lines and equipmentWLDFRAggregatedAggregated | WLDFR | HFTD - Distribution - Tier 2 - 5QU CoRE ¦ 1QU LoRE | Seismic - Non-Red Flag Warning - Catastrophic Fires | Aggregated | Aggregated | 2025 | 1.6584e-09 | 0 | 700.8825 | 1.1624e-06 | 2025 | Mitigation | 0.08575 | 30 | 0 | esc | 0.0012005 | 1.991e-12 | 0.00060025 | 9.9548e-13 | 0.0015435 | 2.5598e-12
[79 empty] | WLDFR | HFTD - Distribution - Tier 2 - 5QU CoRE ¦ 1QU LoRE | Non-Red Flag Warning - Destructive Fires | 2041 | 3.2031e-10 | 1.6016e-10 | 4.1183e-10 | 10472.8261 | 280.5544 | 10192.2718 | 0 | 0 | 0 | 0 | 2.6682e-07 |  | 3.3546e-06 | 0 | 3.3546e-06 | 1.6773e-06 | 0 | 1.6773e-06 | 4.313e-06 | 0 | 4.313e-06 | [16 empty] | 7.3.1.3 Ignition probability mapping showing the probability of ignition along the electric lines and equipmentWLDFRAggregatedAggregated | WLDFR | HFTD - Distribution - Tier 2 - 5QU CoRE ¦ 1QU LoRE | Seismic - Non-Red Flag Warning - Catastrophic Fires | Aggregated | Aggregated | 2026 | 1.6584e-09 | 0 | 700.8825 | 1.1624e-06 | 2026 | Mitigation | 0.08575 | 30 | 0 | esc | 0.0012005 | 1.991e-12 | 0.00060025 | 9.9548e-13 | 0.0015435 | 2.5598e-12
[79 empty] | WLDFR | HFTD - Distribution - Tier 2 - 5QU CoRE ¦ 1QU LoRE | Non-Red Flag Warning - Destructive Fires | 2042 | 3.2031e-10 | 1.6016e-10 | 4.1183e-10 | 10472.8261 | 280.5544 | 10192.2718 | 0 | 0 | 0 | 0 | 2.6682e-07 |  | 3.3546e-06 | 0 | 3.3546e-06 | 1.6773e-06 | 0 | 1.6773e-06 | 4.313e-06 | 0 | 4.313e-06 | [16 empty] | 7.3.1.3 Ignition probability mapping showing the probability of ignition along the electric lines and equipmentWLDFRAggregatedAggregated | WLDFR | HFTD - Distribution - Tier 2 - 5QU CoRE ¦ 1QU LoRE | Seismic - Non-Red Flag Warning - Catastrophic Fires | Aggregated | Aggregated | 2027 | 1.6584e-09 | 0 | 700.8825 | 1.1624e-06 | 2027 | Mitigation | 0.08575 | 30 | 0 | esc | 0.0012005 | 1.991e-12 | 0.00060025 | 9.9548e-13 | 0.0015435 | 2.5598e-12
[79 empty] | WLDFR | HFTD - Distribution - Tier 2 - 5QU CoRE ¦ 1QU LoRE | Non-Red Flag Warning - Destructive Fires | 2043 | 3.2031e-10 | 1.6016e-10 | 4.1183e-10 | 10992.1562 | 299.42 | 10692.7362 | 0 | 0 | 0 | 0 | 2.6682e-07 |  | 3.5209e-06 | 0 | 3.5209e-06 | 1.7605e-06 | 0 | 1.7605e-06 | 4.5269e-06 | 0 | 4.5269e-06 | [16 empty] | 7.3.1.3 Ignition probability mapping showing the probability of ignition along the electric lines and equipmentWLDFRAggregatedAggregated | WLDFR | HFTD - Distribution - Tier 2 - 5QU CoRE ¦ 1QU LoRE | Seismic - Non-Red Flag Warning - Catastrophic Fires | Aggregated | Aggregated | 2028 | 1.6584e-09 | 0 | 700.8825 | 1.1624e-06 | 2028 | Mitigation | 0.08575 | 30 | 0 | esc | 0.0012005 | 1.991e-12 | 0.00060025 | 9.9548e-13 | 0.0015435 | 2.5598e-12
[79 empty] | WLDFR | HFTD - Distribution - Tier 2 - 5QU CoRE ¦ 1QU LoRE | Non-Red Flag Warning - Destructive Fires | 2044 | 3.2031e-10 | 1.6016e-10 | 4.1183e-10 | 10992.1562 | 299.42 | 10692.7362 | 0 | 0 | 0 | 0 | 2.6682e-07 |  | 3.5209e-06 | 0 | 3.5209e-06 | 1.7605e-06 | 0 | 1.7605e-06 | 4.5269e-06 | 0 | 4.5269e-06 | [16 empty] | 7.3.1.3 Ignition probability mapping showing the probability of ignition along the electric lines and equipmentWLDFRAggregatedAggregated | WLDFR | HFTD - Distribution - Tier 2 - 5QU CoRE ¦ 1QU LoRE | Seismic - Non-Red Flag Warning - Catastrophic Fires | Aggregated | Aggregated | 2029 | 1.6584e-09 | 0 | 700.8825 | 1.1624e-06 | 2029 | Mitigation | 0.08575 | 30 | 0 | esc | 0.0012005 | 1.991e-12 | 0.00060025 | 9.9548e-13 | 0.0015435 | 2.5598e-12
[79 empty] | WLDFR | HFTD - Distribution - Tier 2 - 5QU CoRE ¦ 1QU LoRE | Non-Red Flag Warning - Destructive Fires | 2045 | 3.2031e-10 | 1.6016e-10 | 4.1183e-10 | 10992.1562 | 299.42 | 10692.7362 | 0 | 0 | 0 | 0 | 2.6682e-07 |  | 3.5209e-06 | 0 | 3.5209e-06 | 1.7605e-06 | 0 | 1.7605e-06 | 4.5269e-06 | 0 | 4.5269e-06 | [16 empty] | 7.3.1.3 Ignition probability mapping showing the probability of ignition along the electric lines and equipmentWLDFRAggregatedAggregated | WLDFR | HFTD - Distribution - Tier 2 - 5QU CoRE ¦ 1QU LoRE | Seismic - Non-Red Flag Warning - Catastrophic Fires | Aggregated | Aggregated | 2030 | 1.6584e-09 | 0 | 700.8825 | 1.1624e-06 | 2030 | Mitigation | 0.08575 | 30 | 0 | esc | 0.0012005 | 1.991e-12 | 0.00060025 | 9.9548e-13 | 0.0015435 | 2.5598e-12
[79 empty] | WLDFR | HFTD - Distribution - Tier 2 - 5QU CoRE ¦ 1QU LoRE | Non-Red Flag Warning - Destructive Fires | 2046 | 3.2031e-10 | 1.6016e-10 | 4.1183e-10 | 10992.1562 | 299.42 | 10692.7362 | 0 | 0 | 0 | 0 | 2.6682e-07 |  | 3.5209e-06 | 0 | 3.5209e-06 | 1.7605e-06 | 0 | 1.7605e-06 | 4.5269e-06 | 0 | 4.5269e-06 | [16 empty] | 7.3.1.3 Ignition probability mapping showing the probability of ignition along the electric lines and equipmentWLDFRAggregatedAggregated | WLDFR | HFTD - Distribution - Tier 2 - 5QU CoRE ¦ 1QU LoRE | Seismic - Non-Red Flag Warning - Catastrophic Fires | Aggregated | Aggregated | 2031 | 1.6584e-09 | 0 | 700.8825 | 1.1624e-06 | 2031 | Mitigation | 0.08575 | 30 | 0 | esc | 0.0012005 | 1.991e-12 | 0.00060025 | 9.9548e-13 | 0.0015435 | 2.5598e-12
[79 empty] | WLDFR | HFTD - Distribution - Tier 2 - 5QU CoRE ¦ 1QU LoRE | Non-Red Flag Warning - Destructive Fires | 2047 | 3.2031e-10 | 1.6016e-10 | 4.1183e-10 | 10992.1562 | 299.42 | 10692.7362 | 0 | 0 | 0 | 0 | 2.6682e-07 |  | 3.5209e-06 | 0 | 3.5209e-06 | 1.7605e-06 | 0 | 1.7605e-06 | 4.5269e-06 | 0 | 4.5269e-06 | [16 empty] | 7.3.1.3 Ignition probability mapping showing the probability of ignition along the electric lines and equipmentWLDFRAggregatedAggregated | WLDFR | HFTD - Distribution - Tier 2 - 5QU CoRE ¦ 1QU LoRE | Seismic - Non-Red Flag Warning - Catastrophic Fires | Aggregated | Aggregated | 2032 | 1.6584e-09 | 0 | 700.8825 | 1.1624e-06 | 2032 | Mitigation | 0.08575 | 30 | 0 | esc | 0.0012005 | 1.991e-12 | 0.00060025 | 9.9548e-13 | 0.0015435 | 2.5598e-12
[79 empty] | WLDFR | HFTD - Distribution - Tier 2 - 5QU CoRE ¦ 1QU LoRE | Non-Red Flag Warning - Destructive Fires | 2048 | 3.2031e-10 | 1.6016e-10 | 4.1183e-10 | 11536.0538 | 319.4911 | 11216.5626 | 0 | 0 | 0 | 0 | 2.6682e-07 |  | 3.6951e-06 | 0 | 3.6951e-06 | 1.8476e-06 | 0 | 1.8476e-06 | 4.7509e-06 | 0 | 4.7509e-06 | [16 empty] | 7.3.1.3 Ignition probability mapping showing the probability of ignition along the electric lines and equipmentWLDFRAggregatedAggregated | WLDFR | HFTD - Distribution - Tier 2 - 5QU CoRE ¦ 1QU LoRE | Seismic - Non-Red Flag Warning - Catastrophic Fires | Aggregated | Aggregated | 2033 | 1.6584e-09 | 0 | 700.8825 | 1.1624e-06 | 2033 | Mitigation | 0.08575 | 30 | 0 | esc | 0.0012005 | 1.991e-12 | 0.00060025 | 9.9548e-13 | 0.0015435 | 2.5598e-12
[79 empty] | WLDFR | HFTD - Distribution - Tier 2 - 5QU CoRE ¦ 1QU LoRE | Non-Red Flag Warning - Destructive Fires | 2049 | 3.2031e-10 | 1.6016e-10 | 4.1183e-10 | 11536.0538 | 319.4911 | 11216.5626 | 0 | 0 | 0 | 0 | 2.6682e-07 |  | 3.6951e-06 | 0 | 3.6951e-06 | 1.8476e-06 | 0 | 1.8476e-06 | 4.7509e-06 | 0 | 4.7509e-06 | [16 empty] | 7.3.1.3 Ignition probability mapping showing the probability of ignition along the electric lines and equipmentWLDFRAggregatedAggregated | WLDFR | HFTD - Distribution - Tier 2 - 5QU CoRE ¦ 1QU LoRE | Seismic - Non-Red Flag Warning - Catastrophic Fires | Aggregated | Aggregated | 2034 | 1.6584e-09 | 0 | 700.8825 | 1.1624e-06 | 2034 | Mitigation | 0.08575 | 30 | 0 | esc | 0.0012005 | 1.991e-12 | 0.00060025 | 9.9548e-13 | 0.0015435 | 2.5598e-12
[79 empty] | WLDFR | HFTD - Distribution - Tier 2 - 5QU CoRE ¦ 1QU LoRE | Non-Red Flag Warning - Destructive Fires | 2050 | 0 | 1.6016e-10 | 4.1183e-10 | 11536.0538 | 319.4911 | 11216.5626 | 0 | 0 | 0 | 0 | 2.6682e-07 |  | 0 | 0 | 0 | 1.8476e-06 | 0 | 1.8476e-06 | 4.7509e-06 | 0 | 4.7509e-06 | [16 empty] | 7.3.1.3 Ignition probability mapping showing the probability of ignition along the electric lines and equipmentWLDFRAggregatedAggregated | WLDFR | HFTD - Distribution - Tier 2 - 5QU CoRE ¦ 1QU LoRE | Seismic - Non-Red Flag Warning - Catastrophic Fires | Aggregated | Aggregated | 2035 | 1.6584e-09 | 0 | 700.8825 | 1.1624e-06 | 2035 | Mitigation | 0.08575 | 30 | 0 | esc | 0.0012005 | 1.991e-12 | 0.00060025 | 9.9548e-13 | 0.0015435 | 2.5598e-12
[79 empty] | WLDFR | HFTD - Distribution - Tier 2 - 5QU CoRE ¦ 1QU LoRE | Non-Red Flag Warning - Destructive Fires | 2051 | 0 | 0 | 4.1183e-10 | 11536.0538 | 319.4911 | 11216.5626 | 0 | 0 | 0 | 0 | 2.6682e-07 |  | 0 | 0 | 0 | 0 | 0 | 0 | 4.7509e-06 | 0 | 4.7509e-06 | [16 empty] | 7.3.1.3 Ignition probability mapping showing the probability of ignition along the electric lines and equipmentWLDFRAggregatedAggregated | WLDFR | HFTD - Distribution - Tier 2 - 5QU CoRE ¦ 1QU LoRE | Seismic - Non-Red Flag Warning - Catastrophic Fires | Aggregated | Aggregated | 2036 | 1.6584e-09 | 0 | 700.8825 | 1.1624e-06 | 2036 | Mitigation | 0.08575 | 30 | 0 | esc | 0.0012005 | 1.991e-12 | 0.00060025 | 9.9548e-13 | 0.0015435 | 2.5598e-12
[79 empty] | WLDFR | HFTD - Distribution - Tier 2 - 5QU CoRE ¦ 1QU LoRE | Non-Red Flag Warning - Large Fires | 2020 | 3.4376e-08 | 0 | 0 | 5.2406 | 0.69642 | 2.942 | 1.6022 | 0 | 0 | 0 | 2.8634e-05 |  | 1.8015e-07 | 0 | 1.8015e-07 | 0 | 0 | 0 | 0 | 0 | 0 | [16 empty] | 7.3.1.3 Ignition probability mapping showing the probability of ignition along the electric lines and equipmentWLDFRAggregatedAggregated | WLDFR | HFTD - Distribution - Tier 2 - 5QU CoRE ¦ 1QU LoRE | Seismic - Non-Red Flag Warning - Catastrophic Fires | Aggregated | Aggregated | 2037 | 1.6584e-09 | 0 | 700.8825 | 1.1624e-06 | 2037 | Mitigation | 0.08575 | 30 | 0 | esc | 0.0012005 | 1.991e-12 | 0.00060025 | 9.9548e-13 | 0.0015435 | 2.5598e-12
[79 empty] | WLDFR | HFTD - Distribution - Tier 2 - 5QU CoRE ¦ 1QU LoRE | Non-Red Flag Warning - Large Fires | 2021 | 3.4376e-08 | 1.7188e-08 | 0 | 5.2406 | 0.69642 | 2.942 | 1.6022 | 0 | 0 | 0 | 2.8634e-05 |  | 1.8015e-07 | 0 | 1.8015e-07 | 9.0074e-08 | 0 | 9.0074e-08 | 0 | 0 | 0 | [16 empty] | 7.3.1.3 Ignition probability mapping showing the probability of ignition along the electric lines and equipmentWLDFRAggregatedAggregated | WLDFR | HFTD - Distribution - Tier 2 - 5QU CoRE ¦ 1QU LoRE | Seismic - Non-Red Flag Warning - Catastrophic Fires | Aggregated | Aggregated | 2038 | 1.6584e-09 | 0 | 700.8825 | 1.1624e-06 | 2038 | Mitigation | 0.08575 | 30 | 0 | esc | 0.0012005 | 1.991e-12 | 0.00060025 | 9.9548e-13 | 0.0015435 | 2.5598e-12
[79 empty] | WLDFR | HFTD - Distribution - Tier 2 - 5QU CoRE ¦ 1QU LoRE | Non-Red Flag Warning - Large Fires | 2022 | 3.4376e-08 | 1.7188e-08 | 4.4197e-08 | 5.2406 | 0.69642 | 2.942 | 1.6022 | 0 | 0 | 0 | 2.8634e-05 |  | 1.8015e-07 | 0 | 1.8015e-07 | 9.0074e-08 | 0 | 9.0074e-08 | 2.3162e-07 | 0 | 2.3162e-07 | [16 empty] | 7.3.1.3 Ignition probability mapping showing the probability of ignition along the electric lines and equipmentWLDFRAggregatedAggregated | WLDFR | HFTD - Distribution - Tier 2 - 5QU CoRE ¦ 1QU LoRE | Seismic - Non-Red Flag Warning - Catastrophic Fires | Aggregated | Aggregated | 2039 | 1.6584e-09 | 0 | 700.8825 | 1.1624e-06 | 2039 | Mitigation | 0.08575 | 30 | 0 | esc | 0.0012005 | 1.991e-12 | 0.00060025 | 9.9548e-13 | 0.0015435 | 2.5598e-12
[79 empty] | WLDFR | HFTD - Distribution - Tier 2 - 5QU CoRE ¦ 1QU LoRE | Non-Red Flag Warning - Large Fires | 2023 | 3.4376e-08 | 1.7188e-08 | 4.4197e-08 | 5.475 | 0.71896 | 3.0715 | 1.6846 | 0 | 0 | 0 | 2.8634e-05 |  | 1.8821e-07 | 0 | 1.8821e-07 | 9.4104e-08 | 0 | 9.4104e-08 | 2.4198e-07 | 0 | 2.4198e-07 | [16 empty] | 7.3.1.3 Ignition probability mapping showing the probability of ignition along the electric lines and equipmentWLDFRAggregatedAggregated | WLDFR | HFTD - Distribution - Tier 2 - 5QU CoRE ¦ 1QU LoRE | Seismic - Non-Red Flag Warning - Catastrophic Fires | Aggregated | Aggregated | 2040 | 1.6584e-09 | 0 | 700.8825 | 1.1624e-06 | 2040 | Mitigation | 0.08575 | 30 | 0 | esc | 0.0012005 | 1.991e-12 | 0.00060025 | 9.9548e-13 | 0.0015435 | 2.5598e-12
[79 empty] | WLDFR | HFTD - Distribution - Tier 2 - 5QU CoRE ¦ 1QU LoRE | Non-Red Flag Warning - Large Fires | 2024 | 3.4376e-08 | 1.7188e-08 | 4.4197e-08 | 5.475 | 0.71896 | 3.0715 | 1.6846 | 0 | 0 | 0 | 2.8634e-05 |  | 1.8821e-07 | 0 | 1.8821e-07 | 9.4104e-08 | 0 | 9.4104e-08 | 2.4198e-07 | 0 | 2.4198e-07 | [16 empty] | 7.3.1.3 Ignition probability mapping showing the probability of ignition along the electric lines and equipmentWLDFRAggregatedAggregated | WLDFR | HFTD - Distribution - Tier 2 - 5QU CoRE ¦ 1QU LoRE | Seismic - Non-Red Flag Warning - Catastrophic Fires | Aggregated | Aggregated | 2041 | 1.6584e-09 | 0 | 700.8825 | 1.1624e-06 | 2041 | Mitigation | 0.08575 | 30 | 0 | esc | 0.0012005 | 1.991e-12 | 0.00060025 | 9.9548e-13 | 0.0015435 | 2.5598e-12
[79 empty] | WLDFR | HFTD - Distribution - Tier 2 - 5QU CoRE ¦ 1QU LoRE | Non-Red Flag Warning - Large Fires | 2025 | 3.4376e-08 | 1.7188e-08 | 4.4197e-08 | 5.475 | 0.71896 | 3.0715 | 1.6846 | 0 | 0 | 0 | 2.8634e-05 |  | 1.8821e-07 | 0 | 1.8821e-07 | 9.4104e-08 | 0 | 9.4104e-08 | 2.4198e-07 | 0 | 2.4198e-07 | [16 empty] | 7.3.1.3 Ignition probability mapping showing the probability of ignition along the electric lines and equipmentWLDFRAggregatedAggregated | WLDFR | HFTD - Distribution - Tier 2 - 5QU CoRE ¦ 1QU LoRE | Seismic - Non-Red Flag Warning - Catastrophic Fires | Aggregated | Aggregated | 2042 | 1.6584e-09 | 0 | 700.8825 | 1.1624e-06 | 2042 | Mitigation | 0.08575 | 30 | 0 | esc | 0.0012005 | 1.991e-12 | 0.00060025 | 9.9548e-13 | 0.0015435 | 2.5598e-12
[79 empty] | WLDFR | HFTD - Distribution - Tier 2 - 5QU CoRE ¦ 1QU LoRE | Non-Red Flag Warning - Large Fires | 2026 | 3.4376e-08 | 1.7188e-08 | 4.4197e-08 | 5.475 | 0.71896 | 3.0715 | 1.6846 | 0 | 0 | 0 | 2.8634e-05 |  | 1.8821e-07 | 0 | 1.8821e-07 | 9.4104e-08 | 0 | 9.4104e-08 | 2.4198e-07 | 0 | 2.4198e-07 | [16 empty] | 7.3.1.3 Ignition probability mapping showing the probability of ignition along the electric lines and equipmentWLDFRAggregatedAggregated | WLDFR | HFTD - Distribution - Tier 2 - 5QU CoRE ¦ 1QU LoRE | Seismic - Non-Red Flag Warning - Catastrophic Fires | Aggregated | Aggregated | 2043 | 1.6584e-09 | 0 | 700.8825 | 1.1624e-06 | 2043 | Mitigation | 0.08575 | 30 | 0 | esc | 0.0012005 | 1.991e-12 | 0.00060025 | 9.9548e-13 | 0.0015435 | 2.5598e-12
[79 empty] | WLDFR | HFTD - Distribution - Tier 2 - 5QU CoRE ¦ 1QU LoRE | Non-Red Flag Warning - Large Fires | 2027 | 3.4376e-08 | 1.7188e-08 | 4.4197e-08 | 5.475 | 0.71896 | 3.0715 | 1.6846 | 0 | 0 | 0 | 2.8634e-05 |  | 1.8821e-07 | 0 | 1.8821e-07 | 9.4104e-08 | 0 | 9.4104e-08 | 2.4198e-07 | 0 | 2.4198e-07 | [16 empty] | 7.3.1.3 Ignition probability mapping showing the probability of ignition along the electric lines and equipmentWLDFRAggregatedAggregated | WLDFR | HFTD - Distribution - Tier 2 - 5QU CoRE ¦ 1QU LoRE | Seismic - Non-Red Flag Warning - Catastrophic Fires | Aggregated | Aggregated | 2044 | 1.6584e-09 | 0 | 700.8825 | 1.1624e-06 | 2044 | Mitigation | 0.08575 | 30 | 0 | esc | 0.0012005 | 1.991e-12 | 0.00060025 | 9.9548e-13 | 0.0015435 | 2.5598e-12
[79 empty] | WLDFR | HFTD - Distribution - Tier 2 - 5QU CoRE ¦ 1QU LoRE | Non-Red Flag Warning - Large Fires | 2028 | 3.4376e-08 | 1.7188e-08 | 4.4197e-08 | 5.777 | 0.74734 | 3.238 | 1.7917 | 0 | 0 | 0 | 2.8634e-05 |  | 1.9859e-07 | 0 | 1.9859e-07 | 9.9294e-08 | 0 | 9.9294e-08 | 2.5533e-07 | 0 | 2.5533e-07 | [16 empty] | 7.3.1.3 Ignition probability mapping showing the probability of ignition along the electric lines and equipmentWLDFRAggregatedAggregated | WLDFR | HFTD - Distribution - Tier 2 - 5QU CoRE ¦ 1QU LoRE | Seismic - Non-Red Flag Warning - Catastrophic Fires | Aggregated | Aggregated | 2045 | 1.6584e-09 | 0 | 700.8825 | 1.1624e-06 | 2045 | Mitigation | 0.08575 | 30 | 0 | esc | 0.0012005 | 1.991e-12 | 0.00060025 | 9.9548e-13 | 0.0015435 | 2.5598e-12
[79 empty] | WLDFR | HFTD - Distribution - Tier 2 - 5QU CoRE ¦ 1QU LoRE | Non-Red Flag Warning - Large Fires | 2029 | 3.4376e-08 | 1.7188e-08 | 4.4197e-08 | 5.777 | 0.74734 | 3.238 | 1.7917 | 0 | 0 | 0 | 2.8634e-05 |  | 1.9859e-07 | 0 | 1.9859e-07 | 9.9294e-08 | 0 | 9.9294e-08 | 2.5533e-07 | 0 | 2.5533e-07 | [16 empty] | 7.3.1.3 Ignition probability mapping showing the probability of ignition along the electric lines and equipmentWLDFRAggregatedAggregated | WLDFR | HFTD - Distribution - Tier 2 - 5QU CoRE ¦ 1QU LoRE | Seismic - Non-Red Flag Warning - Catastrophic Fires | Aggregated | Aggregated | 2046 | 1.6584e-09 | 0 | 700.8825 | 1.1624e-06 | 2046 | Mitigation | 0.08575 | 30 | 0 | esc | 0.0012005 | 1.991e-12 | 0.00060025 | 9.9548e-13 | 0.0015435 | 2.5598e-12
[79 empty] | WLDFR | HFTD - Distribution - Tier 2 - 5QU CoRE ¦ 1QU LoRE | Non-Red Flag Warning - Large Fires | 2030 | 3.4376e-08 | 1.7188e-08 | 4.4197e-08 | 5.777 | 0.74734 | 3.238 | 1.7917 | 0 | 0 | 0 | 2.8634e-05 |  | 1.9859e-07 | 0 | 1.9859e-07 | 9.9294e-08 | 0 | 9.9294e-08 | 2.5533e-07 | 0 | 2.5533e-07 | [16 empty] | 7.3.1.3 Ignition probability mapping showing the probability of ignition along the electric lines and equipmentWLDFRAggregatedAggregated | WLDFR | HFTD - Distribution - Tier 2 - 5QU CoRE ¦ 1QU LoRE | Seismic - Non-Red Flag Warning - Catastrophic Fires | Aggregated | Aggregated | 2047 | 1.6584e-09 | 0 | 700.8825 | 1.1624e-06 | 2047 | Mitigation | 0.08575 | 30 | 0 | esc | 0.0012005 | 1.991e-12 | 0.00060025 | 9.9548e-13 | 0.0015435 | 2.5598e-12
[79 empty] | WLDFR | HFTD - Distribution - Tier 2 - 5QU CoRE ¦ 1QU LoRE | Non-Red Flag Warning - Large Fires | 2031 | 3.4376e-08 | 1.7188e-08 | 4.4197e-08 | 5.777 | 0.74734 | 3.238 | 1.7917 | 0 | 0 | 0 | 2.8634e-05 |  | 1.9859e-07 | 0 | 1.9859e-07 | 9.9294e-08 | 0 | 9.9294e-08 | 2.5533e-07 | 0 | 2.5533e-07 | [16 empty] | 7.3.1.3 Ignition probability mapping showing the probability of ignition along the electric lines and equipmentWLDFRAggregatedAggregated | WLDFR | HFTD - Distribution - Tier 2 - 5QU CoRE ¦ 1QU LoRE | Seismic - Non-Red Flag Warning - Catastrophic Fires | Aggregated | Aggregated | 2048 | 1.6584e-09 | 0 | 700.8825 | 1.1624e-06 | 2048 | Mitigation | 0.08575 | 30 | 0 | esc | 0.0012005 | 1.991e-12 | 0.00060025 | 9.9548e-13 | 0.0015435 | 2.5598e-12
[79 empty] | WLDFR | HFTD - Distribution - Tier 2 - 5QU CoRE ¦ 1QU LoRE | Non-Red Flag Warning - Large Fires | 2032 | 3.4376e-08 | 1.7188e-08 | 4.4197e-08 | 5.777 | 0.74734 | 3.238 | 1.7917 | 0 | 0 | 0 | 2.8634e-05 |  | 1.9859e-07 | 0 | 1.9859e-07 | 9.9294e-08 | 0 | 9.9294e-08 | 2.5533e-07 | 0 | 2.5533e-07 | [16 empty] | 7.3.1.3 Ignition probability mapping showing the probability of ignition along the electric lines and equipmentWLDFRAggregatedAggregated | WLDFR | HFTD - Distribution - Tier 2 - 5QU CoRE ¦ 1QU LoRE | Seismic - Non-Red Flag Warning - Catastrophic Fires | Aggregated | Aggregated | 2049 | 1.6584e-09 | 0 | 700.8825 | 1.1624e-06 | 2049 | Mitigation | 0.08575 | 30 | 0 | esc | 0.0012005 | 1.991e-12 | 0.00060025 | 9.9548e-13 | 0.0015435 | 2.5598e-12
[79 empty] | WLDFR | HFTD - Distribution - Tier 2 - 5QU CoRE ¦ 1QU LoRE | Non-Red Flag Warning - Large Fires | 2033 | 3.4376e-08 | 1.7188e-08 | 4.4197e-08 | 6.1205 | 0.77885 | 3.4265 | 1.9151 | 0 | 0 | 0 | 2.8634e-05 |  | 2.104e-07 | 0 | 2.104e-07 | 1.052e-07 | 0 | 1.052e-07 | 2.7051e-07 | 0 | 2.7051e-07 | [16 empty] | 7.3.1.3 Ignition probability mapping showing the probability of ignition along the electric lines and equipmentWLDFRAggregatedAggregated | WLDFR | HFTD - Distribution - Tier 2 - 5QU CoRE ¦ 1QU LoRE | Seismic - Non-Red Flag Warning - Catastrophic Fires | Aggregated | Aggregated | 2050 | 1.6584e-09 | 0 | 700.8825 | 1.1624e-06 | 2050 | Mitigation | 0.08575 | 30 | 0 | esc | 0 | 0 | 0.00060025 | 9.9548e-13 | 0.0015435 | 2.5598e-12
[79 empty] | WLDFR | HFTD - Distribution - Tier 2 - 5QU CoRE ¦ 1QU LoRE | Non-Red Flag Warning - Large Fires | 2034 | 3.4376e-08 | 1.7188e-08 | 4.4197e-08 | 6.1205 | 0.77885 | 3.4265 | 1.9151 | 0 | 0 | 0 | 2.8634e-05 |  | 2.104e-07 | 0 | 2.104e-07 | 1.052e-07 | 0 | 1.052e-07 | 2.7051e-07 | 0 | 2.7051e-07 | [16 empty] | 7.3.1.3 Ignition probability mapping showing the probability of ignition along the electric lines and equipmentWLDFRAggregatedAggregated | WLDFR | HFTD - Distribution - Tier 2 - 5QU CoRE ¦ 1QU LoRE | Seismic - Non-Red Flag Warning - Catastrophic Fires | Aggregated | Aggregated | 2051 | 1.6584e-09 | 0 | 700.8825 | 1.1624e-06 | 2051 | Mitigation | 0.08575 | 30 | 0 | esc | 0 | 0 | 0 | 0 | 0.0015435 | 2.5598e-12
[79 empty] | WLDFR | HFTD - Distribution - Tier 2 - 5QU CoRE ¦ 1QU LoRE | Non-Red Flag Warning - Large Fires | 2035 | 3.4376e-08 | 1.7188e-08 | 4.4197e-08 | 6.1205 | 0.77885 | 3.4265 | 1.9151 | 0 | 0 | 0 | 2.8634e-05 |  | 2.104e-07 | 0 | 2.104e-07 | 1.052e-07 | 0 | 1.052e-07 | 2.7051e-07 | 0 | 2.7051e-07 | [16 empty] | 7.3.1.3 Ignition probability mapping showing the probability of ignition along the electric lines and equipmentWLDFRAggregatedAggregated | WLDFR | HFTD - Distribution - Tier 2 - 5QU CoRE ¦ 1QU LoRE | Seismic - Red Flag Warning - Catastrophic Fires | Aggregated | Aggregated | 2021 | 7.1527e-08 | 0 | 700.8825 | 5.0132e-05 | 2021 | Mitigation | 0.08575 | 30 | 0 | esc | 0.0012005 | 8.5868e-11 | 0.00060025 | 4.2934e-11 | 0 | 0
[79 empty] | WLDFR | HFTD - Distribution - Tier 2 - 5QU CoRE ¦ 1QU LoRE | Non-Red Flag Warning - Large Fires | 2036 | 3.4376e-08 | 1.7188e-08 | 4.4197e-08 | 6.1205 | 0.77885 | 3.4265 | 1.9151 | 0 | 0 | 0 | 2.8634e-05 |  | 2.104e-07 | 0 | 2.104e-07 | 1.052e-07 | 0 | 1.052e-07 | 2.7051e-07 | 0 | 2.7051e-07 | [16 empty] | 7.3.1.3 Ignition probability mapping showing the probability of ignition along the electric lines and equipmentWLDFRAggregatedAggregated | WLDFR | HFTD - Distribution - Tier 2 - 5QU CoRE ¦ 1QU LoRE | Seismic - Red Flag Warning - Catastrophic Fires | Aggregated | Aggregated | 2022 | 7.1527e-08 | 0 | 700.8825 | 5.0132e-05 | 2022 | Mitigation | 0.08575 | 30 | 0 | esc | 0.0012005 | 8.5868e-11 | 0.00060025 | 4.2934e-11 | 0.0015435 | 1.104e-10
[79 empty] | WLDFR | HFTD - Distribution - Tier 2 - 5QU CoRE ¦ 1QU LoRE | Non-Red Flag Warning - Large Fires | 2037 | 3.4376e-08 | 1.7188e-08 | 4.4197e-08 | 6.1205 | 0.77885 | 3.4265 | 1.9151 | 0 | 0 | 0 | 2.8634e-05 |  | 2.104e-07 | 0 | 2.104e-07 | 1.052e-07 | 0 | 1.052e-07 | 2.7051e-07 | 0 | 2.7051e-07 | [16 empty] | 7.3.1.3 Ignition probability mapping showing the probability of ignition along the electric lines and equipmentWLDFRAggregatedAggregated | WLDFR | HFTD - Distribution - Tier 2 - 5QU CoRE ¦ 1QU LoRE | Seismic - Red Flag Warning - Catastrophic Fires | Aggregated | Aggregated | 2023 | 7.1527e-08 | 0 | 700.8825 | 5.0132e-05 | 2023 | Mitigation | 0.08575 | 30 | 0 | esc | 0.0012005 | 8.5868e-11 | 0.00060025 | 4.2934e-11 | 0.0015435 | 1.104e-10
[79 empty] | WLDFR | HFTD - Distribution - Tier 2 - 5QU CoRE ¦ 1QU LoRE | Non-Red Flag Warning - Large Fires | 2038 | 3.4376e-08 | 1.7188e-08 | 4.4197e-08 | 6.5028 | 0.81304 | 3.6355 | 2.0543 | 0 | 0 | 0 | 2.8634e-05 |  | 2.2354e-07 | 0 | 2.2354e-07 | 1.1177e-07 | 0 | 1.1177e-07 | 2.8741e-07 | 0 | 2.8741e-07 | [16 empty] | 7.3.1.3 Ignition probability mapping showing the probability of ignition along the electric lines and equipmentWLDFRAggregatedAggregated | WLDFR | HFTD - Distribution - Tier 2 - 5QU CoRE ¦ 1QU LoRE | Seismic - Red Flag Warning - Catastrophic Fires | Aggregated | Aggregated | 2024 | 7.1527e-08 | 0 | 700.8825 | 5.0132e-05 | 2024 | Mitigation | 0.08575 | 30 | 0 | esc | 0.0012005 | 8.5868e-11 | 0.00060025 | 4.2934e-11 | 0.0015435 | 1.104e-10
[79 empty] | WLDFR | HFTD - Distribution - Tier 2 - 5QU CoRE ¦ 1QU LoRE | Non-Red Flag Warning - Large Fires | 2039 | 3.4376e-08 | 1.7188e-08 | 4.4197e-08 | 6.5028 | 0.81304 | 3.6355 | 2.0543 | 0 | 0 | 0 | 2.8634e-05 |  | 2.2354e-07 | 0 | 2.2354e-07 | 1.1177e-07 | 0 | 1.1177e-07 | 2.8741e-07 | 0 | 2.8741e-07 | [16 empty] | 7.3.1.3 Ignition probability mapping showing the probability of ignition along the electric lines and equipmentWLDFRAggregatedAggregated | WLDFR | HFTD - Distribution - Tier 2 - 5QU CoRE ¦ 1QU LoRE | Seismic - Red Flag Warning - Catastrophic Fires | Aggregated | Aggregated | 2025 | 7.1527e-08 | 0 | 700.8825 | 5.0132e-05 | 2025 | Mitigation | 0.08575 | 30 | 0 | esc | 0.0012005 | 8.5868e-11 | 0.00060025 | 4.2934e-11 | 0.0015435 | 1.104e-10
[79 empty] | WLDFR | HFTD - Distribution - Tier 2 - 5QU CoRE ¦ 1QU LoRE | Non-Red Flag Warning - Large Fires | 2040 | 3.4376e-08 | 1.7188e-08 | 4.4197e-08 | 6.5028 | 0.81304 | 3.6355 | 2.0543 | 0 | 0 | 0 | 2.8634e-05 |  | 2.2354e-07 | 0 | 2.2354e-07 | 1.1177e-07 | 0 | 1.1177e-07 | 2.8741e-07 | 0 | 2.8741e-07 | [16 empty] | 7.3.1.3 Ignition probability mapping showing the probability of ignition along the electric lines and equipmentWLDFRAggregatedAggregated | WLDFR | HFTD - Distribution - Tier 2 - 5QU CoRE ¦ 1QU LoRE | Seismic - Red Flag Warning - Catastrophic Fires | Aggregated | Aggregated | 2026 | 7.1527e-08 | 0 | 700.8825 | 5.0132e-05 | 2026 | Mitigation | 0.08575 | 30 | 0 | esc | 0.0012005 | 8.5868e-11 | 0.00060025 | 4.2934e-11 | 0.0015435 | 1.104e-10
[79 empty] | WLDFR | HFTD - Distribution - Tier 2 - 5QU CoRE ¦ 1QU LoRE | Non-Red Flag Warning - Large Fires | 2041 | 3.4376e-08 | 1.7188e-08 | 4.4197e-08 | 6.5028 | 0.81304 | 3.6355 | 2.0543 | 0 | 0 | 0 | 2.8634e-05 |  | 2.2354e-07 | 0 | 2.2354e-07 | 1.1177e-07 | 0 | 1.1177e-07 | 2.8741e-07 | 0 | 2.8741e-07 | [16 empty] | 7.3.1.3 Ignition probability mapping showing the probability of ignition along the electric lines and equipmentWLDFRAggregatedAggregated | WLDFR | HFTD - Distribution - Tier 2 - 5QU CoRE ¦ 1QU LoRE | Seismic - Red Flag Warning - Catastrophic Fires | Aggregated | Aggregated | 2027 | 7.1527e-08 | 0 | 700.8825 | 5.0132e-05 | 2027 | Mitigation | 0.08575 | 30 | 0 | esc | 0.0012005 | 8.5868e-11 | 0.00060025 | 4.2934e-11 | 0.0015435 | 1.104e-10
[79 empty] | WLDFR | HFTD - Distribution - Tier 2 - 5QU CoRE ¦ 1QU LoRE | Non-Red Flag Warning - Large Fires | 2042 | 3.4376e-08 | 1.7188e-08 | 4.4197e-08 | 6.5028 | 0.81304 | 3.6355 | 2.0543 | 0 | 0 | 0 | 2.8634e-05 |  | 2.2354e-07 | 0 | 2.2354e-07 | 1.1177e-07 | 0 | 1.1177e-07 | 2.8741e-07 | 0 | 2.8741e-07 | [16 empty] | 7.3.1.3 Ignition probability mapping showing the probability of ignition along the electric lines and equipmentWLDFRAggregatedAggregated | WLDFR | HFTD - Distribution - Tier 2 - 5QU CoRE ¦ 1QU LoRE | Seismic - Red Flag Warning - Catastrophic Fires | Aggregated | Aggregated | 2028 | 7.1527e-08 | 0 | 700.8825 | 5.0132e-05 | 2028 | Mitigation | 0.08575 | 30 | 0 | esc | 0.0012005 | 8.5868e-11 | 0.00060025 | 4.2934e-11 | 0.0015435 | 1.104e-10
[79 empty] | WLDFR | HFTD - Distribution - Tier 2 - 5QU CoRE ¦ 1QU LoRE | Non-Red Flag Warning - Large Fires | 2043 | 3.4376e-08 | 1.7188e-08 | 4.4197e-08 | 6.9209 | 0.84944 | 3.8632 | 2.2083 | 0 | 0 | 0 | 2.8634e-05 |  | 2.3791e-07 | 0 | 2.3791e-07 | 1.1896e-07 | 0 | 1.1896e-07 | 3.0589e-07 | 0 | 3.0589e-07 | [16 empty] | 7.3.1.3 Ignition probability mapping showing the probability of ignition along the electric lines and equipmentWLDFRAggregatedAggregated | WLDFR | HFTD - Distribution - Tier 2 - 5QU CoRE ¦ 1QU LoRE | Seismic - Red Flag Warning - Catastrophic Fires | Aggregated | Aggregated | 2029 | 7.1527e-08 | 0 | 700.8825 | 5.0132e-05 | 2029 | Mitigation | 0.08575 | 30 | 0 | esc | 0.0012005 | 8.5868e-11 | 0.00060025 | 4.2934e-11 | 0.0015435 | 1.104e-10
[79 empty] | WLDFR | HFTD - Distribution - Tier 2 - 5QU CoRE ¦ 1QU LoRE | Non-Red Flag Warning - Large Fires | 2044 | 3.4376e-08 | 1.7188e-08 | 4.4197e-08 | 6.9209 | 0.84944 | 3.8632 | 2.2083 | 0 | 0 | 0 | 2.8634e-05 |  | 2.3791e-07 | 0 | 2.3791e-07 | 1.1896e-07 | 0 | 1.1896e-07 | 3.0589e-07 | 0 | 3.0589e-07 | [16 empty] | 7.3.1.3 Ignition probability mapping showing the probability of ignition along the electric lines and equipmentWLDFRAggregatedAggregated | WLDFR | HFTD - Distribution - Tier 2 - 5QU CoRE ¦ 1QU LoRE | Seismic - Red Flag Warning - Catastrophic Fires | Aggregated | Aggregated | 2030 | 7.1527e-08 | 0 | 700.8825 | 5.0132e-05 | 2030 | Mitigation | 0.08575 | 30 | 0 | esc | 0.0012005 | 8.5868e-11 | 0.00060025 | 4.2934e-11 | 0.0015435 | 1.104e-10
[79 empty] | WLDFR | HFTD - Distribution - Tier 2 - 5QU CoRE ¦ 1QU LoRE | Non-Red Flag Warning - Large Fires | 2045 | 3.4376e-08 | 1.7188e-08 | 4.4197e-08 | 6.9209 | 0.84944 | 3.8632 | 2.2083 | 0 | 0 | 0 | 2.8634e-05 |  | 2.3791e-07 | 0 | 2.3791e-07 | 1.1896e-07 | 0 | 1.1896e-07 | 3.0589e-07 | 0 | 3.0589e-07 | [16 empty] | 7.3.1.3 Ignition probability mapping showing the probability of ignition along the electric lines and equipmentWLDFRAggregatedAggregated | WLDFR | HFTD - Distribution - Tier 2 - 5QU CoRE ¦ 1QU LoRE | Seismic - Red Flag Warning - Catastrophic Fires | Aggregated | Aggregated | 2031 | 7.1527e-08 | 0 | 700.8825 | 5.0132e-05 | 2031 | Mitigation | 0.08575 | 30 | 0 | esc | 0.0012005 | 8.5868e-11 | 0.00060025 | 4.2934e-11 | 0.0015435 | 1.104e-10
[79 empty] | WLDFR | HFTD - Distribution - Tier 2 - 5QU CoRE ¦ 1QU LoRE | Non-Red Flag Warning - Large Fires | 2046 | 3.4376e-08 | 1.7188e-08 | 4.4197e-08 | 6.9209 | 0.84944 | 3.8632 | 2.2083 | 0 | 0 | 0 | 2.8634e-05 |  | 2.3791e-07 | 0 | 2.3791e-07 | 1.1896e-07 | 0 | 1.1896e-07 | 3.0589e-07 | 0 | 3.0589e-07 | [16 empty] | 7.3.1.3 Ignition probability mapping showing the probability of ignition along the electric lines and equipmentWLDFRAggregatedAggregated | WLDFR | HFTD - Distribution - Tier 2 - 5QU CoRE ¦ 1QU LoRE | Seismic - Red Flag Warning - Catastrophic Fires | Aggregated | Aggregated | 2032 | 7.1527e-08 | 0 | 700.8825 | 5.0132e-05 | 2032 | Mitigation | 0.08575 | 30 | 0 | esc | 0.0012005 | 8.5868e-11 | 0.00060025 | 4.2934e-11 | 0.0015435 | 1.104e-10
[79 empty] | WLDFR | HFTD - Distribution - Tier 2 - 5QU CoRE ¦ 1QU LoRE | Non-Red Flag Warning - Large Fires | 2047 | 3.4376e-08 | 1.7188e-08 | 4.4197e-08 | 6.9209 | 0.84944 | 3.8632 | 2.2083 | 0 | 0 | 0 | 2.8634e-05 |  | 2.3791e-07 | 0 | 2.3791e-07 | 1.1896e-07 | 0 | 1.1896e-07 | 3.0589e-07 | 0 | 3.0589e-07 | [16 empty] | 7.3.1.3 Ignition probability mapping showing the probability of ignition along the electric lines and equipmentWLDFRAggregatedAggregated | WLDFR | HFTD - Distribution - Tier 2 - 5QU CoRE ¦ 1QU LoRE | Seismic - Red Flag Warning - Catastrophic Fires | Aggregated | Aggregated | 2033 | 7.1527e-08 | 0 | 700.8825 | 5.0132e-05 | 2033 | Mitigation | 0.08575 | 30 | 0 | esc | 0.0012005 | 8.5868e-11 | 0.00060025 | 4.2934e-11 | 0.0015435 | 1.104e-10
[79 empty] | WLDFR | HFTD - Distribution - Tier 2 - 5QU CoRE ¦ 1QU LoRE | Non-Red Flag Warning - Large Fires | 2048 | 3.4376e-08 | 1.7188e-08 | 4.4197e-08 | 7.3713 | 0.88759 | 4.1075 | 2.3763 | 0 | 0 | 0 | 2.8634e-05 |  | 2.5339e-07 | 0 | 2.5339e-07 | 1.267e-07 | 0 | 1.267e-07 | 3.2579e-07 | 0 | 3.2579e-07 | [16 empty] | 7.3.1.3 Ignition probability mapping showing the probability of ignition along the electric lines and equipmentWLDFRAggregatedAggregated | WLDFR | HFTD - Distribution - Tier 2 - 5QU CoRE ¦ 1QU LoRE | Seismic - Red Flag Warning - Catastrophic Fires | Aggregated | Aggregated | 2034 | 7.1527e-08 | 0 | 700.8825 | 5.0132e-05 | 2034 | Mitigation | 0.08575 | 30 | 0 | esc | 0.0012005 | 8.5868e-11 | 0.00060025 | 4.2934e-11 | 0.0015435 | 1.104e-10
[79 empty] | WLDFR | HFTD - Distribution - Tier 2 - 5QU CoRE ¦ 1QU LoRE | Non-Red Flag Warning - Large Fires | 2049 | 3.4376e-08 | 1.7188e-08 | 4.4197e-08 | 7.3713 | 0.88759 | 4.1075 | 2.3763 | 0 | 0 | 0 | 2.8634e-05 |  | 2.5339e-07 | 0 | 2.5339e-07 | 1.267e-07 | 0 | 1.267e-07 | 3.2579e-07 | 0 | 3.2579e-07 | [16 empty] | 7.3.1.3 Ignition probability mapping showing the probability of ignition along the electric lines and equipmentWLDFRAggregatedAggregated | WLDFR | HFTD - Distribution - Tier 2 - 5QU CoRE ¦ 1QU LoRE | Seismic - Red Flag Warning - Catastrophic Fires | Aggregated | Aggregated | 2035 | 7.1527e-08 | 0 | 700.8825 | 5.0132e-05 | 2035 | Mitigation | 0.08575 | 30 | 0 | esc | 0.0012005 | 8.5868e-11 | 0.00060025 | 4.2934e-11 | 0.0015435 | 1.104e-10
[79 empty] | WLDFR | HFTD - Distribution - Tier 2 - 5QU CoRE ¦ 1QU LoRE | Non-Red Flag Warning - Large Fires | 2050 | 0 | 1.7188e-08 | 4.4197e-08 | 7.3713 | 0.88759 | 4.1075 | 2.3763 | 0 | 0 | 0 | 2.8634e-05 |  | 0 | 0 | 0 | 1.267e-07 | 0 | 1.267e-07 | 3.2579e-07 | 0 | 3.2579e-07 | [16 empty] | 7.3.1.3 Ignition probability mapping showing the probability of ignition along the electric lines and equipmentWLDFRAggregatedAggregated | WLDFR | HFTD - Distribution - Tier 2 - 5QU CoRE ¦ 1QU LoRE | Seismic - Red Flag Warning - Catastrophic Fires | Aggregated | Aggregated | 2036 | 7.1527e-08 | 0 | 700.8825 | 5.0132e-05 | 2036 | Mitigation | 0.08575 | 30 | 0 | esc | 0.0012005 | 8.5868e-11 | 0.00060025 | 4.2934e-11 | 0.0015435 | 1.104e-10
[79 empty] | WLDFR | HFTD - Distribution - Tier 2 - 5QU CoRE ¦ 1QU LoRE | Non-Red Flag Warning - Large Fires | 2051 | 0 | 0 | 4.4197e-08 | 7.3713 | 0.88759 | 4.1075 | 2.3763 | 0 | 0 | 0 | 2.8634e-05 |  | 0 | 0 | 0 | 0 | 0 | 0 | 3.2579e-07 | 0 | 3.2579e-07 | [16 empty] | 7.3.1.3 Ignition probability mapping showing the probability of ignition along the electric lines and equipmentWLDFRAggregatedAggregated | WLDFR | HFTD - Distribution - Tier 2 - 5QU CoRE ¦ 1QU LoRE | Seismic - Red Flag Warning - Catastrophic Fires | Aggregated | Aggregated | 2037 | 7.1527e-08 | 0 | 700.8825 | 5.0132e-05 | 2037 | Mitigation | 0.08575 | 30 | 0 | esc | 0.0012005 | 8.5868e-11 | 0.00060025 | 4.2934e-11 | 0.0015435 | 1.104e-10
[79 empty] | WLDFR | HFTD - Distribution - Tier 2 - 5QU CoRE ¦ 1QU LoRE | Non-Red Flag Warning - Small Fires | 2020 | 1.301e-05 | 0 | 0 | 0.077901 | 0.036425 | 0.0015809 | 0.039895 | 0 | 0 | 0 | 0.010837 |  | 1.0135e-06 | 0 | 1.0135e-06 | 0 | 0 | 0 | 0 | 0 | 0 | [16 empty] | 7.3.1.3 Ignition probability mapping showing the probability of ignition along the electric lines and equipmentWLDFRAggregatedAggregated | WLDFR | HFTD - Distribution - Tier 2 - 5QU CoRE ¦ 1QU LoRE | Seismic - Red Flag Warning - Catastrophic Fires | Aggregated | Aggregated | 2038 | 7.1527e-08 | 0 | 700.8825 | 5.0132e-05 | 2038 | Mitigation | 0.08575 | 30 | 0 | esc | 0.0012005 | 8.5868e-11 | 0.00060025 | 4.2934e-11 | 0.0015435 | 1.104e-10
[79 empty] | WLDFR | HFTD - Distribution - Tier 2 - 5QU CoRE ¦ 1QU LoRE | Non-Red Flag Warning - Small Fires | 2021 | 1.301e-05 | 6.5048e-06 | 0 | 0.077901 | 0.036425 | 0.0015809 | 0.039895 | 0 | 0 | 0 | 0.010837 |  | 1.0135e-06 | 0 | 1.0135e-06 | 5.0673e-07 | 0 | 5.0673e-07 | 0 | 0 | 0 | [16 empty] | 7.3.1.3 Ignition probability mapping showing the probability of ignition along the electric lines and equipmentWLDFRAggregatedAggregated | WLDFR | HFTD - Distribution - Tier 2 - 5QU CoRE ¦ 1QU LoRE | Seismic - Red Flag Warning - Catastrophic Fires | Aggregated | Aggregated | 2039 | 7.1527e-08 | 0 | 700.8825 | 5.0132e-05 | 2039 | Mitigation | 0.08575 | 30 | 0 | esc | 0.0012005 | 8.5868e-11 | 0.00060025 | 4.2934e-11 | 0.0015435 | 1.104e-10
[79 empty] | WLDFR | HFTD - Distribution - Tier 2 - 5QU CoRE ¦ 1QU LoRE | Non-Red Flag Warning - Small Fires | 2022 | 1.301e-05 | 6.5048e-06 | 1.6727e-05 | 0.077901 | 0.036425 | 0.0015809 | 0.039895 | 0 | 0 | 0 | 0.010837 |  | 1.0135e-06 | 0 | 1.0135e-06 | 5.0673e-07 | 0 | 5.0673e-07 | 1.303e-06 | 0 | 1.303e-06 | [16 empty] | 7.3.1.3 Ignition probability mapping showing the probability of ignition along the electric lines and equipmentWLDFRAggregatedAggregated | WLDFR | HFTD - Distribution - Tier 2 - 5QU CoRE ¦ 1QU LoRE | Seismic - Red Flag Warning - Catastrophic Fires | Aggregated | Aggregated | 2040 | 7.1527e-08 | 0 | 700.8825 | 5.0132e-05 | 2040 | Mitigation | 0.08575 | 30 | 0 | esc | 0.0012005 | 8.5868e-11 | 0.00060025 | 4.2934e-11 | 0.0015435 | 1.104e-10
[79 empty] | WLDFR | HFTD - Distribution - Tier 2 - 5QU CoRE ¦ 1QU LoRE | Non-Red Flag Warning - Small Fires | 2023 | 1.301e-05 | 6.5048e-06 | 1.6727e-05 | 0.080408 | 0.03759 | 0.0016314 | 0.041187 | 0 | 0 | 0 | 0.010837 |  | 1.0461e-06 | 0 | 1.0461e-06 | 5.2304e-07 | 0 | 5.2304e-07 | 1.345e-06 | 0 | 1.345e-06 | [16 empty] | 7.3.1.3 Ignition probability mapping showing the probability of ignition along the electric lines and equipmentWLDFRAggregatedAggregated | WLDFR | HFTD - Distribution - Tier 2 - 5QU CoRE ¦ 1QU LoRE | Seismic - Red Flag Warning - Catastrophic Fires | Aggregated | Aggregated | 2041 | 7.1527e-08 | 0 | 700.8825 | 5.0132e-05 | 2041 | Mitigation | 0.08575 | 30 | 0 | esc | 0.0012005 | 8.5868e-11 | 0.00060025 | 4.2934e-11 | 0.0015435 | 1.104e-10
[79 empty] | WLDFR | HFTD - Distribution - Tier 2 - 5QU CoRE ¦ 1QU LoRE | Non-Red Flag Warning - Small Fires | 2024 | 1.301e-05 | 6.5048e-06 | 1.6727e-05 | 0.080408 | 0.03759 | 0.0016314 | 0.041187 | 0 | 0 | 0 | 0.010837 |  | 1.0461e-06 | 0 | 1.0461e-06 | 5.2304e-07 | 0 | 5.2304e-07 | 1.345e-06 | 0 | 1.345e-06 | [16 empty] | 7.3.1.3 Ignition probability mapping showing the probability of ignition along the electric lines and equipmentWLDFRAggregatedAggregated | WLDFR | HFTD - Distribution - Tier 2 - 5QU CoRE ¦ 1QU LoRE | Seismic - Red Flag Warning - Catastrophic Fires | Aggregated | Aggregated | 2042 | 7.1527e-08 | 0 | 700.8825 | 5.0132e-05 | 2042 | Mitigation | 0.08575 | 30 | 0 | esc | 0.0012005 | 8.5868e-11 | 0.00060025 | 4.2934e-11 | 0.0015435 | 1.104e-10
[79 empty] | WLDFR | HFTD - Distribution - Tier 2 - 5QU CoRE ¦ 1QU LoRE | Non-Red Flag Warning - Small Fires | 2025 | 1.301e-05 | 6.5048e-06 | 1.6727e-05 | 0.080408 | 0.03759 | 0.0016314 | 0.041187 | 0 | 0 | 0 | 0.010837 |  | 1.0461e-06 | 0 | 1.0461e-06 | 5.2304e-07 | 0 | 5.2304e-07 | 1.345e-06 | 0 | 1.345e-06 | [16 empty] | 7.3.1.3 Ignition probability mapping showing the probability of ignition along the electric lines and equipmentWLDFRAggregatedAggregated | WLDFR | HFTD - Distribution - Tier 2 - 5QU CoRE ¦ 1QU LoRE | Seismic - Red Flag Warning - Catastrophic Fires | Aggregated | Aggregated | 2043 | 7.1527e-08 | 0 | 700.8825 | 5.0132e-05 | 2043 | Mitigation | 0.08575 | 30 | 0 | esc | 0.0012005 | 8.5868e-11 | 0.00060025 | 4.2934e-11 | 0.0015435 | 1.104e-10
[79 empty] | WLDFR | HFTD - Distribution - Tier 2 - 5QU CoRE ¦ 1QU LoRE | Non-Red Flag Warning - Small Fires | 2026 | 1.301e-05 | 6.5048e-06 | 1.6727e-05 | 0.080408 | 0.03759 | 0.0016314 | 0.041187 | 0 | 0 | 0 | 0.010837 |  | 1.0461e-06 | 0 | 1.0461e-06 | 5.2304e-07 | 0 | 5.2304e-07 | 1.345e-06 | 0 | 1.345e-06 | [16 empty] | 7.3.1.3 Ignition probability mapping showing the probability of ignition along the electric lines and equipmentWLDFRAggregatedAggregated | WLDFR | HFTD - Distribution - Tier 2 - 5QU CoRE ¦ 1QU LoRE | Seismic - Red Flag Warning - Catastrophic Fires | Aggregated | Aggregated | 2044 | 7.1527e-08 | 0 | 700.8825 | 5.0132e-05 | 2044 | Mitigation | 0.08575 | 30 | 0 | esc | 0.0012005 | 8.5868e-11 | 0.00060025 | 4.2934e-11 | 0.0015435 | 1.104e-10
[79 empty] | WLDFR | HFTD - Distribution - Tier 2 - 5QU CoRE ¦ 1QU LoRE | Non-Red Flag Warning - Small Fires | 2027 | 1.301e-05 | 6.5048e-06 | 1.6727e-05 | 0.080408 | 0.03759 | 0.0016314 | 0.041187 | 0 | 0 | 0 | 0.010837 |  | 1.0461e-06 | 0 | 1.0461e-06 | 5.2304e-07 | 0 | 5.2304e-07 | 1.345e-06 | 0 | 1.345e-06 | [16 empty] | 7.3.1.3 Ignition probability mapping showing the probability of ignition along the electric lines and equipmentWLDFRAggregatedAggregated | WLDFR | HFTD - Distribution - Tier 2 - 5QU CoRE ¦ 1QU LoRE | Seismic - Red Flag Warning - Catastrophic Fires | Aggregated | Aggregated | 2045 | 7.1527e-08 | 0 | 700.8825 | 5.0132e-05 | 2045 | Mitigation | 0.08575 | 30 | 0 | esc | 0.0012005 | 8.5868e-11 | 0.00060025 | 4.2934e-11 | 0.0015435 | 1.104e-10
[79 empty] | WLDFR | HFTD - Distribution - Tier 2 - 5QU CoRE ¦ 1QU LoRE | Non-Red Flag Warning - Small Fires | 2028 | 1.301e-05 | 6.5048e-06 | 1.6727e-05 | 0.083606 | 0.039055 | 0.001695 | 0.042856 | 0 | 0 | 0 | 0.010837 |  | 1.0877e-06 | 0 | 1.0877e-06 | 5.4384e-07 | 0 | 5.4384e-07 | 1.3984e-06 | 0 | 1.3984e-06 | [16 empty] | 7.3.1.3 Ignition probability mapping showing the probability of ignition along the electric lines and equipmentWLDFRAggregatedAggregated | WLDFR | HFTD - Distribution - Tier 2 - 5QU CoRE ¦ 1QU LoRE | Seismic - Red Flag Warning - Catastrophic Fires | Aggregated | Aggregated | 2046 | 7.1527e-08 | 0 | 700.8825 | 5.0132e-05 | 2046 | Mitigation | 0.08575 | 30 | 0 | esc | 0.0012005 | 8.5868e-11 | 0.00060025 | 4.2934e-11 | 0.0015435 | 1.104e-10
[79 empty] | WLDFR | HFTD - Distribution - Tier 2 - 5QU CoRE ¦ 1QU LoRE | Non-Red Flag Warning - Small Fires | 2029 | 1.301e-05 | 6.5048e-06 | 1.6727e-05 | 0.083606 | 0.039055 | 0.001695 | 0.042856 | 0 | 0 | 0 | 0.010837 |  | 1.0877e-06 | 0 | 1.0877e-06 | 5.4384e-07 | 0 | 5.4384e-07 | 1.3984e-06 | 0 | 1.3984e-06 | [16 empty] | 7.3.1.3 Ignition probability mapping showing the probability of ignition along the electric lines and equipmentWLDFRAggregatedAggregated | WLDFR | HFTD - Distribution - Tier 2 - 5QU CoRE ¦ 1QU LoRE | Seismic - Red Flag Warning - Catastrophic Fires | Aggregated | Aggregated | 2047 | 7.1527e-08 | 0 | 700.8825 | 5.0132e-05 | 2047 | Mitigation | 0.08575 | 30 | 0 | esc | 0.0012005 | 8.5868e-11 | 0.00060025 | 4.2934e-11 | 0.0015435 | 1.104e-10
[79 empty] | WLDFR | HFTD - Distribution - Tier 2 - 5QU CoRE ¦ 1QU LoRE | Non-Red Flag Warning - Small Fires | 2030 | 1.301e-05 | 6.5048e-06 | 1.6727e-05 | 0.083606 | 0.039055 | 0.001695 | 0.042856 | 0 | 0 | 0 | 0.010837 |  | 1.0877e-06 | 0 | 1.0877e-06 | 5.4384e-07 | 0 | 5.4384e-07 | 1.3984e-06 | 0 | 1.3984e-06 | [16 empty] | 7.3.1.3 Ignition probability mapping showing the probability of ignition along the electric lines and equipmentWLDFRAggregatedAggregated | WLDFR | HFTD - Distribution - Tier 2 - 5QU CoRE ¦ 1QU LoRE | Seismic - Red Flag Warning - Catastrophic Fires | Aggregated | Aggregated | 2048 | 7.1527e-08 | 0 | 700.8825 | 5.0132e-05 | 2048 | Mitigation | 0.08575 | 30 | 0 | esc | 0.0012005 | 8.5868e-11 | 0.00060025 | 4.2934e-11 | 0.0015435 | 1.104e-10
[79 empty] | WLDFR | HFTD - Distribution - Tier 2 - 5QU CoRE ¦ 1QU LoRE | Non-Red Flag Warning - Small Fires | 2031 | 1.301e-05 | 6.5048e-06 | 1.6727e-05 | 0.083606 | 0.039055 | 0.001695 | 0.042856 | 0 | 0 | 0 | 0.010837 |  | 1.0877e-06 | 0 | 1.0877e-06 | 5.4384e-07 | 0 | 5.4384e-07 | 1.3984e-06 | 0 | 1.3984e-06 | [16 empty] | 7.3.1.3 Ignition probability mapping showing the probability of ignition along the electric lines and equipmentWLDFRAggregatedAggregated | WLDFR | HFTD - Distribution - Tier 2 - 5QU CoRE ¦ 1QU LoRE | Seismic - Red Flag Warning - Catastrophic Fires | Aggregated | Aggregated | 2049 | 7.1527e-08 | 0 | 700.8825 | 5.0132e-05 | 2049 | Mitigation | 0.08575 | 30 | 0 | esc | 0.0012005 | 8.5868e-11 | 0.00060025 | 4.2934e-11 | 0.0015435 | 1.104e-10
[79 empty] | WLDFR | HFTD - Distribution - Tier 2 - 5QU CoRE ¦ 1QU LoRE | Non-Red Flag Warning - Small Fires | 2032 | 1.301e-05 | 6.5048e-06 | 1.6727e-05 | 0.083606 | 0.039055 | 0.001695 | 0.042856 | 0 | 0 | 0 | 0.010837 |  | 1.0877e-06 | 0 | 1.0877e-06 | 5.4384e-07 | 0 | 5.4384e-07 | 1.3984e-06 | 0 | 1.3984e-06 | [16 empty] | 7.3.1.3 Ignition probability mapping showing the probability of ignition along the electric lines and equipmentWLDFRAggregatedAggregated | WLDFR | HFTD - Distribution - Tier 2 - 5QU CoRE ¦ 1QU LoRE | Seismic - Red Flag Warning - Catastrophic Fires | Aggregated | Aggregated | 2050 | 7.1527e-08 | 0 | 700.8825 | 5.0132e-05 | 2050 | Mitigation | 0.08575 | 30 | 0 | esc | 0 | 0 | 0.00060025 | 4.2934e-11 | 0.0015435 | 1.104e-10
[79 empty] | WLDFR | HFTD - Distribution - Tier 2 - 5QU CoRE ¦ 1QU LoRE | Non-Red Flag Warning - Small Fires | 2033 | 1.301e-05 | 6.5048e-06 | 1.6727e-05 | 0.087211 | 0.040679 | 0.0017655 | 0.044766 | 0 | 0 | 0 | 0.010837 |  | 1.1346e-06 | 0 | 1.1346e-06 | 5.6729e-07 | 0 | 5.6729e-07 | 1.4587e-06 | 0 | 1.4587e-06 | [16 empty] | 7.3.1.3 Ignition probability mapping showing the probability of ignition along the electric lines and equipmentWLDFRAggregatedAggregated | WLDFR | HFTD - Distribution - Tier 2 - 5QU CoRE ¦ 1QU LoRE | Seismic - Red Flag Warning - Catastrophic Fires | Aggregated | Aggregated | 2051 | 7.1527e-08 | 0 | 700.8825 | 5.0132e-05 | 2051 | Mitigation | 0.08575 | 30 | 0 | esc | 0 | 0 | 0 | 0 | 0.0015435 | 1.104e-10
[79 empty] | WLDFR | HFTD - Distribution - Tier 2 - 5QU CoRE ¦ 1QU LoRE | Non-Red Flag Warning - Small Fires | 2034 | 1.301e-05 | 6.5048e-06 | 1.6727e-05 | 0.087211 | 0.040679 | 0.0017655 | 0.044766 | 0 | 0 | 0 | 0.010837 |  | 1.1346e-06 | 0 | 1.1346e-06 | 5.6729e-07 | 0 | 5.6729e-07 | 1.4587e-06 | 0 | 1.4587e-06 | [16 empty] | 7.3.1.3 Ignition probability mapping showing the probability of ignition along the electric lines and equipmentWLDFRAggregatedAggregated | WLDFR | HFTD - Distribution - Tier 2 - 5QU CoRE ¦ 2QU LoRE | Non-Red Flag Warning - Catastrophic Fires | Aggregated | Aggregated | 2021 | 1.2608e-07 | 0 | 774.3498 | 9.7626e-05 | 2021 | Mitigation | 0.08575 | 30 | 0 | esc | 0.0012005 | 1.5135e-10 | 0.00060025 | 7.5677e-11 | 0 | 0
[79 empty] | WLDFR | HFTD - Distribution - Tier 2 - 5QU CoRE ¦ 1QU LoRE | Non-Red Flag Warning - Small Fires | 2035 | 1.301e-05 | 6.5048e-06 | 1.6727e-05 | 0.087211 | 0.040679 | 0.0017655 | 0.044766 | 0 | 0 | 0 | 0.010837 |  | 1.1346e-06 | 0 | 1.1346e-06 | 5.6729e-07 | 0 | 5.6729e-07 | 1.4587e-06 | 0 | 1.4587e-06 | [16 empty] | 7.3.1.3 Ignition probability mapping showing the probability of ignition along the electric lines and equipmentWLDFRAggregatedAggregated | WLDFR | HFTD - Distribution - Tier 2 - 5QU CoRE ¦ 2QU LoRE | Non-Red Flag Warning - Catastrophic Fires | Aggregated | Aggregated | 2022 | 1.2608e-07 | 0 | 774.3498 | 9.7626e-05 | 2022 | Mitigation | 0.08575 | 30 | 0 | esc | 0.0012005 | 1.5135e-10 | 0.00060025 | 7.5677e-11 | 0.0015435 | 1.946e-10
[79 empty] | WLDFR | HFTD - Distribution - Tier 2 - 5QU CoRE ¦ 1QU LoRE | Non-Red Flag Warning - Small Fires | 2036 | 1.301e-05 | 6.5048e-06 | 1.6727e-05 | 0.087211 | 0.040679 | 0.0017655 | 0.044766 | 0 | 0 | 0 | 0.010837 |  | 1.1346e-06 | 0 | 1.1346e-06 | 5.6729e-07 | 0 | 5.6729e-07 | 1.4587e-06 | 0 | 1.4587e-06 | [16 empty] | 7.3.1.3 Ignition probability mapping showing the probability of ignition along the electric lines and equipmentWLDFRAggregatedAggregated | WLDFR | HFTD - Distribution - Tier 2 - 5QU CoRE ¦ 2QU LoRE | Non-Red Flag Warning - Catastrophic Fires | Aggregated | Aggregated | 2023 | 1.2608e-07 | 0 | 774.3498 | 9.7626e-05 | 2023 | Mitigation | 0.08575 | 30 | 0 | esc | 0.0012005 | 1.5135e-10 | 0.00060025 | 7.5677e-11 | 0.0015435 | 1.946e-10
[79 empty] | WLDFR | HFTD - Distribution - Tier 2 - 5QU CoRE ¦ 1QU LoRE | Non-Red Flag Warning - Small Fires | 2037 | 1.301e-05 | 6.5048e-06 | 1.6727e-05 | 0.087211 | 0.040679 | 0.0017655 | 0.044766 | 0 | 0 | 0 | 0.010837 |  | 1.1346e-06 | 0 | 1.1346e-06 | 5.6729e-07 | 0 | 5.6729e-07 | 1.4587e-06 | 0 | 1.4587e-06 | [16 empty] | 7.3.1.3 Ignition probability mapping showing the probability of ignition along the electric lines and equipmentWLDFRAggregatedAggregated | WLDFR | HFTD - Distribution - Tier 2 - 5QU CoRE ¦ 2QU LoRE | Non-Red Flag Warning - Catastrophic Fires | Aggregated | Aggregated | 2024 | 1.2608e-07 | 0 | 774.3498 | 9.7626e-05 | 2024 | Mitigation | 0.08575 | 30 | 0 | esc | 0.0012005 | 1.5135e-10 | 0.00060025 | 7.5677e-11 | 0.0015435 | 1.946e-10
[79 empty] | WLDFR | HFTD - Distribution - Tier 2 - 5QU CoRE ¦ 1QU LoRE | Non-Red Flag Warning - Small Fires | 2038 | 1.301e-05 | 6.5048e-06 | 1.6727e-05 | 0.091184 | 0.042438 | 0.0018418 | 0.046905 | 0 | 0 | 0 | 0.010837 |  | 1.1863e-06 | 0 | 1.1863e-06 | 5.9313e-07 | 0 | 5.9313e-07 | 1.5252e-06 | 0 | 1.5252e-06 | [16 empty] | 7.3.1.3 Ignition probability mapping showing the probability of ignition along the electric lines and equipmentWLDFRAggregatedAggregated | WLDFR | HFTD - Distribution - Tier 2 - 5QU CoRE ¦ 2QU LoRE | Non-Red Flag Warning - Catastrophic Fires | Aggregated | Aggregated | 2025 | 1.2608e-07 | 0 | 774.3498 | 9.7626e-05 | 2025 | Mitigation | 0.08575 | 30 | 0 | esc | 0.0012005 | 1.5135e-10 | 0.00060025 | 7.5677e-11 | 0.0015435 | 1.946e-10
[79 empty] | WLDFR | HFTD - Distribution - Tier 2 - 5QU CoRE ¦ 1QU LoRE | Non-Red Flag Warning - Small Fires | 2039 | 1.301e-05 | 6.5048e-06 | 1.6727e-05 | 0.091184 | 0.042438 | 0.0018418 | 0.046905 | 0 | 0 | 0 | 0.010837 |  | 1.1863e-06 | 0 | 1.1863e-06 | 5.9313e-07 | 0 | 5.9313e-07 | 1.5252e-06 | 0 | 1.5252e-06 | [16 empty] | 7.3.1.3 Ignition probability mapping showing the probability of ignition along the electric lines and equipmentWLDFRAggregatedAggregated | WLDFR | HFTD - Distribution - Tier 2 - 5QU CoRE ¦ 2QU LoRE | Non-Red Flag Warning - Catastrophic Fires | Aggregated | Aggregated | 2026 | 1.2608e-07 | 0 | 774.3498 | 9.7626e-05 | 2026 | Mitigation | 0.08575 | 30 | 0 | esc | 0.0012005 | 1.5135e-10 | 0.00060025 | 7.5677e-11 | 0.0015435 | 1.946e-10
[79 empty] | WLDFR | HFTD - Distribution - Tier 2 - 5QU CoRE ¦ 1QU LoRE | Non-Red Flag Warning - Small Fires | 2040 | 1.301e-05 | 6.5048e-06 | 1.6727e-05 | 0.091184 | 0.042438 | 0.0018418 | 0.046905 | 0 | 0 | 0 | 0.010837 |  | 1.1863e-06 | 0 | 1.1863e-06 | 5.9313e-07 | 0 | 5.9313e-07 | 1.5252e-06 | 0 | 1.5252e-06 | [16 empty] | 7.3.1.3 Ignition probability mapping showing the probability of ignition along the electric lines and equipmentWLDFRAggregatedAggregated | WLDFR | HFTD - Distribution - Tier 2 - 5QU CoRE ¦ 2QU LoRE | Non-Red Flag Warning - Catastrophic Fires | Aggregated | Aggregated | 2027 | 1.2608e-07 | 0 | 774.3498 | 9.7626e-05 | 2027 | Mitigation | 0.08575 | 30 | 0 | esc | 0.0012005 | 1.5135e-10 | 0.00060025 | 7.5677e-11 | 0.0015435 | 1.946e-10
[79 empty] | WLDFR | HFTD - Distribution - Tier 2 - 5QU CoRE ¦ 1QU LoRE | Non-Red Flag Warning - Small Fires | 2041 | 1.301e-05 | 6.5048e-06 | 1.6727e-05 | 0.091184 | 0.042438 | 0.0018418 | 0.046905 | 0 | 0 | 0 | 0.010837 |  | 1.1863e-06 | 0 | 1.1863e-06 | 5.9313e-07 | 0 | 5.9313e-07 | 1.5252e-06 | 0 | 1.5252e-06 | [16 empty] | 7.3.1.3 Ignition probability mapping showing the probability of ignition along the electric lines and equipmentWLDFRAggregatedAggregated | WLDFR | HFTD - Distribution - Tier 2 - 5QU CoRE ¦ 2QU LoRE | Non-Red Flag Warning - Catastrophic Fires | Aggregated | Aggregated | 2028 | 1.2608e-07 | 0 | 774.3498 | 9.7626e-05 | 2028 | Mitigation | 0.08575 | 30 | 0 | esc | 0.0012005 | 1.5135e-10 | 0.00060025 | 7.5677e-11 | 0.0015435 | 1.946e-10
[79 empty] | WLDFR | HFTD - Distribution - Tier 2 - 5QU CoRE ¦ 1QU LoRE | Non-Red Flag Warning - Small Fires | 2042 | 1.301e-05 | 6.5048e-06 | 1.6727e-05 | 0.091184 | 0.042438 | 0.0018418 | 0.046905 | 0 | 0 | 0 | 0.010837 |  | 1.1863e-06 | 0 | 1.1863e-06 | 5.9313e-07 | 0 | 5.9313e-07 | 1.5252e-06 | 0 | 1.5252e-06 | [16 empty] | 7.3.1.3 Ignition probability mapping showing the probability of ignition along the electric lines and equipmentWLDFRAggregatedAggregated | WLDFR | HFTD - Distribution - Tier 2 - 5QU CoRE ¦ 2QU LoRE | Non-Red Flag Warning - Catastrophic Fires | Aggregated | Aggregated | 2029 | 1.2608e-07 | 0 | 774.3498 | 9.7626e-05 | 2029 | Mitigation | 0.08575 | 30 | 0 | esc | 0.0012005 | 1.5135e-10 | 0.00060025 | 7.5677e-11 | 0.0015435 | 1.946e-10
[79 empty] | WLDFR | HFTD - Distribution - Tier 2 - 5QU CoRE ¦ 1QU LoRE | Non-Red Flag Warning - Small Fires | 2043 | 1.301e-05 | 6.5048e-06 | 1.6727e-05 | 0.095486 | 0.044306 | 0.0019228 | 0.049257 | 0 | 0 | 0 | 0.010837 |  | 1.2422e-06 | 0 | 1.2422e-06 | 6.2111e-07 | 0 | 6.2111e-07 | 1.5971e-06 | 0 | 1.5971e-06 | [16 empty] | 7.3.1.3 Ignition probability mapping showing the probability of ignition along the electric lines and equipmentWLDFRAggregatedAggregated | WLDFR | HFTD - Distribution - Tier 2 - 5QU CoRE ¦ 2QU LoRE | Non-Red Flag Warning - Catastrophic Fires | Aggregated | Aggregated | 2030 | 1.2608e-07 | 0 | 774.3498 | 9.7626e-05 | 2030 | Mitigation | 0.08575 | 30 | 0 | esc | 0.0012005 | 1.5135e-10 | 0.00060025 | 7.5677e-11 | 0.0015435 | 1.946e-10
[79 empty] | WLDFR | HFTD - Distribution - Tier 2 - 5QU CoRE ¦ 1QU LoRE | Non-Red Flag Warning - Small Fires | 2044 | 1.301e-05 | 6.5048e-06 | 1.6727e-05 | 0.095486 | 0.044306 | 0.0019228 | 0.049257 | 0 | 0 | 0 | 0.010837 |  | 1.2422e-06 | 0 | 1.2422e-06 | 6.2111e-07 | 0 | 6.2111e-07 | 1.5971e-06 | 0 | 1.5971e-06 | [16 empty] | 7.3.1.3 Ignition probability mapping showing the probability of ignition along the electric lines and equipmentWLDFRAggregatedAggregated | WLDFR | HFTD - Distribution - Tier 2 - 5QU CoRE ¦ 2QU LoRE | Non-Red Flag Warning - Catastrophic Fires | Aggregated | Aggregated | 2031 | 1.2608e-07 | 0 | 774.3498 | 9.7626e-05 | 2031 | Mitigation | 0.08575 | 30 | 0 | esc | 0.0012005 | 1.5135e-10 | 0.00060025 | 7.5677e-11 | 0.0015435 | 1.946e-10
[79 empty] | WLDFR | HFTD - Distribution - Tier 2 - 5QU CoRE ¦ 1QU LoRE | Non-Red Flag Warning - Small Fires | 2045 | 1.301e-05 | 6.5048e-06 | 1.6727e-05 | 0.095486 | 0.044306 | 0.0019228 | 0.049257 | 0 | 0 | 0 | 0.010837 |  | 1.2422e-06 | 0 | 1.2422e-06 | 6.2111e-07 | 0 | 6.2111e-07 | 1.5971e-06 | 0 | 1.5971e-06 | [16 empty] | 7.3.1.3 Ignition probability mapping showing the probability of ignition along the electric lines and equipmentWLDFRAggregatedAggregated | WLDFR | HFTD - Distribution - Tier 2 - 5QU CoRE ¦ 2QU LoRE | Non-Red Flag Warning - Catastrophic Fires | Aggregated | Aggregated | 2032 | 1.2608e-07 | 0 | 774.3498 | 9.7626e-05 | 2032 | Mitigation | 0.08575 | 30 | 0 | esc | 0.0012005 | 1.5135e-10 | 0.00060025 | 7.5677e-11 | 0.0015435 | 1.946e-10
[79 empty] | WLDFR | HFTD - Distribution - Tier 2 - 5QU CoRE ¦ 1QU LoRE | Non-Red Flag Warning - Small Fires | 2046 | 1.301e-05 | 6.5048e-06 | 1.6727e-05 | 0.095486 | 0.044306 | 0.0019228 | 0.049257 | 0 | 0 | 0 | 0.010837 |  | 1.2422e-06 | 0 | 1.2422e-06 | 6.2111e-07 | 0 | 6.2111e-07 | 1.5971e-06 | 0 | 1.5971e-06 | [16 empty] | 7.3.1.3 Ignition probability mapping showing the probability of ignition along the electric lines and equipmentWLDFRAggregatedAggregated | WLDFR | HFTD - Distribution - Tier 2 - 5QU CoRE ¦ 2QU LoRE | Non-Red Flag Warning - Catastrophic Fires | Aggregated | Aggregated | 2033 | 1.2608e-07 | 0 | 774.3498 | 9.7626e-05 | 2033 | Mitigation | 0.08575 | 30 | 0 | esc | 0.0012005 | 1.5135e-10 | 0.00060025 | 7.5677e-11 | 0.0015435 | 1.946e-10
[79 empty] | WLDFR | HFTD - Distribution - Tier 2 - 5QU CoRE ¦ 1QU LoRE | Non-Red Flag Warning - Small Fires | 2047 | 1.301e-05 | 6.5048e-06 | 1.6727e-05 | 0.095486 | 0.044306 | 0.0019228 | 0.049257 | 0 | 0 | 0 | 0.010837 |  | 1.2422e-06 | 0 | 1.2422e-06 | 6.2111e-07 | 0 | 6.2111e-07 | 1.5971e-06 | 0 | 1.5971e-06 | [16 empty] | 7.3.1.3 Ignition probability mapping showing the probability of ignition along the electric lines and equipmentWLDFRAggregatedAggregated | WLDFR | HFTD - Distribution - Tier 2 - 5QU CoRE ¦ 2QU LoRE | Non-Red Flag Warning - Catastrophic Fires | Aggregated | Aggregated | 2034 | 1.2608e-07 | 0 | 774.3498 | 9.7626e-05 | 2034 | Mitigation | 0.08575 | 30 | 0 | esc | 0.0012005 | 1.5135e-10 | 0.00060025 | 7.5677e-11 | 0.0015435 | 1.946e-10
[79 empty] | WLDFR | HFTD - Distribution - Tier 2 - 5QU CoRE ¦ 1QU LoRE | Non-Red Flag Warning - Small Fires | 2048 | 1.301e-05 | 6.5048e-06 | 1.6727e-05 | 0.10007 | 0.04626 | 0.0020076 | 0.051804 | 0 | 0 | 0 | 0.010837 |  | 1.3019e-06 | 0 | 1.3019e-06 | 6.5094e-07 | 0 | 6.5094e-07 | 1.6739e-06 | 0 | 1.6739e-06 | [16 empty] | 7.3.1.3 Ignition probability mapping showing the probability of ignition along the electric lines and equipmentWLDFRAggregatedAggregated | WLDFR | HFTD - Distribution - Tier 2 - 5QU CoRE ¦ 2QU LoRE | Non-Red Flag Warning - Catastrophic Fires | Aggregated | Aggregated | 2035 | 1.2608e-07 | 0 | 774.3498 | 9.7626e-05 | 2035 | Mitigation | 0.08575 | 30 | 0 | esc | 0.0012005 | 1.5135e-10 | 0.00060025 | 7.5677e-11 | 0.0015435 | 1.946e-10
[79 empty] | WLDFR | HFTD - Distribution - Tier 2 - 5QU CoRE ¦ 1QU LoRE | Non-Red Flag Warning - Small Fires | 2049 | 1.301e-05 | 6.5048e-06 | 1.6727e-05 | 0.10007 | 0.04626 | 0.0020076 | 0.051804 | 0 | 0 | 0 | 0.010837 |  | 1.3019e-06 | 0 | 1.3019e-06 | 6.5094e-07 | 0 | 6.5094e-07 | 1.6739e-06 | 0 | 1.6739e-06 | [16 empty] | 7.3.1.3 Ignition probability mapping showing the probability of ignition along the electric lines and equipmentWLDFRAggregatedAggregated | WLDFR | HFTD - Distribution - Tier 2 - 5QU CoRE ¦ 2QU LoRE | Non-Red Flag Warning - Catastrophic Fires | Aggregated | Aggregated | 2036 | 1.2608e-07 | 0 | 774.3498 | 9.7626e-05 | 2036 | Mitigation | 0.08575 | 30 | 0 | esc | 0.0012005 | 1.5135e-10 | 0.00060025 | 7.5677e-11 | 0.0015435 | 1.946e-10
[79 empty] | WLDFR | HFTD - Distribution - Tier 2 - 5QU CoRE ¦ 1QU LoRE | Non-Red Flag Warning - Small Fires | 2050 | 0 | 6.5048e-06 | 1.6727e-05 | 0.10007 | 0.04626 | 0.0020076 | 0.051804 | 0 | 0 | 0 | 0.010837 |  | 0 | 0 | 0 | 6.5094e-07 | 0 | 6.5094e-07 | 1.6739e-06 | 0 | 1.6739e-06 | [16 empty] | 7.3.1.3 Ignition probability mapping showing the probability of ignition along the electric lines and equipmentWLDFRAggregatedAggregated | WLDFR | HFTD - Distribution - Tier 2 - 5QU CoRE ¦ 2QU LoRE | Non-Red Flag Warning - Catastrophic Fires | Aggregated | Aggregated | 2037 | 1.2608e-07 | 0 | 774.3498 | 9.7626e-05 | 2037 | Mitigation | 0.08575 | 30 | 0 | esc | 0.0012005 | 1.5135e-10 | 0.00060025 | 7.5677e-11 | 0.0015435 | 1.946e-10
[79 empty] | WLDFR | HFTD - Distribution - Tier 2 - 5QU CoRE ¦ 1QU LoRE | Non-Red Flag Warning - Small Fires | 2051 | 0 | 0 | 1.6727e-05 | 0.10007 | 0.04626 | 0.0020076 | 0.051804 | 0 | 0 | 0 | 0.010837 |  | 0 | 0 | 0 | 0 | 0 | 0 | 1.6739e-06 | 0 | 1.6739e-06 | [16 empty] | 7.3.1.3 Ignition probability mapping showing the probability of ignition along the electric lines and equipmentWLDFRAggregatedAggregated | WLDFR | HFTD - Distribution - Tier 2 - 5QU CoRE ¦ 2QU LoRE | Non-Red Flag Warning - Catastrophic Fires | Aggregated | Aggregated | 2038 | 1.2608e-07 | 0 | 774.3498 | 9.7626e-05 | 2038 | Mitigation | 0.08575 | 30 | 0 | esc | 0.0012005 | 1.5135e-10 | 0.00060025 | 7.5677e-11 | 0.0015435 | 1.946e-10
[79 empty] | WLDFR | HFTD - Distribution - Tier 2 - 5QU CoRE ¦ 1QU LoRE | Red Flag Warning - Catastrophic Fires | 2020 | 3.729e-09 | 0 | 0 | 14146.1306 | 222.2294 | 8585.7228 | 5338.1784 | 0 | 0 | 0 | 3.1062e-06 |  | 5.275e-05 | 0 | 5.275e-05 | 0 | 0 | 0 | 0 | 0 | 0 | [16 empty] | 7.3.1.3 Ignition probability mapping showing the probability of ignition along the electric lines and equipmentWLDFRAggregatedAggregated | WLDFR | HFTD - Distribution - Tier 2 - 5QU CoRE ¦ 2QU LoRE | Non-Red Flag Warning - Catastrophic Fires | Aggregated | Aggregated | 2039 | 1.2608e-07 | 0 | 774.3498 | 9.7626e-05 | 2039 | Mitigation | 0.08575 | 30 | 0 | esc | 0.0012005 | 1.5135e-10 | 0.00060025 | 7.5677e-11 | 0.0015435 | 1.946e-10
[79 empty] | WLDFR | HFTD - Distribution - Tier 2 - 5QU CoRE ¦ 1QU LoRE | Red Flag Warning - Catastrophic Fires | 2021 | 3.729e-09 | 1.8645e-09 | 0 | 14146.1306 | 222.2294 | 8585.7228 | 5338.1784 | 0 | 0 | 0 | 3.1062e-06 |  | 5.275e-05 | 0 | 5.275e-05 | 2.6375e-05 | 0 | 2.6375e-05 | 0 | 0 | 0 | [16 empty] | 7.3.1.3 Ignition probability mapping showing the probability of ignition along the electric lines and equipmentWLDFRAggregatedAggregated | WLDFR | HFTD - Distribution - Tier 2 - 5QU CoRE ¦ 2QU LoRE | Non-Red Flag Warning - Catastrophic Fires | Aggregated | Aggregated | 2040 | 1.2608e-07 | 0 | 774.3498 | 9.7626e-05 | 2040 | Mitigation | 0.08575 | 30 | 0 | esc | 0.0012005 | 1.5135e-10 | 0.00060025 | 7.5677e-11 | 0.0015435 | 1.946e-10
[79 empty] | WLDFR | HFTD - Distribution - Tier 2 - 5QU CoRE ¦ 1QU LoRE | Red Flag Warning - Catastrophic Fires | 2022 | 3.729e-09 | 1.8645e-09 | 4.7944e-09 | 14146.1306 | 222.2294 | 8585.7228 | 5338.1784 | 0 | 0 | 0 | 3.1062e-06 |  | 5.275e-05 | 0 | 5.275e-05 | 2.6375e-05 | 0 | 2.6375e-05 | 6.7822e-05 | 0 | 6.7822e-05 | [16 empty] | 7.3.1.3 Ignition probability mapping showing the probability of ignition along the electric lines and equipmentWLDFRAggregatedAggregated | WLDFR | HFTD - Distribution - Tier 2 - 5QU CoRE ¦ 2QU LoRE | Non-Red Flag Warning - Catastrophic Fires | Aggregated | Aggregated | 2041 | 1.2608e-07 | 0 | 774.3498 | 9.7626e-05 | 2041 | Mitigation | 0.08575 | 30 | 0 | esc | 0.0012005 | 1.5135e-10 | 0.00060025 | 7.5677e-11 | 0.0015435 | 1.946e-10
[79 empty] | WLDFR | HFTD - Distribution - Tier 2 - 5QU CoRE ¦ 1QU LoRE | Red Flag Warning - Catastrophic Fires | 2023 | 3.729e-09 | 1.8645e-09 | 4.7944e-09 | 14664.6376 | 233.2301 | 8896.516 | 5534.8915 | 0 | 0 | 0 | 3.1062e-06 |  | 5.4684e-05 | 0 | 5.4684e-05 | 2.7342e-05 | 0 | 2.7342e-05 | 7.0308e-05 | 0 | 7.0308e-05 | [16 empty] | 7.3.1.3 Ignition probability mapping showing the probability of ignition along the electric lines and equipmentWLDFRAggregatedAggregated | WLDFR | HFTD - Distribution - Tier 2 - 5QU CoRE ¦ 2QU LoRE | Non-Red Flag Warning - Catastrophic Fires | Aggregated | Aggregated | 2042 | 1.2608e-07 | 0 | 774.3498 | 9.7626e-05 | 2042 | Mitigation | 0.08575 | 30 | 0 | esc | 0.0012005 | 1.5135e-10 | 0.00060025 | 7.5677e-11 | 0.0015435 | 1.946e-10
[79 empty] | WLDFR | HFTD - Distribution - Tier 2 - 5QU CoRE ¦ 1QU LoRE | Red Flag Warning - Catastrophic Fires | 2024 | 3.729e-09 | 1.8645e-09 | 4.7944e-09 | 14664.6376 | 233.2301 | 8896.516 | 5534.8915 | 0 | 0 | 0 | 3.1062e-06 |  | 5.4684e-05 | 0 | 5.4684e-05 | 2.7342e-05 | 0 | 2.7342e-05 | 7.0308e-05 | 0 | 7.0308e-05 | [16 empty] | 7.3.1.3 Ignition probability mapping showing the probability of ignition along the electric lines and equipmentWLDFRAggregatedAggregated | WLDFR | HFTD - Distribution - Tier 2 - 5QU CoRE ¦ 2QU LoRE | Non-Red Flag Warning - Catastrophic Fires | Aggregated | Aggregated | 2043 | 1.2608e-07 | 0 | 774.3498 | 9.7626e-05 | 2043 | Mitigation | 0.08575 | 30 | 0 | esc | 0.0012005 | 1.5135e-10 | 0.00060025 | 7.5677e-11 | 0.0015435 | 1.946e-10
[79 empty] | WLDFR | HFTD - Distribution - Tier 2 - 5QU CoRE ¦ 1QU LoRE | Red Flag Warning - Catastrophic Fires | 2025 | 3.729e-09 | 1.8645e-09 | 4.7944e-09 | 14664.6376 | 233.2301 | 8896.516 | 5534.8915 | 0 | 0 | 0 | 3.1062e-06 |  | 5.4684e-05 | 0 | 5.4684e-05 | 2.7342e-05 | 0 | 2.7342e-05 | 7.0308e-05 | 0 | 7.0308e-05 | [16 empty] | 7.3.1.3 Ignition probability mapping showing the probability of ignition along the electric lines and equipmentWLDFRAggregatedAggregated | WLDFR | HFTD - Distribution - Tier 2 - 5QU CoRE ¦ 2QU LoRE | Non-Red Flag Warning - Catastrophic Fires | Aggregated | Aggregated | 2044 | 1.2608e-07 | 0 | 774.3498 | 9.7626e-05 | 2044 | Mitigation | 0.08575 | 30 | 0 | esc | 0.0012005 | 1.5135e-10 | 0.00060025 | 7.5677e-11 | 0.0015435 | 1.946e-10
[79 empty] | WLDFR | HFTD - Distribution - Tier 2 - 5QU CoRE ¦ 1QU LoRE | Red Flag Warning - Catastrophic Fires | 2026 | 3.729e-09 | 1.8645e-09 | 4.7944e-09 | 14664.6376 | 233.2301 | 8896.516 | 5534.8915 | 0 | 0 | 0 | 3.1062e-06 |  | 5.4684e-05 | 0 | 5.4684e-05 | 2.7342e-05 | 0 | 2.7342e-05 | 7.0308e-05 | 0 | 7.0308e-05 | [16 empty] | 7.3.1.3 Ignition probability mapping showing the probability of ignition along the electric lines and equipmentWLDFRAggregatedAggregated | WLDFR | HFTD - Distribution - Tier 2 - 5QU CoRE ¦ 2QU LoRE | Non-Red Flag Warning - Catastrophic Fires | Aggregated | Aggregated | 2045 | 1.2608e-07 | 0 | 774.3498 | 9.7626e-05 | 2045 | Mitigation | 0.08575 | 30 | 0 | esc | 0.0012005 | 1.5135e-10 | 0.00060025 | 7.5677e-11 | 0.0015435 | 1.946e-10
[79 empty] | WLDFR | HFTD - Distribution - Tier 2 - 5QU CoRE ¦ 1QU LoRE | Red Flag Warning - Catastrophic Fires | 2027 | 3.729e-09 | 1.8645e-09 | 4.7944e-09 | 14664.6376 | 233.2301 | 8896.516 | 5534.8915 | 0 | 0 | 0 | 3.1062e-06 |  | 5.4684e-05 | 0 | 5.4684e-05 | 2.7342e-05 | 0 | 2.7342e-05 | 7.0308e-05 | 0 | 7.0308e-05 | [16 empty] | 7.3.1.3 Ignition probability mapping showing the probability of ignition along the electric lines and equipmentWLDFRAggregatedAggregated | WLDFR | HFTD - Distribution - Tier 2 - 5QU CoRE ¦ 2QU LoRE | Non-Red Flag Warning - Catastrophic Fires | Aggregated | Aggregated | 2046 | 1.2608e-07 | 0 | 774.3498 | 9.7626e-05 | 2046 | Mitigation | 0.08575 | 30 | 0 | esc | 0.0012005 | 1.5135e-10 | 0.00060025 | 7.5677e-11 | 0.0015435 | 1.946e-10
[79 empty] | WLDFR | HFTD - Distribution - Tier 2 - 5QU CoRE ¦ 1QU LoRE | Red Flag Warning - Catastrophic Fires | 2028 | 3.729e-09 | 1.8645e-09 | 4.7944e-09 | 15317.9909 | 247.273 | 9287.6491 | 5783.0689 | 0 | 0 | 0 | 3.1062e-06 |  | 5.712e-05 | 0 | 5.712e-05 | 2.856e-05 | 0 | 2.856e-05 | 7.344e-05 | 0 | 7.344e-05 | [16 empty] | 7.3.1.3 Ignition probability mapping showing the probability of ignition along the electric lines and equipmentWLDFRAggregatedAggregated | WLDFR | HFTD - Distribution - Tier 2 - 5QU CoRE ¦ 2QU LoRE | Non-Red Flag Warning - Catastrophic Fires | Aggregated | Aggregated | 2047 | 1.2608e-07 | 0 | 774.3498 | 9.7626e-05 | 2047 | Mitigation | 0.08575 | 30 | 0 | esc | 0.0012005 | 1.5135e-10 | 0.00060025 | 7.5677e-11 | 0.0015435 | 1.946e-10
[79 empty] | WLDFR | HFTD - Distribution - Tier 2 - 5QU CoRE ¦ 1QU LoRE | Red Flag Warning - Catastrophic Fires | 2029 | 3.729e-09 | 1.8645e-09 | 4.7944e-09 | 15317.9909 | 247.273 | 9287.6491 | 5783.0689 | 0 | 0 | 0 | 3.1062e-06 |  | 5.712e-05 | 0 | 5.712e-05 | 2.856e-05 | 0 | 2.856e-05 | 7.344e-05 | 0 | 7.344e-05 | [16 empty] | 7.3.1.3 Ignition probability mapping showing the probability of ignition along the electric lines and equipmentWLDFRAggregatedAggregated | WLDFR | HFTD - Distribution - Tier 2 - 5QU CoRE ¦ 2QU LoRE | Non-Red Flag Warning - Catastrophic Fires | Aggregated | Aggregated | 2048 | 1.2608e-07 | 0 | 774.3498 | 9.7626e-05 | 2048 | Mitigation | 0.08575 | 30 | 0 | esc | 0.0012005 | 1.5135e-10 | 0.00060025 | 7.5677e-11 | 0.0015435 | 1.946e-10
[79 empty] | WLDFR | HFTD - Distribution - Tier 2 - 5QU CoRE ¦ 1QU LoRE | Red Flag Warning - Catastrophic Fires | 2030 | 3.729e-09 | 1.8645e-09 | 4.7944e-09 | 15317.9909 | 247.273 | 9287.6491 | 5783.0689 | 0 | 0 | 0 | 3.1062e-06 |  | 5.712e-05 | 0 | 5.712e-05 | 2.856e-05 | 0 | 2.856e-05 | 7.344e-05 | 0 | 7.344e-05 | [16 empty] | 7.3.1.3 Ignition probability mapping showing the probability of ignition along the electric lines and equipmentWLDFRAggregatedAggregated | WLDFR | HFTD - Distribution - Tier 2 - 5QU CoRE ¦ 2QU LoRE | Non-Red Flag Warning - Catastrophic Fires | Aggregated | Aggregated | 2049 | 1.2608e-07 | 0 | 774.3498 | 9.7626e-05 | 2049 | Mitigation | 0.08575 | 30 | 0 | esc | 0.0012005 | 1.5135e-10 | 0.00060025 | 7.5677e-11 | 0.0015435 | 1.946e-10
[79 empty] | WLDFR | HFTD - Distribution - Tier 2 - 5QU CoRE ¦ 1QU LoRE | Red Flag Warning - Catastrophic Fires | 2031 | 3.729e-09 | 1.8645e-09 | 4.7944e-09 | 15317.9909 | 247.273 | 9287.6491 | 5783.0689 | 0 | 0 | 0 | 3.1062e-06 |  | 5.712e-05 | 0 | 5.712e-05 | 2.856e-05 | 0 | 2.856e-05 | 7.344e-05 | 0 | 7.344e-05 | [16 empty] | 7.3.1.3 Ignition probability mapping showing the probability of ignition along the electric lines and equipmentWLDFRAggregatedAggregated | WLDFR | HFTD - Distribution - Tier 2 - 5QU CoRE ¦ 2QU LoRE | Non-Red Flag Warning - Catastrophic Fires | Aggregated | Aggregated | 2050 | 1.2608e-07 | 0 | 774.3498 | 9.7626e-05 | 2050 | Mitigation | 0.08575 | 30 | 0 | esc | 0 | 0 | 0.00060025 | 7.5677e-11 | 0.0015435 | 1.946e-10
[79 empty] | WLDFR | HFTD - Distribution - Tier 2 - 5QU CoRE ¦ 1QU LoRE | Red Flag Warning - Catastrophic Fires | 2032 | 3.729e-09 | 1.8645e-09 | 4.7944e-09 | 15317.9909 | 247.273 | 9287.6491 | 5783.0689 | 0 | 0 | 0 | 3.1062e-06 |  | 5.712e-05 | 0 | 5.712e-05 | 2.856e-05 | 0 | 2.856e-05 | 7.344e-05 | 0 | 7.344e-05 | [16 empty] | 7.3.1.3 Ignition probability mapping showing the probability of ignition along the electric lines and equipmentWLDFRAggregatedAggregated | WLDFR | HFTD - Distribution - Tier 2 - 5QU CoRE ¦ 2QU LoRE | Non-Red Flag Warning - Catastrophic Fires | Aggregated | Aggregated | 2051 | 1.2608e-07 | 0 | 774.3498 | 9.7626e-05 | 2051 | Mitigation | 0.08575 | 30 | 0 | esc | 0 | 0 | 0 | 0 | 0.0015435 | 1.946e-10
[79 empty] | WLDFR | HFTD - Distribution - Tier 2 - 5QU CoRE ¦ 1QU LoRE | Red Flag Warning - Catastrophic Fires | 2033 | 3.729e-09 | 1.8645e-09 | 4.7944e-09 | 16044.1264 | 263.1074 | 9721.74 | 6059.2791 | 0 | 0 | 0 | 3.1062e-06 |  | 5.9828e-05 | 0 | 5.9828e-05 | 2.9914e-05 | 0 | 2.9914e-05 | 7.6922e-05 | 0 | 7.6922e-05 | [16 empty] | 7.3.1.3 Ignition probability mapping showing the probability of ignition along the electric lines and equipmentWLDFRAggregatedAggregated | WLDFR | HFTD - Distribution - Tier 2 - 5QU CoRE ¦ 2QU LoRE | Non-Red Flag Warning - Destructive Fires | Aggregated | Aggregated | 2021 | 1.4791e-07 | 0 | 774.3498 | 0.00011454 | 2021 | Mitigation | 0.08575 | 30 | 0 | esc | 0.0012005 | 1.7757e-10 | 0.00060025 | 8.8786e-11 | 0 | 0
[79 empty] | WLDFR | HFTD - Distribution - Tier 2 - 5QU CoRE ¦ 1QU LoRE | Red Flag Warning - Catastrophic Fires | 2034 | 3.729e-09 | 1.8645e-09 | 4.7944e-09 | 16044.1264 | 263.1074 | 9721.74 | 6059.2791 | 0 | 0 | 0 | 3.1062e-06 |  | 5.9828e-05 | 0 | 5.9828e-05 | 2.9914e-05 | 0 | 2.9914e-05 | 7.6922e-05 | 0 | 7.6922e-05 | [16 empty] | 7.3.1.3 Ignition probability mapping showing the probability of ignition along the electric lines and equipmentWLDFRAggregatedAggregated | WLDFR | HFTD - Distribution - Tier 2 - 5QU CoRE ¦ 2QU LoRE | Non-Red Flag Warning - Destructive Fires | Aggregated | Aggregated | 2022 | 1.4791e-07 | 0 | 774.3498 | 0.00011454 | 2022 | Mitigation | 0.08575 | 30 | 0 | esc | 0.0012005 | 1.7757e-10 | 0.00060025 | 8.8786e-11 | 0.0015435 | 2.2831e-10
[79 empty] | WLDFR | HFTD - Distribution - Tier 2 - 5QU CoRE ¦ 1QU LoRE | Red Flag Warning - Catastrophic Fires | 2035 | 3.729e-09 | 1.8645e-09 | 4.7944e-09 | 16044.1264 | 263.1074 | 9721.74 | 6059.2791 | 0 | 0 | 0 | 3.1062e-06 |  | 5.9828e-05 | 0 | 5.9828e-05 | 2.9914e-05 | 0 | 2.9914e-05 | 7.6922e-05 | 0 | 7.6922e-05 | [16 empty] | 7.3.1.3 Ignition probability mapping showing the probability of ignition along the electric lines and equipmentWLDFRAggregatedAggregated | WLDFR | HFTD - Distribution - Tier 2 - 5QU CoRE ¦ 2QU LoRE | Non-Red Flag Warning - Destructive Fires | Aggregated | Aggregated | 2023 | 1.4791e-07 | 0 | 774.3498 | 0.00011454 | 2023 | Mitigation | 0.08575 | 30 | 0 | esc | 0.0012005 | 1.7757e-10 | 0.00060025 | 8.8786e-11 | 0.0015435 | 2.2831e-10
[79 empty] | WLDFR | HFTD - Distribution - Tier 2 - 5QU CoRE ¦ 1QU LoRE | Red Flag Warning - Catastrophic Fires | 2036 | 3.729e-09 | 1.8645e-09 | 4.7944e-09 | 16044.1264 | 263.1074 | 9721.74 | 6059.2791 | 0 | 0 | 0 | 3.1062e-06 |  | 5.9828e-05 | 0 | 5.9828e-05 | 2.9914e-05 | 0 | 2.9914e-05 | 7.6922e-05 | 0 | 7.6922e-05 | [16 empty] | 7.3.1.3 Ignition probability mapping showing the probability of ignition along the electric lines and equipmentWLDFRAggregatedAggregated | WLDFR | HFTD - Distribution - Tier 2 - 5QU CoRE ¦ 2QU LoRE | Non-Red Flag Warning - Destructive Fires | Aggregated | Aggregated | 2024 | 1.4791e-07 | 0 | 774.3498 | 0.00011454 | 2024 | Mitigation | 0.08575 | 30 | 0 | esc | 0.0012005 | 1.7757e-10 | 0.00060025 | 8.8786e-11 | 0.0015435 | 2.2831e-10
[79 empty] | WLDFR | HFTD - Distribution - Tier 2 - 5QU CoRE ¦ 1QU LoRE | Red Flag Warning - Catastrophic Fires | 2037 | 3.729e-09 | 1.8645e-09 | 4.7944e-09 | 16044.1264 | 263.1074 | 9721.74 | 6059.2791 | 0 | 0 | 0 | 3.1062e-06 |  | 5.9828e-05 | 0 | 5.9828e-05 | 2.9914e-05 | 0 | 2.9914e-05 | 7.6922e-05 | 0 | 7.6922e-05 | [16 empty] | 7.3.1.3 Ignition probability mapping showing the probability of ignition along the electric lines and equipmentWLDFRAggregatedAggregated | WLDFR | HFTD - Distribution - Tier 2 - 5QU CoRE ¦ 2QU LoRE | Non-Red Flag Warning - Destructive Fires | Aggregated | Aggregated | 2025 | 1.4791e-07 | 0 | 774.3498 | 0.00011454 | 2025 | Mitigation | 0.08575 | 30 | 0 | esc | 0.0012005 | 1.7757e-10 | 0.00060025 | 8.8786e-11 | 0.0015435 | 2.2831e-10
[79 empty] | WLDFR | HFTD - Distribution - Tier 2 - 5QU CoRE ¦ 1QU LoRE | Red Flag Warning - Catastrophic Fires | 2038 | 3.729e-09 | 1.8645e-09 | 4.7944e-09 | 16832.3912 | 280.5544 | 10192.2718 | 6359.5651 | 0 | 0 | 0 | 3.1062e-06 |  | 6.2767e-05 | 0 | 6.2767e-05 | 3.1384e-05 | 0 | 3.1384e-05 | 8.0701e-05 | 0 | 8.0701e-05 | [16 empty] | 7.3.1.3 Ignition probability mapping showing the probability of ignition along the electric lines and equipmentWLDFRAggregatedAggregated | WLDFR | HFTD - Distribution - Tier 2 - 5QU CoRE ¦ 2QU LoRE | Non-Red Flag Warning - Destructive Fires | Aggregated | Aggregated | 2026 | 1.4791e-07 | 0 | 774.3498 | 0.00011454 | 2026 | Mitigation | 0.08575 | 30 | 0 | esc | 0.0012005 | 1.7757e-10 | 0.00060025 | 8.8786e-11 | 0.0015435 | 2.2831e-10
[79 empty] | WLDFR | HFTD - Distribution - Tier 2 - 5QU CoRE ¦ 1QU LoRE | Red Flag Warning - Catastrophic Fires | 2039 | 3.729e-09 | 1.8645e-09 | 4.7944e-09 | 16832.3912 | 280.5544 | 10192.2718 | 6359.5651 | 0 | 0 | 0 | 3.1062e-06 |  | 6.2767e-05 | 0 | 6.2767e-05 | 3.1384e-05 | 0 | 3.1384e-05 | 8.0701e-05 | 0 | 8.0701e-05 | [16 empty] | 7.3.1.3 Ignition probability mapping showing the probability of ignition along the electric lines and equipmentWLDFRAggregatedAggregated | WLDFR | HFTD - Distribution - Tier 2 - 5QU CoRE ¦ 2QU LoRE | Non-Red Flag Warning - Destructive Fires | Aggregated | Aggregated | 2027 | 1.4791e-07 | 0 | 774.3498 | 0.00011454 | 2027 | Mitigation | 0.08575 | 30 | 0 | esc | 0.0012005 | 1.7757e-10 | 0.00060025 | 8.8786e-11 | 0.0015435 | 2.2831e-10
[79 empty] | WLDFR | HFTD - Distribution - Tier 2 - 5QU CoRE ¦ 1QU LoRE | Red Flag Warning - Catastrophic Fires | 2040 | 3.729e-09 | 1.8645e-09 | 4.7944e-09 | 16832.3912 | 280.5544 | 10192.2718 | 6359.5651 | 0 | 0 | 0 | 3.1062e-06 |  | 6.2767e-05 | 0 | 6.2767e-05 | 3.1384e-05 | 0 | 3.1384e-05 | 8.0701e-05 | 0 | 8.0701e-05 | [16 empty] | 7.3.1.3 Ignition probability mapping showing the probability of ignition along the electric lines and equipmentWLDFRAggregatedAggregated | WLDFR | HFTD - Distribution - Tier 2 - 5QU CoRE ¦ 2QU LoRE | Non-Red Flag Warning - Destructive Fires | Aggregated | Aggregated | 2028 | 1.4791e-07 | 0 | 774.3498 | 0.00011454 | 2028 | Mitigation | 0.08575 | 30 | 0 | esc | 0.0012005 | 1.7757e-10 | 0.00060025 | 8.8786e-11 | 0.0015435 | 2.2831e-10
[79 empty] | WLDFR | HFTD - Distribution - Tier 2 - 5QU CoRE ¦ 1QU LoRE | Red Flag Warning - Catastrophic Fires | 2041 | 3.729e-09 | 1.8645e-09 | 4.7944e-09 | 16832.3912 | 280.5544 | 10192.2718 | 6359.5651 | 0 | 0 | 0 | 3.1062e-06 |  | 6.2767e-05 | 0 | 6.2767e-05 | 3.1384e-05 | 0 | 3.1384e-05 | 8.0701e-05 | 0 | 8.0701e-05 | [16 empty] | 7.3.1.3 Ignition probability mapping showing the probability of ignition along the electric lines and equipmentWLDFRAggregatedAggregated | WLDFR | HFTD - Distribution - Tier 2 - 5QU CoRE ¦ 2QU LoRE | Non-Red Flag Warning - Destructive Fires | Aggregated | Aggregated | 2029 | 1.4791e-07 | 0 | 774.3498 | 0.00011454 | 2029 | Mitigation | 0.08575 | 30 | 0 | esc | 0.0012005 | 1.7757e-10 | 0.00060025 | 8.8786e-11 | 0.0015435 | 2.2831e-10
[79 empty] | WLDFR | HFTD - Distribution - Tier 2 - 5QU CoRE ¦ 1QU LoRE | Red Flag Warning - Catastrophic Fires | 2042 | 3.729e-09 | 1.8645e-09 | 4.7944e-09 | 16832.3912 | 280.5544 | 10192.2718 | 6359.5651 | 0 | 0 | 0 | 3.1062e-06 |  | 6.2767e-05 | 0 | 6.2767e-05 | 3.1384e-05 | 0 | 3.1384e-05 | 8.0701e-05 | 0 | 8.0701e-05 | [16 empty] | 7.3.1.3 Ignition probability mapping showing the probability of ignition along the electric lines and equipmentWLDFRAggregatedAggregated | WLDFR | HFTD - Distribution - Tier 2 - 5QU CoRE ¦ 2QU LoRE | Non-Red Flag Warning - Destructive Fires | Aggregated | Aggregated | 2030 | 1.4791e-07 | 0 | 774.3498 | 0.00011454 | 2030 | Mitigation | 0.08575 | 30 | 0 | esc | 0.0012005 | 1.7757e-10 | 0.00060025 | 8.8786e-11 | 0.0015435 | 2.2831e-10
[79 empty] | WLDFR | HFTD - Distribution - Tier 2 - 5QU CoRE ¦ 1QU LoRE | Red Flag Warning - Catastrophic Fires | 2043 | 3.729e-09 | 1.8645e-09 | 4.7944e-09 | 17672.0852 | 299.42 | 10692.7362 | 6679.929 | 0 | 0 | 0 | 3.1062e-06 |  | 6.5898e-05 | 0 | 6.5898e-05 | 3.2949e-05 | 0 | 3.2949e-05 | 8.4727e-05 | 0 | 8.4727e-05 | [16 empty] | 7.3.1.3 Ignition probability mapping showing the probability of ignition along the electric lines and equipmentWLDFRAggregatedAggregated | WLDFR | HFTD - Distribution - Tier 2 - 5QU CoRE ¦ 2QU LoRE | Non-Red Flag Warning - Destructive Fires | Aggregated | Aggregated | 2031 | 1.4791e-07 | 0 | 774.3498 | 0.00011454 | 2031 | Mitigation | 0.08575 | 30 | 0 | esc | 0.0012005 | 1.7757e-10 | 0.00060025 | 8.8786e-11 | 0.0015435 | 2.2831e-10
[79 empty] | WLDFR | HFTD - Distribution - Tier 2 - 5QU CoRE ¦ 1QU LoRE | Red Flag Warning - Catastrophic Fires | 2044 | 3.729e-09 | 1.8645e-09 | 4.7944e-09 | 17672.0852 | 299.42 | 10692.7362 | 6679.929 | 0 | 0 | 0 | 3.1062e-06 |  | 6.5898e-05 | 0 | 6.5898e-05 | 3.2949e-05 | 0 | 3.2949e-05 | 8.4727e-05 | 0 | 8.4727e-05 | [16 empty] | 7.3.1.3 Ignition probability mapping showing the probability of ignition along the electric lines and equipmentWLDFRAggregatedAggregated | WLDFR | HFTD - Distribution - Tier 2 - 5QU CoRE ¦ 2QU LoRE | Non-Red Flag Warning - Destructive Fires | Aggregated | Aggregated | 2032 | 1.4791e-07 | 0 | 774.3498 | 0.00011454 | 2032 | Mitigation | 0.08575 | 30 | 0 | esc | 0.0012005 | 1.7757e-10 | 0.00060025 | 8.8786e-11 | 0.0015435 | 2.2831e-10
[79 empty] | WLDFR | HFTD - Distribution - Tier 2 - 5QU CoRE ¦ 1QU LoRE | Red Flag Warning - Catastrophic Fires | 2045 | 3.729e-09 | 1.8645e-09 | 4.7944e-09 | 17672.0852 | 299.42 | 10692.7362 | 6679.929 | 0 | 0 | 0 | 3.1062e-06 |  | 6.5898e-05 | 0 | 6.5898e-05 | 3.2949e-05 | 0 | 3.2949e-05 | 8.4727e-05 | 0 | 8.4727e-05 | [16 empty] | 7.3.1.3 Ignition probability mapping showing the probability of ignition along the electric lines and equipmentWLDFRAggregatedAggregated | WLDFR | HFTD - Distribution - Tier 2 - 5QU CoRE ¦ 2QU LoRE | Non-Red Flag Warning - Destructive Fires | Aggregated | Aggregated | 2033 | 1.4791e-07 | 0 | 774.3498 | 0.00011454 | 2033 | Mitigation | 0.08575 | 30 | 0 | esc | 0.0012005 | 1.7757e-10 | 0.00060025 | 8.8786e-11 | 0.0015435 | 2.2831e-10
[79 empty] | WLDFR | HFTD - Distribution - Tier 2 - 5QU CoRE ¦ 1QU LoRE | Red Flag Warning - Catastrophic Fires | 2046 | 3.729e-09 | 1.8645e-09 | 4.7944e-09 | 17672.0852 | 299.42 | 10692.7362 | 6679.929 | 0 | 0 | 0 | 3.1062e-06 |  | 6.5898e-05 | 0 | 6.5898e-05 | 3.2949e-05 | 0 | 3.2949e-05 | 8.4727e-05 | 0 | 8.4727e-05 | [16 empty] | 7.3.1.3 Ignition probability mapping showing the probability of ignition along the electric lines and equipmentWLDFRAggregatedAggregated | WLDFR | HFTD - Distribution - Tier 2 - 5QU CoRE ¦ 2QU LoRE | Non-Red Flag Warning - Destructive Fires | Aggregated | Aggregated | 2034 | 1.4791e-07 | 0 | 774.3498 | 0.00011454 | 2034 | Mitigation | 0.08575 | 30 | 0 | esc | 0.0012005 | 1.7757e-10 | 0.00060025 | 8.8786e-11 | 0.0015435 | 2.2831e-10
[79 empty] | WLDFR | HFTD - Distribution - Tier 2 - 5QU CoRE ¦ 1QU LoRE | Red Flag Warning - Catastrophic Fires | 2047 | 3.729e-09 | 1.8645e-09 | 4.7944e-09 | 17672.0852 | 299.42 | 10692.7362 | 6679.929 | 0 | 0 | 0 | 3.1062e-06 |  | 6.5898e-05 | 0 | 6.5898e-05 | 3.2949e-05 | 0 | 3.2949e-05 | 8.4727e-05 | 0 | 8.4727e-05 | [16 empty] | 7.3.1.3 Ignition probability mapping showing the probability of ignition along the electric lines and equipmentWLDFRAggregatedAggregated | WLDFR | HFTD - Distribution - Tier 2 - 5QU CoRE ¦ 2QU LoRE | Non-Red Flag Warning - Destructive Fires | Aggregated | Aggregated | 2035 | 1.4791e-07 | 0 | 774.3498 | 0.00011454 | 2035 | Mitigation | 0.08575 | 30 | 0 | esc | 0.0012005 | 1.7757e-10 | 0.00060025 | 8.8786e-11 | 0.0015435 | 2.2831e-10
[79 empty] | WLDFR | HFTD - Distribution - Tier 2 - 5QU CoRE ¦ 1QU LoRE | Red Flag Warning - Catastrophic Fires | 2048 | 3.729e-09 | 1.8645e-09 | 4.7944e-09 | 18552.3348 | 319.4911 | 11216.5626 | 7016.281 | 0 | 0 | 0 | 3.1062e-06 |  | 6.9181e-05 | 0 | 6.9181e-05 | 3.459e-05 | 0 | 3.459e-05 | 8.8947e-05 | 0 | 8.8947e-05 | [16 empty] | 7.3.1.3 Ignition probability mapping showing the probability of ignition along the electric lines and equipmentWLDFRAggregatedAggregated | WLDFR | HFTD - Distribution - Tier 2 - 5QU CoRE ¦ 2QU LoRE | Non-Red Flag Warning - Destructive Fires | Aggregated | Aggregated | 2036 | 1.4791e-07 | 0 | 774.3498 | 0.00011454 | 2036 | Mitigation | 0.08575 | 30 | 0 | esc | 0.0012005 | 1.7757e-10 | 0.00060025 | 8.8786e-11 | 0.0015435 | 2.2831e-10
[79 empty] | WLDFR | HFTD - Distribution - Tier 2 - 5QU CoRE ¦ 1QU LoRE | Red Flag Warning - Catastrophic Fires | 2049 | 3.729e-09 | 1.8645e-09 | 4.7944e-09 | 18552.3348 | 319.4911 | 11216.5626 | 7016.281 | 0 | 0 | 0 | 3.1062e-06 |  | 6.9181e-05 | 0 | 6.9181e-05 | 3.459e-05 | 0 | 3.459e-05 | 8.8947e-05 | 0 | 8.8947e-05 | [16 empty] | 7.3.1.3 Ignition probability mapping showing the probability of ignition along the electric lines and equipmentWLDFRAggregatedAggregated | WLDFR | HFTD - Distribution - Tier 2 - 5QU CoRE ¦ 2QU LoRE | Non-Red Flag Warning - Destructive Fires | Aggregated | Aggregated | 2037 | 1.4791e-07 | 0 | 774.3498 | 0.00011454 | 2037 | Mitigation | 0.08575 | 30 | 0 | esc | 0.0012005 | 1.7757e-10 | 0.00060025 | 8.8786e-11 | 0.0015435 | 2.2831e-10
[79 empty] | WLDFR | HFTD - Distribution - Tier 2 - 5QU CoRE ¦ 1QU LoRE | Red Flag Warning - Catastrophic Fires | 2050 | 0 | 1.8645e-09 | 4.7944e-09 | 18552.3348 | 319.4911 | 11216.5626 | 7016.281 | 0 | 0 | 0 | 3.1062e-06 |  | 0 | 0 | 0 | 3.459e-05 | 0 | 3.459e-05 | 8.8947e-05 | 0 | 8.8947e-05 | [16 empty] | 7.3.1.3 Ignition probability mapping showing the probability of ignition along the electric lines and equipmentWLDFRAggregatedAggregated | WLDFR | HFTD - Distribution - Tier 2 - 5QU CoRE ¦ 2QU LoRE | Non-Red Flag Warning - Destructive Fires | Aggregated | Aggregated | 2038 | 1.4791e-07 | 0 | 774.3498 | 0.00011454 | 2038 | Mitigation | 0.08575 | 30 | 0 | esc | 0.0012005 | 1.7757e-10 | 0.00060025 | 8.8786e-11 | 0.0015435 | 2.2831e-10
[79 empty] | WLDFR | HFTD - Distribution - Tier 2 - 5QU CoRE ¦ 1QU LoRE | Red Flag Warning - Catastrophic Fires | 2051 | 0 | 0 | 4.7944e-09 | 18552.3348 | 319.4911 | 11216.5626 | 7016.281 | 0 | 0 | 0 | 3.1062e-06 |  | 0 | 0 | 0 | 0 | 0 | 0 | 8.8947e-05 | 0 | 8.8947e-05 | [16 empty] | 7.3.1.3 Ignition probability mapping showing the probability of ignition along the electric lines and equipmentWLDFRAggregatedAggregated | WLDFR | HFTD - Distribution - Tier 2 - 5QU CoRE ¦ 2QU LoRE | Non-Red Flag Warning - Destructive Fires | Aggregated | Aggregated | 2039 | 1.4791e-07 | 0 | 774.3498 | 0.00011454 | 2039 | Mitigation | 0.08575 | 30 | 0 | esc | 0.0012005 | 1.7757e-10 | 0.00060025 | 8.8786e-11 | 0.0015435 | 2.2831e-10
[79 empty] | WLDFR | HFTD - Distribution - Tier 2 - 5QU CoRE ¦ 1QU LoRE | Red Flag Warning - Destructive Fires | 2020 | 7.016e-10 | 0 | 0 | 8807.9522 | 222.2294 | 8585.7228 | 0 | 0 | 0 | 0 | 5.8442e-07 |  | 6.1796e-06 | 0 | 6.1796e-06 | 0 | 0 | 0 | 0 | 0 | 0 | [16 empty] | 7.3.1.3 Ignition probability mapping showing the probability of ignition along the electric lines and equipmentWLDFRAggregatedAggregated | WLDFR | HFTD - Distribution - Tier 2 - 5QU CoRE ¦ 2QU LoRE | Non-Red Flag Warning - Destructive Fires | Aggregated | Aggregated | 2040 | 1.4791e-07 | 0 | 774.3498 | 0.00011454 | 2040 | Mitigation | 0.08575 | 30 | 0 | esc | 0.0012005 | 1.7757e-10 | 0.00060025 | 8.8786e-11 | 0.0015435 | 2.2831e-10
[79 empty] | WLDFR | HFTD - Distribution - Tier 2 - 5QU CoRE ¦ 1QU LoRE | Red Flag Warning - Destructive Fires | 2021 | 7.016e-10 | 3.508e-10 | 0 | 8807.9522 | 222.2294 | 8585.7228 | 0 | 0 | 0 | 0 | 5.8442e-07 |  | 6.1796e-06 | 0 | 6.1796e-06 | 3.0898e-06 | 0 | 3.0898e-06 | 0 | 0 | 0 | [16 empty] | 7.3.1.3 Ignition probability mapping showing the probability of ignition along the electric lines and equipmentWLDFRAggregatedAggregated | WLDFR | HFTD - Distribution - Tier 2 - 5QU CoRE ¦ 2QU LoRE | Non-Red Flag Warning - Destructive Fires | Aggregated | Aggregated | 2041 | 1.4791e-07 | 0 | 774.3498 | 0.00011454 | 2041 | Mitigation | 0.08575 | 30 | 0 | esc | 0.0012005 | 1.7757e-10 | 0.00060025 | 8.8786e-11 | 0.0015435 | 2.2831e-10
[79 empty] | WLDFR | HFTD - Distribution - Tier 2 - 5QU CoRE ¦ 1QU LoRE | Red Flag Warning - Destructive Fires | 2022 | 7.016e-10 | 3.508e-10 | 9.0206e-10 | 8807.9522 | 222.2294 | 8585.7228 | 0 | 0 | 0 | 0 | 5.8442e-07 |  | 6.1796e-06 | 0 | 6.1796e-06 | 3.0898e-06 | 0 | 3.0898e-06 | 7.9453e-06 | 0 | 7.9453e-06 | [16 empty] | 7.3.1.3 Ignition probability mapping showing the probability of ignition along the electric lines and equipmentWLDFRAggregatedAggregated | WLDFR | HFTD - Distribution - Tier 2 - 5QU CoRE ¦ 2QU LoRE | Non-Red Flag Warning - Destructive Fires | Aggregated | Aggregated | 2042 | 1.4791e-07 | 0 | 774.3498 | 0.00011454 | 2042 | Mitigation | 0.08575 | 30 | 0 | esc | 0.0012005 | 1.7757e-10 | 0.00060025 | 8.8786e-11 | 0.0015435 | 2.2831e-10
[79 empty] | WLDFR | HFTD - Distribution - Tier 2 - 5QU CoRE ¦ 1QU LoRE | Red Flag Warning - Destructive Fires | 2023 | 7.016e-10 | 3.508e-10 | 9.0206e-10 | 9129.7461 | 233.2301 | 8896.516 | 0 | 0 | 0 | 0 | 5.8442e-07 |  | 6.4054e-06 | 0 | 6.4054e-06 | 3.2027e-06 | 0 | 3.2027e-06 | 8.2355e-06 | 0 | 8.2355e-06 | [16 empty] | 7.3.1.3 Ignition probability mapping showing the probability of ignition along the electric lines and equipmentWLDFRAggregatedAggregated | WLDFR | HFTD - Distribution - Tier 2 - 5QU CoRE ¦ 2QU LoRE | Non-Red Flag Warning - Destructive Fires | Aggregated | Aggregated | 2043 | 1.4791e-07 | 0 | 774.3498 | 0.00011454 | 2043 | Mitigation | 0.08575 | 30 | 0 | esc | 0.0012005 | 1.7757e-10 | 0.00060025 | 8.8786e-11 | 0.0015435 | 2.2831e-10
[79 empty] | WLDFR | HFTD - Distribution - Tier 2 - 5QU CoRE ¦ 1QU LoRE | Red Flag Warning - Destructive Fires | 2024 | 7.016e-10 | 3.508e-10 | 9.0206e-10 | 9129.7461 | 233.2301 | 8896.516 | 0 | 0 | 0 | 0 | 5.8442e-07 |  | 6.4054e-06 | 0 | 6.4054e-06 | 3.2027e-06 | 0 | 3.2027e-06 | 8.2355e-06 | 0 | 8.2355e-06 | [16 empty] | 7.3.1.3 Ignition probability mapping showing the probability of ignition along the electric lines and equipmentWLDFRAggregatedAggregated | WLDFR | HFTD - Distribution - Tier 2 - 5QU CoRE ¦ 2QU LoRE | Non-Red Flag Warning - Destructive Fires | Aggregated | Aggregated | 2044 | 1.4791e-07 | 0 | 774.3498 | 0.00011454 | 2044 | Mitigation | 0.08575 | 30 | 0 | esc | 0.0012005 | 1.7757e-10 | 0.00060025 | 8.8786e-11 | 0.0015435 | 2.2831e-10
[79 empty] | WLDFR | HFTD - Distribution - Tier 2 - 5QU CoRE ¦ 1QU LoRE | Red Flag Warning - Destructive Fires | 2025 | 7.016e-10 | 3.508e-10 | 9.0206e-10 | 9129.7461 | 233.2301 | 8896.516 | 0 | 0 | 0 | 0 | 5.8442e-07 |  | 6.4054e-06 | 0 | 6.4054e-06 | 3.2027e-06 | 0 | 3.2027e-06 | 8.2355e-06 | 0 | 8.2355e-06 | [16 empty] | 7.3.1.3 Ignition probability mapping showing the probability of ignition along the electric lines and equipmentWLDFRAggregatedAggregated | WLDFR | HFTD - Distribution - Tier 2 - 5QU CoRE ¦ 2QU LoRE | Non-Red Flag Warning - Destructive Fires | Aggregated | Aggregated | 2045 | 1.4791e-07 | 0 | 774.3498 | 0.00011454 | 2045 | Mitigation | 0.08575 | 30 | 0 | esc | 0.0012005 | 1.7757e-10 | 0.00060025 | 8.8786e-11 | 0.0015435 | 2.2831e-10
[79 empty] | WLDFR | HFTD - Distribution - Tier 2 - 5QU CoRE ¦ 1QU LoRE | Red Flag Warning - Destructive Fires | 2026 | 7.016e-10 | 3.508e-10 | 9.0206e-10 | 9129.7461 | 233.2301 | 8896.516 | 0 | 0 | 0 | 0 | 5.8442e-07 |  | 6.4054e-06 | 0 | 6.4054e-06 | 3.2027e-06 | 0 | 3.2027e-06 | 8.2355e-06 | 0 | 8.2355e-06 | [16 empty] | 7.3.1.3 Ignition probability mapping showing the probability of ignition along the electric lines and equipmentWLDFRAggregatedAggregated | WLDFR | HFTD - Distribution - Tier 2 - 5QU CoRE ¦ 2QU LoRE | Non-Red Flag Warning - Destructive Fires | Aggregated | Aggregated | 2046 | 1.4791e-07 | 0 | 774.3498 | 0.00011454 | 2046 | Mitigation | 0.08575 | 30 | 0 | esc | 0.0012005 | 1.7757e-10 | 0.00060025 | 8.8786e-11 | 0.0015435 | 2.2831e-10
[79 empty] | WLDFR | HFTD - Distribution - Tier 2 - 5QU CoRE ¦ 1QU LoRE | Red Flag Warning - Destructive Fires | 2027 | 7.016e-10 | 3.508e-10 | 9.0206e-10 | 9129.7461 | 233.2301 | 8896.516 | 0 | 0 | 0 | 0 | 5.8442e-07 |  | 6.4054e-06 | 0 | 6.4054e-06 | 3.2027e-06 | 0 | 3.2027e-06 | 8.2355e-06 | 0 | 8.2355e-06 | [16 empty] | 7.3.1.3 Ignition probability mapping showing the probability of ignition along the electric lines and equipmentWLDFRAggregatedAggregated | WLDFR | HFTD - Distribution - Tier 2 - 5QU CoRE ¦ 2QU LoRE | Non-Red Flag Warning - Destructive Fires | Aggregated | Aggregated | 2047 | 1.4791e-07 | 0 | 774.3498 | 0.00011454 | 2047 | Mitigation | 0.08575 | 30 | 0 | esc | 0.0012005 | 1.7757e-10 | 0.00060025 | 8.8786e-11 | 0.0015435 | 2.2831e-10
[79 empty] | WLDFR | HFTD - Distribution - Tier 2 - 5QU CoRE ¦ 1QU LoRE | Red Flag Warning - Destructive Fires | 2028 | 7.016e-10 | 3.508e-10 | 9.0206e-10 | 9534.9221 | 247.273 | 9287.6491 | 0 | 0 | 0 | 0 | 5.8442e-07 |  | 6.6897e-06 | 0 | 6.6897e-06 | 3.3448e-06 | 0 | 3.3448e-06 | 8.601e-06 | 0 | 8.601e-06 | [16 empty] | 7.3.1.3 Ignition probability mapping showing the probability of ignition along the electric lines and equipmentWLDFRAggregatedAggregated | WLDFR | HFTD - Distribution - Tier 2 - 5QU CoRE ¦ 2QU LoRE | Non-Red Flag Warning - Destructive Fires | Aggregated | Aggregated | 2048 | 1.4791e-07 | 0 | 774.3498 | 0.00011454 | 2048 | Mitigation | 0.08575 | 30 | 0 | esc | 0.0012005 | 1.7757e-10 | 0.00060025 | 8.8786e-11 | 0.0015435 | 2.2831e-10
[79 empty] | WLDFR | HFTD - Distribution - Tier 2 - 5QU CoRE ¦ 1QU LoRE | Red Flag Warning - Destructive Fires | 2029 | 7.016e-10 | 3.508e-10 | 9.0206e-10 | 9534.9221 | 247.273 | 9287.6491 | 0 | 0 | 0 | 0 | 5.8442e-07 |  | 6.6897e-06 | 0 | 6.6897e-06 | 3.3448e-06 | 0 | 3.3448e-06 | 8.601e-06 | 0 | 8.601e-06 | [16 empty] | 7.3.1.3 Ignition probability mapping showing the probability of ignition along the electric lines and equipmentWLDFRAggregatedAggregated | WLDFR | HFTD - Distribution - Tier 2 - 5QU CoRE ¦ 2QU LoRE | Non-Red Flag Warning - Destructive Fires | Aggregated | Aggregated | 2049 | 1.4791e-07 | 0 | 774.3498 | 0.00011454 | 2049 | Mitigation | 0.08575 | 30 | 0 | esc | 0.0012005 | 1.7757e-10 | 0.00060025 | 8.8786e-11 | 0.0015435 | 2.2831e-10
[79 empty] | WLDFR | HFTD - Distribution - Tier 2 - 5QU CoRE ¦ 1QU LoRE | Red Flag Warning - Destructive Fires | 2030 | 7.016e-10 | 3.508e-10 | 9.0206e-10 | 9534.9221 | 247.273 | 9287.6491 | 0 | 0 | 0 | 0 | 5.8442e-07 |  | 6.6897e-06 | 0 | 6.6897e-06 | 3.3448e-06 | 0 | 3.3448e-06 | 8.601e-06 | 0 | 8.601e-06 | [16 empty] | 7.3.1.3 Ignition probability mapping showing the probability of ignition along the electric lines and equipmentWLDFRAggregatedAggregated | WLDFR | HFTD - Distribution - Tier 2 - 5QU CoRE ¦ 2QU LoRE | Non-Red Flag Warning - Destructive Fires | Aggregated | Aggregated | 2050 | 1.4791e-07 | 0 | 774.3498 | 0.00011454 | 2050 | Mitigation | 0.08575 | 30 | 0 | esc | 0 | 0 | 0.00060025 | 8.8786e-11 | 0.0015435 | 2.2831e-10
[79 empty] | WLDFR | HFTD - Distribution - Tier 2 - 5QU CoRE ¦ 1QU LoRE | Red Flag Warning - Destructive Fires | 2031 | 7.016e-10 | 3.508e-10 | 9.0206e-10 | 9534.9221 | 247.273 | 9287.6491 | 0 | 0 | 0 | 0 | 5.8442e-07 |  | 6.6897e-06 | 0 | 6.6897e-06 | 3.3448e-06 | 0 | 3.3448e-06 | 8.601e-06 | 0 | 8.601e-06 | [16 empty] | 7.3.1.3 Ignition probability mapping showing the probability of ignition along the electric lines and equipmentWLDFRAggregatedAggregated | WLDFR | HFTD - Distribution - Tier 2 - 5QU CoRE ¦ 2QU LoRE | Non-Red Flag Warning - Destructive Fires | Aggregated | Aggregated | 2051 | 1.4791e-07 | 0 | 774.3498 | 0.00011454 | 2051 | Mitigation | 0.08575 | 30 | 0 | esc | 0 | 0 | 0 | 0 | 0.0015435 | 2.2831e-10
[79 empty] | WLDFR | HFTD - Distribution - Tier 2 - 5QU CoRE ¦ 1QU LoRE | Red Flag Warning - Destructive Fires | 2032 | 7.016e-10 | 3.508e-10 | 9.0206e-10 | 9534.9221 | 247.273 | 9287.6491 | 0 | 0 | 0 | 0 | 5.8442e-07 |  | 6.6897e-06 | 0 | 6.6897e-06 | 3.3448e-06 | 0 | 3.3448e-06 | 8.601e-06 | 0 | 8.601e-06 | [16 empty] | 7.3.1.3 Ignition probability mapping showing the probability of ignition along the electric lines and equipmentWLDFRAggregatedAggregated | WLDFR | HFTD - Distribution - Tier 2 - 5QU CoRE ¦ 2QU LoRE | Non-Red Flag Warning - Large Fires | Aggregated | Aggregated | 2021 | 1.5115e-05 | 0 | 774.3498 | 0.011704 | 2021 | Mitigation | 0.08575 | 30 | 0 | esc | 0.0012005 | 1.8145e-08 | 0.00060025 | 9.0727e-09 | 0 | 0
[79 empty] | WLDFR | HFTD - Distribution - Tier 2 - 5QU CoRE ¦ 1QU LoRE | Red Flag Warning - Destructive Fires | 2033 | 7.016e-10 | 3.508e-10 | 9.0206e-10 | 9984.8474 | 263.1074 | 9721.74 | 0 | 0 | 0 | 0 | 5.8442e-07 |  | 7.0054e-06 | 0 | 7.0054e-06 | 3.5027e-06 | 0 | 3.5027e-06 | 9.0069e-06 | 0 | 9.0069e-06 | [16 empty] | 7.3.1.3 Ignition probability mapping showing the probability of ignition along the electric lines and equipmentWLDFRAggregatedAggregated | WLDFR | HFTD - Distribution - Tier 2 - 5QU CoRE ¦ 2QU LoRE | Non-Red Flag Warning - Large Fires | Aggregated | Aggregated | 2022 | 1.5115e-05 | 0 | 774.3498 | 0.011704 | 2022 | Mitigation | 0.08575 | 30 | 0 | esc | 0.0012005 | 1.8145e-08 | 0.00060025 | 9.0727e-09 | 0.0015435 | 2.333e-08
[79 empty] | WLDFR | HFTD - Distribution - Tier 2 - 5QU CoRE ¦ 1QU LoRE | Red Flag Warning - Destructive Fires | 2034 | 7.016e-10 | 3.508e-10 | 9.0206e-10 | 9984.8474 | 263.1074 | 9721.74 | 0 | 0 | 0 | 0 | 5.8442e-07 |  | 7.0054e-06 | 0 | 7.0054e-06 | 3.5027e-06 | 0 | 3.5027e-06 | 9.0069e-06 | 0 | 9.0069e-06 | [16 empty] | 7.3.1.3 Ignition probability mapping showing the probability of ignition along the electric lines and equipmentWLDFRAggregatedAggregated | WLDFR | HFTD - Distribution - Tier 2 - 5QU CoRE ¦ 2QU LoRE | Non-Red Flag Warning - Large Fires | Aggregated | Aggregated | 2023 | 1.5115e-05 | 0 | 774.3498 | 0.011704 | 2023 | Mitigation | 0.08575 | 30 | 0 | esc | 0.0012005 | 1.8145e-08 | 0.00060025 | 9.0727e-09 | 0.0015435 | 2.333e-08
[79 empty] | WLDFR | HFTD - Distribution - Tier 2 - 5QU CoRE ¦ 1QU LoRE | Red Flag Warning - Destructive Fires | 2035 | 7.016e-10 | 3.508e-10 | 9.0206e-10 | 9984.8474 | 263.1074 | 9721.74 | 0 | 0 | 0 | 0 | 5.8442e-07 |  | 7.0054e-06 | 0 | 7.0054e-06 | 3.5027e-06 | 0 | 3.5027e-06 | 9.0069e-06 | 0 | 9.0069e-06 | [16 empty] | 7.3.1.3 Ignition probability mapping showing the probability of ignition along the electric lines and equipmentWLDFRAggregatedAggregated | WLDFR | HFTD - Distribution - Tier 2 - 5QU CoRE ¦ 2QU LoRE | Non-Red Flag Warning - Large Fires | Aggregated | Aggregated | 2024 | 1.5115e-05 | 0 | 774.3498 | 0.011704 | 2024 | Mitigation | 0.08575 | 30 | 0 | esc | 0.0012005 | 1.8145e-08 | 0.00060025 | 9.0727e-09 | 0.0015435 | 2.333e-08
[79 empty] | WLDFR | HFTD - Distribution - Tier 2 - 5QU CoRE ¦ 1QU LoRE | Red Flag Warning - Destructive Fires | 2036 | 7.016e-10 | 3.508e-10 | 9.0206e-10 | 9984.8474 | 263.1074 | 9721.74 | 0 | 0 | 0 | 0 | 5.8442e-07 |  | 7.0054e-06 | 0 | 7.0054e-06 | 3.5027e-06 | 0 | 3.5027e-06 | 9.0069e-06 | 0 | 9.0069e-06 | [16 empty] | 7.3.1.3 Ignition probability mapping showing the probability of ignition along the electric lines and equipmentWLDFRAggregatedAggregated | WLDFR | HFTD - Distribution - Tier 2 - 5QU CoRE ¦ 2QU LoRE | Non-Red Flag Warning - Large Fires | Aggregated | Aggregated | 2025 | 1.5115e-05 | 0 | 774.3498 | 0.011704 | 2025 | Mitigation | 0.08575 | 30 | 0 | esc | 0.0012005 | 1.8145e-08 | 0.00060025 | 9.0727e-09 | 0.0015435 | 2.333e-08
[79 empty] | WLDFR | HFTD - Distribution - Tier 2 - 5QU CoRE ¦ 1QU LoRE | Red Flag Warning - Destructive Fires | 2037 | 7.016e-10 | 3.508e-10 | 9.0206e-10 | 9984.8474 | 263.1074 | 9721.74 | 0 | 0 | 0 | 0 | 5.8442e-07 |  | 7.0054e-06 | 0 | 7.0054e-06 | 3.5027e-06 | 0 | 3.5027e-06 | 9.0069e-06 | 0 | 9.0069e-06 | [16 empty] | 7.3.1.3 Ignition probability mapping showing the probability of ignition along the electric lines and equipmentWLDFRAggregatedAggregated | WLDFR | HFTD - Distribution - Tier 2 - 5QU CoRE ¦ 2QU LoRE | Non-Red Flag Warning - Large Fires | Aggregated | Aggregated | 2026 | 1.5115e-05 | 0 | 774.3498 | 0.011704 | 2026 | Mitigation | 0.08575 | 30 | 0 | esc | 0.0012005 | 1.8145e-08 | 0.00060025 | 9.0727e-09 | 0.0015435 | 2.333e-08
[79 empty] | WLDFR | HFTD - Distribution - Tier 2 - 5QU CoRE ¦ 1QU LoRE | Red Flag Warning - Destructive Fires | 2038 | 7.016e-10 | 3.508e-10 | 9.0206e-10 | 10472.8261 | 280.5544 | 10192.2718 | 0 | 0 | 0 | 0 | 5.8442e-07 |  | 7.3477e-06 | 0 | 7.3477e-06 | 3.6739e-06 | 0 | 3.6739e-06 | 9.4471e-06 | 0 | 9.4471e-06 | [16 empty] | 7.3.1.3 Ignition probability mapping showing the probability of ignition along the electric lines and equipmentWLDFRAggregatedAggregated | WLDFR | HFTD - Distribution - Tier 2 - 5QU CoRE ¦ 2QU LoRE | Non-Red Flag Warning - Large Fires | Aggregated | Aggregated | 2027 | 1.5115e-05 | 0 | 774.3498 | 0.011704 | 2027 | Mitigation | 0.08575 | 30 | 0 | esc | 0.0012005 | 1.8145e-08 | 0.00060025 | 9.0727e-09 | 0.0015435 | 2.333e-08
[79 empty] | WLDFR | HFTD - Distribution - Tier 2 - 5QU CoRE ¦ 1QU LoRE | Red Flag Warning - Destructive Fires | 2039 | 7.016e-10 | 3.508e-10 | 9.0206e-10 | 10472.8261 | 280.5544 | 10192.2718 | 0 | 0 | 0 | 0 | 5.8442e-07 |  | 7.3477e-06 | 0 | 7.3477e-06 | 3.6739e-06 | 0 | 3.6739e-06 | 9.4471e-06 | 0 | 9.4471e-06 | [16 empty] | 7.3.1.3 Ignition probability mapping showing the probability of ignition along the electric lines and equipmentWLDFRAggregatedAggregated | WLDFR | HFTD - Distribution - Tier 2 - 5QU CoRE ¦ 2QU LoRE | Non-Red Flag Warning - Large Fires | Aggregated | Aggregated | 2028 | 1.5115e-05 | 0 | 774.3498 | 0.011704 | 2028 | Mitigation | 0.08575 | 30 | 0 | esc | 0.0012005 | 1.8145e-08 | 0.00060025 | 9.0727e-09 | 0.0015435 | 2.333e-08
[79 empty] | WLDFR | HFTD - Distribution - Tier 2 - 5QU CoRE ¦ 1QU LoRE | Red Flag Warning - Destructive Fires | 2040 | 7.016e-10 | 3.508e-10 | 9.0206e-10 | 10472.8261 | 280.5544 | 10192.2718 | 0 | 0 | 0 | 0 | 5.8442e-07 |  | 7.3477e-06 | 0 | 7.3477e-06 | 3.6739e-06 | 0 | 3.6739e-06 | 9.4471e-06 | 0 | 9.4471e-06 | [16 empty] | 7.3.1.3 Ignition probability mapping showing the probability of ignition along the electric lines and equipmentWLDFRAggregatedAggregated | WLDFR | HFTD - Distribution - Tier 2 - 5QU CoRE ¦ 2QU LoRE | Non-Red Flag Warning - Large Fires | Aggregated | Aggregated | 2029 | 1.5115e-05 | 0 | 774.3498 | 0.011704 | 2029 | Mitigation | 0.08575 | 30 | 0 | esc | 0.0012005 | 1.8145e-08 | 0.00060025 | 9.0727e-09 | 0.0015435 | 2.333e-08
[79 empty] | WLDFR | HFTD - Distribution - Tier 2 - 5QU CoRE ¦ 1QU LoRE | Red Flag Warning - Destructive Fires | 2041 | 7.016e-10 | 3.508e-10 | 9.0206e-10 | 10472.8261 | 280.5544 | 10192.2718 | 0 | 0 | 0 | 0 | 5.8442e-07 |  | 7.3477e-06 | 0 | 7.3477e-06 | 3.6739e-06 | 0 | 3.6739e-06 | 9.4471e-06 | 0 | 9.4471e-06 | [16 empty] | 7.3.1.3 Ignition probability mapping showing the probability of ignition along the electric lines and equipmentWLDFRAggregatedAggregated | WLDFR | HFTD - Distribution - Tier 2 - 5QU CoRE ¦ 2QU LoRE | Non-Red Flag Warning - Large Fires | Aggregated | Aggregated | 2030 | 1.5115e-05 | 0 | 774.3498 | 0.011704 | 2030 | Mitigation | 0.08575 | 30 | 0 | esc | 0.0012005 | 1.8145e-08 | 0.00060025 | 9.0727e-09 | 0.0015435 | 2.333e-08
[79 empty] | WLDFR | HFTD - Distribution - Tier 2 - 5QU CoRE ¦ 1QU LoRE | Red Flag Warning - Destructive Fires | 2042 | 7.016e-10 | 3.508e-10 | 9.0206e-10 | 10472.8261 | 280.5544 | 10192.2718 | 0 | 0 | 0 | 0 | 5.8442e-07 |  | 7.3477e-06 | 0 | 7.3477e-06 | 3.6739e-06 | 0 | 3.6739e-06 | 9.4471e-06 | 0 | 9.4471e-06 | [16 empty] | 7.3.1.3 Ignition probability mapping showing the probability of ignition along the electric lines and equipmentWLDFRAggregatedAggregated | WLDFR | HFTD - Distribution - Tier 2 - 5QU CoRE ¦ 2QU LoRE | Non-Red Flag Warning - Large Fires | Aggregated | Aggregated | 2031 | 1.5115e-05 | 0 | 774.3498 | 0.011704 | 2031 | Mitigation | 0.08575 | 30 | 0 | esc | 0.0012005 | 1.8145e-08 | 0.00060025 | 9.0727e-09 | 0.0015435 | 2.333e-08
[79 empty] | WLDFR | HFTD - Distribution - Tier 2 - 5QU CoRE ¦ 1QU LoRE | Red Flag Warning - Destructive Fires | 2043 | 7.016e-10 | 3.508e-10 | 9.0206e-10 | 10992.1562 | 299.42 | 10692.7362 | 0 | 0 | 0 | 0 | 5.8442e-07 |  | 7.7121e-06 | 0 | 7.7121e-06 | 3.856e-06 | 0 | 3.856e-06 | 9.9155e-06 | 0 | 9.9155e-06 | [16 empty] | 7.3.1.3 Ignition probability mapping showing the probability of ignition along the electric lines and equipmentWLDFRAggregatedAggregated | WLDFR | HFTD - Distribution - Tier 2 - 5QU CoRE ¦ 2QU LoRE | Non-Red Flag Warning - Large Fires | Aggregated | Aggregated | 2032 | 1.5115e-05 | 0 | 774.3498 | 0.011704 | 2032 | Mitigation | 0.08575 | 30 | 0 | esc | 0.0012005 | 1.8145e-08 | 0.00060025 | 9.0727e-09 | 0.0015435 | 2.333e-08
[79 empty] | WLDFR | HFTD - Distribution - Tier 2 - 5QU CoRE ¦ 1QU LoRE | Red Flag Warning - Destructive Fires | 2044 | 7.016e-10 | 3.508e-10 | 9.0206e-10 | 10992.1562 | 299.42 | 10692.7362 | 0 | 0 | 0 | 0 | 5.8442e-07 |  | 7.7121e-06 | 0 | 7.7121e-06 | 3.856e-06 | 0 | 3.856e-06 | 9.9155e-06 | 0 | 9.9155e-06 | [16 empty] | 7.3.1.3 Ignition probability mapping showing the probability of ignition along the electric lines and equipmentWLDFRAggregatedAggregated | WLDFR | HFTD - Distribution - Tier 2 - 5QU CoRE ¦ 2QU LoRE | Non-Red Flag Warning - Large Fires | Aggregated | Aggregated | 2033 | 1.5115e-05 | 0 | 774.3498 | 0.011704 | 2033 | Mitigation | 0.08575 | 30 | 0 | esc | 0.0012005 | 1.8145e-08 | 0.00060025 | 9.0727e-09 | 0.0015435 | 2.333e-08
[79 empty] | WLDFR | HFTD - Distribution - Tier 2 - 5QU CoRE ¦ 1QU LoRE | Red Flag Warning - Destructive Fires | 2045 | 7.016e-10 | 3.508e-10 | 9.0206e-10 | 10992.1562 | 299.42 | 10692.7362 | 0 | 0 | 0 | 0 | 5.8442e-07 |  | 7.7121e-06 | 0 | 7.7121e-06 | 3.856e-06 | 0 | 3.856e-06 | 9.9155e-06 | 0 | 9.9155e-06 | [16 empty] | 7.3.1.3 Ignition probability mapping showing the probability of ignition along the electric lines and equipmentWLDFRAggregatedAggregated | WLDFR | HFTD - Distribution - Tier 2 - 5QU CoRE ¦ 2QU LoRE | Non-Red Flag Warning - Large Fires | Aggregated | Aggregated | 2034 | 1.5115e-05 | 0 | 774.3498 | 0.011704 | 2034 | Mitigation | 0.08575 | 30 | 0 | esc | 0.0012005 | 1.8145e-08 | 0.00060025 | 9.0727e-09 | 0.0015435 | 2.333e-08
[79 empty] | WLDFR | HFTD - Distribution - Tier 2 - 5QU CoRE ¦ 1QU LoRE | Red Flag Warning - Destructive Fires | 2046 | 7.016e-10 | 3.508e-10 | 9.0206e-10 | 10992.1562 | 299.42 | 10692.7362 | 0 | 0 | 0 | 0 | 5.8442e-07 |  | 7.7121e-06 | 0 | 7.7121e-06 | 3.856e-06 | 0 | 3.856e-06 | 9.9155e-06 | 0 | 9.9155e-06 | [16 empty] | 7.3.1.3 Ignition probability mapping showing the probability of ignition along the electric lines and equipmentWLDFRAggregatedAggregated | WLDFR | HFTD - Distribution - Tier 2 - 5QU CoRE ¦ 2QU LoRE | Non-Red Flag Warning - Large Fires | Aggregated | Aggregated | 2035 | 1.5115e-05 | 0 | 774.3498 | 0.011704 | 2035 | Mitigation | 0.08575 | 30 | 0 | esc | 0.0012005 | 1.8145e-08 | 0.00060025 | 9.0727e-09 | 0.0015435 | 2.333e-08
[79 empty] | WLDFR | HFTD - Distribution - Tier 2 - 5QU CoRE ¦ 1QU LoRE | Red Flag Warning - Destructive Fires | 2047 | 7.016e-10 | 3.508e-10 | 9.0206e-10 | 10992.1562 | 299.42 | 10692.7362 | 0 | 0 | 0 | 0 | 5.8442e-07 |  | 7.7121e-06 | 0 | 7.7121e-06 | 3.856e-06 | 0 | 3.856e-06 | 9.9155e-06 | 0 | 9.9155e-06 | [16 empty] | 7.3.1.3 Ignition probability mapping showing the probability of ignition along the electric lines and equipmentWLDFRAggregatedAggregated | WLDFR | HFTD - Distribution - Tier 2 - 5QU CoRE ¦ 2QU LoRE | Non-Red Flag Warning - Large Fires | Aggregated | Aggregated | 2036 | 1.5115e-05 | 0 | 774.3498 | 0.011704 | 2036 | Mitigation | 0.08575 | 30 | 0 | esc | 0.0012005 | 1.8145e-08 | 0.00060025 | 9.0727e-09 | 0.0015435 | 2.333e-08
[79 empty] | WLDFR | HFTD - Distribution - Tier 2 - 5QU CoRE ¦ 1QU LoRE | Red Flag Warning - Destructive Fires | 2048 | 7.016e-10 | 3.508e-10 | 9.0206e-10 | 11536.0538 | 319.4911 | 11216.5626 | 0 | 0 | 0 | 0 | 5.8442e-07 |  | 8.0937e-06 | 0 | 8.0937e-06 | 4.0468e-06 | 0 | 4.0468e-06 | 1.0406e-05 | 0 | 1.0406e-05 | [16 empty] | 7.3.1.3 Ignition probability mapping showing the probability of ignition along the electric lines and equipmentWLDFRAggregatedAggregated | WLDFR | HFTD - Distribution - Tier 2 - 5QU CoRE ¦ 2QU LoRE | Non-Red Flag Warning - Large Fires | Aggregated | Aggregated | 2037 | 1.5115e-05 | 0 | 774.3498 | 0.011704 | 2037 | Mitigation | 0.08575 | 30 | 0 | esc | 0.0012005 | 1.8145e-08 | 0.00060025 | 9.0727e-09 | 0.0015435 | 2.333e-08
[79 empty] | WLDFR | HFTD - Distribution - Tier 2 - 5QU CoRE ¦ 1QU LoRE | Red Flag Warning - Destructive Fires | 2049 | 7.016e-10 | 3.508e-10 | 9.0206e-10 | 11536.0538 | 319.4911 | 11216.5626 | 0 | 0 | 0 | 0 | 5.8442e-07 |  | 8.0937e-06 | 0 | 8.0937e-06 | 4.0468e-06 | 0 | 4.0468e-06 | 1.0406e-05 | 0 | 1.0406e-05 | [16 empty] | 7.3.1.3 Ignition probability mapping showing the probability of ignition along the electric lines and equipmentWLDFRAggregatedAggregated | WLDFR | HFTD - Distribution - Tier 2 - 5QU CoRE ¦ 2QU LoRE | Non-Red Flag Warning - Large Fires | Aggregated | Aggregated | 2038 | 1.5115e-05 | 0 | 774.3498 | 0.011704 | 2038 | Mitigation | 0.08575 | 30 | 0 | esc | 0.0012005 | 1.8145e-08 | 0.00060025 | 9.0727e-09 | 0.0015435 | 2.333e-08
[79 empty] | WLDFR | HFTD - Distribution - Tier 2 - 5QU CoRE ¦ 1QU LoRE | Red Flag Warning - Destructive Fires | 2050 | 0 | 3.508e-10 | 9.0206e-10 | 11536.0538 | 319.4911 | 11216.5626 | 0 | 0 | 0 | 0 | 5.8442e-07 |  | 0 | 0 | 0 | 4.0468e-06 | 0 | 4.0468e-06 | 1.0406e-05 | 0 | 1.0406e-05 | [16 empty] | 7.3.1.3 Ignition probability mapping showing the probability of ignition along the electric lines and equipmentWLDFRAggregatedAggregated | WLDFR | HFTD - Distribution - Tier 2 - 5QU CoRE ¦ 2QU LoRE | Non-Red Flag Warning - Large Fires | Aggregated | Aggregated | 2039 | 1.5115e-05 | 0 | 774.3498 | 0.011704 | 2039 | Mitigation | 0.08575 | 30 | 0 | esc | 0.0012005 | 1.8145e-08 | 0.00060025 | 9.0727e-09 | 0.0015435 | 2.333e-08
[79 empty] | WLDFR | HFTD - Distribution - Tier 2 - 5QU CoRE ¦ 1QU LoRE | Red Flag Warning - Destructive Fires | 2051 | 0 | 0 | 9.0206e-10 | 11536.0538 | 319.4911 | 11216.5626 | 0 | 0 | 0 | 0 | 5.8442e-07 |  | 0 | 0 | 0 | 0 | 0 | 0 | 1.0406e-05 | 0 | 1.0406e-05 | [16 empty] | 7.3.1.3 Ignition probability mapping showing the probability of ignition along the electric lines and equipmentWLDFRAggregatedAggregated | WLDFR | HFTD - Distribution - Tier 2 - 5QU CoRE ¦ 2QU LoRE | Non-Red Flag Warning - Large Fires | Aggregated | Aggregated | 2040 | 1.5115e-05 | 0 | 774.3498 | 0.011704 | 2040 | Mitigation | 0.08575 | 30 | 0 | esc | 0.0012005 | 1.8145e-08 | 0.00060025 | 9.0727e-09 | 0.0015435 | 2.333e-08
[79 empty] | WLDFR | HFTD - Distribution - Tier 2 - 5QU CoRE ¦ 1QU LoRE | Red Flag Warning - Large Fires | 2020 | 5.2176e-08 | 0 | 0 | 5.2406 | 0.69642 | 2.942 | 1.6022 | 0 | 0 | 0 | 4.3462e-05 |  | 2.7343e-07 | 0 | 2.7343e-07 | 0 | 0 | 0 | 0 | 0 | 0 | [16 empty] | 7.3.1.3 Ignition probability mapping showing the probability of ignition along the electric lines and equipmentWLDFRAggregatedAggregated | WLDFR | HFTD - Distribution - Tier 2 - 5QU CoRE ¦ 2QU LoRE | Non-Red Flag Warning - Large Fires | Aggregated | Aggregated | 2041 | 1.5115e-05 | 0 | 774.3498 | 0.011704 | 2041 | Mitigation | 0.08575 | 30 | 0 | esc | 0.0012005 | 1.8145e-08 | 0.00060025 | 9.0727e-09 | 0.0015435 | 2.333e-08
[79 empty] | WLDFR | HFTD - Distribution - Tier 2 - 5QU CoRE ¦ 1QU LoRE | Red Flag Warning - Large Fires | 2021 | 5.2176e-08 | 2.6088e-08 | 0 | 5.2406 | 0.69642 | 2.942 | 1.6022 | 0 | 0 | 0 | 4.3462e-05 |  | 2.7343e-07 | 0 | 2.7343e-07 | 1.3671e-07 | 0 | 1.3671e-07 | 0 | 0 | 0 | [16 empty] | 7.3.1.3 Ignition probability mapping showing the probability of ignition along the electric lines and equipmentWLDFRAggregatedAggregated | WLDFR | HFTD - Distribution - Tier 2 - 5QU CoRE ¦ 2QU LoRE | Non-Red Flag Warning - Large Fires | Aggregated | Aggregated | 2042 | 1.5115e-05 | 0 | 774.3498 | 0.011704 | 2042 | Mitigation | 0.08575 | 30 | 0 | esc | 0.0012005 | 1.8145e-08 | 0.00060025 | 9.0727e-09 | 0.0015435 | 2.333e-08
[79 empty] | WLDFR | HFTD - Distribution - Tier 2 - 5QU CoRE ¦ 1QU LoRE | Red Flag Warning - Large Fires | 2022 | 5.2176e-08 | 2.6088e-08 | 6.7083e-08 | 5.2406 | 0.69642 | 2.942 | 1.6022 | 0 | 0 | 0 | 4.3462e-05 |  | 2.7343e-07 | 0 | 2.7343e-07 | 1.3671e-07 | 0 | 1.3671e-07 | 3.5155e-07 | 0 | 3.5155e-07 | [16 empty] | 7.3.1.3 Ignition probability mapping showing the probability of ignition along the electric lines and equipmentWLDFRAggregatedAggregated | WLDFR | HFTD - Distribution - Tier 2 - 5QU CoRE ¦ 2QU LoRE | Non-Red Flag Warning - Large Fires | Aggregated | Aggregated | 2043 | 1.5115e-05 | 0 | 774.3498 | 0.011704 | 2043 | Mitigation | 0.08575 | 30 | 0 | esc | 0.0012005 | 1.8145e-08 | 0.00060025 | 9.0727e-09 | 0.0015435 | 2.333e-08
[79 empty] | WLDFR | HFTD - Distribution - Tier 2 - 5QU CoRE ¦ 1QU LoRE | Red Flag Warning - Large Fires | 2023 | 5.2176e-08 | 2.6088e-08 | 6.7083e-08 | 5.475 | 0.71896 | 3.0715 | 1.6846 | 0 | 0 | 0 | 4.3462e-05 |  | 2.8566e-07 | 0 | 2.8566e-07 | 1.4283e-07 | 0 | 1.4283e-07 | 3.6728e-07 | 0 | 3.6728e-07 | [16 empty] | 7.3.1.3 Ignition probability mapping showing the probability of ignition along the electric lines and equipmentWLDFRAggregatedAggregated | WLDFR | HFTD - Distribution - Tier 2 - 5QU CoRE ¦ 2QU LoRE | Non-Red Flag Warning - Large Fires | Aggregated | Aggregated | 2044 | 1.5115e-05 | 0 | 774.3498 | 0.011704 | 2044 | Mitigation | 0.08575 | 30 | 0 | esc | 0.0012005 | 1.8145e-08 | 0.00060025 | 9.0727e-09 | 0.0015435 | 2.333e-08
[79 empty] | WLDFR | HFTD - Distribution - Tier 2 - 5QU CoRE ¦ 1QU LoRE | Red Flag Warning - Large Fires | 2024 | 5.2176e-08 | 2.6088e-08 | 6.7083e-08 | 5.475 | 0.71896 | 3.0715 | 1.6846 | 0 | 0 | 0 | 4.3462e-05 |  | 2.8566e-07 | 0 | 2.8566e-07 | 1.4283e-07 | 0 | 1.4283e-07 | 3.6728e-07 | 0 | 3.6728e-07 | [16 empty] | 7.3.1.3 Ignition probability mapping showing the probability of ignition along the electric lines and equipmentWLDFRAggregatedAggregated | WLDFR | HFTD - Distribution - Tier 2 - 5QU CoRE ¦ 2QU LoRE | Non-Red Flag Warning - Large Fires | Aggregated | Aggregated | 2045 | 1.5115e-05 | 0 | 774.3498 | 0.011704 | 2045 | Mitigation | 0.08575 | 30 | 0 | esc | 0.0012005 | 1.8145e-08 | 0.00060025 | 9.0727e-09 | 0.0015435 | 2.333e-08
[79 empty] | WLDFR | HFTD - Distribution - Tier 2 - 5QU CoRE ¦ 1QU LoRE | Red Flag Warning - Large Fires | 2025 | 5.2176e-08 | 2.6088e-08 | 6.7083e-08 | 5.475 | 0.71896 | 3.0715 | 1.6846 | 0 | 0 | 0 | 4.3462e-05 |  | 2.8566e-07 | 0 | 2.8566e-07 | 1.4283e-07 | 0 | 1.4283e-07 | 3.6728e-07 | 0 | 3.6728e-07 | [16 empty] | 7.3.1.3 Ignition probability mapping showing the probability of ignition along the electric lines and equipmentWLDFRAggregatedAggregated | WLDFR | HFTD - Distribution - Tier 2 - 5QU CoRE ¦ 2QU LoRE | Non-Red Flag Warning - Large Fires | Aggregated | Aggregated | 2046 | 1.5115e-05 | 0 | 774.3498 | 0.011704 | 2046 | Mitigation | 0.08575 | 30 | 0 | esc | 0.0012005 | 1.8145e-08 | 0.00060025 | 9.0727e-09 | 0.0015435 | 2.333e-08
[79 empty] | WLDFR | HFTD - Distribution - Tier 2 - 5QU CoRE ¦ 1QU LoRE | Red Flag Warning - Large Fires | 2026 | 5.2176e-08 | 2.6088e-08 | 6.7083e-08 | 5.475 | 0.71896 | 3.0715 | 1.6846 | 0 | 0 | 0 | 4.3462e-05 |  | 2.8566e-07 | 0 | 2.8566e-07 | 1.4283e-07 | 0 | 1.4283e-07 | 3.6728e-07 | 0 | 3.6728e-07 | [16 empty] | 7.3.1.3 Ignition probability mapping showing the probability of ignition along the electric lines and equipmentWLDFRAggregatedAggregated | WLDFR | HFTD - Distribution - Tier 2 - 5QU CoRE ¦ 2QU LoRE | Non-Red Flag Warning - Large Fires | Aggregated | Aggregated | 2047 | 1.5115e-05 | 0 | 774.3498 | 0.011704 | 2047 | Mitigation | 0.08575 | 30 | 0 | esc | 0.0012005 | 1.8145e-08 | 0.00060025 | 9.0727e-09 | 0.0015435 | 2.333e-08
[79 empty] | WLDFR | HFTD - Distribution - Tier 2 - 5QU CoRE ¦ 1QU LoRE | Red Flag Warning - Large Fires | 2027 | 5.2176e-08 | 2.6088e-08 | 6.7083e-08 | 5.475 | 0.71896 | 3.0715 | 1.6846 | 0 | 0 | 0 | 4.3462e-05 |  | 2.8566e-07 | 0 | 2.8566e-07 | 1.4283e-07 | 0 | 1.4283e-07 | 3.6728e-07 | 0 | 3.6728e-07 | [16 empty] | 7.3.1.3 Ignition probability mapping showing the probability of ignition along the electric lines and equipmentWLDFRAggregatedAggregated | WLDFR | HFTD - Distribution - Tier 2 - 5QU CoRE ¦ 2QU LoRE | Non-Red Flag Warning - Large Fires | Aggregated | Aggregated | 2048 | 1.5115e-05 | 0 | 774.3498 | 0.011704 | 2048 | Mitigation | 0.08575 | 30 | 0 | esc | 0.0012005 | 1.8145e-08 | 0.00060025 | 9.0727e-09 | 0.0015435 | 2.333e-08
[79 empty] | WLDFR | HFTD - Distribution - Tier 2 - 5QU CoRE ¦ 1QU LoRE | Red Flag Warning - Large Fires | 2028 | 5.2176e-08 | 2.6088e-08 | 6.7083e-08 | 5.777 | 0.74734 | 3.238 | 1.7917 | 0 | 0 | 0 | 4.3462e-05 |  | 3.0142e-07 | 0 | 3.0142e-07 | 1.5071e-07 | 0 | 1.5071e-07 | 3.8754e-07 | 0 | 3.8754e-07 | [16 empty] | 7.3.1.3 Ignition probability mapping showing the probability of ignition along the electric lines and equipmentWLDFRAggregatedAggregated | WLDFR | HFTD - Distribution - Tier 2 - 5QU CoRE ¦ 2QU LoRE | Non-Red Flag Warning - Large Fires | Aggregated | Aggregated | 2049 | 1.5115e-05 | 0 | 774.3498 | 0.011704 | 2049 | Mitigation | 0.08575 | 30 | 0 | esc | 0.0012005 | 1.8145e-08 | 0.00060025 | 9.0727e-09 | 0.0015435 | 2.333e-08
[79 empty] | WLDFR | HFTD - Distribution - Tier 2 - 5QU CoRE ¦ 1QU LoRE | Red Flag Warning - Large Fires | 2029 | 5.2176e-08 | 2.6088e-08 | 6.7083e-08 | 5.777 | 0.74734 | 3.238 | 1.7917 | 0 | 0 | 0 | 4.3462e-05 |  | 3.0142e-07 | 0 | 3.0142e-07 | 1.5071e-07 | 0 | 1.5071e-07 | 3.8754e-07 | 0 | 3.8754e-07 | [16 empty] | 7.3.1.3 Ignition probability mapping showing the probability of ignition along the electric lines and equipmentWLDFRAggregatedAggregated | WLDFR | HFTD - Distribution - Tier 2 - 5QU CoRE ¦ 2QU LoRE | Non-Red Flag Warning - Large Fires | Aggregated | Aggregated | 2050 | 1.5115e-05 | 0 | 774.3498 | 0.011704 | 2050 | Mitigation | 0.08575 | 30 | 0 | esc | 0 | 0 | 0.00060025 | 9.0727e-09 | 0.0015435 | 2.333e-08
[79 empty] | WLDFR | HFTD - Distribution - Tier 2 - 5QU CoRE ¦ 1QU LoRE | Red Flag Warning - Large Fires | 2030 | 5.2176e-08 | 2.6088e-08 | 6.7083e-08 | 5.777 | 0.74734 | 3.238 | 1.7917 | 0 | 0 | 0 | 4.3462e-05 |  | 3.0142e-07 | 0 | 3.0142e-07 | 1.5071e-07 | 0 | 1.5071e-07 | 3.8754e-07 | 0 | 3.8754e-07 | [16 empty] | 7.3.1.3 Ignition probability mapping showing the probability of ignition along the electric lines and equipmentWLDFRAggregatedAggregated | WLDFR | HFTD - Distribution - Tier 2 - 5QU CoRE ¦ 2QU LoRE | Non-Red Flag Warning - Large Fires | Aggregated | Aggregated | 2051 | 1.5115e-05 | 0 | 774.3498 | 0.011704 | 2051 | Mitigation | 0.08575 | 30 | 0 | esc | 0 | 0 | 0 | 0 | 0.0015435 | 2.333e-08
[79 empty] | WLDFR | HFTD - Distribution - Tier 2 - 5QU CoRE ¦ 1QU LoRE | Red Flag Warning - Large Fires | 2031 | 5.2176e-08 | 2.6088e-08 | 6.7083e-08 | 5.777 | 0.74734 | 3.238 | 1.7917 | 0 | 0 | 0 | 4.3462e-05 |  | 3.0142e-07 | 0 | 3.0142e-07 | 1.5071e-07 | 0 | 1.5071e-07 | 3.8754e-07 | 0 | 3.8754e-07 | [16 empty] | 7.3.1.3 Ignition probability mapping showing the probability of ignition along the electric lines and equipmentWLDFRAggregatedAggregated | WLDFR | HFTD - Distribution - Tier 2 - 5QU CoRE ¦ 2QU LoRE | Non-Red Flag Warning - Small Fires | Aggregated | Aggregated | 2021 | 0.0058456 | 0 | 774.3498 | 4.5266 | 2021 | Mitigation | 0.08575 | 30 | 0 | esc | 0.0012005 | 7.0177e-06 | 0.00060025 | 3.5088e-06 | 0 | 0
[79 empty] | WLDFR | HFTD - Distribution - Tier 2 - 5QU CoRE ¦ 1QU LoRE | Red Flag Warning - Large Fires | 2032 | 5.2176e-08 | 2.6088e-08 | 6.7083e-08 | 5.777 | 0.74734 | 3.238 | 1.7917 | 0 | 0 | 0 | 4.3462e-05 |  | 3.0142e-07 | 0 | 3.0142e-07 | 1.5071e-07 | 0 | 1.5071e-07 | 3.8754e-07 | 0 | 3.8754e-07 | [16 empty] | 7.3.1.3 Ignition probability mapping showing the probability of ignition along the electric lines and equipmentWLDFRAggregatedAggregated | WLDFR | HFTD - Distribution - Tier 2 - 5QU CoRE ¦ 2QU LoRE | Non-Red Flag Warning - Small Fires | Aggregated | Aggregated | 2022 | 0.0058456 | 0 | 774.3498 | 4.5266 | 2022 | Mitigation | 0.08575 | 30 | 0 | esc | 0.0012005 | 7.0177e-06 | 0.00060025 | 3.5088e-06 | 0.0015435 | 9.0227e-06
[79 empty] | WLDFR | HFTD - Distribution - Tier 2 - 5QU CoRE ¦ 1QU LoRE | Red Flag Warning - Large Fires | 2033 | 5.2176e-08 | 2.6088e-08 | 6.7083e-08 | 6.1205 | 0.77885 | 3.4265 | 1.9151 | 0 | 0 | 0 | 4.3462e-05 |  | 3.1934e-07 | 0 | 3.1934e-07 | 1.5967e-07 | 0 | 1.5967e-07 | 4.1058e-07 | 0 | 4.1058e-07 | [16 empty] | 7.3.1.3 Ignition probability mapping showing the probability of ignition along the electric lines and equipmentWLDFRAggregatedAggregated | WLDFR | HFTD - Distribution - Tier 2 - 5QU CoRE ¦ 2QU LoRE | Non-Red Flag Warning - Small Fires | Aggregated | Aggregated | 2023 | 0.0058456 | 0 | 774.3498 | 4.5266 | 2023 | Mitigation | 0.08575 | 30 | 0 | esc | 0.0012005 | 7.0177e-06 | 0.00060025 | 3.5088e-06 | 0.0015435 | 9.0227e-06
[79 empty] | WLDFR | HFTD - Distribution - Tier 2 - 5QU CoRE ¦ 1QU LoRE | Red Flag Warning - Large Fires | 2034 | 5.2176e-08 | 2.6088e-08 | 6.7083e-08 | 6.1205 | 0.77885 | 3.4265 | 1.9151 | 0 | 0 | 0 | 4.3462e-05 |  | 3.1934e-07 | 0 | 3.1934e-07 | 1.5967e-07 | 0 | 1.5967e-07 | 4.1058e-07 | 0 | 4.1058e-07 | [16 empty] | 7.3.1.3 Ignition probability mapping showing the probability of ignition along the electric lines and equipmentWLDFRAggregatedAggregated | WLDFR | HFTD - Distribution - Tier 2 - 5QU CoRE ¦ 2QU LoRE | Non-Red Flag Warning - Small Fires | Aggregated | Aggregated | 2024 | 0.0058456 | 0 | 774.3498 | 4.5266 | 2024 | Mitigation | 0.08575 | 30 | 0 | esc | 0.0012005 | 7.0177e-06 | 0.00060025 | 3.5088e-06 | 0.0015435 | 9.0227e-06
[79 empty] | WLDFR | HFTD - Distribution - Tier 2 - 5QU CoRE ¦ 1QU LoRE | Red Flag Warning - Large Fires | 2035 | 5.2176e-08 | 2.6088e-08 | 6.7083e-08 | 6.1205 | 0.77885 | 3.4265 | 1.9151 | 0 | 0 | 0 | 4.3462e-05 |  | 3.1934e-07 | 0 | 3.1934e-07 | 1.5967e-07 | 0 | 1.5967e-07 | 4.1058e-07 | 0 | 4.1058e-07 | [16 empty] | 7.3.1.3 Ignition probability mapping showing the probability of ignition along the electric lines and equipmentWLDFRAggregatedAggregated | WLDFR | HFTD - Distribution - Tier 2 - 5QU CoRE ¦ 2QU LoRE | Non-Red Flag Warning - Small Fires | Aggregated | Aggregated | 2025 | 0.0058456 | 0 | 774.3498 | 4.5266 | 2025 | Mitigation | 0.08575 | 30 | 0 | esc | 0.0012005 | 7.0177e-06 | 0.00060025 | 3.5088e-06 | 0.0015435 | 9.0227e-06
[79 empty] | WLDFR | HFTD - Distribution - Tier 2 - 5QU CoRE ¦ 1QU LoRE | Red Flag Warning - Large Fires | 2036 | 5.2176e-08 | 2.6088e-08 | 6.7083e-08 | 6.1205 | 0.77885 | 3.4265 | 1.9151 | 0 | 0 | 0 | 4.3462e-05 |  | 3.1934e-07 | 0 | 3.1934e-07 | 1.5967e-07 | 0 | 1.5967e-07 | 4.1058e-07 | 0 | 4.1058e-07 | [16 empty] | 7.3.1.3 Ignition probability mapping showing the probability of ignition along the electric lines and equipmentWLDFRAggregatedAggregated | WLDFR | HFTD - Distribution - Tier 2 - 5QU CoRE ¦ 2QU LoRE | Non-Red Flag Warning - Small Fires | Aggregated | Aggregated | 2026 | 0.0058456 | 0 | 774.3498 | 4.5266 | 2026 | Mitigation | 0.08575 | 30 | 0 | esc | 0.0012005 | 7.0177e-06 | 0.00060025 | 3.5088e-06 | 0.0015435 | 9.0227e-06
[79 empty] | WLDFR | HFTD - Distribution - Tier 2 - 5QU CoRE ¦ 1QU LoRE | Red Flag Warning - Large Fires | 2037 | 5.2176e-08 | 2.6088e-08 | 6.7083e-08 | 6.1205 | 0.77885 | 3.4265 | 1.9151 | 0 | 0 | 0 | 4.3462e-05 |  | 3.1934e-07 | 0 | 3.1934e-07 | 1.5967e-07 | 0 | 1.5967e-07 | 4.1058e-07 | 0 | 4.1058e-07 | [16 empty] | 7.3.1.3 Ignition probability mapping showing the probability of ignition along the electric lines and equipmentWLDFRAggregatedAggregated | WLDFR | HFTD - Distribution - Tier 2 - 5QU CoRE ¦ 2QU LoRE | Non-Red Flag Warning - Small Fires | Aggregated | Aggregated | 2027 | 0.0058456 | 0 | 774.3498 | 4.5266 | 2027 | Mitigation | 0.08575 | 30 | 0 | esc | 0.0012005 | 7.0177e-06 | 0.00060025 | 3.5088e-06 | 0.0015435 | 9.0227e-06
[79 empty] | WLDFR | HFTD - Distribution - Tier 2 - 5QU CoRE ¦ 1QU LoRE | Red Flag Warning - Large Fires | 2038 | 5.2176e-08 | 2.6088e-08 | 6.7083e-08 | 6.5028 | 0.81304 | 3.6355 | 2.0543 | 0 | 0 | 0 | 4.3462e-05 |  | 3.3929e-07 | 0 | 3.3929e-07 | 1.6964e-07 | 0 | 1.6964e-07 | 4.3623e-07 | 0 | 4.3623e-07 | [16 empty] | 7.3.1.3 Ignition probability mapping showing the probability of ignition along the electric lines and equipmentWLDFRAggregatedAggregated | WLDFR | HFTD - Distribution - Tier 2 - 5QU CoRE ¦ 2QU LoRE | Non-Red Flag Warning - Small Fires | Aggregated | Aggregated | 2028 | 0.0058456 | 0 | 774.3498 | 4.5266 | 2028 | Mitigation | 0.08575 | 30 | 0 | esc | 0.0012005 | 7.0177e-06 | 0.00060025 | 3.5088e-06 | 0.0015435 | 9.0227e-06
[79 empty] | WLDFR | HFTD - Distribution - Tier 2 - 5QU CoRE ¦ 1QU LoRE | Red Flag Warning - Large Fires | 2039 | 5.2176e-08 | 2.6088e-08 | 6.7083e-08 | 6.5028 | 0.81304 | 3.6355 | 2.0543 | 0 | 0 | 0 | 4.3462e-05 |  | 3.3929e-07 | 0 | 3.3929e-07 | 1.6964e-07 | 0 | 1.6964e-07 | 4.3623e-07 | 0 | 4.3623e-07 | [16 empty] | 7.3.1.3 Ignition probability mapping showing the probability of ignition along the electric lines and equipmentWLDFRAggregatedAggregated | WLDFR | HFTD - Distribution - Tier 2 - 5QU CoRE ¦ 2QU LoRE | Non-Red Flag Warning - Small Fires | Aggregated | Aggregated | 2029 | 0.0058456 | 0 | 774.3498 | 4.5266 | 2029 | Mitigation | 0.08575 | 30 | 0 | esc | 0.0012005 | 7.0177e-06 | 0.00060025 | 3.5088e-06 | 0.0015435 | 9.0227e-06
[79 empty] | WLDFR | HFTD - Distribution - Tier 2 - 5QU CoRE ¦ 1QU LoRE | Red Flag Warning - Large Fires | 2040 | 5.2176e-08 | 2.6088e-08 | 6.7083e-08 | 6.5028 | 0.81304 | 3.6355 | 2.0543 | 0 | 0 | 0 | 4.3462e-05 |  | 3.3929e-07 | 0 | 3.3929e-07 | 1.6964e-07 | 0 | 1.6964e-07 | 4.3623e-07 | 0 | 4.3623e-07 | [16 empty] | 7.3.1.3 Ignition probability mapping showing the probability of ignition along the electric lines and equipmentWLDFRAggregatedAggregated | WLDFR | HFTD - Distribution - Tier 2 - 5QU CoRE ¦ 2QU LoRE | Non-Red Flag Warning - Small Fires | Aggregated | Aggregated | 2030 | 0.0058456 | 0 | 774.3498 | 4.5266 | 2030 | Mitigation | 0.08575 | 30 | 0 | esc | 0.0012005 | 7.0177e-06 | 0.00060025 | 3.5088e-06 | 0.0015435 | 9.0227e-06
[79 empty] | WLDFR | HFTD - Distribution - Tier 2 - 5QU CoRE ¦ 1QU LoRE | Red Flag Warning - Large Fires | 2041 | 5.2176e-08 | 2.6088e-08 | 6.7083e-08 | 6.5028 | 0.81304 | 3.6355 | 2.0543 | 0 | 0 | 0 | 4.3462e-05 |  | 3.3929e-07 | 0 | 3.3929e-07 | 1.6964e-07 | 0 | 1.6964e-07 | 4.3623e-07 | 0 | 4.3623e-07 | [16 empty] | 7.3.1.3 Ignition probability mapping showing the probability of ignition along the electric lines and equipmentWLDFRAggregatedAggregated | WLDFR | HFTD - Distribution - Tier 2 - 5QU CoRE ¦ 2QU LoRE | Non-Red Flag Warning - Small Fires | Aggregated | Aggregated | 2031 | 0.0058456 | 0 | 774.3498 | 4.5266 | 2031 | Mitigation | 0.08575 | 30 | 0 | esc | 0.0012005 | 7.0177e-06 | 0.00060025 | 3.5088e-06 | 0.0015435 | 9.0227e-06
[79 empty] | WLDFR | HFTD - Distribution - Tier 2 - 5QU CoRE ¦ 1QU LoRE | Red Flag Warning - Large Fires | 2042 | 5.2176e-08 | 2.6088e-08 | 6.7083e-08 | 6.5028 | 0.81304 | 3.6355 | 2.0543 | 0 | 0 | 0 | 4.3462e-05 |  | 3.3929e-07 | 0 | 3.3929e-07 | 1.6964e-07 | 0 | 1.6964e-07 | 4.3623e-07 | 0 | 4.3623e-07 | [16 empty] | 7.3.1.3 Ignition probability mapping showing the probability of ignition along the electric lines and equipmentWLDFRAggregatedAggregated | WLDFR | HFTD - Distribution - Tier 2 - 5QU CoRE ¦ 2QU LoRE | Non-Red Flag Warning - Small Fires | Aggregated | Aggregated | 2032 | 0.0058456 | 0 | 774.3498 | 4.5266 | 2032 | Mitigation | 0.08575 | 30 | 0 | esc | 0.0012005 | 7.0177e-06 | 0.00060025 | 3.5088e-06 | 0.0015435 | 9.0227e-06
[79 empty] | WLDFR | HFTD - Distribution - Tier 2 - 5QU CoRE ¦ 1QU LoRE | Red Flag Warning - Large Fires | 2043 | 5.2176e-08 | 2.6088e-08 | 6.7083e-08 | 6.9209 | 0.84944 | 3.8632 | 2.2083 | 0 | 0 | 0 | 4.3462e-05 |  | 3.611e-07 | 0 | 3.611e-07 | 1.8055e-07 | 0 | 1.8055e-07 | 4.6428e-07 | 0 | 4.6428e-07 | [16 empty] | 7.3.1.3 Ignition probability mapping showing the probability of ignition along the electric lines and equipmentWLDFRAggregatedAggregated | WLDFR | HFTD - Distribution - Tier 2 - 5QU CoRE ¦ 2QU LoRE | Non-Red Flag Warning - Small Fires | Aggregated | Aggregated | 2033 | 0.0058456 | 0 | 774.3498 | 4.5266 | 2033 | Mitigation | 0.08575 | 30 | 0 | esc | 0.0012005 | 7.0177e-06 | 0.00060025 | 3.5088e-06 | 0.0015435 | 9.0227e-06
[79 empty] | WLDFR | HFTD - Distribution - Tier 2 - 5QU CoRE ¦ 1QU LoRE | Red Flag Warning - Large Fires | 2044 | 5.2176e-08 | 2.6088e-08 | 6.7083e-08 | 6.9209 | 0.84944 | 3.8632 | 2.2083 | 0 | 0 | 0 | 4.3462e-05 |  | 3.611e-07 | 0 | 3.611e-07 | 1.8055e-07 | 0 | 1.8055e-07 | 4.6428e-07 | 0 | 4.6428e-07 | [16 empty] | 7.3.1.3 Ignition probability mapping showing the probability of ignition along the electric lines and equipmentWLDFRAggregatedAggregated | WLDFR | HFTD - Distribution - Tier 2 - 5QU CoRE ¦ 2QU LoRE | Non-Red Flag Warning - Small Fires | Aggregated | Aggregated | 2034 | 0.0058456 | 0 | 774.3498 | 4.5266 | 2034 | Mitigation | 0.08575 | 30 | 0 | esc | 0.0012005 | 7.0177e-06 | 0.00060025 | 3.5088e-06 | 0.0015435 | 9.0227e-06
[79 empty] | WLDFR | HFTD - Distribution - Tier 2 - 5QU CoRE ¦ 1QU LoRE | Red Flag Warning - Large Fires | 2045 | 5.2176e-08 | 2.6088e-08 | 6.7083e-08 | 6.9209 | 0.84944 | 3.8632 | 2.2083 | 0 | 0 | 0 | 4.3462e-05 |  | 3.611e-07 | 0 | 3.611e-07 | 1.8055e-07 | 0 | 1.8055e-07 | 4.6428e-07 | 0 | 4.6428e-07 | [16 empty] | 7.3.1.3 Ignition probability mapping showing the probability of ignition along the electric lines and equipmentWLDFRAggregatedAggregated | WLDFR | HFTD - Distribution - Tier 2 - 5QU CoRE ¦ 2QU LoRE | Non-Red Flag Warning - Small Fires | Aggregated | Aggregated | 2035 | 0.0058456 | 0 | 774.3498 | 4.5266 | 2035 | Mitigation | 0.08575 | 30 | 0 | esc | 0.0012005 | 7.0177e-06 | 0.00060025 | 3.5088e-06 | 0.0015435 | 9.0227e-06
[79 empty] | WLDFR | HFTD - Distribution - Tier 2 - 5QU CoRE ¦ 1QU LoRE | Red Flag Warning - Large Fires | 2046 | 5.2176e-08 | 2.6088e-08 | 6.7083e-08 | 6.9209 | 0.84944 | 3.8632 | 2.2083 | 0 | 0 | 0 | 4.3462e-05 |  | 3.611e-07 | 0 | 3.611e-07 | 1.8055e-07 | 0 | 1.8055e-07 | 4.6428e-07 | 0 | 4.6428e-07 | [16 empty] | 7.3.1.3 Ignition probability mapping showing the probability of ignition along the electric lines and equipmentWLDFRAggregatedAggregated | WLDFR | HFTD - Distribution - Tier 2 - 5QU CoRE ¦ 2QU LoRE | Non-Red Flag Warning - Small Fires | Aggregated | Aggregated | 2036 | 0.0058456 | 0 | 774.3498 | 4.5266 | 2036 | Mitigation | 0.08575 | 30 | 0 | esc | 0.0012005 | 7.0177e-06 | 0.00060025 | 3.5088e-06 | 0.0015435 | 9.0227e-06
[79 empty] | WLDFR | HFTD - Distribution - Tier 2 - 5QU CoRE ¦ 1QU LoRE | Red Flag Warning - Large Fires | 2047 | 5.2176e-08 | 2.6088e-08 | 6.7083e-08 | 6.9209 | 0.84944 | 3.8632 | 2.2083 | 0 | 0 | 0 | 4.3462e-05 |  | 3.611e-07 | 0 | 3.611e-07 | 1.8055e-07 | 0 | 1.8055e-07 | 4.6428e-07 | 0 | 4.6428e-07 | [16 empty] | 7.3.1.3 Ignition probability mapping showing the probability of ignition along the electric lines and equipmentWLDFRAggregatedAggregated | WLDFR | HFTD - Distribution - Tier 2 - 5QU CoRE ¦ 2QU LoRE | Non-Red Flag Warning - Small Fires | Aggregated | Aggregated | 2037 | 0.0058456 | 0 | 774.3498 | 4.5266 | 2037 | Mitigation | 0.08575 | 30 | 0 | esc | 0.0012005 | 7.0177e-06 | 0.00060025 | 3.5088e-06 | 0.0015435 | 9.0227e-06
[79 empty] | WLDFR | HFTD - Distribution - Tier 2 - 5QU CoRE ¦ 1QU LoRE | Red Flag Warning - Large Fires | 2048 | 5.2176e-08 | 2.6088e-08 | 6.7083e-08 | 7.3713 | 0.88759 | 4.1075 | 2.3763 | 0 | 0 | 0 | 4.3462e-05 |  | 3.8461e-07 | 0 | 3.8461e-07 | 1.923e-07 | 0 | 1.923e-07 | 4.9449e-07 | 0 | 4.9449e-07 | [16 empty] | 7.3.1.3 Ignition probability mapping showing the probability of ignition along the electric lines and equipmentWLDFRAggregatedAggregated | WLDFR | HFTD - Distribution - Tier 2 - 5QU CoRE ¦ 2QU LoRE | Non-Red Flag Warning - Small Fires | Aggregated | Aggregated | 2038 | 0.0058456 | 0 | 774.3498 | 4.5266 | 2038 | Mitigation | 0.08575 | 30 | 0 | esc | 0.0012005 | 7.0177e-06 | 0.00060025 | 3.5088e-06 | 0.0015435 | 9.0227e-06
[79 empty] | WLDFR | HFTD - Distribution - Tier 2 - 5QU CoRE ¦ 1QU LoRE | Red Flag Warning - Large Fires | 2049 | 5.2176e-08 | 2.6088e-08 | 6.7083e-08 | 7.3713 | 0.88759 | 4.1075 | 2.3763 | 0 | 0 | 0 | 4.3462e-05 |  | 3.8461e-07 | 0 | 3.8461e-07 | 1.923e-07 | 0 | 1.923e-07 | 4.9449e-07 | 0 | 4.9449e-07 | [16 empty] | 7.3.1.3 Ignition probability mapping showing the probability of ignition along the electric lines and equipmentWLDFRAggregatedAggregated | WLDFR | HFTD - Distribution - Tier 2 - 5QU CoRE ¦ 2QU LoRE | Non-Red Flag Warning - Small Fires | Aggregated | Aggregated | 2039 | 0.0058456 | 0 | 774.3498 | 4.5266 | 2039 | Mitigation | 0.08575 | 30 | 0 | esc | 0.0012005 | 7.0177e-06 | 0.00060025 | 3.5088e-06 | 0.0015435 | 9.0227e-06
[79 empty] | WLDFR | HFTD - Distribution - Tier 2 - 5QU CoRE ¦ 1QU LoRE | Red Flag Warning - Large Fires | 2050 | 0 | 2.6088e-08 | 6.7083e-08 | 7.3713 | 0.88759 | 4.1075 | 2.3763 | 0 | 0 | 0 | 4.3462e-05 |  | 0 | 0 | 0 | 1.923e-07 | 0 | 1.923e-07 | 4.9449e-07 | 0 | 4.9449e-07 | [16 empty] | 7.3.1.3 Ignition probability mapping showing the probability of ignition along the electric lines and equipmentWLDFRAggregatedAggregated | WLDFR | HFTD - Distribution - Tier 2 - 5QU CoRE ¦ 2QU LoRE | Non-Red Flag Warning - Small Fires | Aggregated | Aggregated | 2040 | 0.0058456 | 0 | 774.3498 | 4.5266 | 2040 | Mitigation | 0.08575 | 30 | 0 | esc | 0.0012005 | 7.0177e-06 | 0.00060025 | 3.5088e-06 | 0.0015435 | 9.0227e-06
[79 empty] | WLDFR | HFTD - Distribution - Tier 2 - 5QU CoRE ¦ 1QU LoRE | Red Flag Warning - Large Fires | 2051 | 0 | 0 | 6.7083e-08 | 7.3713 | 0.88759 | 4.1075 | 2.3763 | 0 | 0 | 0 | 4.3462e-05 |  | 0 | 0 | 0 | 0 | 0 | 0 | 4.9449e-07 | 0 | 4.9449e-07 | [16 empty] | 7.3.1.3 Ignition probability mapping showing the probability of ignition along the electric lines and equipmentWLDFRAggregatedAggregated | WLDFR | HFTD - Distribution - Tier 2 - 5QU CoRE ¦ 2QU LoRE | Non-Red Flag Warning - Small Fires | Aggregated | Aggregated | 2041 | 0.0058456 | 0 | 774.3498 | 4.5266 | 2041 | Mitigation | 0.08575 | 30 | 0 | esc | 0.0012005 | 7.0177e-06 | 0.00060025 | 3.5088e-06 | 0.0015435 | 9.0227e-06
[79 empty] | WLDFR | HFTD - Distribution - Tier 2 - 5QU CoRE ¦ 1QU LoRE | Red Flag Warning - Small Fires | 2020 | 1.4203e-06 | 0 | 0 | 0.077901 | 0.036425 | 0.0015809 | 0.039895 | 0 | 0 | 0 | 0.0011831 |  | 1.1064e-07 | 0 | 1.1064e-07 | 0 | 0 | 0 | 0 | 0 | 0 | [16 empty] | 7.3.1.3 Ignition probability mapping showing the probability of ignition along the electric lines and equipmentWLDFRAggregatedAggregated | WLDFR | HFTD - Distribution - Tier 2 - 5QU CoRE ¦ 2QU LoRE | Non-Red Flag Warning - Small Fires | Aggregated | Aggregated | 2042 | 0.0058456 | 0 | 774.3498 | 4.5266 | 2042 | Mitigation | 0.08575 | 30 | 0 | esc | 0.0012005 | 7.0177e-06 | 0.00060025 | 3.5088e-06 | 0.0015435 | 9.0227e-06
[79 empty] | WLDFR | HFTD - Distribution - Tier 2 - 5QU CoRE ¦ 1QU LoRE | Red Flag Warning - Small Fires | 2021 | 1.4203e-06 | 7.1015e-07 | 0 | 0.077901 | 0.036425 | 0.0015809 | 0.039895 | 0 | 0 | 0 | 0.0011831 |  | 1.1064e-07 | 0 | 1.1064e-07 | 5.5321e-08 | 0 | 5.5321e-08 | 0 | 0 | 0 | [16 empty] | 7.3.1.3 Ignition probability mapping showing the probability of ignition along the electric lines and equipmentWLDFRAggregatedAggregated | WLDFR | HFTD - Distribution - Tier 2 - 5QU CoRE ¦ 2QU LoRE | Non-Red Flag Warning - Small Fires | Aggregated | Aggregated | 2043 | 0.0058456 | 0 | 774.3498 | 4.5266 | 2043 | Mitigation | 0.08575 | 30 | 0 | esc | 0.0012005 | 7.0177e-06 | 0.00060025 | 3.5088e-06 | 0.0015435 | 9.0227e-06
[79 empty] | WLDFR | HFTD - Distribution - Tier 2 - 5QU CoRE ¦ 1QU LoRE | Red Flag Warning - Small Fires | 2022 | 1.4203e-06 | 7.1015e-07 | 1.8261e-06 | 0.077901 | 0.036425 | 0.0015809 | 0.039895 | 0 | 0 | 0 | 0.0011831 |  | 1.1064e-07 | 0 | 1.1064e-07 | 5.5321e-08 | 0 | 5.5321e-08 | 1.4226e-07 | 0 | 1.4226e-07 | [16 empty] | 7.3.1.3 Ignition probability mapping showing the probability of ignition along the electric lines and equipmentWLDFRAggregatedAggregated | WLDFR | HFTD - Distribution - Tier 2 - 5QU CoRE ¦ 2QU LoRE | Non-Red Flag Warning - Small Fires | Aggregated | Aggregated | 2044 | 0.0058456 | 0 | 774.3498 | 4.5266 | 2044 | Mitigation | 0.08575 | 30 | 0 | esc | 0.0012005 | 7.0177e-06 | 0.00060025 | 3.5088e-06 | 0.0015435 | 9.0227e-06
[79 empty] | WLDFR | HFTD - Distribution - Tier 2 - 5QU CoRE ¦ 1QU LoRE | Red Flag Warning - Small Fires | 2023 | 1.4203e-06 | 7.1015e-07 | 1.8261e-06 | 0.080408 | 0.03759 | 0.0016314 | 0.041187 | 0 | 0 | 0 | 0.0011831 |  | 1.142e-07 | 0 | 1.142e-07 | 5.7102e-08 | 0 | 5.7102e-08 | 1.4683e-07 | 0 | 1.4683e-07 | [16 empty] | 7.3.1.3 Ignition probability mapping showing the probability of ignition along the electric lines and equipmentWLDFRAggregatedAggregated | WLDFR | HFTD - Distribution - Tier 2 - 5QU CoRE ¦ 2QU LoRE | Non-Red Flag Warning - Small Fires | Aggregated | Aggregated | 2045 | 0.0058456 | 0 | 774.3498 | 4.5266 | 2045 | Mitigation | 0.08575 | 30 | 0 | esc | 0.0012005 | 7.0177e-06 | 0.00060025 | 3.5088e-06 | 0.0015435 | 9.0227e-06
[79 empty] | WLDFR | HFTD - Distribution - Tier 2 - 5QU CoRE ¦ 1QU LoRE | Red Flag Warning - Small Fires | 2024 | 1.4203e-06 | 7.1015e-07 | 1.8261e-06 | 0.080408 | 0.03759 | 0.0016314 | 0.041187 | 0 | 0 | 0 | 0.0011831 |  | 1.142e-07 | 0 | 1.142e-07 | 5.7102e-08 | 0 | 5.7102e-08 | 1.4683e-07 | 0 | 1.4683e-07 | [16 empty] | 7.3.1.3 Ignition probability mapping showing the probability of ignition along the electric lines and equipmentWLDFRAggregatedAggregated | WLDFR | HFTD - Distribution - Tier 2 - 5QU CoRE ¦ 2QU LoRE | Non-Red Flag Warning - Small Fires | Aggregated | Aggregated | 2046 | 0.0058456 | 0 | 774.3498 | 4.5266 | 2046 | Mitigation | 0.08575 | 30 | 0 | esc | 0.0012005 | 7.0177e-06 | 0.00060025 | 3.5088e-06 | 0.0015435 | 9.0227e-06
[79 empty] | WLDFR | HFTD - Distribution - Tier 2 - 5QU CoRE ¦ 1QU LoRE | Red Flag Warning - Small Fires | 2025 | 1.4203e-06 | 7.1015e-07 | 1.8261e-06 | 0.080408 | 0.03759 | 0.0016314 | 0.041187 | 0 | 0 | 0 | 0.0011831 |  | 1.142e-07 | 0 | 1.142e-07 | 5.7102e-08 | 0 | 5.7102e-08 | 1.4683e-07 | 0 | 1.4683e-07 | [16 empty] | 7.3.1.3 Ignition probability mapping showing the probability of ignition along the electric lines and equipmentWLDFRAggregatedAggregated | WLDFR | HFTD - Distribution - Tier 2 - 5QU CoRE ¦ 2QU LoRE | Non-Red Flag Warning - Small Fires | Aggregated | Aggregated | 2047 | 0.0058456 | 0 | 774.3498 | 4.5266 | 2047 | Mitigation | 0.08575 | 30 | 0 | esc | 0.0012005 | 7.0177e-06 | 0.00060025 | 3.5088e-06 | 0.0015435 | 9.0227e-06
[79 empty] | WLDFR | HFTD - Distribution - Tier 2 - 5QU CoRE ¦ 1QU LoRE | Red Flag Warning - Small Fires | 2026 | 1.4203e-06 | 7.1015e-07 | 1.8261e-06 | 0.080408 | 0.03759 | 0.0016314 | 0.041187 | 0 | 0 | 0 | 0.0011831 |  | 1.142e-07 | 0 | 1.142e-07 | 5.7102e-08 | 0 | 5.7102e-08 | 1.4683e-07 | 0 | 1.4683e-07 | [16 empty] | 7.3.1.3 Ignition probability mapping showing the probability of ignition along the electric lines and equipmentWLDFRAggregatedAggregated | WLDFR | HFTD - Distribution - Tier 2 - 5QU CoRE ¦ 2QU LoRE | Non-Red Flag Warning - Small Fires | Aggregated | Aggregated | 2048 | 0.0058456 | 0 | 774.3498 | 4.5266 | 2048 | Mitigation | 0.08575 | 30 | 0 | esc | 0.0012005 | 7.0177e-06 | 0.00060025 | 3.5088e-06 | 0.0015435 | 9.0227e-06
[79 empty] | WLDFR | HFTD - Distribution - Tier 2 - 5QU CoRE ¦ 1QU LoRE | Red Flag Warning - Small Fires | 2027 | 1.4203e-06 | 7.1015e-07 | 1.8261e-06 | 0.080408 | 0.03759 | 0.0016314 | 0.041187 | 0 | 0 | 0 | 0.0011831 |  | 1.142e-07 | 0 | 1.142e-07 | 5.7102e-08 | 0 | 5.7102e-08 | 1.4683e-07 | 0 | 1.4683e-07 | [16 empty] | 7.3.1.3 Ignition probability mapping showing the probability of ignition along the electric lines and equipmentWLDFRAggregatedAggregated | WLDFR | HFTD - Distribution - Tier 2 - 5QU CoRE ¦ 2QU LoRE | Non-Red Flag Warning - Small Fires | Aggregated | Aggregated | 2049 | 0.0058456 | 0 | 774.3498 | 4.5266 | 2049 | Mitigation | 0.08575 | 30 | 0 | esc | 0.0012005 | 7.0177e-06 | 0.00060025 | 3.5088e-06 | 0.0015435 | 9.0227e-06
[79 empty] | WLDFR | HFTD - Distribution - Tier 2 - 5QU CoRE ¦ 1QU LoRE | Red Flag Warning - Small Fires | 2028 | 1.4203e-06 | 7.1015e-07 | 1.8261e-06 | 0.083606 | 0.039055 | 0.001695 | 0.042856 | 0 | 0 | 0 | 0.0011831 |  | 1.1875e-07 | 0 | 1.1875e-07 | 5.9373e-08 | 0 | 5.9373e-08 | 1.5267e-07 | 0 | 1.5267e-07 | [16 empty] | 7.3.1.3 Ignition probability mapping showing the probability of ignition along the electric lines and equipmentWLDFRAggregatedAggregated | WLDFR | HFTD - Distribution - Tier 2 - 5QU CoRE ¦ 2QU LoRE | Non-Red Flag Warning - Small Fires | Aggregated | Aggregated | 2050 | 0.0058456 | 0 | 774.3498 | 4.5266 | 2050 | Mitigation | 0.08575 | 30 | 0 | esc | 0 | 0 | 0.00060025 | 3.5088e-06 | 0.0015435 | 9.0227e-06
[79 empty] | WLDFR | HFTD - Distribution - Tier 2 - 5QU CoRE ¦ 1QU LoRE | Red Flag Warning - Small Fires | 2029 | 1.4203e-06 | 7.1015e-07 | 1.8261e-06 | 0.083606 | 0.039055 | 0.001695 | 0.042856 | 0 | 0 | 0 | 0.0011831 |  | 1.1875e-07 | 0 | 1.1875e-07 | 5.9373e-08 | 0 | 5.9373e-08 | 1.5267e-07 | 0 | 1.5267e-07 | [16 empty] | 7.3.1.3 Ignition probability mapping showing the probability of ignition along the electric lines and equipmentWLDFRAggregatedAggregated | WLDFR | HFTD - Distribution - Tier 2 - 5QU CoRE ¦ 2QU LoRE | Non-Red Flag Warning - Small Fires | Aggregated | Aggregated | 2051 | 0.0058456 | 0 | 774.3498 | 4.5266 | 2051 | Mitigation | 0.08575 | 30 | 0 | esc | 0 | 0 | 0 | 0 | 0.0015435 | 9.0227e-06
[79 empty] | WLDFR | HFTD - Distribution - Tier 2 - 5QU CoRE ¦ 1QU LoRE | Red Flag Warning - Small Fires | 2030 | 1.4203e-06 | 7.1015e-07 | 1.8261e-06 | 0.083606 | 0.039055 | 0.001695 | 0.042856 | 0 | 0 | 0 | 0.0011831 |  | 1.1875e-07 | 0 | 1.1875e-07 | 5.9373e-08 | 0 | 5.9373e-08 | 1.5267e-07 | 0 | 1.5267e-07 | [16 empty] | 7.3.1.3 Ignition probability mapping showing the probability of ignition along the electric lines and equipmentWLDFRAggregatedAggregated | WLDFR | HFTD - Distribution - Tier 2 - 5QU CoRE ¦ 2QU LoRE | Red Flag Warning - Catastrophic Fires | Aggregated | Aggregated | 2021 | 2.0596e-06 | 0 | 774.3498 | 0.0015949 | 2021 | Mitigation | 0.08575 | 30 | 0 | esc | 0.0012005 | 2.4726e-09 | 0.00060025 | 1.2363e-09 | 0 | 0
[79 empty] | WLDFR | HFTD - Distribution - Tier 2 - 5QU CoRE ¦ 1QU LoRE | Red Flag Warning - Small Fires | 2031 | 1.4203e-06 | 7.1015e-07 | 1.8261e-06 | 0.083606 | 0.039055 | 0.001695 | 0.042856 | 0 | 0 | 0 | 0.0011831 |  | 1.1875e-07 | 0 | 1.1875e-07 | 5.9373e-08 | 0 | 5.9373e-08 | 1.5267e-07 | 0 | 1.5267e-07 | [16 empty] | 7.3.1.3 Ignition probability mapping showing the probability of ignition along the electric lines and equipmentWLDFRAggregatedAggregated | WLDFR | HFTD - Distribution - Tier 2 - 5QU CoRE ¦ 2QU LoRE | Red Flag Warning - Catastrophic Fires | Aggregated | Aggregated | 2022 | 2.0596e-06 | 0 | 774.3498 | 0.0015949 | 2022 | Mitigation | 0.08575 | 30 | 0 | esc | 0.0012005 | 2.4726e-09 | 0.00060025 | 1.2363e-09 | 0.0015435 | 3.179e-09
[79 empty] | WLDFR | HFTD - Distribution - Tier 2 - 5QU CoRE ¦ 1QU LoRE | Red Flag Warning - Small Fires | 2032 | 1.4203e-06 | 7.1015e-07 | 1.8261e-06 | 0.083606 | 0.039055 | 0.001695 | 0.042856 | 0 | 0 | 0 | 0.0011831 |  | 1.1875e-07 | 0 | 1.1875e-07 | 5.9373e-08 | 0 | 5.9373e-08 | 1.5267e-07 | 0 | 1.5267e-07 | [16 empty] | 7.3.1.3 Ignition probability mapping showing the probability of ignition along the electric lines and equipmentWLDFRAggregatedAggregated | WLDFR | HFTD - Distribution - Tier 2 - 5QU CoRE ¦ 2QU LoRE | Red Flag Warning - Catastrophic Fires | Aggregated | Aggregated | 2023 | 2.0596e-06 | 0 | 774.3498 | 0.0015949 | 2023 | Mitigation | 0.08575 | 30 | 0 | esc | 0.0012005 | 2.4726e-09 | 0.00060025 | 1.2363e-09 | 0.0015435 | 3.179e-09
[79 empty] | WLDFR | HFTD - Distribution - Tier 2 - 5QU CoRE ¦ 1QU LoRE | Red Flag Warning - Small Fires | 2033 | 1.4203e-06 | 7.1015e-07 | 1.8261e-06 | 0.087211 | 0.040679 | 0.0017655 | 0.044766 | 0 | 0 | 0 | 0.0011831 |  | 1.2387e-07 | 0 | 1.2387e-07 | 6.1933e-08 | 0 | 6.1933e-08 | 1.5926e-07 | 0 | 1.5926e-07 | [16 empty] | 7.3.1.3 Ignition probability mapping showing the probability of ignition along the electric lines and equipmentWLDFRAggregatedAggregated | WLDFR | HFTD - Distribution - Tier 2 - 5QU CoRE ¦ 2QU LoRE | Red Flag Warning - Catastrophic Fires | Aggregated | Aggregated | 2024 | 2.0596e-06 | 0 | 774.3498 | 0.0015949 | 2024 | Mitigation | 0.08575 | 30 | 0 | esc | 0.0012005 | 2.4726e-09 | 0.00060025 | 1.2363e-09 | 0.0015435 | 3.179e-09
[79 empty] | WLDFR | HFTD - Distribution - Tier 2 - 5QU CoRE ¦ 1QU LoRE | Red Flag Warning - Small Fires | 2034 | 1.4203e-06 | 7.1015e-07 | 1.8261e-06 | 0.087211 | 0.040679 | 0.0017655 | 0.044766 | 0 | 0 | 0 | 0.0011831 |  | 1.2387e-07 | 0 | 1.2387e-07 | 6.1933e-08 | 0 | 6.1933e-08 | 1.5926e-07 | 0 | 1.5926e-07 | [16 empty] | 7.3.1.3 Ignition probability mapping showing the probability of ignition along the electric lines and equipmentWLDFRAggregatedAggregated | WLDFR | HFTD - Distribution - Tier 2 - 5QU CoRE ¦ 2QU LoRE | Red Flag Warning - Catastrophic Fires | Aggregated | Aggregated | 2025 | 2.0596e-06 | 0 | 774.3498 | 0.0015949 | 2025 | Mitigation | 0.08575 | 30 | 0 | esc | 0.0012005 | 2.4726e-09 | 0.00060025 | 1.2363e-09 | 0.0015435 | 3.179e-09
[79 empty] | WLDFR | HFTD - Distribution - Tier 2 - 5QU CoRE ¦ 1QU LoRE | Red Flag Warning - Small Fires | 2035 | 1.4203e-06 | 7.1015e-07 | 1.8261e-06 | 0.087211 | 0.040679 | 0.0017655 | 0.044766 | 0 | 0 | 0 | 0.0011831 |  | 1.2387e-07 | 0 | 1.2387e-07 | 6.1933e-08 | 0 | 6.1933e-08 | 1.5926e-07 | 0 | 1.5926e-07 | [16 empty] | 7.3.1.3 Ignition probability mapping showing the probability of ignition along the electric lines and equipmentWLDFRAggregatedAggregated | WLDFR | HFTD - Distribution - Tier 2 - 5QU CoRE ¦ 2QU LoRE | Red Flag Warning - Catastrophic Fires | Aggregated | Aggregated | 2026 | 2.0596e-06 | 0 | 774.3498 | 0.0015949 | 2026 | Mitigation | 0.08575 | 30 | 0 | esc | 0.0012005 | 2.4726e-09 | 0.00060025 | 1.2363e-09 | 0.0015435 | 3.179e-09
[79 empty] | WLDFR | HFTD - Distribution - Tier 2 - 5QU CoRE ¦ 1QU LoRE | Red Flag Warning - Small Fires | 2036 | 1.4203e-06 | 7.1015e-07 | 1.8261e-06 | 0.087211 | 0.040679 | 0.0017655 | 0.044766 | 0 | 0 | 0 | 0.0011831 |  | 1.2387e-07 | 0 | 1.2387e-07 | 6.1933e-08 | 0 | 6.1933e-08 | 1.5926e-07 | 0 | 1.5926e-07 | [16 empty] | 7.3.1.3 Ignition probability mapping showing the probability of ignition along the electric lines and equipmentWLDFRAggregatedAggregated | WLDFR | HFTD - Distribution - Tier 2 - 5QU CoRE ¦ 2QU LoRE | Red Flag Warning - Catastrophic Fires | Aggregated | Aggregated | 2027 | 2.0596e-06 | 0 | 774.3498 | 0.0015949 | 2027 | Mitigation | 0.08575 | 30 | 0 | esc | 0.0012005 | 2.4726e-09 | 0.00060025 | 1.2363e-09 | 0.0015435 | 3.179e-09
[79 empty] | WLDFR | HFTD - Distribution - Tier 2 - 5QU CoRE ¦ 1QU LoRE | Red Flag Warning - Small Fires | 2037 | 1.4203e-06 | 7.1015e-07 | 1.8261e-06 | 0.087211 | 0.040679 | 0.0017655 | 0.044766 | 0 | 0 | 0 | 0.0011831 |  | 1.2387e-07 | 0 | 1.2387e-07 | 6.1933e-08 | 0 | 6.1933e-08 | 1.5926e-07 | 0 | 1.5926e-07 | [16 empty] | 7.3.1.3 Ignition probability mapping showing the probability of ignition along the electric lines and equipmentWLDFRAggregatedAggregated | WLDFR | HFTD - Distribution - Tier 2 - 5QU CoRE ¦ 2QU LoRE | Red Flag Warning - Catastrophic Fires | Aggregated | Aggregated | 2028 | 2.0596e-06 | 0 | 774.3498 | 0.0015949 | 2028 | Mitigation | 0.08575 | 30 | 0 | esc | 0.0012005 | 2.4726e-09 | 0.00060025 | 1.2363e-09 | 0.0015435 | 3.179e-09
[79 empty] | WLDFR | HFTD - Distribution - Tier 2 - 5QU CoRE ¦ 1QU LoRE | Red Flag Warning - Small Fires | 2038 | 1.4203e-06 | 7.1015e-07 | 1.8261e-06 | 0.091184 | 0.042438 | 0.0018418 | 0.046905 | 0 | 0 | 0 | 0.0011831 |  | 1.2951e-07 | 0 | 1.2951e-07 | 6.4755e-08 | 0 | 6.4755e-08 | 1.6651e-07 | 0 | 1.6651e-07 | [16 empty] | 7.3.1.3 Ignition probability mapping showing the probability of ignition along the electric lines and equipmentWLDFRAggregatedAggregated | WLDFR | HFTD - Distribution - Tier 2 - 5QU CoRE ¦ 2QU LoRE | Red Flag Warning - Catastrophic Fires | Aggregated | Aggregated | 2029 | 2.0596e-06 | 0 | 774.3498 | 0.0015949 | 2029 | Mitigation | 0.08575 | 30 | 0 | esc | 0.0012005 | 2.4726e-09 | 0.00060025 | 1.2363e-09 | 0.0015435 | 3.179e-09
[79 empty] | WLDFR | HFTD - Distribution - Tier 2 - 5QU CoRE ¦ 1QU LoRE | Red Flag Warning - Small Fires | 2039 | 1.4203e-06 | 7.1015e-07 | 1.8261e-06 | 0.091184 | 0.042438 | 0.0018418 | 0.046905 | 0 | 0 | 0 | 0.0011831 |  | 1.2951e-07 | 0 | 1.2951e-07 | 6.4755e-08 | 0 | 6.4755e-08 | 1.6651e-07 | 0 | 1.6651e-07 | [16 empty] | 7.3.1.3 Ignition probability mapping showing the probability of ignition along the electric lines and equipmentWLDFRAggregatedAggregated | WLDFR | HFTD - Distribution - Tier 2 - 5QU CoRE ¦ 2QU LoRE | Red Flag Warning - Catastrophic Fires | Aggregated | Aggregated | 2030 | 2.0596e-06 | 0 | 774.3498 | 0.0015949 | 2030 | Mitigation | 0.08575 | 30 | 0 | esc | 0.0012005 | 2.4726e-09 | 0.00060025 | 1.2363e-09 | 0.0015435 | 3.179e-09
[79 empty] | WLDFR | HFTD - Distribution - Tier 2 - 5QU CoRE ¦ 1QU LoRE | Red Flag Warning - Small Fires | 2040 | 1.4203e-06 | 7.1015e-07 | 1.8261e-06 | 0.091184 | 0.042438 | 0.0018418 | 0.046905 | 0 | 0 | 0 | 0.0011831 |  | 1.2951e-07 | 0 | 1.2951e-07 | 6.4755e-08 | 0 | 6.4755e-08 | 1.6651e-07 | 0 | 1.6651e-07 | [16 empty] | 7.3.1.3 Ignition probability mapping showing the probability of ignition along the electric lines and equipmentWLDFRAggregatedAggregated | WLDFR | HFTD - Distribution - Tier 2 - 5QU CoRE ¦ 2QU LoRE | Red Flag Warning - Catastrophic Fires | Aggregated | Aggregated | 2031 | 2.0596e-06 | 0 | 774.3498 | 0.0015949 | 2031 | Mitigation | 0.08575 | 30 | 0 | esc | 0.0012005 | 2.4726e-09 | 0.00060025 | 1.2363e-09 | 0.0015435 | 3.179e-09
[79 empty] | WLDFR | HFTD - Distribution - Tier 2 - 5QU CoRE ¦ 1QU LoRE | Red Flag Warning - Small Fires | 2041 | 1.4203e-06 | 7.1015e-07 | 1.8261e-06 | 0.091184 | 0.042438 | 0.0018418 | 0.046905 | 0 | 0 | 0 | 0.0011831 |  | 1.2951e-07 | 0 | 1.2951e-07 | 6.4755e-08 | 0 | 6.4755e-08 | 1.6651e-07 | 0 | 1.6651e-07 | [16 empty] | 7.3.1.3 Ignition probability mapping showing the probability of ignition along the electric lines and equipmentWLDFRAggregatedAggregated | WLDFR | HFTD - Distribution - Tier 2 - 5QU CoRE ¦ 2QU LoRE | Red Flag Warning - Catastrophic Fires | Aggregated | Aggregated | 2032 | 2.0596e-06 | 0 | 774.3498 | 0.0015949 | 2032 | Mitigation | 0.08575 | 30 | 0 | esc | 0.0012005 | 2.4726e-09 | 0.00060025 | 1.2363e-09 | 0.0015435 | 3.179e-09
[79 empty] | WLDFR | HFTD - Distribution - Tier 2 - 5QU CoRE ¦ 1QU LoRE | Red Flag Warning - Small Fires | 2042 | 1.4203e-06 | 7.1015e-07 | 1.8261e-06 | 0.091184 | 0.042438 | 0.0018418 | 0.046905 | 0 | 0 | 0 | 0.0011831 |  | 1.2951e-07 | 0 | 1.2951e-07 | 6.4755e-08 | 0 | 6.4755e-08 | 1.6651e-07 | 0 | 1.6651e-07 | [16 empty] | 7.3.1.3 Ignition probability mapping showing the probability of ignition along the electric lines and equipmentWLDFRAggregatedAggregated | WLDFR | HFTD - Distribution - Tier 2 - 5QU CoRE ¦ 2QU LoRE | Red Flag Warning - Catastrophic Fires | Aggregated | Aggregated | 2033 | 2.0596e-06 | 0 | 774.3498 | 0.0015949 | 2033 | Mitigation | 0.08575 | 30 | 0 | esc | 0.0012005 | 2.4726e-09 | 0.00060025 | 1.2363e-09 | 0.0015435 | 3.179e-09
[79 empty] | WLDFR | HFTD - Distribution - Tier 2 - 5QU CoRE ¦ 1QU LoRE | Red Flag Warning - Small Fires | 2043 | 1.4203e-06 | 7.1015e-07 | 1.8261e-06 | 0.095486 | 0.044306 | 0.0019228 | 0.049257 | 0 | 0 | 0 | 0.0011831 |  | 1.3562e-07 | 0 | 1.3562e-07 | 6.781e-08 | 0 | 6.781e-08 | 1.7437e-07 | 0 | 1.7437e-07 | [16 empty] | 7.3.1.3 Ignition probability mapping showing the probability of ignition along the electric lines and equipmentWLDFRAggregatedAggregated | WLDFR | HFTD - Distribution - Tier 2 - 5QU CoRE ¦ 2QU LoRE | Red Flag Warning - Catastrophic Fires | Aggregated | Aggregated | 2034 | 2.0596e-06 | 0 | 774.3498 | 0.0015949 | 2034 | Mitigation | 0.08575 | 30 | 0 | esc | 0.0012005 | 2.4726e-09 | 0.00060025 | 1.2363e-09 | 0.0015435 | 3.179e-09
[79 empty] | WLDFR | HFTD - Distribution - Tier 2 - 5QU CoRE ¦ 1QU LoRE | Red Flag Warning - Small Fires | 2044 | 1.4203e-06 | 7.1015e-07 | 1.8261e-06 | 0.095486 | 0.044306 | 0.0019228 | 0.049257 | 0 | 0 | 0 | 0.0011831 |  | 1.3562e-07 | 0 | 1.3562e-07 | 6.781e-08 | 0 | 6.781e-08 | 1.7437e-07 | 0 | 1.7437e-07 | [16 empty] | 7.3.1.3 Ignition probability mapping showing the probability of ignition along the electric lines and equipmentWLDFRAggregatedAggregated | WLDFR | HFTD - Distribution - Tier 2 - 5QU CoRE ¦ 2QU LoRE | Red Flag Warning - Catastrophic Fires | Aggregated | Aggregated | 2035 | 2.0596e-06 | 0 | 774.3498 | 0.0015949 | 2035 | Mitigation | 0.08575 | 30 | 0 | esc | 0.0012005 | 2.4726e-09 | 0.00060025 | 1.2363e-09 | 0.0015435 | 3.179e-09
[79 empty] | WLDFR | HFTD - Distribution - Tier 2 - 5QU CoRE ¦ 1QU LoRE | Red Flag Warning - Small Fires | 2045 | 1.4203e-06 | 7.1015e-07 | 1.8261e-06 | 0.095486 | 0.044306 | 0.0019228 | 0.049257 | 0 | 0 | 0 | 0.0011831 |  | 1.3562e-07 | 0 | 1.3562e-07 | 6.781e-08 | 0 | 6.781e-08 | 1.7437e-07 | 0 | 1.7437e-07 | [16 empty] | 7.3.1.3 Ignition probability mapping showing the probability of ignition along the electric lines and equipmentWLDFRAggregatedAggregated | WLDFR | HFTD - Distribution - Tier 2 - 5QU CoRE ¦ 2QU LoRE | Red Flag Warning - Catastrophic Fires | Aggregated | Aggregated | 2036 | 2.0596e-06 | 0 | 774.3498 | 0.0015949 | 2036 | Mitigation | 0.08575 | 30 | 0 | esc | 0.0012005 | 2.4726e-09 | 0.00060025 | 1.2363e-09 | 0.0015435 | 3.179e-09
[79 empty] | WLDFR | HFTD - Distribution - Tier 2 - 5QU CoRE ¦ 1QU LoRE | Red Flag Warning - Small Fires | 2046 | 1.4203e-06 | 7.1015e-07 | 1.8261e-06 | 0.095486 | 0.044306 | 0.0019228 | 0.049257 | 0 | 0 | 0 | 0.0011831 |  | 1.3562e-07 | 0 | 1.3562e-07 | 6.781e-08 | 0 | 6.781e-08 | 1.7437e-07 | 0 | 1.7437e-07 | [16 empty] | 7.3.1.3 Ignition probability mapping showing the probability of ignition along the electric lines and equipmentWLDFRAggregatedAggregated | WLDFR | HFTD - Distribution - Tier 2 - 5QU CoRE ¦ 2QU LoRE | Red Flag Warning - Catastrophic Fires | Aggregated | Aggregated | 2037 | 2.0596e-06 | 0 | 774.3498 | 0.0015949 | 2037 | Mitigation | 0.08575 | 30 | 0 | esc | 0.0012005 | 2.4726e-09 | 0.00060025 | 1.2363e-09 | 0.0015435 | 3.179e-09
[79 empty] | WLDFR | HFTD - Distribution - Tier 2 - 5QU CoRE ¦ 1QU LoRE | Red Flag Warning - Small Fires | 2047 | 1.4203e-06 | 7.1015e-07 | 1.8261e-06 | 0.095486 | 0.044306 | 0.0019228 | 0.049257 | 0 | 0 | 0 | 0.0011831 |  | 1.3562e-07 | 0 | 1.3562e-07 | 6.781e-08 | 0 | 6.781e-08 | 1.7437e-07 | 0 | 1.7437e-07 | [16 empty] | 7.3.1.3 Ignition probability mapping showing the probability of ignition along the electric lines and equipmentWLDFRAggregatedAggregated | WLDFR | HFTD - Distribution - Tier 2 - 5QU CoRE ¦ 2QU LoRE | Red Flag Warning - Catastrophic Fires | Aggregated | Aggregated | 2038 | 2.0596e-06 | 0 | 774.3498 | 0.0015949 | 2038 | Mitigation | 0.08575 | 30 | 0 | esc | 0.0012005 | 2.4726e-09 | 0.00060025 | 1.2363e-09 | 0.0015435 | 3.179e-09
[79 empty] | WLDFR | HFTD - Distribution - Tier 2 - 5QU CoRE ¦ 1QU LoRE | Red Flag Warning - Small Fires | 2048 | 1.4203e-06 | 7.1015e-07 | 1.8261e-06 | 0.10007 | 0.04626 | 0.0020076 | 0.051804 | 0 | 0 | 0 | 0.0011831 |  | 1.4213e-07 | 0 | 1.4213e-07 | 7.1066e-08 | 0 | 7.1066e-08 | 1.8274e-07 | 0 | 1.8274e-07 | [16 empty] | 7.3.1.3 Ignition probability mapping showing the probability of ignition along the electric lines and equipmentWLDFRAggregatedAggregated | WLDFR | HFTD - Distribution - Tier 2 - 5QU CoRE ¦ 2QU LoRE | Red Flag Warning - Catastrophic Fires | Aggregated | Aggregated | 2039 | 2.0596e-06 | 0 | 774.3498 | 0.0015949 | 2039 | Mitigation | 0.08575 | 30 | 0 | esc | 0.0012005 | 2.4726e-09 | 0.00060025 | 1.2363e-09 | 0.0015435 | 3.179e-09
[79 empty] | WLDFR | HFTD - Distribution - Tier 2 - 5QU CoRE ¦ 1QU LoRE | Red Flag Warning - Small Fires | 2049 | 1.4203e-06 | 7.1015e-07 | 1.8261e-06 | 0.10007 | 0.04626 | 0.0020076 | 0.051804 | 0 | 0 | 0 | 0.0011831 |  | 1.4213e-07 | 0 | 1.4213e-07 | 7.1066e-08 | 0 | 7.1066e-08 | 1.8274e-07 | 0 | 1.8274e-07 | [16 empty] | 7.3.1.3 Ignition probability mapping showing the probability of ignition along the electric lines and equipmentWLDFRAggregatedAggregated | WLDFR | HFTD - Distribution - Tier 2 - 5QU CoRE ¦ 2QU LoRE | Red Flag Warning - Catastrophic Fires | Aggregated | Aggregated | 2040 | 2.0596e-06 | 0 | 774.3498 | 0.0015949 | 2040 | Mitigation | 0.08575 | 30 | 0 | esc | 0.0012005 | 2.4726e-09 | 0.00060025 | 1.2363e-09 | 0.0015435 | 3.179e-09
[79 empty] | WLDFR | HFTD - Distribution - Tier 2 - 5QU CoRE ¦ 1QU LoRE | Red Flag Warning - Small Fires | 2050 | 0 | 7.1015e-07 | 1.8261e-06 | 0.10007 | 0.04626 | 0.0020076 | 0.051804 | 0 | 0 | 0 | 0.0011831 |  | 0 | 0 | 0 | 7.1066e-08 | 0 | 7.1066e-08 | 1.8274e-07 | 0 | 1.8274e-07 | [16 empty] | 7.3.1.3 Ignition probability mapping showing the probability of ignition along the electric lines and equipmentWLDFRAggregatedAggregated | WLDFR | HFTD - Distribution - Tier 2 - 5QU CoRE ¦ 2QU LoRE | Red Flag Warning - Catastrophic Fires | Aggregated | Aggregated | 2041 | 2.0596e-06 | 0 | 774.3498 | 0.0015949 | 2041 | Mitigation | 0.08575 | 30 | 0 | esc | 0.0012005 | 2.4726e-09 | 0.00060025 | 1.2363e-09 | 0.0015435 | 3.179e-09
[79 empty] | WLDFR | HFTD - Distribution - Tier 2 - 5QU CoRE ¦ 1QU LoRE | Red Flag Warning - Small Fires | 2051 | 0 | 0 | 1.8261e-06 | 0.10007 | 0.04626 | 0.0020076 | 0.051804 | 0 | 0 | 0 | 0.0011831 |  | 0 | 0 | 0 | 0 | 0 | 0 | 1.8274e-07 | 0 | 1.8274e-07 | [16 empty] | 7.3.1.3 Ignition probability mapping showing the probability of ignition along the electric lines and equipmentWLDFRAggregatedAggregated | WLDFR | HFTD - Distribution - Tier 2 - 5QU CoRE ¦ 2QU LoRE | Red Flag Warning - Catastrophic Fires | Aggregated | Aggregated | 2042 | 2.0596e-06 | 0 | 774.3498 | 0.0015949 | 2042 | Mitigation | 0.08575 | 30 | 0 | esc | 0.0012005 | 2.4726e-09 | 0.00060025 | 1.2363e-09 | 0.0015435 | 3.179e-09
[79 empty] | WLDFR | HFTD - Distribution - Tier 2 - 5QU CoRE ¦ 1QU LoRE | Seismic - Non-Red Flag Warning - Catastrophic Fires | 2020 | 1.991e-12 | 0 | 0 | 21083.8428 | 409.2237 | 13469.0878 | 7205.5313 | 0 | 0 | 0 | 1.6584e-09 |  | 4.1977e-08 | 0 | 4.1977e-08 | 0 | 0 | 0 | 0 | 0 | 0 | [16 empty] | 7.3.1.3 Ignition probability mapping showing the probability of ignition along the electric lines and equipmentWLDFRAggregatedAggregated | WLDFR | HFTD - Distribution - Tier 2 - 5QU CoRE ¦ 2QU LoRE | Red Flag Warning - Catastrophic Fires | Aggregated | Aggregated | 2043 | 2.0596e-06 | 0 | 774.3498 | 0.0015949 | 2043 | Mitigation | 0.08575 | 30 | 0 | esc | 0.0012005 | 2.4726e-09 | 0.00060025 | 1.2363e-09 | 0.0015435 | 3.179e-09
[79 empty] | WLDFR | HFTD - Distribution - Tier 2 - 5QU CoRE ¦ 1QU LoRE | Seismic - Non-Red Flag Warning - Catastrophic Fires | 2021 | 1.991e-12 | 9.9548e-13 | 0 | 21083.8428 | 409.2237 | 13469.0878 | 7205.5313 | 0 | 0 | 0 | 1.6584e-09 |  | 4.1977e-08 | 0 | 4.1977e-08 | 2.0989e-08 | 0 | 2.0989e-08 | 0 | 0 | 0 | [16 empty] | 7.3.1.3 Ignition probability mapping showing the probability of ignition along the electric lines and equipmentWLDFRAggregatedAggregated | WLDFR | HFTD - Distribution - Tier 2 - 5QU CoRE ¦ 2QU LoRE | Red Flag Warning - Catastrophic Fires | Aggregated | Aggregated | 2044 | 2.0596e-06 | 0 | 774.3498 | 0.0015949 | 2044 | Mitigation | 0.08575 | 30 | 0 | esc | 0.0012005 | 2.4726e-09 | 0.00060025 | 1.2363e-09 | 0.0015435 | 3.179e-09
[79 empty] | WLDFR | HFTD - Distribution - Tier 2 - 5QU CoRE ¦ 1QU LoRE | Seismic - Non-Red Flag Warning - Catastrophic Fires | 2022 | 1.991e-12 | 9.9548e-13 | 2.5598e-12 | 21083.8428 | 409.2237 | 13469.0878 | 7205.5313 | 0 | 0 | 0 | 1.6584e-09 |  | 4.1977e-08 | 0 | 4.1977e-08 | 2.0989e-08 | 0 | 2.0989e-08 | 5.3971e-08 | 0 | 5.3971e-08 | [16 empty] | 7.3.1.3 Ignition probability mapping showing the probability of ignition along the electric lines and equipmentWLDFRAggregatedAggregated | WLDFR | HFTD - Distribution - Tier 2 - 5QU CoRE ¦ 2QU LoRE | Red Flag Warning - Catastrophic Fires | Aggregated | Aggregated | 2045 | 2.0596e-06 | 0 | 774.3498 | 0.0015949 | 2045 | Mitigation | 0.08575 | 30 | 0 | esc | 0.0012005 | 2.4726e-09 | 0.00060025 | 1.2363e-09 | 0.0015435 | 3.179e-09
[79 empty] | WLDFR | HFTD - Distribution - Tier 2 - 5QU CoRE ¦ 1QU LoRE | Seismic - Non-Red Flag Warning - Catastrophic Fires | 2023 | 1.991e-12 | 9.9548e-13 | 2.5598e-12 | 21835.9781 | 428.6023 | 13939.561 | 7467.8148 | 0 | 0 | 0 | 1.6584e-09 |  | 4.3475e-08 | 0 | 4.3475e-08 | 2.1737e-08 | 0 | 2.1737e-08 | 5.5896e-08 | 0 | 5.5896e-08 | [16 empty] | 7.3.1.3 Ignition probability mapping showing the probability of ignition along the electric lines and equipmentWLDFRAggregatedAggregated | WLDFR | HFTD - Distribution - Tier 2 - 5QU CoRE ¦ 2QU LoRE | Red Flag Warning - Catastrophic Fires | Aggregated | Aggregated | 2046 | 2.0596e-06 | 0 | 774.3498 | 0.0015949 | 2046 | Mitigation | 0.08575 | 30 | 0 | esc | 0.0012005 | 2.4726e-09 | 0.00060025 | 1.2363e-09 | 0.0015435 | 3.179e-09
[79 empty] | WLDFR | HFTD - Distribution - Tier 2 - 5QU CoRE ¦ 1QU LoRE | Seismic - Non-Red Flag Warning - Catastrophic Fires | 2024 | 1.991e-12 | 9.9548e-13 | 2.5598e-12 | 21835.9781 | 428.6023 | 13939.561 | 7467.8148 | 0 | 0 | 0 | 1.6584e-09 |  | 4.3475e-08 | 0 | 4.3475e-08 | 2.1737e-08 | 0 | 2.1737e-08 | 5.5896e-08 | 0 | 5.5896e-08 | [16 empty] | 7.3.1.3 Ignition probability mapping showing the probability of ignition along the electric lines and equipmentWLDFRAggregatedAggregated | WLDFR | HFTD - Distribution - Tier 2 - 5QU CoRE ¦ 2QU LoRE | Red Flag Warning - Catastrophic Fires | Aggregated | Aggregated | 2047 | 2.0596e-06 | 0 | 774.3498 | 0.0015949 | 2047 | Mitigation | 0.08575 | 30 | 0 | esc | 0.0012005 | 2.4726e-09 | 0.00060025 | 1.2363e-09 | 0.0015435 | 3.179e-09
[79 empty] | WLDFR | HFTD - Distribution - Tier 2 - 5QU CoRE ¦ 1QU LoRE | Seismic - Non-Red Flag Warning - Catastrophic Fires | 2025 | 1.991e-12 | 9.9548e-13 | 2.5598e-12 | 21835.9781 | 428.6023 | 13939.561 | 7467.8148 | 0 | 0 | 0 | 1.6584e-09 |  | 4.3475e-08 | 0 | 4.3475e-08 | 2.1737e-08 | 0 | 2.1737e-08 | 5.5896e-08 | 0 | 5.5896e-08 | [16 empty] | 7.3.1.3 Ignition probability mapping showing the probability of ignition along the electric lines and equipmentWLDFRAggregatedAggregated | WLDFR | HFTD - Distribution - Tier 2 - 5QU CoRE ¦ 2QU LoRE | Red Flag Warning - Catastrophic Fires | Aggregated | Aggregated | 2048 | 2.0596e-06 | 0 | 774.3498 | 0.0015949 | 2048 | Mitigation | 0.08575 | 30 | 0 | esc | 0.0012005 | 2.4726e-09 | 0.00060025 | 1.2363e-09 | 0.0015435 | 3.179e-09
[79 empty] | WLDFR | HFTD - Distribution - Tier 2 - 5QU CoRE ¦ 1QU LoRE | Seismic - Non-Red Flag Warning - Catastrophic Fires | 2026 | 1.991e-12 | 9.9548e-13 | 2.5598e-12 | 21835.9781 | 428.6023 | 13939.561 | 7467.8148 | 0 | 0 | 0 | 1.6584e-09 |  | 4.3475e-08 | 0 | 4.3475e-08 | 2.1737e-08 | 0 | 2.1737e-08 | 5.5896e-08 | 0 | 5.5896e-08 | [16 empty] | 7.3.1.3 Ignition probability mapping showing the probability of ignition along the electric lines and equipmentWLDFRAggregatedAggregated | WLDFR | HFTD - Distribution - Tier 2 - 5QU CoRE ¦ 2QU LoRE | Red Flag Warning - Catastrophic Fires | Aggregated | Aggregated | 2049 | 2.0596e-06 | 0 | 774.3498 | 0.0015949 | 2049 | Mitigation | 0.08575 | 30 | 0 | esc | 0.0012005 | 2.4726e-09 | 0.00060025 | 1.2363e-09 | 0.0015435 | 3.179e-09
[79 empty] | WLDFR | HFTD - Distribution - Tier 2 - 5QU CoRE ¦ 1QU LoRE | Seismic - Non-Red Flag Warning - Catastrophic Fires | 2027 | 1.991e-12 | 9.9548e-13 | 2.5598e-12 | 21835.9781 | 428.6023 | 13939.561 | 7467.8148 | 0 | 0 | 0 | 1.6584e-09 |  | 4.3475e-08 | 0 | 4.3475e-08 | 2.1737e-08 | 0 | 2.1737e-08 | 5.5896e-08 | 0 | 5.5896e-08 | [16 empty] | 7.3.1.3 Ignition probability mapping showing the probability of ignition along the electric lines and equipmentWLDFRAggregatedAggregated | WLDFR | HFTD - Distribution - Tier 2 - 5QU CoRE ¦ 2QU LoRE | Red Flag Warning - Catastrophic Fires | Aggregated | Aggregated | 2050 | 2.0596e-06 | 0 | 774.3498 | 0.0015949 | 2050 | Mitigation | 0.08575 | 30 | 0 | esc | 0 | 0 | 0.00060025 | 1.2363e-09 | 0.0015435 | 3.179e-09
[79 empty] | WLDFR | HFTD - Distribution - Tier 2 - 5QU CoRE ¦ 1QU LoRE | Seismic - Non-Red Flag Warning - Catastrophic Fires | 2028 | 1.991e-12 | 9.9548e-13 | 2.5598e-12 | 22783.187 | 453.261 | 14531.3357 | 7798.5904 | 0 | 0 | 0 | 1.6584e-09 |  | 4.5361e-08 | 0 | 4.5361e-08 | 2.268e-08 | 0 | 2.268e-08 | 5.8321e-08 | 0 | 5.8321e-08 | [16 empty] | 7.3.1.3 Ignition probability mapping showing the probability of ignition along the electric lines and equipmentWLDFRAggregatedAggregated | WLDFR | HFTD - Distribution - Tier 2 - 5QU CoRE ¦ 2QU LoRE | Red Flag Warning - Catastrophic Fires | Aggregated | Aggregated | 2051 | 2.0596e-06 | 0 | 774.3498 | 0.0015949 | 2051 | Mitigation | 0.08575 | 30 | 0 | esc | 0 | 0 | 0 | 0 | 0.0015435 | 3.179e-09
[79 empty] | WLDFR | HFTD - Distribution - Tier 2 - 5QU CoRE ¦ 1QU LoRE | Seismic - Non-Red Flag Warning - Catastrophic Fires | 2029 | 1.991e-12 | 9.9548e-13 | 2.5598e-12 | 22783.187 | 453.261 | 14531.3357 | 7798.5904 | 0 | 0 | 0 | 1.6584e-09 |  | 4.5361e-08 | 0 | 4.5361e-08 | 2.268e-08 | 0 | 2.268e-08 | 5.8321e-08 | 0 | 5.8321e-08 | [16 empty] | 7.3.1.3 Ignition probability mapping showing the probability of ignition along the electric lines and equipmentWLDFRAggregatedAggregated | WLDFR | HFTD - Distribution - Tier 2 - 5QU CoRE ¦ 2QU LoRE | Red Flag Warning - Destructive Fires | Aggregated | Aggregated | 2021 | 3.6006e-07 | 0 | 774.3498 | 0.00027881 | 2021 | Mitigation | 0.08575 | 30 | 0 | esc | 0.0012005 | 4.3225e-10 | 0.00060025 | 2.1612e-10 | 0 | 0
[79 empty] | WLDFR | HFTD - Distribution - Tier 2 - 5QU CoRE ¦ 1QU LoRE | Seismic - Non-Red Flag Warning - Catastrophic Fires | 2030 | 1.991e-12 | 9.9548e-13 | 2.5598e-12 | 22783.187 | 453.261 | 14531.3357 | 7798.5904 | 0 | 0 | 0 | 1.6584e-09 |  | 4.5361e-08 | 0 | 4.5361e-08 | 2.268e-08 | 0 | 2.268e-08 | 5.8321e-08 | 0 | 5.8321e-08 | [16 empty] | 7.3.1.3 Ignition probability mapping showing the probability of ignition along the electric lines and equipmentWLDFRAggregatedAggregated | WLDFR | HFTD - Distribution - Tier 2 - 5QU CoRE ¦ 2QU LoRE | Red Flag Warning - Destructive Fires | Aggregated | Aggregated | 2022 | 3.6006e-07 | 0 | 774.3498 | 0.00027881 | 2022 | Mitigation | 0.08575 | 30 | 0 | esc | 0.0012005 | 4.3225e-10 | 0.00060025 | 2.1612e-10 | 0.0015435 | 5.5575e-10
[79 empty] | WLDFR | HFTD - Distribution - Tier 2 - 5QU CoRE ¦ 1QU LoRE | Seismic - Non-Red Flag Warning - Catastrophic Fires | 2031 | 1.991e-12 | 9.9548e-13 | 2.5598e-12 | 22783.187 | 453.261 | 14531.3357 | 7798.5904 | 0 | 0 | 0 | 1.6584e-09 |  | 4.5361e-08 | 0 | 4.5361e-08 | 2.268e-08 | 0 | 2.268e-08 | 5.8321e-08 | 0 | 5.8321e-08 | [16 empty] | 7.3.1.3 Ignition probability mapping showing the probability of ignition along the electric lines and equipmentWLDFRAggregatedAggregated | WLDFR | HFTD - Distribution - Tier 2 - 5QU CoRE ¦ 2QU LoRE | Red Flag Warning - Destructive Fires | Aggregated | Aggregated | 2023 | 3.6006e-07 | 0 | 774.3498 | 0.00027881 | 2023 | Mitigation | 0.08575 | 30 | 0 | esc | 0.0012005 | 4.3225e-10 | 0.00060025 | 2.1612e-10 | 0.0015435 | 5.5575e-10
[79 empty] | WLDFR | HFTD - Distribution - Tier 2 - 5QU CoRE ¦ 1QU LoRE | Seismic - Non-Red Flag Warning - Catastrophic Fires | 2032 | 1.991e-12 | 9.9548e-13 | 2.5598e-12 | 22783.187 | 453.261 | 14531.3357 | 7798.5904 | 0 | 0 | 0 | 1.6584e-09 |  | 4.5361e-08 | 0 | 4.5361e-08 | 2.268e-08 | 0 | 2.268e-08 | 5.8321e-08 | 0 | 5.8321e-08 | [16 empty] | 7.3.1.3 Ignition probability mapping showing the probability of ignition along the electric lines and equipmentWLDFRAggregatedAggregated | WLDFR | HFTD - Distribution - Tier 2 - 5QU CoRE ¦ 2QU LoRE | Red Flag Warning - Destructive Fires | Aggregated | Aggregated | 2024 | 3.6006e-07 | 0 | 774.3498 | 0.00027881 | 2024 | Mitigation | 0.08575 | 30 | 0 | esc | 0.0012005 | 4.3225e-10 | 0.00060025 | 2.1612e-10 | 0.0015435 | 5.5575e-10
[79 empty] | WLDFR | HFTD - Distribution - Tier 2 - 5QU CoRE ¦ 1QU LoRE | Seismic - Non-Red Flag Warning - Catastrophic Fires | 2033 | 1.991e-12 | 9.9548e-13 | 2.5598e-12 | 23835.2641 | 480.9649 | 15187.7294 | 8166.5698 | 0 | 0 | 0 | 1.6584e-09 |  | 4.7455e-08 | 0 | 4.7455e-08 | 2.3728e-08 | 0 | 2.3728e-08 | 6.1014e-08 | 0 | 6.1014e-08 | [16 empty] | 7.3.1.3 Ignition probability mapping showing the probability of ignition along the electric lines and equipmentWLDFRAggregatedAggregated | WLDFR | HFTD - Distribution - Tier 2 - 5QU CoRE ¦ 2QU LoRE | Red Flag Warning - Destructive Fires | Aggregated | Aggregated | 2025 | 3.6006e-07 | 0 | 774.3498 | 0.00027881 | 2025 | Mitigation | 0.08575 | 30 | 0 | esc | 0.0012005 | 4.3225e-10 | 0.00060025 | 2.1612e-10 | 0.0015435 | 5.5575e-10
[79 empty] | WLDFR | HFTD - Distribution - Tier 2 - 5QU CoRE ¦ 1QU LoRE | Seismic - Non-Red Flag Warning - Catastrophic Fires | 2034 | 1.991e-12 | 9.9548e-13 | 2.5598e-12 | 23835.2641 | 480.9649 | 15187.7294 | 8166.5698 | 0 | 0 | 0 | 1.6584e-09 |  | 4.7455e-08 | 0 | 4.7455e-08 | 2.3728e-08 | 0 | 2.3728e-08 | 6.1014e-08 | 0 | 6.1014e-08 | [16 empty] | 7.3.1.3 Ignition probability mapping showing the probability of ignition along the electric lines and equipmentWLDFRAggregatedAggregated | WLDFR | HFTD - Distribution - Tier 2 - 5QU CoRE ¦ 2QU LoRE | Red Flag Warning - Destructive Fires | Aggregated | Aggregated | 2026 | 3.6006e-07 | 0 | 774.3498 | 0.00027881 | 2026 | Mitigation | 0.08575 | 30 | 0 | esc | 0.0012005 | 4.3225e-10 | 0.00060025 | 2.1612e-10 | 0.0015435 | 5.5575e-10
[79 empty] | WLDFR | HFTD - Distribution - Tier 2 - 5QU CoRE ¦ 1QU LoRE | Seismic - Non-Red Flag Warning - Catastrophic Fires | 2035 | 1.991e-12 | 9.9548e-13 | 2.5598e-12 | 23835.2641 | 480.9649 | 15187.7294 | 8166.5698 | 0 | 0 | 0 | 1.6584e-09 |  | 4.7455e-08 | 0 | 4.7455e-08 | 2.3728e-08 | 0 | 2.3728e-08 | 6.1014e-08 | 0 | 6.1014e-08 | [16 empty] | 7.3.1.3 Ignition probability mapping showing the probability of ignition along the electric lines and equipmentWLDFRAggregatedAggregated | WLDFR | HFTD - Distribution - Tier 2 - 5QU CoRE ¦ 2QU LoRE | Red Flag Warning - Destructive Fires | Aggregated | Aggregated | 2027 | 3.6006e-07 | 0 | 774.3498 | 0.00027881 | 2027 | Mitigation | 0.08575 | 30 | 0 | esc | 0.0012005 | 4.3225e-10 | 0.00060025 | 2.1612e-10 | 0.0015435 | 5.5575e-10
[79 empty] | WLDFR | HFTD - Distribution - Tier 2 - 5QU CoRE ¦ 1QU LoRE | Seismic - Non-Red Flag Warning - Catastrophic Fires | 2036 | 1.991e-12 | 9.9548e-13 | 2.5598e-12 | 23835.2641 | 480.9649 | 15187.7294 | 8166.5698 | 0 | 0 | 0 | 1.6584e-09 |  | 4.7455e-08 | 0 | 4.7455e-08 | 2.3728e-08 | 0 | 2.3728e-08 | 6.1014e-08 | 0 | 6.1014e-08 | [16 empty] | 7.3.1.3 Ignition probability mapping showing the probability of ignition along the electric lines and equipmentWLDFRAggregatedAggregated | WLDFR | HFTD - Distribution - Tier 2 - 5QU CoRE ¦ 2QU LoRE | Red Flag Warning - Destructive Fires | Aggregated | Aggregated | 2028 | 3.6006e-07 | 0 | 774.3498 | 0.00027881 | 2028 | Mitigation | 0.08575 | 30 | 0 | esc | 0.0012005 | 4.3225e-10 | 0.00060025 | 2.1612e-10 | 0.0015435 | 5.5575e-10
[79 empty] | WLDFR | HFTD - Distribution - Tier 2 - 5QU CoRE ¦ 1QU LoRE | Seismic - Non-Red Flag Warning - Catastrophic Fires | 2037 | 1.991e-12 | 9.9548e-13 | 2.5598e-12 | 23835.2641 | 480.9649 | 15187.7294 | 8166.5698 | 0 | 0 | 0 | 1.6584e-09 |  | 4.7455e-08 | 0 | 4.7455e-08 | 2.3728e-08 | 0 | 2.3728e-08 | 6.1014e-08 | 0 | 6.1014e-08 | [16 empty] | 7.3.1.3 Ignition probability mapping showing the probability of ignition along the electric lines and equipmentWLDFRAggregatedAggregated | WLDFR | HFTD - Distribution - Tier 2 - 5QU CoRE ¦ 2QU LoRE | Red Flag Warning - Destructive Fires | Aggregated | Aggregated | 2029 | 3.6006e-07 | 0 | 774.3498 | 0.00027881 | 2029 | Mitigation | 0.08575 | 30 | 0 | esc | 0.0012005 | 4.3225e-10 | 0.00060025 | 2.1612e-10 | 0.0015435 | 5.5575e-10
[79 empty] | WLDFR | HFTD - Distribution - Tier 2 - 5QU CoRE ¦ 1QU LoRE | Seismic - Non-Red Flag Warning - Catastrophic Fires | 2038 | 1.991e-12 | 9.9548e-13 | 2.5598e-12 | 24976.6418 | 511.3745 | 15898.8237 | 8566.4437 | 0 | 0 | 0 | 1.6584e-09 |  | 4.9728e-08 | 0 | 4.9728e-08 | 2.4864e-08 | 0 | 2.4864e-08 | 6.3935e-08 | 0 | 6.3935e-08 | [16 empty] | 7.3.1.3 Ignition probability mapping showing the probability of ignition along the electric lines and equipmentWLDFRAggregatedAggregated | WLDFR | HFTD - Distribution - Tier 2 - 5QU CoRE ¦ 2QU LoRE | Red Flag Warning - Destructive Fires | Aggregated | Aggregated | 2030 | 3.6006e-07 | 0 | 774.3498 | 0.00027881 | 2030 | Mitigation | 0.08575 | 30 | 0 | esc | 0.0012005 | 4.3225e-10 | 0.00060025 | 2.1612e-10 | 0.0015435 | 5.5575e-10
[79 empty] | WLDFR | HFTD - Distribution - Tier 2 - 5QU CoRE ¦ 1QU LoRE | Seismic - Non-Red Flag Warning - Catastrophic Fires | 2039 | 1.991e-12 | 9.9548e-13 | 2.5598e-12 | 24976.6418 | 511.3745 | 15898.8237 | 8566.4437 | 0 | 0 | 0 | 1.6584e-09 |  | 4.9728e-08 | 0 | 4.9728e-08 | 2.4864e-08 | 0 | 2.4864e-08 | 6.3935e-08 | 0 | 6.3935e-08 | [16 empty] | 7.3.1.3 Ignition probability mapping showing the probability of ignition along the electric lines and equipmentWLDFRAggregatedAggregated | WLDFR | HFTD - Distribution - Tier 2 - 5QU CoRE ¦ 2QU LoRE | Red Flag Warning - Destructive Fires | Aggregated | Aggregated | 2031 | 3.6006e-07 | 0 | 774.3498 | 0.00027881 | 2031 | Mitigation | 0.08575 | 30 | 0 | esc | 0.0012005 | 4.3225e-10 | 0.00060025 | 2.1612e-10 | 0.0015435 | 5.5575e-10
[79 empty] | WLDFR | HFTD - Distribution - Tier 2 - 5QU CoRE ¦ 1QU LoRE | Seismic - Non-Red Flag Warning - Catastrophic Fires | 2040 | 1.991e-12 | 9.9548e-13 | 2.5598e-12 | 24976.6418 | 511.3745 | 15898.8237 | 8566.4437 | 0 | 0 | 0 | 1.6584e-09 |  | 4.9728e-08 | 0 | 4.9728e-08 | 2.4864e-08 | 0 | 2.4864e-08 | 6.3935e-08 | 0 | 6.3935e-08 | [16 empty] | 7.3.1.3 Ignition probability mapping showing the probability of ignition along the electric lines and equipmentWLDFRAggregatedAggregated | WLDFR | HFTD - Distribution - Tier 2 - 5QU CoRE ¦ 2QU LoRE | Red Flag Warning - Destructive Fires | Aggregated | Aggregated | 2032 | 3.6006e-07 | 0 | 774.3498 | 0.00027881 | 2032 | Mitigation | 0.08575 | 30 | 0 | esc | 0.0012005 | 4.3225e-10 | 0.00060025 | 2.1612e-10 | 0.0015435 | 5.5575e-10
[79 empty] | WLDFR | HFTD - Distribution - Tier 2 - 5QU CoRE ¦ 1QU LoRE | Seismic - Non-Red Flag Warning - Catastrophic Fires | 2041 | 1.991e-12 | 9.9548e-13 | 2.5598e-12 | 24976.6418 | 511.3745 | 15898.8237 | 8566.4437 | 0 | 0 | 0 | 1.6584e-09 |  | 4.9728e-08 | 0 | 4.9728e-08 | 2.4864e-08 | 0 | 2.4864e-08 | 6.3935e-08 | 0 | 6.3935e-08 | [16 empty] | 7.3.1.3 Ignition probability mapping showing the probability of ignition along the electric lines and equipmentWLDFRAggregatedAggregated | WLDFR | HFTD - Distribution - Tier 2 - 5QU CoRE ¦ 2QU LoRE | Red Flag Warning - Destructive Fires | Aggregated | Aggregated | 2033 | 3.6006e-07 | 0 | 774.3498 | 0.00027881 | 2033 | Mitigation | 0.08575 | 30 | 0 | esc | 0.0012005 | 4.3225e-10 | 0.00060025 | 2.1612e-10 | 0.0015435 | 5.5575e-10
[79 empty] | WLDFR | HFTD - Distribution - Tier 2 - 5QU CoRE ¦ 1QU LoRE | Seismic - Non-Red Flag Warning - Catastrophic Fires | 2042 | 1.991e-12 | 9.9548e-13 | 2.5598e-12 | 24976.6418 | 511.3745 | 15898.8237 | 8566.4437 | 0 | 0 | 0 | 1.6584e-09 |  | 4.9728e-08 | 0 | 4.9728e-08 | 2.4864e-08 | 0 | 2.4864e-08 | 6.3935e-08 | 0 | 6.3935e-08 | [16 empty] | 7.3.1.3 Ignition probability mapping showing the probability of ignition along the electric lines and equipmentWLDFRAggregatedAggregated | WLDFR | HFTD - Distribution - Tier 2 - 5QU CoRE ¦ 2QU LoRE | Red Flag Warning - Destructive Fires | Aggregated | Aggregated | 2034 | 3.6006e-07 | 0 | 774.3498 | 0.00027881 | 2034 | Mitigation | 0.08575 | 30 | 0 | esc | 0.0012005 | 4.3225e-10 | 0.00060025 | 2.1612e-10 | 0.0015435 | 5.5575e-10
[79 empty] | WLDFR | HFTD - Distribution - Tier 2 - 5QU CoRE ¦ 1QU LoRE | Seismic - Non-Red Flag Warning - Catastrophic Fires | 2043 | 1.991e-12 | 9.9548e-13 | 2.5598e-12 | 26191.7278 | 544.1291 | 16654.7414 | 8992.8573 | 0 | 0 | 0 | 1.6584e-09 |  | 5.2147e-08 | 0 | 5.2147e-08 | 2.6073e-08 | 0 | 2.6073e-08 | 6.7046e-08 | 0 | 6.7046e-08 | [16 empty] | 7.3.1.3 Ignition probability mapping showing the probability of ignition along the electric lines and equipmentWLDFRAggregatedAggregated | WLDFR | HFTD - Distribution - Tier 2 - 5QU CoRE ¦ 2QU LoRE | Red Flag Warning - Destructive Fires | Aggregated | Aggregated | 2035 | 3.6006e-07 | 0 | 774.3498 | 0.00027881 | 2035 | Mitigation | 0.08575 | 30 | 0 | esc | 0.0012005 | 4.3225e-10 | 0.00060025 | 2.1612e-10 | 0.0015435 | 5.5575e-10
[79 empty] | WLDFR | HFTD - Distribution - Tier 2 - 5QU CoRE ¦ 1QU LoRE | Seismic - Non-Red Flag Warning - Catastrophic Fires | 2044 | 1.991e-12 | 9.9548e-13 | 2.5598e-12 | 26191.7278 | 544.1291 | 16654.7414 | 8992.8573 | 0 | 0 | 0 | 1.6584e-09 |  | 5.2147e-08 | 0 | 5.2147e-08 | 2.6073e-08 | 0 | 2.6073e-08 | 6.7046e-08 | 0 | 6.7046e-08 | [16 empty] | 7.3.1.3 Ignition probability mapping showing the probability of ignition along the electric lines and equipmentWLDFRAggregatedAggregated | WLDFR | HFTD - Distribution - Tier 2 - 5QU CoRE ¦ 2QU LoRE | Red Flag Warning - Destructive Fires | Aggregated | Aggregated | 2036 | 3.6006e-07 | 0 | 774.3498 | 0.00027881 | 2036 | Mitigation | 0.08575 | 30 | 0 | esc | 0.0012005 | 4.3225e-10 | 0.00060025 | 2.1612e-10 | 0.0015435 | 5.5575e-10
[79 empty] | WLDFR | HFTD - Distribution - Tier 2 - 5QU CoRE ¦ 1QU LoRE | Seismic - Non-Red Flag Warning - Catastrophic Fires | 2045 | 1.991e-12 | 9.9548e-13 | 2.5598e-12 | 26191.7278 | 544.1291 | 16654.7414 | 8992.8573 | 0 | 0 | 0 | 1.6584e-09 |  | 5.2147e-08 | 0 | 5.2147e-08 | 2.6073e-08 | 0 | 2.6073e-08 | 6.7046e-08 | 0 | 6.7046e-08 | [16 empty] | 7.3.1.3 Ignition probability mapping showing the probability of ignition along the electric lines and equipmentWLDFRAggregatedAggregated | WLDFR | HFTD - Distribution - Tier 2 - 5QU CoRE ¦ 2QU LoRE | Red Flag Warning - Destructive Fires | Aggregated | Aggregated | 2037 | 3.6006e-07 | 0 | 774.3498 | 0.00027881 | 2037 | Mitigation | 0.08575 | 30 | 0 | esc | 0.0012005 | 4.3225e-10 | 0.00060025 | 2.1612e-10 | 0.0015435 | 5.5575e-10
[79 empty] | WLDFR | HFTD - Distribution - Tier 2 - 5QU CoRE ¦ 1QU LoRE | Seismic - Non-Red Flag Warning - Catastrophic Fires | 2046 | 1.991e-12 | 9.9548e-13 | 2.5598e-12 | 26191.7278 | 544.1291 | 16654.7414 | 8992.8573 | 0 | 0 | 0 | 1.6584e-09 |  | 5.2147e-08 | 0 | 5.2147e-08 | 2.6073e-08 | 0 | 2.6073e-08 | 6.7046e-08 | 0 | 6.7046e-08 | [16 empty] | 7.3.1.3 Ignition probability mapping showing the probability of ignition along the electric lines and equipmentWLDFRAggregatedAggregated | WLDFR | HFTD - Distribution - Tier 2 - 5QU CoRE ¦ 2QU LoRE | Red Flag Warning - Destructive Fires | Aggregated | Aggregated | 2038 | 3.6006e-07 | 0 | 774.3498 | 0.00027881 | 2038 | Mitigation | 0.08575 | 30 | 0 | esc | 0.0012005 | 4.3225e-10 | 0.00060025 | 2.1612e-10 | 0.0015435 | 5.5575e-10
[79 empty] | WLDFR | HFTD - Distribution - Tier 2 - 5QU CoRE ¦ 1QU LoRE | Seismic - Non-Red Flag Warning - Catastrophic Fires | 2047 | 1.991e-12 | 9.9548e-13 | 2.5598e-12 | 26191.7278 | 544.1291 | 16654.7414 | 8992.8573 | 0 | 0 | 0 | 1.6584e-09 |  | 5.2147e-08 | 0 | 5.2147e-08 | 2.6073e-08 | 0 | 2.6073e-08 | 6.7046e-08 | 0 | 6.7046e-08 | [16 empty] | 7.3.1.3 Ignition probability mapping showing the probability of ignition along the electric lines and equipmentWLDFRAggregatedAggregated | WLDFR | HFTD - Distribution - Tier 2 - 5QU CoRE ¦ 2QU LoRE | Red Flag Warning - Destructive Fires | Aggregated | Aggregated | 2039 | 3.6006e-07 | 0 | 774.3498 | 0.00027881 | 2039 | Mitigation | 0.08575 | 30 | 0 | esc | 0.0012005 | 4.3225e-10 | 0.00060025 | 2.1612e-10 | 0.0015435 | 5.5575e-10
[79 empty] | WLDFR | HFTD - Distribution - Tier 2 - 5QU CoRE ¦ 1QU LoRE | Seismic - Non-Red Flag Warning - Catastrophic Fires | 2048 | 1.991e-12 | 9.9548e-13 | 2.5598e-12 | 27464.7227 | 578.8407 | 17445.538 | 9440.3441 | 0 | 0 | 0 | 1.6584e-09 |  | 5.4681e-08 | 0 | 5.4681e-08 | 2.7341e-08 | 0 | 2.7341e-08 | 7.0305e-08 | 0 | 7.0305e-08 | [16 empty] | 7.3.1.3 Ignition probability mapping showing the probability of ignition along the electric lines and equipmentWLDFRAggregatedAggregated | WLDFR | HFTD - Distribution - Tier 2 - 5QU CoRE ¦ 2QU LoRE | Red Flag Warning - Destructive Fires | Aggregated | Aggregated | 2040 | 3.6006e-07 | 0 | 774.3498 | 0.00027881 | 2040 | Mitigation | 0.08575 | 30 | 0 | esc | 0.0012005 | 4.3225e-10 | 0.00060025 | 2.1612e-10 | 0.0015435 | 5.5575e-10
[79 empty] | WLDFR | HFTD - Distribution - Tier 2 - 5QU CoRE ¦ 1QU LoRE | Seismic - Non-Red Flag Warning - Catastrophic Fires | 2049 | 1.991e-12 | 9.9548e-13 | 2.5598e-12 | 27464.7227 | 578.8407 | 17445.538 | 9440.3441 | 0 | 0 | 0 | 1.6584e-09 |  | 5.4681e-08 | 0 | 5.4681e-08 | 2.7341e-08 | 0 | 2.7341e-08 | 7.0305e-08 | 0 | 7.0305e-08 | [16 empty] | 7.3.1.3 Ignition probability mapping showing the probability of ignition along the electric lines and equipmentWLDFRAggregatedAggregated | WLDFR | HFTD - Distribution - Tier 2 - 5QU CoRE ¦ 2QU LoRE | Red Flag Warning - Destructive Fires | Aggregated | Aggregated | 2041 | 3.6006e-07 | 0 | 774.3498 | 0.00027881 | 2041 | Mitigation | 0.08575 | 30 | 0 | esc | 0.0012005 | 4.3225e-10 | 0.00060025 | 2.1612e-10 | 0.0015435 | 5.5575e-10
[79 empty] | WLDFR | HFTD - Distribution - Tier 2 - 5QU CoRE ¦ 1QU LoRE | Seismic - Non-Red Flag Warning - Catastrophic Fires | 2050 | 0 | 9.9548e-13 | 2.5598e-12 | 27464.7227 | 578.8407 | 17445.538 | 9440.3441 | 0 | 0 | 0 | 1.6584e-09 |  | 0 | 0 | 0 | 2.7341e-08 | 0 | 2.7341e-08 | 7.0305e-08 | 0 | 7.0305e-08 | [16 empty] | 7.3.1.3 Ignition probability mapping showing the probability of ignition along the electric lines and equipmentWLDFRAggregatedAggregated | WLDFR | HFTD - Distribution - Tier 2 - 5QU CoRE ¦ 2QU LoRE | Red Flag Warning - Destructive Fires | Aggregated | Aggregated | 2042 | 3.6006e-07 | 0 | 774.3498 | 0.00027881 | 2042 | Mitigation | 0.08575 | 30 | 0 | esc | 0.0012005 | 4.3225e-10 | 0.00060025 | 2.1612e-10 | 0.0015435 | 5.5575e-10
[79 empty] | WLDFR | HFTD - Distribution - Tier 2 - 5QU CoRE ¦ 1QU LoRE | Seismic - Non-Red Flag Warning - Catastrophic Fires | 2051 | 0 | 0 | 2.5598e-12 | 27464.7227 | 578.8407 | 17445.538 | 9440.3441 | 0 | 0 | 0 | 1.6584e-09 |  | 0 | 0 | 0 | 0 | 0 | 0 | 7.0305e-08 | 0 | 7.0305e-08 | [16 empty] | 7.3.1.3 Ignition probability mapping showing the probability of ignition along the electric lines and equipmentWLDFRAggregatedAggregated | WLDFR | HFTD - Distribution - Tier 2 - 5QU CoRE ¦ 2QU LoRE | Red Flag Warning - Destructive Fires | Aggregated | Aggregated | 2043 | 3.6006e-07 | 0 | 774.3498 | 0.00027881 | 2043 | Mitigation | 0.08575 | 30 | 0 | esc | 0.0012005 | 4.3225e-10 | 0.00060025 | 2.1612e-10 | 0.0015435 | 5.5575e-10
[79 empty] | WLDFR | HFTD - Distribution - Tier 2 - 5QU CoRE ¦ 1QU LoRE | Seismic - Red Flag Warning - Catastrophic Fires | 2020 | 8.5868e-11 | 0 | 0 | 21083.8428 | 409.2237 | 13469.0878 | 7205.5313 | 0 | 0 | 0 | 7.1527e-08 |  | 1.8104e-06 | 0 | 1.8104e-06 | 0 | 0 | 0 | 0 | 0 | 0 | [16 empty] | 7.3.1.3 Ignition probability mapping showing the probability of ignition along the electric lines and equipmentWLDFRAggregatedAggregated | WLDFR | HFTD - Distribution - Tier 2 - 5QU CoRE ¦ 2QU LoRE | Red Flag Warning - Destructive Fires | Aggregated | Aggregated | 2044 | 3.6006e-07 | 0 | 774.3498 | 0.00027881 | 2044 | Mitigation | 0.08575 | 30 | 0 | esc | 0.0012005 | 4.3225e-10 | 0.00060025 | 2.1612e-10 | 0.0015435 | 5.5575e-10
[79 empty] | WLDFR | HFTD - Distribution - Tier 2 - 5QU CoRE ¦ 1QU LoRE | Seismic - Red Flag Warning - Catastrophic Fires | 2021 | 8.5868e-11 | 4.2934e-11 | 0 | 21083.8428 | 409.2237 | 13469.0878 | 7205.5313 | 0 | 0 | 0 | 7.1527e-08 |  | 1.8104e-06 | 0 | 1.8104e-06 | 9.0521e-07 | 0 | 9.0521e-07 | 0 | 0 | 0 | [16 empty] | 7.3.1.3 Ignition probability mapping showing the probability of ignition along the electric lines and equipmentWLDFRAggregatedAggregated | WLDFR | HFTD - Distribution - Tier 2 - 5QU CoRE ¦ 2QU LoRE | Red Flag Warning - Destructive Fires | Aggregated | Aggregated | 2045 | 3.6006e-07 | 0 | 774.3498 | 0.00027881 | 2045 | Mitigation | 0.08575 | 30 | 0 | esc | 0.0012005 | 4.3225e-10 | 0.00060025 | 2.1612e-10 | 0.0015435 | 5.5575e-10
[79 empty] | WLDFR | HFTD - Distribution - Tier 2 - 5QU CoRE ¦ 1QU LoRE | Seismic - Red Flag Warning - Catastrophic Fires | 2022 | 8.5868e-11 | 4.2934e-11 | 1.104e-10 | 21083.8428 | 409.2237 | 13469.0878 | 7205.5313 | 0 | 0 | 0 | 7.1527e-08 |  | 1.8104e-06 | 0 | 1.8104e-06 | 9.0521e-07 | 0 | 9.0521e-07 | 2.3277e-06 | 0 | 2.3277e-06 | [16 empty] | 7.3.1.3 Ignition probability mapping showing the probability of ignition along the electric lines and equipmentWLDFRAggregatedAggregated | WLDFR | HFTD - Distribution - Tier 2 - 5QU CoRE ¦ 2QU LoRE | Red Flag Warning - Destructive Fires | Aggregated | Aggregated | 2046 | 3.6006e-07 | 0 | 774.3498 | 0.00027881 | 2046 | Mitigation | 0.08575 | 30 | 0 | esc | 0.0012005 | 4.3225e-10 | 0.00060025 | 2.1612e-10 | 0.0015435 | 5.5575e-10
[79 empty] | WLDFR | HFTD - Distribution - Tier 2 - 5QU CoRE ¦ 1QU LoRE | Seismic - Red Flag Warning - Catastrophic Fires | 2023 | 8.5868e-11 | 4.2934e-11 | 1.104e-10 | 21835.9781 | 428.6023 | 13939.561 | 7467.8148 | 0 | 0 | 0 | 7.1527e-08 |  | 1.875e-06 | 0 | 1.875e-06 | 9.375e-07 | 0 | 9.375e-07 | 2.4107e-06 | 0 | 2.4107e-06 | [16 empty] | 7.3.1.3 Ignition probability mapping showing the probability of ignition along the electric lines and equipmentWLDFRAggregatedAggregated | WLDFR | HFTD - Distribution - Tier 2 - 5QU CoRE ¦ 2QU LoRE | Red Flag Warning - Destructive Fires | Aggregated | Aggregated | 2047 | 3.6006e-07 | 0 | 774.3498 | 0.00027881 | 2047 | Mitigation | 0.08575 | 30 | 0 | esc | 0.0012005 | 4.3225e-10 | 0.00060025 | 2.1612e-10 | 0.0015435 | 5.5575e-10
[79 empty] | WLDFR | HFTD - Distribution - Tier 2 - 5QU CoRE ¦ 1QU LoRE | Seismic - Red Flag Warning - Catastrophic Fires | 2024 | 8.5868e-11 | 4.2934e-11 | 1.104e-10 | 21835.9781 | 428.6023 | 13939.561 | 7467.8148 | 0 | 0 | 0 | 7.1527e-08 |  | 1.875e-06 | 0 | 1.875e-06 | 9.375e-07 | 0 | 9.375e-07 | 2.4107e-06 | 0 | 2.4107e-06 | [16 empty] | 7.3.1.3 Ignition probability mapping showing the probability of ignition along the electric lines and equipmentWLDFRAggregatedAggregated | WLDFR | HFTD - Distribution - Tier 2 - 5QU CoRE ¦ 2QU LoRE | Red Flag Warning - Destructive Fires | Aggregated | Aggregated | 2048 | 3.6006e-07 | 0 | 774.3498 | 0.00027881 | 2048 | Mitigation | 0.08575 | 30 | 0 | esc | 0.0012005 | 4.3225e-10 | 0.00060025 | 2.1612e-10 | 0.0015435 | 5.5575e-10
[79 empty] | WLDFR | HFTD - Distribution - Tier 2 - 5QU CoRE ¦ 1QU LoRE | Seismic - Red Flag Warning - Catastrophic Fires | 2025 | 8.5868e-11 | 4.2934e-11 | 1.104e-10 | 21835.9781 | 428.6023 | 13939.561 | 7467.8148 | 0 | 0 | 0 | 7.1527e-08 |  | 1.875e-06 | 0 | 1.875e-06 | 9.375e-07 | 0 | 9.375e-07 | 2.4107e-06 | 0 | 2.4107e-06 | [16 empty] | 7.3.1.3 Ignition probability mapping showing the probability of ignition along the electric lines and equipmentWLDFRAggregatedAggregated | WLDFR | HFTD - Distribution - Tier 2 - 5QU CoRE ¦ 2QU LoRE | Red Flag Warning - Destructive Fires | Aggregated | Aggregated | 2049 | 3.6006e-07 | 0 | 774.3498 | 0.00027881 | 2049 | Mitigation | 0.08575 | 30 | 0 | esc | 0.0012005 | 4.3225e-10 | 0.00060025 | 2.1612e-10 | 0.0015435 | 5.5575e-10
[79 empty] | WLDFR | HFTD - Distribution - Tier 2 - 5QU CoRE ¦ 1QU LoRE | Seismic - Red Flag Warning - Catastrophic Fires | 2026 | 8.5868e-11 | 4.2934e-11 | 1.104e-10 | 21835.9781 | 428.6023 | 13939.561 | 7467.8148 | 0 | 0 | 0 | 7.1527e-08 |  | 1.875e-06 | 0 | 1.875e-06 | 9.375e-07 | 0 | 9.375e-07 | 2.4107e-06 | 0 | 2.4107e-06 | [16 empty] | 7.3.1.3 Ignition probability mapping showing the probability of ignition along the electric lines and equipmentWLDFRAggregatedAggregated | WLDFR | HFTD - Distribution - Tier 2 - 5QU CoRE ¦ 2QU LoRE | Red Flag Warning - Destructive Fires | Aggregated | Aggregated | 2050 | 3.6006e-07 | 0 | 774.3498 | 0.00027881 | 2050 | Mitigation | 0.08575 | 30 | 0 | esc | 0 | 0 | 0.00060025 | 2.1612e-10 | 0.0015435 | 5.5575e-10
[79 empty] | WLDFR | HFTD - Distribution - Tier 2 - 5QU CoRE ¦ 1QU LoRE | Seismic - Red Flag Warning - Catastrophic Fires | 2027 | 8.5868e-11 | 4.2934e-11 | 1.104e-10 | 21835.9781 | 428.6023 | 13939.561 | 7467.8148 | 0 | 0 | 0 | 7.1527e-08 |  | 1.875e-06 | 0 | 1.875e-06 | 9.375e-07 | 0 | 9.375e-07 | 2.4107e-06 | 0 | 2.4107e-06 | [16 empty] | 7.3.1.3 Ignition probability mapping showing the probability of ignition along the electric lines and equipmentWLDFRAggregatedAggregated | WLDFR | HFTD - Distribution - Tier 2 - 5QU CoRE ¦ 2QU LoRE | Red Flag Warning - Destructive Fires | Aggregated | Aggregated | 2051 | 3.6006e-07 | 0 | 774.3498 | 0.00027881 | 2051 | Mitigation | 0.08575 | 30 | 0 | esc | 0 | 0 | 0 | 0 | 0.0015435 | 5.5575e-10
[79 empty] | WLDFR | HFTD - Distribution - Tier 2 - 5QU CoRE ¦ 1QU LoRE | Seismic - Red Flag Warning - Catastrophic Fires | 2028 | 8.5868e-11 | 4.2934e-11 | 1.104e-10 | 22783.187 | 453.261 | 14531.3357 | 7798.5904 | 0 | 0 | 0 | 7.1527e-08 |  | 1.9563e-06 | 0 | 1.9563e-06 | 9.7817e-07 | 0 | 9.7817e-07 | 2.5153e-06 | 0 | 2.5153e-06 | [16 empty] | 7.3.1.3 Ignition probability mapping showing the probability of ignition along the electric lines and equipmentWLDFRAggregatedAggregated | WLDFR | HFTD - Distribution - Tier 2 - 5QU CoRE ¦ 2QU LoRE | Red Flag Warning - Large Fires | Aggregated | Aggregated | 2021 | 2.4654e-05 | 0 | 774.3498 | 0.019091 | 2021 | Mitigation | 0.08575 | 30 | 0 | esc | 0.0012005 | 2.9597e-08 | 0.00060025 | 1.4799e-08 | 0 | 0
[79 empty] | WLDFR | HFTD - Distribution - Tier 2 - 5QU CoRE ¦ 1QU LoRE | Seismic - Red Flag Warning - Catastrophic Fires | 2029 | 8.5868e-11 | 4.2934e-11 | 1.104e-10 | 22783.187 | 453.261 | 14531.3357 | 7798.5904 | 0 | 0 | 0 | 7.1527e-08 |  | 1.9563e-06 | 0 | 1.9563e-06 | 9.7817e-07 | 0 | 9.7817e-07 | 2.5153e-06 | 0 | 2.5153e-06 | [16 empty] | 7.3.1.3 Ignition probability mapping showing the probability of ignition along the electric lines and equipmentWLDFRAggregatedAggregated | WLDFR | HFTD - Distribution - Tier 2 - 5QU CoRE ¦ 2QU LoRE | Red Flag Warning - Large Fires | Aggregated | Aggregated | 2022 | 2.4654e-05 | 0 | 774.3498 | 0.019091 | 2022 | Mitigation | 0.08575 | 30 | 0 | esc | 0.0012005 | 2.9597e-08 | 0.00060025 | 1.4799e-08 | 0.0015435 | 3.8054e-08
[79 empty] | WLDFR | HFTD - Distribution - Tier 2 - 5QU CoRE ¦ 1QU LoRE | Seismic - Red Flag Warning - Catastrophic Fires | 2030 | 8.5868e-11 | 4.2934e-11 | 1.104e-10 | 22783.187 | 453.261 | 14531.3357 | 7798.5904 | 0 | 0 | 0 | 7.1527e-08 |  | 1.9563e-06 | 0 | 1.9563e-06 | 9.7817e-07 | 0 | 9.7817e-07 | 2.5153e-06 | 0 | 2.5153e-06 | [16 empty] | 7.3.1.3 Ignition probability mapping showing the probability of ignition along the electric lines and equipmentWLDFRAggregatedAggregated | WLDFR | HFTD - Distribution - Tier 2 - 5QU CoRE ¦ 2QU LoRE | Red Flag Warning - Large Fires | Aggregated | Aggregated | 2023 | 2.4654e-05 | 0 | 774.3498 | 0.019091 | 2023 | Mitigation | 0.08575 | 30 | 0 | esc | 0.0012005 | 2.9597e-08 | 0.00060025 | 1.4799e-08 | 0.0015435 | 3.8054e-08
[79 empty] | WLDFR | HFTD - Distribution - Tier 2 - 5QU CoRE ¦ 1QU LoRE | Seismic - Red Flag Warning - Catastrophic Fires | 2031 | 8.5868e-11 | 4.2934e-11 | 1.104e-10 | 22783.187 | 453.261 | 14531.3357 | 7798.5904 | 0 | 0 | 0 | 7.1527e-08 |  | 1.9563e-06 | 0 | 1.9563e-06 | 9.7817e-07 | 0 | 9.7817e-07 | 2.5153e-06 | 0 | 2.5153e-06 | [16 empty] | 7.3.1.3 Ignition probability mapping showing the probability of ignition along the electric lines and equipmentWLDFRAggregatedAggregated | WLDFR | HFTD - Distribution - Tier 2 - 5QU CoRE ¦ 2QU LoRE | Red Flag Warning - Large Fires | Aggregated | Aggregated | 2024 | 2.4654e-05 | 0 | 774.3498 | 0.019091 | 2024 | Mitigation | 0.08575 | 30 | 0 | esc | 0.0012005 | 2.9597e-08 | 0.00060025 | 1.4799e-08 | 0.0015435 | 3.8054e-08
[79 empty] | WLDFR | HFTD - Distribution - Tier 2 - 5QU CoRE ¦ 1QU LoRE | Seismic - Red Flag Warning - Catastrophic Fires | 2032 | 8.5868e-11 | 4.2934e-11 | 1.104e-10 | 22783.187 | 453.261 | 14531.3357 | 7798.5904 | 0 | 0 | 0 | 7.1527e-08 |  | 1.9563e-06 | 0 | 1.9563e-06 | 9.7817e-07 | 0 | 9.7817e-07 | 2.5153e-06 | 0 | 2.5153e-06 | [16 empty] | 7.3.1.3 Ignition probability mapping showing the probability of ignition along the electric lines and equipmentWLDFRAggregatedAggregated | WLDFR | HFTD - Distribution - Tier 2 - 5QU CoRE ¦ 2QU LoRE | Red Flag Warning - Large Fires | Aggregated | Aggregated | 2025 | 2.4654e-05 | 0 | 774.3498 | 0.019091 | 2025 | Mitigation | 0.08575 | 30 | 0 | esc | 0.0012005 | 2.9597e-08 | 0.00060025 | 1.4799e-08 | 0.0015435 | 3.8054e-08
[79 empty] | WLDFR | HFTD - Distribution - Tier 2 - 5QU CoRE ¦ 1QU LoRE | Seismic - Red Flag Warning - Catastrophic Fires | 2033 | 8.5868e-11 | 4.2934e-11 | 1.104e-10 | 23835.2641 | 480.9649 | 15187.7294 | 8166.5698 | 0 | 0 | 0 | 7.1527e-08 |  | 2.0467e-06 | 0 | 2.0467e-06 | 1.0233e-06 | 0 | 1.0233e-06 | 2.6315e-06 | 0 | 2.6315e-06 | [16 empty] | 7.3.1.3 Ignition probability mapping showing the probability of ignition along the electric lines and equipmentWLDFRAggregatedAggregated | WLDFR | HFTD - Distribution - Tier 2 - 5QU CoRE ¦ 2QU LoRE | Red Flag Warning - Large Fires | Aggregated | Aggregated | 2026 | 2.4654e-05 | 0 | 774.3498 | 0.019091 | 2026 | Mitigation | 0.08575 | 30 | 0 | esc | 0.0012005 | 2.9597e-08 | 0.00060025 | 1.4799e-08 | 0.0015435 | 3.8054e-08
[79 empty] | WLDFR | HFTD - Distribution - Tier 2 - 5QU CoRE ¦ 1QU LoRE | Seismic - Red Flag Warning - Catastrophic Fires | 2034 | 8.5868e-11 | 4.2934e-11 | 1.104e-10 | 23835.2641 | 480.9649 | 15187.7294 | 8166.5698 | 0 | 0 | 0 | 7.1527e-08 |  | 2.0467e-06 | 0 | 2.0467e-06 | 1.0233e-06 | 0 | 1.0233e-06 | 2.6315e-06 | 0 | 2.6315e-06 | [16 empty] | 7.3.1.3 Ignition probability mapping showing the probability of ignition along the electric lines and equipmentWLDFRAggregatedAggregated | WLDFR | HFTD - Distribution - Tier 2 - 5QU CoRE ¦ 2QU LoRE | Red Flag Warning - Large Fires | Aggregated | Aggregated | 2027 | 2.4654e-05 | 0 | 774.3498 | 0.019091 | 2027 | Mitigation | 0.08575 | 30 | 0 | esc | 0.0012005 | 2.9597e-08 | 0.00060025 | 1.4799e-08 | 0.0015435 | 3.8054e-08
[79 empty] | WLDFR | HFTD - Distribution - Tier 2 - 5QU CoRE ¦ 1QU LoRE | Seismic - Red Flag Warning - Catastrophic Fires | 2035 | 8.5868e-11 | 4.2934e-11 | 1.104e-10 | 23835.2641 | 480.9649 | 15187.7294 | 8166.5698 | 0 | 0 | 0 | 7.1527e-08 |  | 2.0467e-06 | 0 | 2.0467e-06 | 1.0233e-06 | 0 | 1.0233e-06 | 2.6315e-06 | 0 | 2.6315e-06 | [16 empty] | 7.3.1.3 Ignition probability mapping showing the probability of ignition along the electric lines and equipmentWLDFRAggregatedAggregated | WLDFR | HFTD - Distribution - Tier 2 - 5QU CoRE ¦ 2QU LoRE | Red Flag Warning - Large Fires | Aggregated | Aggregated | 2028 | 2.4654e-05 | 0 | 774.3498 | 0.019091 | 2028 | Mitigation | 0.08575 | 30 | 0 | esc | 0.0012005 | 2.9597e-08 | 0.00060025 | 1.4799e-08 | 0.0015435 | 3.8054e-08
[79 empty] | WLDFR | HFTD - Distribution - Tier 2 - 5QU CoRE ¦ 1QU LoRE | Seismic - Red Flag Warning - Catastrophic Fires | 2036 | 8.5868e-11 | 4.2934e-11 | 1.104e-10 | 23835.2641 | 480.9649 | 15187.7294 | 8166.5698 | 0 | 0 | 0 | 7.1527e-08 |  | 2.0467e-06 | 0 | 2.0467e-06 | 1.0233e-06 | 0 | 1.0233e-06 | 2.6315e-06 | 0 | 2.6315e-06 | [16 empty] | 7.3.1.3 Ignition probability mapping showing the probability of ignition along the electric lines and equipmentWLDFRAggregatedAggregated | WLDFR | HFTD - Distribution - Tier 2 - 5QU CoRE ¦ 2QU LoRE | Red Flag Warning - Large Fires | Aggregated | Aggregated | 2029 | 2.4654e-05 | 0 | 774.3498 | 0.019091 | 2029 | Mitigation | 0.08575 | 30 | 0 | esc | 0.0012005 | 2.9597e-08 | 0.00060025 | 1.4799e-08 | 0.0015435 | 3.8054e-08
[79 empty] | WLDFR | HFTD - Distribution - Tier 2 - 5QU CoRE ¦ 1QU LoRE | Seismic - Red Flag Warning - Catastrophic Fires | 2037 | 8.5868e-11 | 4.2934e-11 | 1.104e-10 | 23835.2641 | 480.9649 | 15187.7294 | 8166.5698 | 0 | 0 | 0 | 7.1527e-08 |  | 2.0467e-06 | 0 | 2.0467e-06 | 1.0233e-06 | 0 | 1.0233e-06 | 2.6315e-06 | 0 | 2.6315e-06 | [16 empty] | 7.3.1.3 Ignition probability mapping showing the probability of ignition along the electric lines and equipmentWLDFRAggregatedAggregated | WLDFR | HFTD - Distribution - Tier 2 - 5QU CoRE ¦ 2QU LoRE | Red Flag Warning - Large Fires | Aggregated | Aggregated | 2030 | 2.4654e-05 | 0 | 774.3498 | 0.019091 | 2030 | Mitigation | 0.08575 | 30 | 0 | esc | 0.0012005 | 2.9597e-08 | 0.00060025 | 1.4799e-08 | 0.0015435 | 3.8054e-08
[79 empty] | WLDFR | HFTD - Distribution - Tier 2 - 5QU CoRE ¦ 1QU LoRE | Seismic - Red Flag Warning - Catastrophic Fires | 2038 | 8.5868e-11 | 4.2934e-11 | 1.104e-10 | 24976.6418 | 511.3745 | 15898.8237 | 8566.4437 | 0 | 0 | 0 | 7.1527e-08 |  | 2.1447e-06 | 0 | 2.1447e-06 | 1.0723e-06 | 0 | 1.0723e-06 | 2.7575e-06 | 0 | 2.7575e-06 | [16 empty] | 7.3.1.3 Ignition probability mapping showing the probability of ignition along the electric lines and equipmentWLDFRAggregatedAggregated | WLDFR | HFTD - Distribution - Tier 2 - 5QU CoRE ¦ 2QU LoRE | Red Flag Warning - Large Fires | Aggregated | Aggregated | 2031 | 2.4654e-05 | 0 | 774.3498 | 0.019091 | 2031 | Mitigation | 0.08575 | 30 | 0 | esc | 0.0012005 | 2.9597e-08 | 0.00060025 | 1.4799e-08 | 0.0015435 | 3.8054e-08
[79 empty] | WLDFR | HFTD - Distribution - Tier 2 - 5QU CoRE ¦ 1QU LoRE | Seismic - Red Flag Warning - Catastrophic Fires | 2039 | 8.5868e-11 | 4.2934e-11 | 1.104e-10 | 24976.6418 | 511.3745 | 15898.8237 | 8566.4437 | 0 | 0 | 0 | 7.1527e-08 |  | 2.1447e-06 | 0 | 2.1447e-06 | 1.0723e-06 | 0 | 1.0723e-06 | 2.7575e-06 | 0 | 2.7575e-06 | [16 empty] | 7.3.1.3 Ignition probability mapping showing the probability of ignition along the electric lines and equipmentWLDFRAggregatedAggregated | WLDFR | HFTD - Distribution - Tier 2 - 5QU CoRE ¦ 2QU LoRE | Red Flag Warning - Large Fires | Aggregated | Aggregated | 2032 | 2.4654e-05 | 0 | 774.3498 | 0.019091 | 2032 | Mitigation | 0.08575 | 30 | 0 | esc | 0.0012005 | 2.9597e-08 | 0.00060025 | 1.4799e-08 | 0.0015435 | 3.8054e-08
[79 empty] | WLDFR | HFTD - Distribution - Tier 2 - 5QU CoRE ¦ 1QU LoRE | Seismic - Red Flag Warning - Catastrophic Fires | 2040 | 8.5868e-11 | 4.2934e-11 | 1.104e-10 | 24976.6418 | 511.3745 | 15898.8237 | 8566.4437 | 0 | 0 | 0 | 7.1527e-08 |  | 2.1447e-06 | 0 | 2.1447e-06 | 1.0723e-06 | 0 | 1.0723e-06 | 2.7575e-06 | 0 | 2.7575e-06 | [16 empty] | 7.3.1.3 Ignition probability mapping showing the probability of ignition along the electric lines and equipmentWLDFRAggregatedAggregated | WLDFR | HFTD - Distribution - Tier 2 - 5QU CoRE ¦ 2QU LoRE | Red Flag Warning - Large Fires | Aggregated | Aggregated | 2033 | 2.4654e-05 | 0 | 774.3498 | 0.019091 | 2033 | Mitigation | 0.08575 | 30 | 0 | esc | 0.0012005 | 2.9597e-08 | 0.00060025 | 1.4799e-08 | 0.0015435 | 3.8054e-08
[79 empty] | WLDFR | HFTD - Distribution - Tier 2 - 5QU CoRE ¦ 1QU LoRE | Seismic - Red Flag Warning - Catastrophic Fires | 2041 | 8.5868e-11 | 4.2934e-11 | 1.104e-10 | 24976.6418 | 511.3745 | 15898.8237 | 8566.4437 | 0 | 0 | 0 | 7.1527e-08 |  | 2.1447e-06 | 0 | 2.1447e-06 | 1.0723e-06 | 0 | 1.0723e-06 | 2.7575e-06 | 0 | 2.7575e-06 | [16 empty] | 7.3.1.3 Ignition probability mapping showing the probability of ignition along the electric lines and equipmentWLDFRAggregatedAggregated | WLDFR | HFTD - Distribution - Tier 2 - 5QU CoRE ¦ 2QU LoRE | Red Flag Warning - Large Fires | Aggregated | Aggregated | 2034 | 2.4654e-05 | 0 | 774.3498 | 0.019091 | 2034 | Mitigation | 0.08575 | 30 | 0 | esc | 0.0012005 | 2.9597e-08 | 0.00060025 | 1.4799e-08 | 0.0015435 | 3.8054e-08
[79 empty] | WLDFR | HFTD - Distribution - Tier 2 - 5QU CoRE ¦ 1QU LoRE | Seismic - Red Flag Warning - Catastrophic Fires | 2042 | 8.5868e-11 | 4.2934e-11 | 1.104e-10 | 24976.6418 | 511.3745 | 15898.8237 | 8566.4437 | 0 | 0 | 0 | 7.1527e-08 |  | 2.1447e-06 | 0 | 2.1447e-06 | 1.0723e-06 | 0 | 1.0723e-06 | 2.7575e-06 | 0 | 2.7575e-06 | [16 empty] | 7.3.1.3 Ignition probability mapping showing the probability of ignition along the electric lines and equipmentWLDFRAggregatedAggregated | WLDFR | HFTD - Distribution - Tier 2 - 5QU CoRE ¦ 2QU LoRE | Red Flag Warning - Large Fires | Aggregated | Aggregated | 2035 | 2.4654e-05 | 0 | 774.3498 | 0.019091 | 2035 | Mitigation | 0.08575 | 30 | 0 | esc | 0.0012005 | 2.9597e-08 | 0.00060025 | 1.4799e-08 | 0.0015435 | 3.8054e-08
[79 empty] | WLDFR | HFTD - Distribution - Tier 2 - 5QU CoRE ¦ 1QU LoRE | Seismic - Red Flag Warning - Catastrophic Fires | 2043 | 8.5868e-11 | 4.2934e-11 | 1.104e-10 | 26191.7278 | 544.1291 | 16654.7414 | 8992.8573 | 0 | 0 | 0 | 7.1527e-08 |  | 2.249e-06 | 0 | 2.249e-06 | 1.1245e-06 | 0 | 1.1245e-06 | 2.8916e-06 | 0 | 2.8916e-06 | [16 empty] | 7.3.1.3 Ignition probability mapping showing the probability of ignition along the electric lines and equipmentWLDFRAggregatedAggregated | WLDFR | HFTD - Distribution - Tier 2 - 5QU CoRE ¦ 2QU LoRE | Red Flag Warning - Large Fires | Aggregated | Aggregated | 2036 | 2.4654e-05 | 0 | 774.3498 | 0.019091 | 2036 | Mitigation | 0.08575 | 30 | 0 | esc | 0.0012005 | 2.9597e-08 | 0.00060025 | 1.4799e-08 | 0.0015435 | 3.8054e-08
[79 empty] | WLDFR | HFTD - Distribution - Tier 2 - 5QU CoRE ¦ 1QU LoRE | Seismic - Red Flag Warning - Catastrophic Fires | 2044 | 8.5868e-11 | 4.2934e-11 | 1.104e-10 | 26191.7278 | 544.1291 | 16654.7414 | 8992.8573 | 0 | 0 | 0 | 7.1527e-08 |  | 2.249e-06 | 0 | 2.249e-06 | 1.1245e-06 | 0 | 1.1245e-06 | 2.8916e-06 | 0 | 2.8916e-06 | [16 empty] | 7.3.1.3 Ignition probability mapping showing the probability of ignition along the electric lines and equipmentWLDFRAggregatedAggregated | WLDFR | HFTD - Distribution - Tier 2 - 5QU CoRE ¦ 2QU LoRE | Red Flag Warning - Large Fires | Aggregated | Aggregated | 2037 | 2.4654e-05 | 0 | 774.3498 | 0.019091 | 2037 | Mitigation | 0.08575 | 30 | 0 | esc | 0.0012005 | 2.9597e-08 | 0.00060025 | 1.4799e-08 | 0.0015435 | 3.8054e-08
[79 empty] | WLDFR | HFTD - Distribution - Tier 2 - 5QU CoRE ¦ 1QU LoRE | Seismic - Red Flag Warning - Catastrophic Fires | 2045 | 8.5868e-11 | 4.2934e-11 | 1.104e-10 | 26191.7278 | 544.1291 | 16654.7414 | 8992.8573 | 0 | 0 | 0 | 7.1527e-08 |  | 2.249e-06 | 0 | 2.249e-06 | 1.1245e-06 | 0 | 1.1245e-06 | 2.8916e-06 | 0 | 2.8916e-06 | [16 empty] | 7.3.1.3 Ignition probability mapping showing the probability of ignition along the electric lines and equipmentWLDFRAggregatedAggregated | WLDFR | HFTD - Distribution - Tier 2 - 5QU CoRE ¦ 2QU LoRE | Red Flag Warning - Large Fires | Aggregated | Aggregated | 2038 | 2.4654e-05 | 0 | 774.3498 | 0.019091 | 2038 | Mitigation | 0.08575 | 30 | 0 | esc | 0.0012005 | 2.9597e-08 | 0.00060025 | 1.4799e-08 | 0.0015435 | 3.8054e-08
[79 empty] | WLDFR | HFTD - Distribution - Tier 2 - 5QU CoRE ¦ 1QU LoRE | Seismic - Red Flag Warning - Catastrophic Fires | 2046 | 8.5868e-11 | 4.2934e-11 | 1.104e-10 | 26191.7278 | 544.1291 | 16654.7414 | 8992.8573 | 0 | 0 | 0 | 7.1527e-08 |  | 2.249e-06 | 0 | 2.249e-06 | 1.1245e-06 | 0 | 1.1245e-06 | 2.8916e-06 | 0 | 2.8916e-06 | [16 empty] | 7.3.1.3 Ignition probability mapping showing the probability of ignition along the electric lines and equipmentWLDFRAggregatedAggregated | WLDFR | HFTD - Distribution - Tier 2 - 5QU CoRE ¦ 2QU LoRE | Red Flag Warning - Large Fires | Aggregated | Aggregated | 2039 | 2.4654e-05 | 0 | 774.3498 | 0.019091 | 2039 | Mitigation | 0.08575 | 30 | 0 | esc | 0.0012005 | 2.9597e-08 | 0.00060025 | 1.4799e-08 | 0.0015435 | 3.8054e-08
[79 empty] | WLDFR | HFTD - Distribution - Tier 2 - 5QU CoRE ¦ 1QU LoRE | Seismic - Red Flag Warning - Catastrophic Fires | 2047 | 8.5868e-11 | 4.2934e-11 | 1.104e-10 | 26191.7278 | 544.1291 | 16654.7414 | 8992.8573 | 0 | 0 | 0 | 7.1527e-08 |  | 2.249e-06 | 0 | 2.249e-06 | 1.1245e-06 | 0 | 1.1245e-06 | 2.8916e-06 | 0 | 2.8916e-06 | [16 empty] | 7.3.1.3 Ignition probability mapping showing the probability of ignition along the electric lines and equipmentWLDFRAggregatedAggregated | WLDFR | HFTD - Distribution - Tier 2 - 5QU CoRE ¦ 2QU LoRE | Red Flag Warning - Large Fires | Aggregated | Aggregated | 2040 | 2.4654e-05 | 0 | 774.3498 | 0.019091 | 2040 | Mitigation | 0.08575 | 30 | 0 | esc | 0.0012005 | 2.9597e-08 | 0.00060025 | 1.4799e-08 | 0.0015435 | 3.8054e-08
[79 empty] | WLDFR | HFTD - Distribution - Tier 2 - 5QU CoRE ¦ 1QU LoRE | Seismic - Red Flag Warning - Catastrophic Fires | 2048 | 8.5868e-11 | 4.2934e-11 | 1.104e-10 | 27464.7227 | 578.8407 | 17445.538 | 9440.3441 | 0 | 0 | 0 | 7.1527e-08 |  | 2.3583e-06 | 0 | 2.3583e-06 | 1.1792e-06 | 0 | 1.1792e-06 | 3.0321e-06 | 0 | 3.0321e-06 | [16 empty] | 7.3.1.3 Ignition probability mapping showing the probability of ignition along the electric lines and equipmentWLDFRAggregatedAggregated | WLDFR | HFTD - Distribution - Tier 2 - 5QU CoRE ¦ 2QU LoRE | Red Flag Warning - Large Fires | Aggregated | Aggregated | 2041 | 2.4654e-05 | 0 | 774.3498 | 0.019091 | 2041 | Mitigation | 0.08575 | 30 | 0 | esc | 0.0012005 | 2.9597e-08 | 0.00060025 | 1.4799e-08 | 0.0015435 | 3.8054e-08
[79 empty] | WLDFR | HFTD - Distribution - Tier 2 - 5QU CoRE ¦ 1QU LoRE | Seismic - Red Flag Warning - Catastrophic Fires | 2049 | 8.5868e-11 | 4.2934e-11 | 1.104e-10 | 27464.7227 | 578.8407 | 17445.538 | 9440.3441 | 0 | 0 | 0 | 7.1527e-08 |  | 2.3583e-06 | 0 | 2.3583e-06 | 1.1792e-06 | 0 | 1.1792e-06 | 3.0321e-06 | 0 | 3.0321e-06 | [16 empty] | 7.3.1.3 Ignition probability mapping showing the probability of ignition along the electric lines and equipmentWLDFRAggregatedAggregated | WLDFR | HFTD - Distribution - Tier 2 - 5QU CoRE ¦ 2QU LoRE | Red Flag Warning - Large Fires | Aggregated | Aggregated | 2042 | 2.4654e-05 | 0 | 774.3498 | 0.019091 | 2042 | Mitigation | 0.08575 | 30 | 0 | esc | 0.0012005 | 2.9597e-08 | 0.00060025 | 1.4799e-08 | 0.0015435 | 3.8054e-08
[79 empty] | WLDFR | HFTD - Distribution - Tier 2 - 5QU CoRE ¦ 1QU LoRE | Seismic - Red Flag Warning - Catastrophic Fires | 2050 | 0 | 4.2934e-11 | 1.104e-10 | 27464.7227 | 578.8407 | 17445.538 | 9440.3441 | 0 | 0 | 0 | 7.1527e-08 |  | 0 | 0 | 0 | 1.1792e-06 | 0 | 1.1792e-06 | 3.0321e-06 | 0 | 3.0321e-06 | [16 empty] | 7.3.1.3 Ignition probability mapping showing the probability of ignition along the electric lines and equipmentWLDFRAggregatedAggregated | WLDFR | HFTD - Distribution - Tier 2 - 5QU CoRE ¦ 2QU LoRE | Red Flag Warning - Large Fires | Aggregated | Aggregated | 2043 | 2.4654e-05 | 0 | 774.3498 | 0.019091 | 2043 | Mitigation | 0.08575 | 30 | 0 | esc | 0.0012005 | 2.9597e-08 | 0.00060025 | 1.4799e-08 | 0.0015435 | 3.8054e-08
[79 empty] | WLDFR | HFTD - Distribution - Tier 2 - 5QU CoRE ¦ 1QU LoRE | Seismic - Red Flag Warning - Catastrophic Fires | 2051 | 0 | 0 | 1.104e-10 | 27464.7227 | 578.8407 | 17445.538 | 9440.3441 | 0 | 0 | 0 | 7.1527e-08 |  | 0 | 0 | 0 | 0 | 0 | 0 | 3.0321e-06 | 0 | 3.0321e-06 | [16 empty] | 7.3.1.3 Ignition probability mapping showing the probability of ignition along the electric lines and equipmentWLDFRAggregatedAggregated | WLDFR | HFTD - Distribution - Tier 2 - 5QU CoRE ¦ 2QU LoRE | Red Flag Warning - Large Fires | Aggregated | Aggregated | 2044 | 2.4654e-05 | 0 | 774.3498 | 0.019091 | 2044 | Mitigation | 0.08575 | 30 | 0 | esc | 0.0012005 | 2.9597e-08 | 0.00060025 | 1.4799e-08 | 0.0015435 | 3.8054e-08
[79 empty] | WLDFR | HFTD - Distribution - Tier 2 - 5QU CoRE ¦ 2QU LoRE | Non-Red Flag Warning - Catastrophic Fires | 2020 | 1.5135e-10 | 0 | 0 | 14146.1306 | 222.2294 | 8585.7228 | 5338.1784 | 0 | 0 | 0 | 1.2608e-07 |  | 2.1411e-06 | 0 | 2.1411e-06 | 0 | 0 | 0 | 0 | 0 | 0 | [16 empty] | 7.3.1.3 Ignition probability mapping showing the probability of ignition along the electric lines and equipmentWLDFRAggregatedAggregated | WLDFR | HFTD - Distribution - Tier 2 - 5QU CoRE ¦ 2QU LoRE | Red Flag Warning - Large Fires | Aggregated | Aggregated | 2045 | 2.4654e-05 | 0 | 774.3498 | 0.019091 | 2045 | Mitigation | 0.08575 | 30 | 0 | esc | 0.0012005 | 2.9597e-08 | 0.00060025 | 1.4799e-08 | 0.0015435 | 3.8054e-08
[79 empty] | WLDFR | HFTD - Distribution - Tier 2 - 5QU CoRE ¦ 2QU LoRE | Non-Red Flag Warning - Catastrophic Fires | 2021 | 1.5135e-10 | 7.5677e-11 | 0 | 14146.1306 | 222.2294 | 8585.7228 | 5338.1784 | 0 | 0 | 0 | 1.2608e-07 |  | 2.1411e-06 | 0 | 2.1411e-06 | 1.0705e-06 | 0 | 1.0705e-06 | 0 | 0 | 0 | [16 empty] | 7.3.1.3 Ignition probability mapping showing the probability of ignition along the electric lines and equipmentWLDFRAggregatedAggregated | WLDFR | HFTD - Distribution - Tier 2 - 5QU CoRE ¦ 2QU LoRE | Red Flag Warning - Large Fires | Aggregated | Aggregated | 2046 | 2.4654e-05 | 0 | 774.3498 | 0.019091 | 2046 | Mitigation | 0.08575 | 30 | 0 | esc | 0.0012005 | 2.9597e-08 | 0.00060025 | 1.4799e-08 | 0.0015435 | 3.8054e-08
[79 empty] | WLDFR | HFTD - Distribution - Tier 2 - 5QU CoRE ¦ 2QU LoRE | Non-Red Flag Warning - Catastrophic Fires | 2022 | 1.5135e-10 | 7.5677e-11 | 1.946e-10 | 14146.1306 | 222.2294 | 8585.7228 | 5338.1784 | 0 | 0 | 0 | 1.2608e-07 |  | 2.1411e-06 | 0 | 2.1411e-06 | 1.0705e-06 | 0 | 1.0705e-06 | 2.7528e-06 | 0 | 2.7528e-06 | [16 empty] | 7.3.1.3 Ignition probability mapping showing the probability of ignition along the electric lines and equipmentWLDFRAggregatedAggregated | WLDFR | HFTD - Distribution - Tier 2 - 5QU CoRE ¦ 2QU LoRE | Red Flag Warning - Large Fires | Aggregated | Aggregated | 2047 | 2.4654e-05 | 0 | 774.3498 | 0.019091 | 2047 | Mitigation | 0.08575 | 30 | 0 | esc | 0.0012005 | 2.9597e-08 | 0.00060025 | 1.4799e-08 | 0.0015435 | 3.8054e-08
[79 empty] | WLDFR | HFTD - Distribution - Tier 2 - 5QU CoRE ¦ 2QU LoRE | Non-Red Flag Warning - Catastrophic Fires | 2023 | 1.5135e-10 | 7.5677e-11 | 1.946e-10 | 14664.6376 | 233.2301 | 8896.516 | 5534.8915 | 0 | 0 | 0 | 1.2608e-07 |  | 2.2195e-06 | 0 | 2.2195e-06 | 1.1098e-06 | 0 | 1.1098e-06 | 2.8537e-06 | 0 | 2.8537e-06 | [16 empty] | 7.3.1.3 Ignition probability mapping showing the probability of ignition along the electric lines and equipmentWLDFRAggregatedAggregated | WLDFR | HFTD - Distribution - Tier 2 - 5QU CoRE ¦ 2QU LoRE | Red Flag Warning - Large Fires | Aggregated | Aggregated | 2048 | 2.4654e-05 | 0 | 774.3498 | 0.019091 | 2048 | Mitigation | 0.08575 | 30 | 0 | esc | 0.0012005 | 2.9597e-08 | 0.00060025 | 1.4799e-08 | 0.0015435 | 3.8054e-08
[79 empty] | WLDFR | HFTD - Distribution - Tier 2 - 5QU CoRE ¦ 2QU LoRE | Non-Red Flag Warning - Catastrophic Fires | 2024 | 1.5135e-10 | 7.5677e-11 | 1.946e-10 | 14664.6376 | 233.2301 | 8896.516 | 5534.8915 | 0 | 0 | 0 | 1.2608e-07 |  | 2.2195e-06 | 0 | 2.2195e-06 | 1.1098e-06 | 0 | 1.1098e-06 | 2.8537e-06 | 0 | 2.8537e-06 | [16 empty] | 7.3.1.3 Ignition probability mapping showing the probability of ignition along the electric lines and equipmentWLDFRAggregatedAggregated | WLDFR | HFTD - Distribution - Tier 2 - 5QU CoRE ¦ 2QU LoRE | Red Flag Warning - Large Fires | Aggregated | Aggregated | 2049 | 2.4654e-05 | 0 | 774.3498 | 0.019091 | 2049 | Mitigation | 0.08575 | 30 | 0 | esc | 0.0012005 | 2.9597e-08 | 0.00060025 | 1.4799e-08 | 0.0015435 | 3.8054e-08
[79 empty] | WLDFR | HFTD - Distribution - Tier 2 - 5QU CoRE ¦ 2QU LoRE | Non-Red Flag Warning - Catastrophic Fires | 2025 | 1.5135e-10 | 7.5677e-11 | 1.946e-10 | 14664.6376 | 233.2301 | 8896.516 | 5534.8915 | 0 | 0 | 0 | 1.2608e-07 |  | 2.2195e-06 | 0 | 2.2195e-06 | 1.1098e-06 | 0 | 1.1098e-06 | 2.8537e-06 | 0 | 2.8537e-06 | [16 empty] | 7.3.1.3 Ignition probability mapping showing the probability of ignition along the electric lines and equipmentWLDFRAggregatedAggregated | WLDFR | HFTD - Distribution - Tier 2 - 5QU CoRE ¦ 2QU LoRE | Red Flag Warning - Large Fires | Aggregated | Aggregated | 2050 | 2.4654e-05 | 0 | 774.3498 | 0.019091 | 2050 | Mitigation | 0.08575 | 30 | 0 | esc | 0 | 0 | 0.00060025 | 1.4799e-08 | 0.0015435 | 3.8054e-08
[79 empty] | WLDFR | HFTD - Distribution - Tier 2 - 5QU CoRE ¦ 2QU LoRE | Non-Red Flag Warning - Catastrophic Fires | 2026 | 1.5135e-10 | 7.5677e-11 | 1.946e-10 | 14664.6376 | 233.2301 | 8896.516 | 5534.8915 | 0 | 0 | 0 | 1.2608e-07 |  | 2.2195e-06 | 0 | 2.2195e-06 | 1.1098e-06 | 0 | 1.1098e-06 | 2.8537e-06 | 0 | 2.8537e-06 | [16 empty] | 7.3.1.3 Ignition probability mapping showing the probability of ignition along the electric lines and equipmentWLDFRAggregatedAggregated | WLDFR | HFTD - Distribution - Tier 2 - 5QU CoRE ¦ 2QU LoRE | Red Flag Warning - Large Fires | Aggregated | Aggregated | 2051 | 2.4654e-05 | 0 | 774.3498 | 0.019091 | 2051 | Mitigation | 0.08575 | 30 | 0 | esc | 0 | 0 | 0 | 0 | 0.0015435 | 3.8054e-08
[79 empty] | WLDFR | HFTD - Distribution - Tier 2 - 5QU CoRE ¦ 2QU LoRE | Non-Red Flag Warning - Catastrophic Fires | 2027 | 1.5135e-10 | 7.5677e-11 | 1.946e-10 | 14664.6376 | 233.2301 | 8896.516 | 5534.8915 | 0 | 0 | 0 | 1.2608e-07 |  | 2.2195e-06 | 0 | 2.2195e-06 | 1.1098e-06 | 0 | 1.1098e-06 | 2.8537e-06 | 0 | 2.8537e-06 | [16 empty] | 7.3.1.3 Ignition probability mapping showing the probability of ignition along the electric lines and equipmentWLDFRAggregatedAggregated | WLDFR | HFTD - Distribution - Tier 2 - 5QU CoRE ¦ 2QU LoRE | Red Flag Warning - Small Fires | Aggregated | Aggregated | 2021 | 0.0007271 | 0 | 774.3498 | 0.56303 | 2021 | Mitigation | 0.08575 | 30 | 0 | esc | 0.0012005 | 8.7288e-07 | 0.00060025 | 4.3644e-07 | 0 | 0
[79 empty] | WLDFR | HFTD - Distribution - Tier 2 - 5QU CoRE ¦ 2QU LoRE | Non-Red Flag Warning - Catastrophic Fires | 2028 | 1.5135e-10 | 7.5677e-11 | 1.946e-10 | 15317.9909 | 247.273 | 9287.6491 | 5783.0689 | 0 | 0 | 0 | 1.2608e-07 |  | 2.3184e-06 | 0 | 2.3184e-06 | 1.1592e-06 | 0 | 1.1592e-06 | 2.9808e-06 | 0 | 2.9808e-06 | [16 empty] | 7.3.1.3 Ignition probability mapping showing the probability of ignition along the electric lines and equipmentWLDFRAggregatedAggregated | WLDFR | HFTD - Distribution - Tier 2 - 5QU CoRE ¦ 2QU LoRE | Red Flag Warning - Small Fires | Aggregated | Aggregated | 2022 | 0.0007271 | 0 | 774.3498 | 0.56303 | 2022 | Mitigation | 0.08575 | 30 | 0 | esc | 0.0012005 | 8.7288e-07 | 0.00060025 | 4.3644e-07 | 0.0015435 | 1.1223e-06
[79 empty] | WLDFR | HFTD - Distribution - Tier 2 - 5QU CoRE ¦ 2QU LoRE | Non-Red Flag Warning - Catastrophic Fires | 2029 | 1.5135e-10 | 7.5677e-11 | 1.946e-10 | 15317.9909 | 247.273 | 9287.6491 | 5783.0689 | 0 | 0 | 0 | 1.2608e-07 |  | 2.3184e-06 | 0 | 2.3184e-06 | 1.1592e-06 | 0 | 1.1592e-06 | 2.9808e-06 | 0 | 2.9808e-06 | [16 empty] | 7.3.1.3 Ignition probability mapping showing the probability of ignition along the electric lines and equipmentWLDFRAggregatedAggregated | WLDFR | HFTD - Distribution - Tier 2 - 5QU CoRE ¦ 2QU LoRE | Red Flag Warning - Small Fires | Aggregated | Aggregated | 2023 | 0.0007271 | 0 | 774.3498 | 0.56303 | 2023 | Mitigation | 0.08575 | 30 | 0 | esc | 0.0012005 | 8.7288e-07 | 0.00060025 | 4.3644e-07 | 0.0015435 | 1.1223e-06
[79 empty] | WLDFR | HFTD - Distribution - Tier 2 - 5QU CoRE ¦ 2QU LoRE | Non-Red Flag Warning - Catastrophic Fires | 2030 | 1.5135e-10 | 7.5677e-11 | 1.946e-10 | 15317.9909 | 247.273 | 9287.6491 | 5783.0689 | 0 | 0 | 0 | 1.2608e-07 |  | 2.3184e-06 | 0 | 2.3184e-06 | 1.1592e-06 | 0 | 1.1592e-06 | 2.9808e-06 | 0 | 2.9808e-06 | [16 empty] | 7.3.1.3 Ignition probability mapping showing the probability of ignition along the electric lines and equipmentWLDFRAggregatedAggregated | WLDFR | HFTD - Distribution - Tier 2 - 5QU CoRE ¦ 2QU LoRE | Red Flag Warning - Small Fires | Aggregated | Aggregated | 2024 | 0.0007271 | 0 | 774.3498 | 0.56303 | 2024 | Mitigation | 0.08575 | 30 | 0 | esc | 0.0012005 | 8.7288e-07 | 0.00060025 | 4.3644e-07 | 0.0015435 | 1.1223e-06
[79 empty] | WLDFR | HFTD - Distribution - Tier 2 - 5QU CoRE ¦ 2QU LoRE | Non-Red Flag Warning - Catastrophic Fires | 2031 | 1.5135e-10 | 7.5677e-11 | 1.946e-10 | 15317.9909 | 247.273 | 9287.6491 | 5783.0689 | 0 | 0 | 0 | 1.2608e-07 |  | 2.3184e-06 | 0 | 2.3184e-06 | 1.1592e-06 | 0 | 1.1592e-06 | 2.9808e-06 | 0 | 2.9808e-06 | [16 empty] | 7.3.1.3 Ignition probability mapping showing the probability of ignition along the electric lines and equipmentWLDFRAggregatedAggregated | WLDFR | HFTD - Distribution - Tier 2 - 5QU CoRE ¦ 2QU LoRE | Red Flag Warning - Small Fires | Aggregated | Aggregated | 2025 | 0.0007271 | 0 | 774.3498 | 0.56303 | 2025 | Mitigation | 0.08575 | 30 | 0 | esc | 0.0012005 | 8.7288e-07 | 0.00060025 | 4.3644e-07 | 0.0015435 | 1.1223e-06
[79 empty] | WLDFR | HFTD - Distribution - Tier 2 - 5QU CoRE ¦ 2QU LoRE | Non-Red Flag Warning - Catastrophic Fires | 2032 | 1.5135e-10 | 7.5677e-11 | 1.946e-10 | 15317.9909 | 247.273 | 9287.6491 | 5783.0689 | 0 | 0 | 0 | 1.2608e-07 |  | 2.3184e-06 | 0 | 2.3184e-06 | 1.1592e-06 | 0 | 1.1592e-06 | 2.9808e-06 | 0 | 2.9808e-06 | [16 empty] | 7.3.1.3 Ignition probability mapping showing the probability of ignition along the electric lines and equipmentWLDFRAggregatedAggregated | WLDFR | HFTD - Distribution - Tier 2 - 5QU CoRE ¦ 2QU LoRE | Red Flag Warning - Small Fires | Aggregated | Aggregated | 2026 | 0.0007271 | 0 | 774.3498 | 0.56303 | 2026 | Mitigation | 0.08575 | 30 | 0 | esc | 0.0012005 | 8.7288e-07 | 0.00060025 | 4.3644e-07 | 0.0015435 | 1.1223e-06
[79 empty] | WLDFR | HFTD - Distribution - Tier 2 - 5QU CoRE ¦ 2QU LoRE | Non-Red Flag Warning - Catastrophic Fires | 2033 | 1.5135e-10 | 7.5677e-11 | 1.946e-10 | 16044.1264 | 263.1074 | 9721.74 | 6059.2791 | 0 | 0 | 0 | 1.2608e-07 |  | 2.4283e-06 | 0 | 2.4283e-06 | 1.2142e-06 | 0 | 1.2142e-06 | 3.1221e-06 | 0 | 3.1221e-06 | [16 empty] | 7.3.1.3 Ignition probability mapping showing the probability of ignition along the electric lines and equipmentWLDFRAggregatedAggregated | WLDFR | HFTD - Distribution - Tier 2 - 5QU CoRE ¦ 2QU LoRE | Red Flag Warning - Small Fires | Aggregated | Aggregated | 2027 | 0.0007271 | 0 | 774.3498 | 0.56303 | 2027 | Mitigation | 0.08575 | 30 | 0 | esc | 0.0012005 | 8.7288e-07 | 0.00060025 | 4.3644e-07 | 0.0015435 | 1.1223e-06
[79 empty] | WLDFR | HFTD - Distribution - Tier 2 - 5QU CoRE ¦ 2QU LoRE | Non-Red Flag Warning - Catastrophic Fires | 2034 | 1.5135e-10 | 7.5677e-11 | 1.946e-10 | 16044.1264 | 263.1074 | 9721.74 | 6059.2791 | 0 | 0 | 0 | 1.2608e-07 |  | 2.4283e-06 | 0 | 2.4283e-06 | 1.2142e-06 | 0 | 1.2142e-06 | 3.1221e-06 | 0 | 3.1221e-06 | [16 empty] | 7.3.1.3 Ignition probability mapping showing the probability of ignition along the electric lines and equipmentWLDFRAggregatedAggregated | WLDFR | HFTD - Distribution - Tier 2 - 5QU CoRE ¦ 2QU LoRE | Red Flag Warning - Small Fires | Aggregated | Aggregated | 2028 | 0.0007271 | 0 | 774.3498 | 0.56303 | 2028 | Mitigation | 0.08575 | 30 | 0 | esc | 0.0012005 | 8.7288e-07 | 0.00060025 | 4.3644e-07 | 0.0015435 | 1.1223e-06
[79 empty] | WLDFR | HFTD - Distribution - Tier 2 - 5QU CoRE ¦ 2QU LoRE | Non-Red Flag Warning - Catastrophic Fires | 2035 | 1.5135e-10 | 7.5677e-11 | 1.946e-10 | 16044.1264 | 263.1074 | 9721.74 | 6059.2791 | 0 | 0 | 0 | 1.2608e-07 |  | 2.4283e-06 | 0 | 2.4283e-06 | 1.2142e-06 | 0 | 1.2142e-06 | 3.1221e-06 | 0 | 3.1221e-06 | [16 empty] | 7.3.1.3 Ignition probability mapping showing the probability of ignition along the electric lines and equipmentWLDFRAggregatedAggregated | WLDFR | HFTD - Distribution - Tier 2 - 5QU CoRE ¦ 2QU LoRE | Red Flag Warning - Small Fires | Aggregated | Aggregated | 2029 | 0.0007271 | 0 | 774.3498 | 0.56303 | 2029 | Mitigation | 0.08575 | 30 | 0 | esc | 0.0012005 | 8.7288e-07 | 0.00060025 | 4.3644e-07 | 0.0015435 | 1.1223e-06
[79 empty] | WLDFR | HFTD - Distribution - Tier 2 - 5QU CoRE ¦ 2QU LoRE | Non-Red Flag Warning - Catastrophic Fires | 2036 | 1.5135e-10 | 7.5677e-11 | 1.946e-10 | 16044.1264 | 263.1074 | 9721.74 | 6059.2791 | 0 | 0 | 0 | 1.2608e-07 |  | 2.4283e-06 | 0 | 2.4283e-06 | 1.2142e-06 | 0 | 1.2142e-06 | 3.1221e-06 | 0 | 3.1221e-06 | [16 empty] | 7.3.1.3 Ignition probability mapping showing the probability of ignition along the electric lines and equipmentWLDFRAggregatedAggregated | WLDFR | HFTD - Distribution - Tier 2 - 5QU CoRE ¦ 2QU LoRE | Red Flag Warning - Small Fires | Aggregated | Aggregated | 2030 | 0.0007271 | 0 | 774.3498 | 0.56303 | 2030 | Mitigation | 0.08575 | 30 | 0 | esc | 0.0012005 | 8.7288e-07 | 0.00060025 | 4.3644e-07 | 0.0015435 | 1.1223e-06
[79 empty] | WLDFR | HFTD - Distribution - Tier 2 - 5QU CoRE ¦ 2QU LoRE | Non-Red Flag Warning - Catastrophic Fires | 2037 | 1.5135e-10 | 7.5677e-11 | 1.946e-10 | 16044.1264 | 263.1074 | 9721.74 | 6059.2791 | 0 | 0 | 0 | 1.2608e-07 |  | 2.4283e-06 | 0 | 2.4283e-06 | 1.2142e-06 | 0 | 1.2142e-06 | 3.1221e-06 | 0 | 3.1221e-06 | [16 empty] | 7.3.1.3 Ignition probability mapping showing the probability of ignition along the electric lines and equipmentWLDFRAggregatedAggregated | WLDFR | HFTD - Distribution - Tier 2 - 5QU CoRE ¦ 2QU LoRE | Red Flag Warning - Small Fires | Aggregated | Aggregated | 2031 | 0.0007271 | 0 | 774.3498 | 0.56303 | 2031 | Mitigation | 0.08575 | 30 | 0 | esc | 0.0012005 | 8.7288e-07 | 0.00060025 | 4.3644e-07 | 0.0015435 | 1.1223e-06
[79 empty] | WLDFR | HFTD - Distribution - Tier 2 - 5QU CoRE ¦ 2QU LoRE | Non-Red Flag Warning - Catastrophic Fires | 2038 | 1.5135e-10 | 7.5677e-11 | 1.946e-10 | 16832.3912 | 280.5544 | 10192.2718 | 6359.5651 | 0 | 0 | 0 | 1.2608e-07 |  | 2.5476e-06 | 0 | 2.5476e-06 | 1.2738e-06 | 0 | 1.2738e-06 | 3.2755e-06 | 0 | 3.2755e-06 | [16 empty] | 7.3.1.3 Ignition probability mapping showing the probability of ignition along the electric lines and equipmentWLDFRAggregatedAggregated | WLDFR | HFTD - Distribution - Tier 2 - 5QU CoRE ¦ 2QU LoRE | Red Flag Warning - Small Fires | Aggregated | Aggregated | 2032 | 0.0007271 | 0 | 774.3498 | 0.56303 | 2032 | Mitigation | 0.08575 | 30 | 0 | esc | 0.0012005 | 8.7288e-07 | 0.00060025 | 4.3644e-07 | 0.0015435 | 1.1223e-06
[79 empty] | WLDFR | HFTD - Distribution - Tier 2 - 5QU CoRE ¦ 2QU LoRE | Non-Red Flag Warning - Catastrophic Fires | 2039 | 1.5135e-10 | 7.5677e-11 | 1.946e-10 | 16832.3912 | 280.5544 | 10192.2718 | 6359.5651 | 0 | 0 | 0 | 1.2608e-07 |  | 2.5476e-06 | 0 | 2.5476e-06 | 1.2738e-06 | 0 | 1.2738e-06 | 3.2755e-06 | 0 | 3.2755e-06 | [16 empty] | 7.3.1.3 Ignition probability mapping showing the probability of ignition along the electric lines and equipmentWLDFRAggregatedAggregated | WLDFR | HFTD - Distribution - Tier 2 - 5QU CoRE ¦ 2QU LoRE | Red Flag Warning - Small Fires | Aggregated | Aggregated | 2033 | 0.0007271 | 0 | 774.3498 | 0.56303 | 2033 | Mitigation | 0.08575 | 30 | 0 | esc | 0.0012005 | 8.7288e-07 | 0.00060025 | 4.3644e-07 | 0.0015435 | 1.1223e-06
[79 empty] | WLDFR | HFTD - Distribution - Tier 2 - 5QU CoRE ¦ 2QU LoRE | Non-Red Flag Warning - Catastrophic Fires | 2040 | 1.5135e-10 | 7.5677e-11 | 1.946e-10 | 16832.3912 | 280.5544 | 10192.2718 | 6359.5651 | 0 | 0 | 0 | 1.2608e-07 |  | 2.5476e-06 | 0 | 2.5476e-06 | 1.2738e-06 | 0 | 1.2738e-06 | 3.2755e-06 | 0 | 3.2755e-06 | [16 empty] | 7.3.1.3 Ignition probability mapping showing the probability of ignition along the electric lines and equipmentWLDFRAggregatedAggregated | WLDFR | HFTD - Distribution - Tier 2 - 5QU CoRE ¦ 2QU LoRE | Red Flag Warning - Small Fires | Aggregated | Aggregated | 2034 | 0.0007271 | 0 | 774.3498 | 0.56303 | 2034 | Mitigation | 0.08575 | 30 | 0 | esc | 0.0012005 | 8.7288e-07 | 0.00060025 | 4.3644e-07 | 0.0015435 | 1.1223e-06
[79 empty] | WLDFR | HFTD - Distribution - Tier 2 - 5QU CoRE ¦ 2QU LoRE | Non-Red Flag Warning - Catastrophic Fires | 2041 | 1.5135e-10 | 7.5677e-11 | 1.946e-10 | 16832.3912 | 280.5544 | 10192.2718 | 6359.5651 | 0 | 0 | 0 | 1.2608e-07 |  | 2.5476e-06 | 0 | 2.5476e-06 | 1.2738e-06 | 0 | 1.2738e-06 | 3.2755e-06 | 0 | 3.2755e-06 | [16 empty] | 7.3.1.3 Ignition probability mapping showing the probability of ignition along the electric lines and equipmentWLDFRAggregatedAggregated | WLDFR | HFTD - Distribution - Tier 2 - 5QU CoRE ¦ 2QU LoRE | Red Flag Warning - Small Fires | Aggregated | Aggregated | 2035 | 0.0007271 | 0 | 774.3498 | 0.56303 | 2035 | Mitigation | 0.08575 | 30 | 0 | esc | 0.0012005 | 8.7288e-07 | 0.00060025 | 4.3644e-07 | 0.0015435 | 1.1223e-06
[79 empty] | WLDFR | HFTD - Distribution - Tier 2 - 5QU CoRE ¦ 2QU LoRE | Non-Red Flag Warning - Catastrophic Fires | 2042 | 1.5135e-10 | 7.5677e-11 | 1.946e-10 | 16832.3912 | 280.5544 | 10192.2718 | 6359.5651 | 0 | 0 | 0 | 1.2608e-07 |  | 2.5476e-06 | 0 | 2.5476e-06 | 1.2738e-06 | 0 | 1.2738e-06 | 3.2755e-06 | 0 | 3.2755e-06 | [16 empty] | 7.3.1.3 Ignition probability mapping showing the probability of ignition along the electric lines and equipmentWLDFRAggregatedAggregated | WLDFR | HFTD - Distribution - Tier 2 - 5QU CoRE ¦ 2QU LoRE | Red Flag Warning - Small Fires | Aggregated | Aggregated | 2036 | 0.0007271 | 0 | 774.3498 | 0.56303 | 2036 | Mitigation | 0.08575 | 30 | 0 | esc | 0.0012005 | 8.7288e-07 | 0.00060025 | 4.3644e-07 | 0.0015435 | 1.1223e-06
[79 empty] | WLDFR | HFTD - Distribution - Tier 2 - 5QU CoRE ¦ 2QU LoRE | Non-Red Flag Warning - Catastrophic Fires | 2043 | 1.5135e-10 | 7.5677e-11 | 1.946e-10 | 17672.0852 | 299.42 | 10692.7362 | 6679.929 | 0 | 0 | 0 | 1.2608e-07 |  | 2.6747e-06 | 0 | 2.6747e-06 | 1.3374e-06 | 0 | 1.3374e-06 | 3.4389e-06 | 0 | 3.4389e-06 | [16 empty] | 7.3.1.3 Ignition probability mapping showing the probability of ignition along the electric lines and equipmentWLDFRAggregatedAggregated | WLDFR | HFTD - Distribution - Tier 2 - 5QU CoRE ¦ 2QU LoRE | Red Flag Warning - Small Fires | Aggregated | Aggregated | 2037 | 0.0007271 | 0 | 774.3498 | 0.56303 | 2037 | Mitigation | 0.08575 | 30 | 0 | esc | 0.0012005 | 8.7288e-07 | 0.00060025 | 4.3644e-07 | 0.0015435 | 1.1223e-06
[79 empty] | WLDFR | HFTD - Distribution - Tier 2 - 5QU CoRE ¦ 2QU LoRE | Non-Red Flag Warning - Catastrophic Fires | 2044 | 1.5135e-10 | 7.5677e-11 | 1.946e-10 | 17672.0852 | 299.42 | 10692.7362 | 6679.929 | 0 | 0 | 0 | 1.2608e-07 |  | 2.6747e-06 | 0 | 2.6747e-06 | 1.3374e-06 | 0 | 1.3374e-06 | 3.4389e-06 | 0 | 3.4389e-06 | [16 empty] | 7.3.1.3 Ignition probability mapping showing the probability of ignition along the electric lines and equipmentWLDFRAggregatedAggregated | WLDFR | HFTD - Distribution - Tier 2 - 5QU CoRE ¦ 2QU LoRE | Red Flag Warning - Small Fires | Aggregated | Aggregated | 2038 | 0.0007271 | 0 | 774.3498 | 0.56303 | 2038 | Mitigation | 0.08575 | 30 | 0 | esc | 0.0012005 | 8.7288e-07 | 0.00060025 | 4.3644e-07 | 0.0015435 | 1.1223e-06
[79 empty] | WLDFR | HFTD - Distribution - Tier 2 - 5QU CoRE ¦ 2QU LoRE | Non-Red Flag Warning - Catastrophic Fires | 2045 | 1.5135e-10 | 7.5677e-11 | 1.946e-10 | 17672.0852 | 299.42 | 10692.7362 | 6679.929 | 0 | 0 | 0 | 1.2608e-07 |  | 2.6747e-06 | 0 | 2.6747e-06 | 1.3374e-06 | 0 | 1.3374e-06 | 3.4389e-06 | 0 | 3.4389e-06 | [16 empty] | 7.3.1.3 Ignition probability mapping showing the probability of ignition along the electric lines and equipmentWLDFRAggregatedAggregated | WLDFR | HFTD - Distribution - Tier 2 - 5QU CoRE ¦ 2QU LoRE | Red Flag Warning - Small Fires | Aggregated | Aggregated | 2039 | 0.0007271 | 0 | 774.3498 | 0.56303 | 2039 | Mitigation | 0.08575 | 30 | 0 | esc | 0.0012005 | 8.7288e-07 | 0.00060025 | 4.3644e-07 | 0.0015435 | 1.1223e-06
[79 empty] | WLDFR | HFTD - Distribution - Tier 2 - 5QU CoRE ¦ 2QU LoRE | Non-Red Flag Warning - Catastrophic Fires | 2046 | 1.5135e-10 | 7.5677e-11 | 1.946e-10 | 17672.0852 | 299.42 | 10692.7362 | 6679.929 | 0 | 0 | 0 | 1.2608e-07 |  | 2.6747e-06 | 0 | 2.6747e-06 | 1.3374e-06 | 0 | 1.3374e-06 | 3.4389e-06 | 0 | 3.4389e-06 | [16 empty] | 7.3.1.3 Ignition probability mapping showing the probability of ignition along the electric lines and equipmentWLDFRAggregatedAggregated | WLDFR | HFTD - Distribution - Tier 2 - 5QU CoRE ¦ 2QU LoRE | Red Flag Warning - Small Fires | Aggregated | Aggregated | 2040 | 0.0007271 | 0 | 774.3498 | 0.56303 | 2040 | Mitigation | 0.08575 | 30 | 0 | esc | 0.0012005 | 8.7288e-07 | 0.00060025 | 4.3644e-07 | 0.0015435 | 1.1223e-06
[79 empty] | WLDFR | HFTD - Distribution - Tier 2 - 5QU CoRE ¦ 2QU LoRE | Non-Red Flag Warning - Catastrophic Fires | 2047 | 1.5135e-10 | 7.5677e-11 | 1.946e-10 | 17672.0852 | 299.42 | 10692.7362 | 6679.929 | 0 | 0 | 0 | 1.2608e-07 |  | 2.6747e-06 | 0 | 2.6747e-06 | 1.3374e-06 | 0 | 1.3374e-06 | 3.4389e-06 | 0 | 3.4389e-06 | [16 empty] | 7.3.1.3 Ignition probability mapping showing the probability of ignition along the electric lines and equipmentWLDFRAggregatedAggregated | WLDFR | HFTD - Distribution - Tier 2 - 5QU CoRE ¦ 2QU LoRE | Red Flag Warning - Small Fires | Aggregated | Aggregated | 2041 | 0.0007271 | 0 | 774.3498 | 0.56303 | 2041 | Mitigation | 0.08575 | 30 | 0 | esc | 0.0012005 | 8.7288e-07 | 0.00060025 | 4.3644e-07 | 0.0015435 | 1.1223e-06
[79 empty] | WLDFR | HFTD - Distribution - Tier 2 - 5QU CoRE ¦ 2QU LoRE | Non-Red Flag Warning - Catastrophic Fires | 2048 | 1.5135e-10 | 7.5677e-11 | 1.946e-10 | 18552.3348 | 319.4911 | 11216.5626 | 7016.281 | 0 | 0 | 0 | 1.2608e-07 |  | 2.808e-06 | 0 | 2.808e-06 | 1.404e-06 | 0 | 1.404e-06 | 3.6102e-06 | 0 | 3.6102e-06 | [16 empty] | 7.3.1.3 Ignition probability mapping showing the probability of ignition along the electric lines and equipmentWLDFRAggregatedAggregated | WLDFR | HFTD - Distribution - Tier 2 - 5QU CoRE ¦ 2QU LoRE | Red Flag Warning - Small Fires | Aggregated | Aggregated | 2042 | 0.0007271 | 0 | 774.3498 | 0.56303 | 2042 | Mitigation | 0.08575 | 30 | 0 | esc | 0.0012005 | 8.7288e-07 | 0.00060025 | 4.3644e-07 | 0.0015435 | 1.1223e-06
[79 empty] | WLDFR | HFTD - Distribution - Tier 2 - 5QU CoRE ¦ 2QU LoRE | Non-Red Flag Warning - Catastrophic Fires | 2049 | 1.5135e-10 | 7.5677e-11 | 1.946e-10 | 18552.3348 | 319.4911 | 11216.5626 | 7016.281 | 0 | 0 | 0 | 1.2608e-07 |  | 2.808e-06 | 0 | 2.808e-06 | 1.404e-06 | 0 | 1.404e-06 | 3.6102e-06 | 0 | 3.6102e-06 | [16 empty] | 7.3.1.3 Ignition probability mapping showing the probability of ignition along the electric lines and equipmentWLDFRAggregatedAggregated | WLDFR | HFTD - Distribution - Tier 2 - 5QU CoRE ¦ 2QU LoRE | Red Flag Warning - Small Fires | Aggregated | Aggregated | 2043 | 0.0007271 | 0 | 774.3498 | 0.56303 | 2043 | Mitigation | 0.08575 | 30 | 0 | esc | 0.0012005 | 8.7288e-07 | 0.00060025 | 4.3644e-07 | 0.0015435 | 1.1223e-06
[79 empty] | WLDFR | HFTD - Distribution - Tier 2 - 5QU CoRE ¦ 2QU LoRE | Non-Red Flag Warning - Catastrophic Fires | 2050 | 0 | 7.5677e-11 | 1.946e-10 | 18552.3348 | 319.4911 | 11216.5626 | 7016.281 | 0 | 0 | 0 | 1.2608e-07 |  | 0 | 0 | 0 | 1.404e-06 | 0 | 1.404e-06 | 3.6102e-06 | 0 | 3.6102e-06 | [16 empty] | 7.3.1.3 Ignition probability mapping showing the probability of ignition along the electric lines and equipmentWLDFRAggregatedAggregated | WLDFR | HFTD - Distribution - Tier 2 - 5QU CoRE ¦ 2QU LoRE | Red Flag Warning - Small Fires | Aggregated | Aggregated | 2044 | 0.0007271 | 0 | 774.3498 | 0.56303 | 2044 | Mitigation | 0.08575 | 30 | 0 | esc | 0.0012005 | 8.7288e-07 | 0.00060025 | 4.3644e-07 | 0.0015435 | 1.1223e-06
[79 empty] | WLDFR | HFTD - Distribution - Tier 2 - 5QU CoRE ¦ 2QU LoRE | Non-Red Flag Warning - Catastrophic Fires | 2051 | 0 | 0 | 1.946e-10 | 18552.3348 | 319.4911 | 11216.5626 | 7016.281 | 0 | 0 | 0 | 1.2608e-07 |  | 0 | 0 | 0 | 0 | 0 | 0 | 3.6102e-06 | 0 | 3.6102e-06 | [16 empty] | 7.3.1.3 Ignition probability mapping showing the probability of ignition along the electric lines and equipmentWLDFRAggregatedAggregated | WLDFR | HFTD - Distribution - Tier 2 - 5QU CoRE ¦ 2QU LoRE | Red Flag Warning - Small Fires | Aggregated | Aggregated | 2045 | 0.0007271 | 0 | 774.3498 | 0.56303 | 2045 | Mitigation | 0.08575 | 30 | 0 | esc | 0.0012005 | 8.7288e-07 | 0.00060025 | 4.3644e-07 | 0.0015435 | 1.1223e-06
[79 empty] | WLDFR | HFTD - Distribution - Tier 2 - 5QU CoRE ¦ 2QU LoRE | Non-Red Flag Warning - Destructive Fires | 2020 | 1.7757e-10 | 0 | 0 | 8807.9522 | 222.2294 | 8585.7228 | 0 | 0 | 0 | 0 | 1.4791e-07 |  | 1.564e-06 | 0 | 1.564e-06 | 0 | 0 | 0 | 0 | 0 | 0 | [16 empty] | 7.3.1.3 Ignition probability mapping showing the probability of ignition along the electric lines and equipmentWLDFRAggregatedAggregated | WLDFR | HFTD - Distribution - Tier 2 - 5QU CoRE ¦ 2QU LoRE | Red Flag Warning - Small Fires | Aggregated | Aggregated | 2046 | 0.0007271 | 0 | 774.3498 | 0.56303 | 2046 | Mitigation | 0.08575 | 30 | 0 | esc | 0.0012005 | 8.7288e-07 | 0.00060025 | 4.3644e-07 | 0.0015435 | 1.1223e-06
[79 empty] | WLDFR | HFTD - Distribution - Tier 2 - 5QU CoRE ¦ 2QU LoRE | Non-Red Flag Warning - Destructive Fires | 2021 | 1.7757e-10 | 8.8786e-11 | 0 | 8807.9522 | 222.2294 | 8585.7228 | 0 | 0 | 0 | 0 | 1.4791e-07 |  | 1.564e-06 | 0 | 1.564e-06 | 7.8202e-07 | 0 | 7.8202e-07 | 0 | 0 | 0 | [16 empty] | 7.3.1.3 Ignition probability mapping showing the probability of ignition along the electric lines and equipmentWLDFRAggregatedAggregated | WLDFR | HFTD - Distribution - Tier 2 - 5QU CoRE ¦ 2QU LoRE | Red Flag Warning - Small Fires | Aggregated | Aggregated | 2047 | 0.0007271 | 0 | 774.3498 | 0.56303 | 2047 | Mitigation | 0.08575 | 30 | 0 | esc | 0.0012005 | 8.7288e-07 | 0.00060025 | 4.3644e-07 | 0.0015435 | 1.1223e-06
[79 empty] | WLDFR | HFTD - Distribution - Tier 2 - 5QU CoRE ¦ 2QU LoRE | Non-Red Flag Warning - Destructive Fires | 2022 | 1.7757e-10 | 8.8786e-11 | 2.2831e-10 | 8807.9522 | 222.2294 | 8585.7228 | 0 | 0 | 0 | 0 | 1.4791e-07 |  | 1.564e-06 | 0 | 1.564e-06 | 7.8202e-07 | 0 | 7.8202e-07 | 2.0109e-06 | 0 | 2.0109e-06 | [16 empty] | 7.3.1.3 Ignition probability mapping showing the probability of ignition along the electric lines and equipmentWLDFRAggregatedAggregated | WLDFR | HFTD - Distribution - Tier 2 - 5QU CoRE ¦ 2QU LoRE | Red Flag Warning - Small Fires | Aggregated | Aggregated | 2048 | 0.0007271 | 0 | 774.3498 | 0.56303 | 2048 | Mitigation | 0.08575 | 30 | 0 | esc | 0.0012005 | 8.7288e-07 | 0.00060025 | 4.3644e-07 | 0.0015435 | 1.1223e-06
[79 empty] | WLDFR | HFTD - Distribution - Tier 2 - 5QU CoRE ¦ 2QU LoRE | Non-Red Flag Warning - Destructive Fires | 2023 | 1.7757e-10 | 8.8786e-11 | 2.2831e-10 | 9129.7461 | 233.2301 | 8896.516 | 0 | 0 | 0 | 0 | 1.4791e-07 |  | 1.6212e-06 | 0 | 1.6212e-06 | 8.1059e-07 | 0 | 8.1059e-07 | 2.0844e-06 | 0 | 2.0844e-06 | [16 empty] | 7.3.1.3 Ignition probability mapping showing the probability of ignition along the electric lines and equipmentWLDFRAggregatedAggregated | WLDFR | HFTD - Distribution - Tier 2 - 5QU CoRE ¦ 2QU LoRE | Red Flag Warning - Small Fires | Aggregated | Aggregated | 2049 | 0.0007271 | 0 | 774.3498 | 0.56303 | 2049 | Mitigation | 0.08575 | 30 | 0 | esc | 0.0012005 | 8.7288e-07 | 0.00060025 | 4.3644e-07 | 0.0015435 | 1.1223e-06
[79 empty] | WLDFR | HFTD - Distribution - Tier 2 - 5QU CoRE ¦ 2QU LoRE | Non-Red Flag Warning - Destructive Fires | 2024 | 1.7757e-10 | 8.8786e-11 | 2.2831e-10 | 9129.7461 | 233.2301 | 8896.516 | 0 | 0 | 0 | 0 | 1.4791e-07 |  | 1.6212e-06 | 0 | 1.6212e-06 | 8.1059e-07 | 0 | 8.1059e-07 | 2.0844e-06 | 0 | 2.0844e-06 | [16 empty] | 7.3.1.3 Ignition probability mapping showing the probability of ignition along the electric lines and equipmentWLDFRAggregatedAggregated | WLDFR | HFTD - Distribution - Tier 2 - 5QU CoRE ¦ 2QU LoRE | Red Flag Warning - Small Fires | Aggregated | Aggregated | 2050 | 0.0007271 | 0 | 774.3498 | 0.56303 | 2050 | Mitigation | 0.08575 | 30 | 0 | esc | 0 | 0 | 0.00060025 | 4.3644e-07 | 0.0015435 | 1.1223e-06
[79 empty] | WLDFR | HFTD - Distribution - Tier 2 - 5QU CoRE ¦ 2QU LoRE | Non-Red Flag Warning - Destructive Fires | 2025 | 1.7757e-10 | 8.8786e-11 | 2.2831e-10 | 9129.7461 | 233.2301 | 8896.516 | 0 | 0 | 0 | 0 | 1.4791e-07 |  | 1.6212e-06 | 0 | 1.6212e-06 | 8.1059e-07 | 0 | 8.1059e-07 | 2.0844e-06 | 0 | 2.0844e-06 | [16 empty] | 7.3.1.3 Ignition probability mapping showing the probability of ignition along the electric lines and equipmentWLDFRAggregatedAggregated | WLDFR | HFTD - Distribution - Tier 2 - 5QU CoRE ¦ 2QU LoRE | Red Flag Warning - Small Fires | Aggregated | Aggregated | 2051 | 0.0007271 | 0 | 774.3498 | 0.56303 | 2051 | Mitigation | 0.08575 | 30 | 0 | esc | 0 | 0 | 0 | 0 | 0.0015435 | 1.1223e-06
[79 empty] | WLDFR | HFTD - Distribution - Tier 2 - 5QU CoRE ¦ 2QU LoRE | Non-Red Flag Warning - Destructive Fires | 2026 | 1.7757e-10 | 8.8786e-11 | 2.2831e-10 | 9129.7461 | 233.2301 | 8896.516 | 0 | 0 | 0 | 0 | 1.4791e-07 |  | 1.6212e-06 | 0 | 1.6212e-06 | 8.1059e-07 | 0 | 8.1059e-07 | 2.0844e-06 | 0 | 2.0844e-06 | [16 empty] | 7.3.1.3 Ignition probability mapping showing the probability of ignition along the electric lines and equipmentWLDFRAggregatedAggregated | WLDFR | HFTD - Distribution - Tier 2 - 5QU CoRE ¦ 2QU LoRE | Seismic - Non-Red Flag Warning - Catastrophic Fires | Aggregated | Aggregated | 2021 | 9.6915e-10 | 0 | 774.3498 | 7.5046e-07 | 2021 | Mitigation | 0.08575 | 30 | 0 | esc | 0.0012005 | 1.1635e-12 | 0.00060025 | 5.8173e-13 | 0 | 0
[79 empty] | WLDFR | HFTD - Distribution - Tier 2 - 5QU CoRE ¦ 2QU LoRE | Non-Red Flag Warning - Destructive Fires | 2027 | 1.7757e-10 | 8.8786e-11 | 2.2831e-10 | 9129.7461 | 233.2301 | 8896.516 | 0 | 0 | 0 | 0 | 1.4791e-07 |  | 1.6212e-06 | 0 | 1.6212e-06 | 8.1059e-07 | 0 | 8.1059e-07 | 2.0844e-06 | 0 | 2.0844e-06 | [16 empty] | 7.3.1.3 Ignition probability mapping showing the probability of ignition along the electric lines and equipmentWLDFRAggregatedAggregated | WLDFR | HFTD - Distribution - Tier 2 - 5QU CoRE ¦ 2QU LoRE | Seismic - Non-Red Flag Warning - Catastrophic Fires | Aggregated | Aggregated | 2022 | 9.6915e-10 | 0 | 774.3498 | 7.5046e-07 | 2022 | Mitigation | 0.08575 | 30 | 0 | esc | 0.0012005 | 1.1635e-12 | 0.00060025 | 5.8173e-13 | 0.0015435 | 1.4959e-12
[79 empty] | WLDFR | HFTD - Distribution - Tier 2 - 5QU CoRE ¦ 2QU LoRE | Non-Red Flag Warning - Destructive Fires | 2028 | 1.7757e-10 | 8.8786e-11 | 2.2831e-10 | 9534.9221 | 247.273 | 9287.6491 | 0 | 0 | 0 | 0 | 1.4791e-07 |  | 1.6931e-06 | 0 | 1.6931e-06 | 8.4656e-07 | 0 | 8.4656e-07 | 2.1769e-06 | 0 | 2.1769e-06 | [16 empty] | 7.3.1.3 Ignition probability mapping showing the probability of ignition along the electric lines and equipmentWLDFRAggregatedAggregated | WLDFR | HFTD - Distribution - Tier 2 - 5QU CoRE ¦ 2QU LoRE | Seismic - Non-Red Flag Warning - Catastrophic Fires | Aggregated | Aggregated | 2023 | 9.6915e-10 | 0 | 774.3498 | 7.5046e-07 | 2023 | Mitigation | 0.08575 | 30 | 0 | esc | 0.0012005 | 1.1635e-12 | 0.00060025 | 5.8173e-13 | 0.0015435 | 1.4959e-12
[79 empty] | WLDFR | HFTD - Distribution - Tier 2 - 5QU CoRE ¦ 2QU LoRE | Non-Red Flag Warning - Destructive Fires | 2029 | 1.7757e-10 | 8.8786e-11 | 2.2831e-10 | 9534.9221 | 247.273 | 9287.6491 | 0 | 0 | 0 | 0 | 1.4791e-07 |  | 1.6931e-06 | 0 | 1.6931e-06 | 8.4656e-07 | 0 | 8.4656e-07 | 2.1769e-06 | 0 | 2.1769e-06 | [16 empty] | 7.3.1.3 Ignition probability mapping showing the probability of ignition along the electric lines and equipmentWLDFRAggregatedAggregated | WLDFR | HFTD - Distribution - Tier 2 - 5QU CoRE ¦ 2QU LoRE | Seismic - Non-Red Flag Warning - Catastrophic Fires | Aggregated | Aggregated | 2024 | 9.6915e-10 | 0 | 774.3498 | 7.5046e-07 | 2024 | Mitigation | 0.08575 | 30 | 0 | esc | 0.0012005 | 1.1635e-12 | 0.00060025 | 5.8173e-13 | 0.0015435 | 1.4959e-12
[79 empty] | WLDFR | HFTD - Distribution - Tier 2 - 5QU CoRE ¦ 2QU LoRE | Non-Red Flag Warning - Destructive Fires | 2030 | 1.7757e-10 | 8.8786e-11 | 2.2831e-10 | 9534.9221 | 247.273 | 9287.6491 | 0 | 0 | 0 | 0 | 1.4791e-07 |  | 1.6931e-06 | 0 | 1.6931e-06 | 8.4656e-07 | 0 | 8.4656e-07 | 2.1769e-06 | 0 | 2.1769e-06 | [16 empty] | 7.3.1.3 Ignition probability mapping showing the probability of ignition along the electric lines and equipmentWLDFRAggregatedAggregated | WLDFR | HFTD - Distribution - Tier 2 - 5QU CoRE ¦ 2QU LoRE | Seismic - Non-Red Flag Warning - Catastrophic Fires | Aggregated | Aggregated | 2025 | 9.6915e-10 | 0 | 774.3498 | 7.5046e-07 | 2025 | Mitigation | 0.08575 | 30 | 0 | esc | 0.0012005 | 1.1635e-12 | 0.00060025 | 5.8173e-13 | 0.0015435 | 1.4959e-12
[79 empty] | WLDFR | HFTD - Distribution - Tier 2 - 5QU CoRE ¦ 2QU LoRE | Non-Red Flag Warning - Destructive Fires | 2031 | 1.7757e-10 | 8.8786e-11 | 2.2831e-10 | 9534.9221 | 247.273 | 9287.6491 | 0 | 0 | 0 | 0 | 1.4791e-07 |  | 1.6931e-06 | 0 | 1.6931e-06 | 8.4656e-07 | 0 | 8.4656e-07 | 2.1769e-06 | 0 | 2.1769e-06 | [16 empty] | 7.3.1.3 Ignition probability mapping showing the probability of ignition along the electric lines and equipmentWLDFRAggregatedAggregated | WLDFR | HFTD - Distribution - Tier 2 - 5QU CoRE ¦ 2QU LoRE | Seismic - Non-Red Flag Warning - Catastrophic Fires | Aggregated | Aggregated | 2026 | 9.6915e-10 | 0 | 774.3498 | 7.5046e-07 | 2026 | Mitigation | 0.08575 | 30 | 0 | esc | 0.0012005 | 1.1635e-12 | 0.00060025 | 5.8173e-13 | 0.0015435 | 1.4959e-12
[79 empty] | WLDFR | HFTD - Distribution - Tier 2 - 5QU CoRE ¦ 2QU LoRE | Non-Red Flag Warning - Destructive Fires | 2032 | 1.7757e-10 | 8.8786e-11 | 2.2831e-10 | 9534.9221 | 247.273 | 9287.6491 | 0 | 0 | 0 | 0 | 1.4791e-07 |  | 1.6931e-06 | 0 | 1.6931e-06 | 8.4656e-07 | 0 | 8.4656e-07 | 2.1769e-06 | 0 | 2.1769e-06 | [16 empty] | 7.3.1.3 Ignition probability mapping showing the probability of ignition along the electric lines and equipmentWLDFRAggregatedAggregated | WLDFR | HFTD - Distribution - Tier 2 - 5QU CoRE ¦ 2QU LoRE | Seismic - Non-Red Flag Warning - Catastrophic Fires | Aggregated | Aggregated | 2027 | 9.6915e-10 | 0 | 774.3498 | 7.5046e-07 | 2027 | Mitigation | 0.08575 | 30 | 0 | esc | 0.0012005 | 1.1635e-12 | 0.00060025 | 5.8173e-13 | 0.0015435 | 1.4959e-12
[79 empty] | WLDFR | HFTD - Distribution - Tier 2 - 5QU CoRE ¦ 2QU LoRE | Non-Red Flag Warning - Destructive Fires | 2033 | 1.7757e-10 | 8.8786e-11 | 2.2831e-10 | 9984.8474 | 263.1074 | 9721.74 | 0 | 0 | 0 | 0 | 1.4791e-07 |  | 1.773e-06 | 0 | 1.773e-06 | 8.8651e-07 | 0 | 8.8651e-07 | 2.2796e-06 | 0 | 2.2796e-06 | [16 empty] | 7.3.1.3 Ignition probability mapping showing the probability of ignition along the electric lines and equipmentWLDFRAggregatedAggregated | WLDFR | HFTD - Distribution - Tier 2 - 5QU CoRE ¦ 2QU LoRE | Seismic - Non-Red Flag Warning - Catastrophic Fires | Aggregated | Aggregated | 2028 | 9.6915e-10 | 0 | 774.3498 | 7.5046e-07 | 2028 | Mitigation | 0.08575 | 30 | 0 | esc | 0.0012005 | 1.1635e-12 | 0.00060025 | 5.8173e-13 | 0.0015435 | 1.4959e-12
[79 empty] | WLDFR | HFTD - Distribution - Tier 2 - 5QU CoRE ¦ 2QU LoRE | Non-Red Flag Warning - Destructive Fires | 2034 | 1.7757e-10 | 8.8786e-11 | 2.2831e-10 | 9984.8474 | 263.1074 | 9721.74 | 0 | 0 | 0 | 0 | 1.4791e-07 |  | 1.773e-06 | 0 | 1.773e-06 | 8.8651e-07 | 0 | 8.8651e-07 | 2.2796e-06 | 0 | 2.2796e-06 | [16 empty] | 7.3.1.3 Ignition probability mapping showing the probability of ignition along the electric lines and equipmentWLDFRAggregatedAggregated | WLDFR | HFTD - Distribution - Tier 2 - 5QU CoRE ¦ 2QU LoRE | Seismic - Non-Red Flag Warning - Catastrophic Fires | Aggregated | Aggregated | 2029 | 9.6915e-10 | 0 | 774.3498 | 7.5046e-07 | 2029 | Mitigation | 0.08575 | 30 | 0 | esc | 0.0012005 | 1.1635e-12 | 0.00060025 | 5.8173e-13 | 0.0015435 | 1.4959e-12
[79 empty] | WLDFR | HFTD - Distribution - Tier 2 - 5QU CoRE ¦ 2QU LoRE | Non-Red Flag Warning - Destructive Fires | 2035 | 1.7757e-10 | 8.8786e-11 | 2.2831e-10 | 9984.8474 | 263.1074 | 9721.74 | 0 | 0 | 0 | 0 | 1.4791e-07 |  | 1.773e-06 | 0 | 1.773e-06 | 8.8651e-07 | 0 | 8.8651e-07 | 2.2796e-06 | 0 | 2.2796e-06 | [16 empty] | 7.3.1.3 Ignition probability mapping showing the probability of ignition along the electric lines and equipmentWLDFRAggregatedAggregated | WLDFR | HFTD - Distribution - Tier 2 - 5QU CoRE ¦ 2QU LoRE | Seismic - Non-Red Flag Warning - Catastrophic Fires | Aggregated | Aggregated | 2030 | 9.6915e-10 | 0 | 774.3498 | 7.5046e-07 | 2030 | Mitigation | 0.08575 | 30 | 0 | esc | 0.0012005 | 1.1635e-12 | 0.00060025 | 5.8173e-13 | 0.0015435 | 1.4959e-12
[79 empty] | WLDFR | HFTD - Distribution - Tier 2 - 5QU CoRE ¦ 2QU LoRE | Non-Red Flag Warning - Destructive Fires | 2036 | 1.7757e-10 | 8.8786e-11 | 2.2831e-10 | 9984.8474 | 263.1074 | 9721.74 | 0 | 0 | 0 | 0 | 1.4791e-07 |  | 1.773e-06 | 0 | 1.773e-06 | 8.8651e-07 | 0 | 8.8651e-07 | 2.2796e-06 | 0 | 2.2796e-06 | [16 empty] | 7.3.1.3 Ignition probability mapping showing the probability of ignition along the electric lines and equipmentWLDFRAggregatedAggregated | WLDFR | HFTD - Distribution - Tier 2 - 5QU CoRE ¦ 2QU LoRE | Seismic - Non-Red Flag Warning - Catastrophic Fires | Aggregated | Aggregated | 2031 | 9.6915e-10 | 0 | 774.3498 | 7.5046e-07 | 2031 | Mitigation | 0.08575 | 30 | 0 | esc | 0.0012005 | 1.1635e-12 | 0.00060025 | 5.8173e-13 | 0.0015435 | 1.4959e-12
[79 empty] | WLDFR | HFTD - Distribution - Tier 2 - 5QU CoRE ¦ 2QU LoRE | Non-Red Flag Warning - Destructive Fires | 2037 | 1.7757e-10 | 8.8786e-11 | 2.2831e-10 | 9984.8474 | 263.1074 | 9721.74 | 0 | 0 | 0 | 0 | 1.4791e-07 |  | 1.773e-06 | 0 | 1.773e-06 | 8.8651e-07 | 0 | 8.8651e-07 | 2.2796e-06 | 0 | 2.2796e-06 | [16 empty] | 7.3.1.3 Ignition probability mapping showing the probability of ignition along the electric lines and equipmentWLDFRAggregatedAggregated | WLDFR | HFTD - Distribution - Tier 2 - 5QU CoRE ¦ 2QU LoRE | Seismic - Non-Red Flag Warning - Catastrophic Fires | Aggregated | Aggregated | 2032 | 9.6915e-10 | 0 | 774.3498 | 7.5046e-07 | 2032 | Mitigation | 0.08575 | 30 | 0 | esc | 0.0012005 | 1.1635e-12 | 0.00060025 | 5.8173e-13 | 0.0015435 | 1.4959e-12
[79 empty] | WLDFR | HFTD - Distribution - Tier 2 - 5QU CoRE ¦ 2QU LoRE | Non-Red Flag Warning - Destructive Fires | 2038 | 1.7757e-10 | 8.8786e-11 | 2.2831e-10 | 10472.8261 | 280.5544 | 10192.2718 | 0 | 0 | 0 | 0 | 1.4791e-07 |  | 1.8597e-06 | 0 | 1.8597e-06 | 9.2984e-07 | 0 | 9.2984e-07 | 2.391e-06 | 0 | 2.391e-06 | [16 empty] | 7.3.1.3 Ignition probability mapping showing the probability of ignition along the electric lines and equipmentWLDFRAggregatedAggregated | WLDFR | HFTD - Distribution - Tier 2 - 5QU CoRE ¦ 2QU LoRE | Seismic - Non-Red Flag Warning - Catastrophic Fires | Aggregated | Aggregated | 2033 | 9.6915e-10 | 0 | 774.3498 | 7.5046e-07 | 2033 | Mitigation | 0.08575 | 30 | 0 | esc | 0.0012005 | 1.1635e-12 | 0.00060025 | 5.8173e-13 | 0.0015435 | 1.4959e-12
[79 empty] | WLDFR | HFTD - Distribution - Tier 2 - 5QU CoRE ¦ 2QU LoRE | Non-Red Flag Warning - Destructive Fires | 2039 | 1.7757e-10 | 8.8786e-11 | 2.2831e-10 | 10472.8261 | 280.5544 | 10192.2718 | 0 | 0 | 0 | 0 | 1.4791e-07 |  | 1.8597e-06 | 0 | 1.8597e-06 | 9.2984e-07 | 0 | 9.2984e-07 | 2.391e-06 | 0 | 2.391e-06 | [16 empty] | 7.3.1.3 Ignition probability mapping showing the probability of ignition along the electric lines and equipmentWLDFRAggregatedAggregated | WLDFR | HFTD - Distribution - Tier 2 - 5QU CoRE ¦ 2QU LoRE | Seismic - Non-Red Flag Warning - Catastrophic Fires | Aggregated | Aggregated | 2034 | 9.6915e-10 | 0 | 774.3498 | 7.5046e-07 | 2034 | Mitigation | 0.08575 | 30 | 0 | esc | 0.0012005 | 1.1635e-12 | 0.00060025 | 5.8173e-13 | 0.0015435 | 1.4959e-12
[79 empty] | WLDFR | HFTD - Distribution - Tier 2 - 5QU CoRE ¦ 2QU LoRE | Non-Red Flag Warning - Destructive Fires | 2040 | 1.7757e-10 | 8.8786e-11 | 2.2831e-10 | 10472.8261 | 280.5544 | 10192.2718 | 0 | 0 | 0 | 0 | 1.4791e-07 |  | 1.8597e-06 | 0 | 1.8597e-06 | 9.2984e-07 | 0 | 9.2984e-07 | 2.391e-06 | 0 | 2.391e-06 | [16 empty] | 7.3.1.3 Ignition probability mapping showing the probability of ignition along the electric lines and equipmentWLDFRAggregatedAggregated | WLDFR | HFTD - Distribution - Tier 2 - 5QU CoRE ¦ 2QU LoRE | Seismic - Non-Red Flag Warning - Catastrophic Fires | Aggregated | Aggregated | 2035 | 9.6915e-10 | 0 | 774.3498 | 7.5046e-07 | 2035 | Mitigation | 0.08575 | 30 | 0 | esc | 0.0012005 | 1.1635e-12 | 0.00060025 | 5.8173e-13 | 0.0015435 | 1.4959e-12
[79 empty] | WLDFR | HFTD - Distribution - Tier 2 - 5QU CoRE ¦ 2QU LoRE | Non-Red Flag Warning - Destructive Fires | 2041 | 1.7757e-10 | 8.8786e-11 | 2.2831e-10 | 10472.8261 | 280.5544 | 10192.2718 | 0 | 0 | 0 | 0 | 1.4791e-07 |  | 1.8597e-06 | 0 | 1.8597e-06 | 9.2984e-07 | 0 | 9.2984e-07 | 2.391e-06 | 0 | 2.391e-06 | [16 empty] | 7.3.1.3 Ignition probability mapping showing the probability of ignition along the electric lines and equipmentWLDFRAggregatedAggregated | WLDFR | HFTD - Distribution - Tier 2 - 5QU CoRE ¦ 2QU LoRE | Seismic - Non-Red Flag Warning - Catastrophic Fires | Aggregated | Aggregated | 2036 | 9.6915e-10 | 0 | 774.3498 | 7.5046e-07 | 2036 | Mitigation | 0.08575 | 30 | 0 | esc | 0.0012005 | 1.1635e-12 | 0.00060025 | 5.8173e-13 | 0.0015435 | 1.4959e-12
[79 empty] | WLDFR | HFTD - Distribution - Tier 2 - 5QU CoRE ¦ 2QU LoRE | Non-Red Flag Warning - Destructive Fires | 2042 | 1.7757e-10 | 8.8786e-11 | 2.2831e-10 | 10472.8261 | 280.5544 | 10192.2718 | 0 | 0 | 0 | 0 | 1.4791e-07 |  | 1.8597e-06 | 0 | 1.8597e-06 | 9.2984e-07 | 0 | 9.2984e-07 | 2.391e-06 | 0 | 2.391e-06 | [16 empty] | 7.3.1.3 Ignition probability mapping showing the probability of ignition along the electric lines and equipmentWLDFRAggregatedAggregated | WLDFR | HFTD - Distribution - Tier 2 - 5QU CoRE ¦ 2QU LoRE | Seismic - Non-Red Flag Warning - Catastrophic Fires | Aggregated | Aggregated | 2037 | 9.6915e-10 | 0 | 774.3498 | 7.5046e-07 | 2037 | Mitigation | 0.08575 | 30 | 0 | esc | 0.0012005 | 1.1635e-12 | 0.00060025 | 5.8173e-13 | 0.0015435 | 1.4959e-12
[79 empty] | WLDFR | HFTD - Distribution - Tier 2 - 5QU CoRE ¦ 2QU LoRE | Non-Red Flag Warning - Destructive Fires | 2043 | 1.7757e-10 | 8.8786e-11 | 2.2831e-10 | 10992.1562 | 299.42 | 10692.7362 | 0 | 0 | 0 | 0 | 1.4791e-07 |  | 1.9519e-06 | 0 | 1.9519e-06 | 9.7595e-07 | 0 | 9.7595e-07 | 2.5096e-06 | 0 | 2.5096e-06 | [16 empty] | 7.3.1.3 Ignition probability mapping showing the probability of ignition along the electric lines and equipmentWLDFRAggregatedAggregated | WLDFR | HFTD - Distribution - Tier 2 - 5QU CoRE ¦ 2QU LoRE | Seismic - Non-Red Flag Warning - Catastrophic Fires | Aggregated | Aggregated | 2038 | 9.6915e-10 | 0 | 774.3498 | 7.5046e-07 | 2038 | Mitigation | 0.08575 | 30 | 0 | esc | 0.0012005 | 1.1635e-12 | 0.00060025 | 5.8173e-13 | 0.0015435 | 1.4959e-12
[79 empty] | WLDFR | HFTD - Distribution - Tier 2 - 5QU CoRE ¦ 2QU LoRE | Non-Red Flag Warning - Destructive Fires | 2044 | 1.7757e-10 | 8.8786e-11 | 2.2831e-10 | 10992.1562 | 299.42 | 10692.7362 | 0 | 0 | 0 | 0 | 1.4791e-07 |  | 1.9519e-06 | 0 | 1.9519e-06 | 9.7595e-07 | 0 | 9.7595e-07 | 2.5096e-06 | 0 | 2.5096e-06 | [16 empty] | 7.3.1.3 Ignition probability mapping showing the probability of ignition along the electric lines and equipmentWLDFRAggregatedAggregated | WLDFR | HFTD - Distribution - Tier 2 - 5QU CoRE ¦ 2QU LoRE | Seismic - Non-Red Flag Warning - Catastrophic Fires | Aggregated | Aggregated | 2039 | 9.6915e-10 | 0 | 774.3498 | 7.5046e-07 | 2039 | Mitigation | 0.08575 | 30 | 0 | esc | 0.0012005 | 1.1635e-12 | 0.00060025 | 5.8173e-13 | 0.0015435 | 1.4959e-12
[79 empty] | WLDFR | HFTD - Distribution - Tier 2 - 5QU CoRE ¦ 2QU LoRE | Non-Red Flag Warning - Destructive Fires | 2045 | 1.7757e-10 | 8.8786e-11 | 2.2831e-10 | 10992.1562 | 299.42 | 10692.7362 | 0 | 0 | 0 | 0 | 1.4791e-07 |  | 1.9519e-06 | 0 | 1.9519e-06 | 9.7595e-07 | 0 | 9.7595e-07 | 2.5096e-06 | 0 | 2.5096e-06 | [16 empty] | 7.3.1.3 Ignition probability mapping showing the probability of ignition along the electric lines and equipmentWLDFRAggregatedAggregated | WLDFR | HFTD - Distribution - Tier 2 - 5QU CoRE ¦ 2QU LoRE | Seismic - Non-Red Flag Warning - Catastrophic Fires | Aggregated | Aggregated | 2040 | 9.6915e-10 | 0 | 774.3498 | 7.5046e-07 | 2040 | Mitigation | 0.08575 | 30 | 0 | esc | 0.0012005 | 1.1635e-12 | 0.00060025 | 5.8173e-13 | 0.0015435 | 1.4959e-12
[79 empty] | WLDFR | HFTD - Distribution - Tier 2 - 5QU CoRE ¦ 2QU LoRE | Non-Red Flag Warning - Destructive Fires | 2046 | 1.7757e-10 | 8.8786e-11 | 2.2831e-10 | 10992.1562 | 299.42 | 10692.7362 | 0 | 0 | 0 | 0 | 1.4791e-07 |  | 1.9519e-06 | 0 | 1.9519e-06 | 9.7595e-07 | 0 | 9.7595e-07 | 2.5096e-06 | 0 | 2.5096e-06 | [16 empty] | 7.3.1.3 Ignition probability mapping showing the probability of ignition along the electric lines and equipmentWLDFRAggregatedAggregated | WLDFR | HFTD - Distribution - Tier 2 - 5QU CoRE ¦ 2QU LoRE | Seismic - Non-Red Flag Warning - Catastrophic Fires | Aggregated | Aggregated | 2041 | 9.6915e-10 | 0 | 774.3498 | 7.5046e-07 | 2041 | Mitigation | 0.08575 | 30 | 0 | esc | 0.0012005 | 1.1635e-12 | 0.00060025 | 5.8173e-13 | 0.0015435 | 1.4959e-12
[79 empty] | WLDFR | HFTD - Distribution - Tier 2 - 5QU CoRE ¦ 2QU LoRE | Non-Red Flag Warning - Destructive Fires | 2047 | 1.7757e-10 | 8.8786e-11 | 2.2831e-10 | 10992.1562 | 299.42 | 10692.7362 | 0 | 0 | 0 | 0 | 1.4791e-07 |  | 1.9519e-06 | 0 | 1.9519e-06 | 9.7595e-07 | 0 | 9.7595e-07 | 2.5096e-06 | 0 | 2.5096e-06 | [16 empty] | 7.3.1.3 Ignition probability mapping showing the probability of ignition along the electric lines and equipmentWLDFRAggregatedAggregated | WLDFR | HFTD - Distribution - Tier 2 - 5QU CoRE ¦ 2QU LoRE | Seismic - Non-Red Flag Warning - Catastrophic Fires | Aggregated | Aggregated | 2042 | 9.6915e-10 | 0 | 774.3498 | 7.5046e-07 | 2042 | Mitigation | 0.08575 | 30 | 0 | esc | 0.0012005 | 1.1635e-12 | 0.00060025 | 5.8173e-13 | 0.0015435 | 1.4959e-12
[79 empty] | WLDFR | HFTD - Distribution - Tier 2 - 5QU CoRE ¦ 2QU LoRE | Non-Red Flag Warning - Destructive Fires | 2048 | 1.7757e-10 | 8.8786e-11 | 2.2831e-10 | 11536.0538 | 319.4911 | 11216.5626 | 0 | 0 | 0 | 0 | 1.4791e-07 |  | 2.0485e-06 | 0 | 2.0485e-06 | 1.0242e-06 | 0 | 1.0242e-06 | 2.6338e-06 | 0 | 2.6338e-06 | [16 empty] | 7.3.1.3 Ignition probability mapping showing the probability of ignition along the electric lines and equipmentWLDFRAggregatedAggregated | WLDFR | HFTD - Distribution - Tier 2 - 5QU CoRE ¦ 2QU LoRE | Seismic - Non-Red Flag Warning - Catastrophic Fires | Aggregated | Aggregated | 2043 | 9.6915e-10 | 0 | 774.3498 | 7.5046e-07 | 2043 | Mitigation | 0.08575 | 30 | 0 | esc | 0.0012005 | 1.1635e-12 | 0.00060025 | 5.8173e-13 | 0.0015435 | 1.4959e-12
[79 empty] | WLDFR | HFTD - Distribution - Tier 2 - 5QU CoRE ¦ 2QU LoRE | Non-Red Flag Warning - Destructive Fires | 2049 | 1.7757e-10 | 8.8786e-11 | 2.2831e-10 | 11536.0538 | 319.4911 | 11216.5626 | 0 | 0 | 0 | 0 | 1.4791e-07 |  | 2.0485e-06 | 0 | 2.0485e-06 | 1.0242e-06 | 0 | 1.0242e-06 | 2.6338e-06 | 0 | 2.6338e-06 | [16 empty] | 7.3.1.3 Ignition probability mapping showing the probability of ignition along the electric lines and equipmentWLDFRAggregatedAggregated | WLDFR | HFTD - Distribution - Tier 2 - 5QU CoRE ¦ 2QU LoRE | Seismic - Non-Red Flag Warning - Catastrophic Fires | Aggregated | Aggregated | 2044 | 9.6915e-10 | 0 | 774.3498 | 7.5046e-07 | 2044 | Mitigation | 0.08575 | 30 | 0 | esc | 0.0012005 | 1.1635e-12 | 0.00060025 | 5.8173e-13 | 0.0015435 | 1.4959e-12
[79 empty] | WLDFR | HFTD - Distribution - Tier 2 - 5QU CoRE ¦ 2QU LoRE | Non-Red Flag Warning - Destructive Fires | 2050 | 0 | 8.8786e-11 | 2.2831e-10 | 11536.0538 | 319.4911 | 11216.5626 | 0 | 0 | 0 | 0 | 1.4791e-07 |  | 0 | 0 | 0 | 1.0242e-06 | 0 | 1.0242e-06 | 2.6338e-06 | 0 | 2.6338e-06 | [16 empty] | 7.3.1.3 Ignition probability mapping showing the probability of ignition along the electric lines and equipmentWLDFRAggregatedAggregated | WLDFR | HFTD - Distribution - Tier 2 - 5QU CoRE ¦ 2QU LoRE | Seismic - Non-Red Flag Warning - Catastrophic Fires | Aggregated | Aggregated | 2045 | 9.6915e-10 | 0 | 774.3498 | 7.5046e-07 | 2045 | Mitigation | 0.08575 | 30 | 0 | esc | 0.0012005 | 1.1635e-12 | 0.00060025 | 5.8173e-13 | 0.0015435 | 1.4959e-12
[79 empty] | WLDFR | HFTD - Distribution - Tier 2 - 5QU CoRE ¦ 2QU LoRE | Non-Red Flag Warning - Destructive Fires | 2051 | 0 | 0 | 2.2831e-10 | 11536.0538 | 319.4911 | 11216.5626 | 0 | 0 | 0 | 0 | 1.4791e-07 |  | 0 | 0 | 0 | 0 | 0 | 0 | 2.6338e-06 | 0 | 2.6338e-06 | [16 empty] | 7.3.1.3 Ignition probability mapping showing the probability of ignition along the electric lines and equipmentWLDFRAggregatedAggregated | WLDFR | HFTD - Distribution - Tier 2 - 5QU CoRE ¦ 2QU LoRE | Seismic - Non-Red Flag Warning - Catastrophic Fires | Aggregated | Aggregated | 2046 | 9.6915e-10 | 0 | 774.3498 | 7.5046e-07 | 2046 | Mitigation | 0.08575 | 30 | 0 | esc | 0.0012005 | 1.1635e-12 | 0.00060025 | 5.8173e-13 | 0.0015435 | 1.4959e-12
[79 empty] | WLDFR | HFTD - Distribution - Tier 2 - 5QU CoRE ¦ 2QU LoRE | Non-Red Flag Warning - Large Fires | 2020 | 1.8145e-08 | 0 | 0 | 5.2406 | 0.69642 | 2.942 | 1.6022 | 0 | 0 | 0 | 1.5115e-05 |  | 9.5092e-08 | 0 | 9.5092e-08 | 0 | 0 | 0 | 0 | 0 | 0 | [16 empty] | 7.3.1.3 Ignition probability mapping showing the probability of ignition along the electric lines and equipmentWLDFRAggregatedAggregated | WLDFR | HFTD - Distribution - Tier 2 - 5QU CoRE ¦ 2QU LoRE | Seismic - Non-Red Flag Warning - Catastrophic Fires | Aggregated | Aggregated | 2047 | 9.6915e-10 | 0 | 774.3498 | 7.5046e-07 | 2047 | Mitigation | 0.08575 | 30 | 0 | esc | 0.0012005 | 1.1635e-12 | 0.00060025 | 5.8173e-13 | 0.0015435 | 1.4959e-12
[79 empty] | WLDFR | HFTD - Distribution - Tier 2 - 5QU CoRE ¦ 2QU LoRE | Non-Red Flag Warning - Large Fires | 2021 | 1.8145e-08 | 9.0727e-09 | 0 | 5.2406 | 0.69642 | 2.942 | 1.6022 | 0 | 0 | 0 | 1.5115e-05 |  | 9.5092e-08 | 0 | 9.5092e-08 | 4.7546e-08 | 0 | 4.7546e-08 | 0 | 0 | 0 | [16 empty] | 7.3.1.3 Ignition probability mapping showing the probability of ignition along the electric lines and equipmentWLDFRAggregatedAggregated | WLDFR | HFTD - Distribution - Tier 2 - 5QU CoRE ¦ 2QU LoRE | Seismic - Non-Red Flag Warning - Catastrophic Fires | Aggregated | Aggregated | 2048 | 9.6915e-10 | 0 | 774.3498 | 7.5046e-07 | 2048 | Mitigation | 0.08575 | 30 | 0 | esc | 0.0012005 | 1.1635e-12 | 0.00060025 | 5.8173e-13 | 0.0015435 | 1.4959e-12
[79 empty] | WLDFR | HFTD - Distribution - Tier 2 - 5QU CoRE ¦ 2QU LoRE | Non-Red Flag Warning - Large Fires | 2022 | 1.8145e-08 | 9.0727e-09 | 2.333e-08 | 5.2406 | 0.69642 | 2.942 | 1.6022 | 0 | 0 | 0 | 1.5115e-05 |  | 9.5092e-08 | 0 | 9.5092e-08 | 4.7546e-08 | 0 | 4.7546e-08 | 1.2226e-07 | 0 | 1.2226e-07 | [16 empty] | 7.3.1.3 Ignition probability mapping showing the probability of ignition along the electric lines and equipmentWLDFRAggregatedAggregated | WLDFR | HFTD - Distribution - Tier 2 - 5QU CoRE ¦ 2QU LoRE | Seismic - Non-Red Flag Warning - Catastrophic Fires | Aggregated | Aggregated | 2049 | 9.6915e-10 | 0 | 774.3498 | 7.5046e-07 | 2049 | Mitigation | 0.08575 | 30 | 0 | esc | 0.0012005 | 1.1635e-12 | 0.00060025 | 5.8173e-13 | 0.0015435 | 1.4959e-12
[79 empty] | WLDFR | HFTD - Distribution - Tier 2 - 5QU CoRE ¦ 2QU LoRE | Non-Red Flag Warning - Large Fires | 2023 | 1.8145e-08 | 9.0727e-09 | 2.333e-08 | 5.475 | 0.71896 | 3.0715 | 1.6846 | 0 | 0 | 0 | 1.5115e-05 |  | 9.9346e-08 | 0 | 9.9346e-08 | 4.9673e-08 | 0 | 4.9673e-08 | 1.2773e-07 | 0 | 1.2773e-07 | [16 empty] | 7.3.1.3 Ignition probability mapping showing the probability of ignition along the electric lines and equipmentWLDFRAggregatedAggregated | WLDFR | HFTD - Distribution - Tier 2 - 5QU CoRE ¦ 2QU LoRE | Seismic - Non-Red Flag Warning - Catastrophic Fires | Aggregated | Aggregated | 2050 | 9.6915e-10 | 0 | 774.3498 | 7.5046e-07 | 2050 | Mitigation | 0.08575 | 30 | 0 | esc | 0 | 0 | 0.00060025 | 5.8173e-13 | 0.0015435 | 1.4959e-12
[79 empty] | WLDFR | HFTD - Distribution - Tier 2 - 5QU CoRE ¦ 2QU LoRE | Non-Red Flag Warning - Large Fires | 2024 | 1.8145e-08 | 9.0727e-09 | 2.333e-08 | 5.475 | 0.71896 | 3.0715 | 1.6846 | 0 | 0 | 0 | 1.5115e-05 |  | 9.9346e-08 | 0 | 9.9346e-08 | 4.9673e-08 | 0 | 4.9673e-08 | 1.2773e-07 | 0 | 1.2773e-07 | [16 empty] | 7.3.1.3 Ignition probability mapping showing the probability of ignition along the electric lines and equipmentWLDFRAggregatedAggregated | WLDFR | HFTD - Distribution - Tier 2 - 5QU CoRE ¦ 2QU LoRE | Seismic - Non-Red Flag Warning - Catastrophic Fires | Aggregated | Aggregated | 2051 | 9.6915e-10 | 0 | 774.3498 | 7.5046e-07 | 2051 | Mitigation | 0.08575 | 30 | 0 | esc | 0 | 0 | 0 | 0 | 0.0015435 | 1.4959e-12
[79 empty] | WLDFR | HFTD - Distribution - Tier 2 - 5QU CoRE ¦ 2QU LoRE | Non-Red Flag Warning - Large Fires | 2025 | 1.8145e-08 | 9.0727e-09 | 2.333e-08 | 5.475 | 0.71896 | 3.0715 | 1.6846 | 0 | 0 | 0 | 1.5115e-05 |  | 9.9346e-08 | 0 | 9.9346e-08 | 4.9673e-08 | 0 | 4.9673e-08 | 1.2773e-07 | 0 | 1.2773e-07 | [16 empty] | 7.3.1.3 Ignition probability mapping showing the probability of ignition along the electric lines and equipmentWLDFRAggregatedAggregated | WLDFR | HFTD - Distribution - Tier 2 - 5QU CoRE ¦ 2QU LoRE | Seismic - Red Flag Warning - Catastrophic Fires | Aggregated | Aggregated | 2021 | 4.1798e-08 | 0 | 774.3498 | 3.2366e-05 | 2021 | Mitigation | 0.08575 | 30 | 0 | esc | 0.0012005 | 5.0179e-11 | 0.00060025 | 2.5089e-11 | 0 | 0
[79 empty] | WLDFR | HFTD - Distribution - Tier 2 - 5QU CoRE ¦ 2QU LoRE | Non-Red Flag Warning - Large Fires | 2026 | 1.8145e-08 | 9.0727e-09 | 2.333e-08 | 5.475 | 0.71896 | 3.0715 | 1.6846 | 0 | 0 | 0 | 1.5115e-05 |  | 9.9346e-08 | 0 | 9.9346e-08 | 4.9673e-08 | 0 | 4.9673e-08 | 1.2773e-07 | 0 | 1.2773e-07 | [16 empty] | 7.3.1.3 Ignition probability mapping showing the probability of ignition along the electric lines and equipmentWLDFRAggregatedAggregated | WLDFR | HFTD - Distribution - Tier 2 - 5QU CoRE ¦ 2QU LoRE | Seismic - Red Flag Warning - Catastrophic Fires | Aggregated | Aggregated | 2022 | 4.1798e-08 | 0 | 774.3498 | 3.2366e-05 | 2022 | Mitigation | 0.08575 | 30 | 0 | esc | 0.0012005 | 5.0179e-11 | 0.00060025 | 2.5089e-11 | 0.0015435 | 6.4516e-11
[79 empty] | WLDFR | HFTD - Distribution - Tier 2 - 5QU CoRE ¦ 2QU LoRE | Non-Red Flag Warning - Large Fires | 2027 | 1.8145e-08 | 9.0727e-09 | 2.333e-08 | 5.475 | 0.71896 | 3.0715 | 1.6846 | 0 | 0 | 0 | 1.5115e-05 |  | 9.9346e-08 | 0 | 9.9346e-08 | 4.9673e-08 | 0 | 4.9673e-08 | 1.2773e-07 | 0 | 1.2773e-07 | [16 empty] | 7.3.1.3 Ignition probability mapping showing the probability of ignition along the electric lines and equipmentWLDFRAggregatedAggregated | WLDFR | HFTD - Distribution - Tier 2 - 5QU CoRE ¦ 2QU LoRE | Seismic - Red Flag Warning - Catastrophic Fires | Aggregated | Aggregated | 2023 | 4.1798e-08 | 0 | 774.3498 | 3.2366e-05 | 2023 | Mitigation | 0.08575 | 30 | 0 | esc | 0.0012005 | 5.0179e-11 | 0.00060025 | 2.5089e-11 | 0.0015435 | 6.4516e-11
[79 empty] | WLDFR | HFTD - Distribution - Tier 2 - 5QU CoRE ¦ 2QU LoRE | Non-Red Flag Warning - Large Fires | 2028 | 1.8145e-08 | 9.0727e-09 | 2.333e-08 | 5.777 | 0.74734 | 3.238 | 1.7917 | 0 | 0 | 0 | 1.5115e-05 |  | 1.0483e-07 | 0 | 1.0483e-07 | 5.2413e-08 | 0 | 5.2413e-08 | 1.3478e-07 | 0 | 1.3478e-07 | [16 empty] | 7.3.1.3 Ignition probability mapping showing the probability of ignition along the electric lines and equipmentWLDFRAggregatedAggregated | WLDFR | HFTD - Distribution - Tier 2 - 5QU CoRE ¦ 2QU LoRE | Seismic - Red Flag Warning - Catastrophic Fires | Aggregated | Aggregated | 2024 | 4.1798e-08 | 0 | 774.3498 | 3.2366e-05 | 2024 | Mitigation | 0.08575 | 30 | 0 | esc | 0.0012005 | 5.0179e-11 | 0.00060025 | 2.5089e-11 | 0.0015435 | 6.4516e-11
[79 empty] | WLDFR | HFTD - Distribution - Tier 2 - 5QU CoRE ¦ 2QU LoRE | Non-Red Flag Warning - Large Fires | 2029 | 1.8145e-08 | 9.0727e-09 | 2.333e-08 | 5.777 | 0.74734 | 3.238 | 1.7917 | 0 | 0 | 0 | 1.5115e-05 |  | 1.0483e-07 | 0 | 1.0483e-07 | 5.2413e-08 | 0 | 5.2413e-08 | 1.3478e-07 | 0 | 1.3478e-07 | [16 empty] | 7.3.1.3 Ignition probability mapping showing the probability of ignition along the electric lines and equipmentWLDFRAggregatedAggregated | WLDFR | HFTD - Distribution - Tier 2 - 5QU CoRE ¦ 2QU LoRE | Seismic - Red Flag Warning - Catastrophic Fires | Aggregated | Aggregated | 2025 | 4.1798e-08 | 0 | 774.3498 | 3.2366e-05 | 2025 | Mitigation | 0.08575 | 30 | 0 | esc | 0.0012005 | 5.0179e-11 | 0.00060025 | 2.5089e-11 | 0.0015435 | 6.4516e-11
[79 empty] | WLDFR | HFTD - Distribution - Tier 2 - 5QU CoRE ¦ 2QU LoRE | Non-Red Flag Warning - Large Fires | 2030 | 1.8145e-08 | 9.0727e-09 | 2.333e-08 | 5.777 | 0.74734 | 3.238 | 1.7917 | 0 | 0 | 0 | 1.5115e-05 |  | 1.0483e-07 | 0 | 1.0483e-07 | 5.2413e-08 | 0 | 5.2413e-08 | 1.3478e-07 | 0 | 1.3478e-07 | [16 empty] | 7.3.1.3 Ignition probability mapping showing the probability of ignition along the electric lines and equipmentWLDFRAggregatedAggregated | WLDFR | HFTD - Distribution - Tier 2 - 5QU CoRE ¦ 2QU LoRE | Seismic - Red Flag Warning - Catastrophic Fires | Aggregated | Aggregated | 2026 | 4.1798e-08 | 0 | 774.3498 | 3.2366e-05 | 2026 | Mitigation | 0.08575 | 30 | 0 | esc | 0.0012005 | 5.0179e-11 | 0.00060025 | 2.5089e-11 | 0.0015435 | 6.4516e-11
[79 empty] | WLDFR | HFTD - Distribution - Tier 2 - 5QU CoRE ¦ 2QU LoRE | Non-Red Flag Warning - Large Fires | 2031 | 1.8145e-08 | 9.0727e-09 | 2.333e-08 | 5.777 | 0.74734 | 3.238 | 1.7917 | 0 | 0 | 0 | 1.5115e-05 |  | 1.0483e-07 | 0 | 1.0483e-07 | 5.2413e-08 | 0 | 5.2413e-08 | 1.3478e-07 | 0 | 1.3478e-07 | [16 empty] | 7.3.1.3 Ignition probability mapping showing the probability of ignition along the electric lines and equipmentWLDFRAggregatedAggregated | WLDFR | HFTD - Distribution - Tier 2 - 5QU CoRE ¦ 2QU LoRE | Seismic - Red Flag Warning - Catastrophic Fires | Aggregated | Aggregated | 2027 | 4.1798e-08 | 0 | 774.3498 | 3.2366e-05 | 2027 | Mitigation | 0.08575 | 30 | 0 | esc | 0.0012005 | 5.0179e-11 | 0.00060025 | 2.5089e-11 | 0.0015435 | 6.4516e-11
[79 empty] | WLDFR | HFTD - Distribution - Tier 2 - 5QU CoRE ¦ 2QU LoRE | Non-Red Flag Warning - Large Fires | 2032 | 1.8145e-08 | 9.0727e-09 | 2.333e-08 | 5.777 | 0.74734 | 3.238 | 1.7917 | 0 | 0 | 0 | 1.5115e-05 |  | 1.0483e-07 | 0 | 1.0483e-07 | 5.2413e-08 | 0 | 5.2413e-08 | 1.3478e-07 | 0 | 1.3478e-07 | [16 empty] | 7.3.1.3 Ignition probability mapping showing the probability of ignition along the electric lines and equipmentWLDFRAggregatedAggregated | WLDFR | HFTD - Distribution - Tier 2 - 5QU CoRE ¦ 2QU LoRE | Seismic - Red Flag Warning - Catastrophic Fires | Aggregated | Aggregated | 2028 | 4.1798e-08 | 0 | 774.3498 | 3.2366e-05 | 2028 | Mitigation | 0.08575 | 30 | 0 | esc | 0.0012005 | 5.0179e-11 | 0.00060025 | 2.5089e-11 | 0.0015435 | 6.4516e-11
[79 empty] | WLDFR | HFTD - Distribution - Tier 2 - 5QU CoRE ¦ 2QU LoRE | Non-Red Flag Warning - Large Fires | 2033 | 1.8145e-08 | 9.0727e-09 | 2.333e-08 | 6.1205 | 0.77885 | 3.4265 | 1.9151 | 0 | 0 | 0 | 1.5115e-05 |  | 1.1106e-07 | 0 | 1.1106e-07 | 5.5529e-08 | 0 | 5.5529e-08 | 1.4279e-07 | 0 | 1.4279e-07 | [16 empty] | 7.3.1.3 Ignition probability mapping showing the probability of ignition along the electric lines and equipmentWLDFRAggregatedAggregated | WLDFR | HFTD - Distribution - Tier 2 - 5QU CoRE ¦ 2QU LoRE | Seismic - Red Flag Warning - Catastrophic Fires | Aggregated | Aggregated | 2029 | 4.1798e-08 | 0 | 774.3498 | 3.2366e-05 | 2029 | Mitigation | 0.08575 | 30 | 0 | esc | 0.0012005 | 5.0179e-11 | 0.00060025 | 2.5089e-11 | 0.0015435 | 6.4516e-11
[79 empty] | WLDFR | HFTD - Distribution - Tier 2 - 5QU CoRE ¦ 2QU LoRE | Non-Red Flag Warning - Large Fires | 2034 | 1.8145e-08 | 9.0727e-09 | 2.333e-08 | 6.1205 | 0.77885 | 3.4265 | 1.9151 | 0 | 0 | 0 | 1.5115e-05 |  | 1.1106e-07 | 0 | 1.1106e-07 | 5.5529e-08 | 0 | 5.5529e-08 | 1.4279e-07 | 0 | 1.4279e-07 | [16 empty] | 7.3.1.3 Ignition probability mapping showing the probability of ignition along the electric lines and equipmentWLDFRAggregatedAggregated | WLDFR | HFTD - Distribution - Tier 2 - 5QU CoRE ¦ 2QU LoRE | Seismic - Red Flag Warning - Catastrophic Fires | Aggregated | Aggregated | 2030 | 4.1798e-08 | 0 | 774.3498 | 3.2366e-05 | 2030 | Mitigation | 0.08575 | 30 | 0 | esc | 0.0012005 | 5.0179e-11 | 0.00060025 | 2.5089e-11 | 0.0015435 | 6.4516e-11
[79 empty] | WLDFR | HFTD - Distribution - Tier 2 - 5QU CoRE ¦ 2QU LoRE | Non-Red Flag Warning - Large Fires | 2035 | 1.8145e-08 | 9.0727e-09 | 2.333e-08 | 6.1205 | 0.77885 | 3.4265 | 1.9151 | 0 | 0 | 0 | 1.5115e-05 |  | 1.1106e-07 | 0 | 1.1106e-07 | 5.5529e-08 | 0 | 5.5529e-08 | 1.4279e-07 | 0 | 1.4279e-07 | [16 empty] | 7.3.1.3 Ignition probability mapping showing the probability of ignition along the electric lines and equipmentWLDFRAggregatedAggregated | WLDFR | HFTD - Distribution - Tier 2 - 5QU CoRE ¦ 2QU LoRE | Seismic - Red Flag Warning - Catastrophic Fires | Aggregated | Aggregated | 2031 | 4.1798e-08 | 0 | 774.3498 | 3.2366e-05 | 2031 | Mitigation | 0.08575 | 30 | 0 | esc | 0.0012005 | 5.0179e-11 | 0.00060025 | 2.5089e-11 | 0.0015435 | 6.4516e-11
[79 empty] | WLDFR | HFTD - Distribution - Tier 2 - 5QU CoRE ¦ 2QU LoRE | Non-Red Flag Warning - Large Fires | 2036 | 1.8145e-08 | 9.0727e-09 | 2.333e-08 | 6.1205 | 0.77885 | 3.4265 | 1.9151 | 0 | 0 | 0 | 1.5115e-05 |  | 1.1106e-07 | 0 | 1.1106e-07 | 5.5529e-08 | 0 | 5.5529e-08 | 1.4279e-07 | 0 | 1.4279e-07 | [16 empty] | 7.3.1.3 Ignition probability mapping showing the probability of ignition along the electric lines and equipmentWLDFRAggregatedAggregated | WLDFR | HFTD - Distribution - Tier 2 - 5QU CoRE ¦ 2QU LoRE | Seismic - Red Flag Warning - Catastrophic Fires | Aggregated | Aggregated | 2032 | 4.1798e-08 | 0 | 774.3498 | 3.2366e-05 | 2032 | Mitigation | 0.08575 | 30 | 0 | esc | 0.0012005 | 5.0179e-11 | 0.00060025 | 2.5089e-11 | 0.0015435 | 6.4516e-11
[79 empty] | WLDFR | HFTD - Distribution - Tier 2 - 5QU CoRE ¦ 2QU LoRE | Non-Red Flag Warning - Large Fires | 2037 | 1.8145e-08 | 9.0727e-09 | 2.333e-08 | 6.1205 | 0.77885 | 3.4265 | 1.9151 | 0 | 0 | 0 | 1.5115e-05 |  | 1.1106e-07 | 0 | 1.1106e-07 | 5.5529e-08 | 0 | 5.5529e-08 | 1.4279e-07 | 0 | 1.4279e-07 | [16 empty] | 7.3.1.3 Ignition probability mapping showing the probability of ignition along the electric lines and equipmentWLDFRAggregatedAggregated | WLDFR | HFTD - Distribution - Tier 2 - 5QU CoRE ¦ 2QU LoRE | Seismic - Red Flag Warning - Catastrophic Fires | Aggregated | Aggregated | 2033 | 4.1798e-08 | 0 | 774.3498 | 3.2366e-05 | 2033 | Mitigation | 0.08575 | 30 | 0 | esc | 0.0012005 | 5.0179e-11 | 0.00060025 | 2.5089e-11 | 0.0015435 | 6.4516e-11
[79 empty] | WLDFR | HFTD - Distribution - Tier 2 - 5QU CoRE ¦ 2QU LoRE | Non-Red Flag Warning - Large Fires | 2038 | 1.8145e-08 | 9.0727e-09 | 2.333e-08 | 6.5028 | 0.81304 | 3.6355 | 2.0543 | 0 | 0 | 0 | 1.5115e-05 |  | 1.18e-07 | 0 | 1.18e-07 | 5.8998e-08 | 0 | 5.8998e-08 | 1.5171e-07 | 0 | 1.5171e-07 | [16 empty] | 7.3.1.3 Ignition probability mapping showing the probability of ignition along the electric lines and equipmentWLDFRAggregatedAggregated | WLDFR | HFTD - Distribution - Tier 2 - 5QU CoRE ¦ 2QU LoRE | Seismic - Red Flag Warning - Catastrophic Fires | Aggregated | Aggregated | 2034 | 4.1798e-08 | 0 | 774.3498 | 3.2366e-05 | 2034 | Mitigation | 0.08575 | 30 | 0 | esc | 0.0012005 | 5.0179e-11 | 0.00060025 | 2.5089e-11 | 0.0015435 | 6.4516e-11
[79 empty] | WLDFR | HFTD - Distribution - Tier 2 - 5QU CoRE ¦ 2QU LoRE | Non-Red Flag Warning - Large Fires | 2039 | 1.8145e-08 | 9.0727e-09 | 2.333e-08 | 6.5028 | 0.81304 | 3.6355 | 2.0543 | 0 | 0 | 0 | 1.5115e-05 |  | 1.18e-07 | 0 | 1.18e-07 | 5.8998e-08 | 0 | 5.8998e-08 | 1.5171e-07 | 0 | 1.5171e-07 | [16 empty] | 7.3.1.3 Ignition probability mapping showing the probability of ignition along the electric lines and equipmentWLDFRAggregatedAggregated | WLDFR | HFTD - Distribution - Tier 2 - 5QU CoRE ¦ 2QU LoRE | Seismic - Red Flag Warning - Catastrophic Fires | Aggregated | Aggregated | 2035 | 4.1798e-08 | 0 | 774.3498 | 3.2366e-05 | 2035 | Mitigation | 0.08575 | 30 | 0 | esc | 0.0012005 | 5.0179e-11 | 0.00060025 | 2.5089e-11 | 0.0015435 | 6.4516e-11
[79 empty] | WLDFR | HFTD - Distribution - Tier 2 - 5QU CoRE ¦ 2QU LoRE | Non-Red Flag Warning - Large Fires | 2040 | 1.8145e-08 | 9.0727e-09 | 2.333e-08 | 6.5028 | 0.81304 | 3.6355 | 2.0543 | 0 | 0 | 0 | 1.5115e-05 |  | 1.18e-07 | 0 | 1.18e-07 | 5.8998e-08 | 0 | 5.8998e-08 | 1.5171e-07 | 0 | 1.5171e-07 | [16 empty] | 7.3.1.3 Ignition probability mapping showing the probability of ignition along the electric lines and equipmentWLDFRAggregatedAggregated | WLDFR | HFTD - Distribution - Tier 2 - 5QU CoRE ¦ 2QU LoRE | Seismic - Red Flag Warning - Catastrophic Fires | Aggregated | Aggregated | 2036 | 4.1798e-08 | 0 | 774.3498 | 3.2366e-05 | 2036 | Mitigation | 0.08575 | 30 | 0 | esc | 0.0012005 | 5.0179e-11 | 0.00060025 | 2.5089e-11 | 0.0015435 | 6.4516e-11
[79 empty] | WLDFR | HFTD - Distribution - Tier 2 - 5QU CoRE ¦ 2QU LoRE | Non-Red Flag Warning - Large Fires | 2041 | 1.8145e-08 | 9.0727e-09 | 2.333e-08 | 6.5028 | 0.81304 | 3.6355 | 2.0543 | 0 | 0 | 0 | 1.5115e-05 |  | 1.18e-07 | 0 | 1.18e-07 | 5.8998e-08 | 0 | 5.8998e-08 | 1.5171e-07 | 0 | 1.5171e-07 | [16 empty] | 7.3.1.3 Ignition probability mapping showing the probability of ignition along the electric lines and equipmentWLDFRAggregatedAggregated | WLDFR | HFTD - Distribution - Tier 2 - 5QU CoRE ¦ 2QU LoRE | Seismic - Red Flag Warning - Catastrophic Fires | Aggregated | Aggregated | 2037 | 4.1798e-08 | 0 | 774.3498 | 3.2366e-05 | 2037 | Mitigation | 0.08575 | 30 | 0 | esc | 0.0012005 | 5.0179e-11 | 0.00060025 | 2.5089e-11 | 0.0015435 | 6.4516e-11
[79 empty] | WLDFR | HFTD - Distribution - Tier 2 - 5QU CoRE ¦ 2QU LoRE | Non-Red Flag Warning - Large Fires | 2042 | 1.8145e-08 | 9.0727e-09 | 2.333e-08 | 6.5028 | 0.81304 | 3.6355 | 2.0543 | 0 | 0 | 0 | 1.5115e-05 |  | 1.18e-07 | 0 | 1.18e-07 | 5.8998e-08 | 0 | 5.8998e-08 | 1.5171e-07 | 0 | 1.5171e-07 | [16 empty] | 7.3.1.3 Ignition probability mapping showing the probability of ignition along the electric lines and equipmentWLDFRAggregatedAggregated | WLDFR | HFTD - Distribution - Tier 2 - 5QU CoRE ¦ 2QU LoRE | Seismic - Red Flag Warning - Catastrophic Fires | Aggregated | Aggregated | 2038 | 4.1798e-08 | 0 | 774.3498 | 3.2366e-05 | 2038 | Mitigation | 0.08575 | 30 | 0 | esc | 0.0012005 | 5.0179e-11 | 0.00060025 | 2.5089e-11 | 0.0015435 | 6.4516e-11
[79 empty] | WLDFR | HFTD - Distribution - Tier 2 - 5QU CoRE ¦ 2QU LoRE | Non-Red Flag Warning - Large Fires | 2043 | 1.8145e-08 | 9.0727e-09 | 2.333e-08 | 6.9209 | 0.84944 | 3.8632 | 2.2083 | 0 | 0 | 0 | 1.5115e-05 |  | 1.2558e-07 | 0 | 1.2558e-07 | 6.2791e-08 | 0 | 6.2791e-08 | 1.6146e-07 | 0 | 1.6146e-07 | [16 empty] | 7.3.1.3 Ignition probability mapping showing the probability of ignition along the electric lines and equipmentWLDFRAggregatedAggregated | WLDFR | HFTD - Distribution - Tier 2 - 5QU CoRE ¦ 2QU LoRE | Seismic - Red Flag Warning - Catastrophic Fires | Aggregated | Aggregated | 2039 | 4.1798e-08 | 0 | 774.3498 | 3.2366e-05 | 2039 | Mitigation | 0.08575 | 30 | 0 | esc | 0.0012005 | 5.0179e-11 | 0.00060025 | 2.5089e-11 | 0.0015435 | 6.4516e-11
[79 empty] | WLDFR | HFTD - Distribution - Tier 2 - 5QU CoRE ¦ 2QU LoRE | Non-Red Flag Warning - Large Fires | 2044 | 1.8145e-08 | 9.0727e-09 | 2.333e-08 | 6.9209 | 0.84944 | 3.8632 | 2.2083 | 0 | 0 | 0 | 1.5115e-05 |  | 1.2558e-07 | 0 | 1.2558e-07 | 6.2791e-08 | 0 | 6.2791e-08 | 1.6146e-07 | 0 | 1.6146e-07 | [16 empty] | 7.3.1.3 Ignition probability mapping showing the probability of ignition along the electric lines and equipmentWLDFRAggregatedAggregated | WLDFR | HFTD - Distribution - Tier 2 - 5QU CoRE ¦ 2QU LoRE | Seismic - Red Flag Warning - Catastrophic Fires | Aggregated | Aggregated | 2040 | 4.1798e-08 | 0 | 774.3498 | 3.2366e-05 | 2040 | Mitigation | 0.08575 | 30 | 0 | esc | 0.0012005 | 5.0179e-11 | 0.00060025 | 2.5089e-11 | 0.0015435 | 6.4516e-11
[79 empty] | WLDFR | HFTD - Distribution - Tier 2 - 5QU CoRE ¦ 2QU LoRE | Non-Red Flag Warning - Large Fires | 2045 | 1.8145e-08 | 9.0727e-09 | 2.333e-08 | 6.9209 | 0.84944 | 3.8632 | 2.2083 | 0 | 0 | 0 | 1.5115e-05 |  | 1.2558e-07 | 0 | 1.2558e-07 | 6.2791e-08 | 0 | 6.2791e-08 | 1.6146e-07 | 0 | 1.6146e-07 | [16 empty] | 7.3.1.3 Ignition probability mapping showing the probability of ignition along the electric lines and equipmentWLDFRAggregatedAggregated | WLDFR | HFTD - Distribution - Tier 2 - 5QU CoRE ¦ 2QU LoRE | Seismic - Red Flag Warning - Catastrophic Fires | Aggregated | Aggregated | 2041 | 4.1798e-08 | 0 | 774.3498 | 3.2366e-05 | 2041 | Mitigation | 0.08575 | 30 | 0 | esc | 0.0012005 | 5.0179e-11 | 0.00060025 | 2.5089e-11 | 0.0015435 | 6.4516e-11
[79 empty] | WLDFR | HFTD - Distribution - Tier 2 - 5QU CoRE ¦ 2QU LoRE | Non-Red Flag Warning - Large Fires | 2046 | 1.8145e-08 | 9.0727e-09 | 2.333e-08 | 6.9209 | 0.84944 | 3.8632 | 2.2083 | 0 | 0 | 0 | 1.5115e-05 |  | 1.2558e-07 | 0 | 1.2558e-07 | 6.2791e-08 | 0 | 6.2791e-08 | 1.6146e-07 | 0 | 1.6146e-07 | [16 empty] | 7.3.1.3 Ignition probability mapping showing the probability of ignition along the electric lines and equipmentWLDFRAggregatedAggregated | WLDFR | HFTD - Distribution - Tier 2 - 5QU CoRE ¦ 2QU LoRE | Seismic - Red Flag Warning - Catastrophic Fires | Aggregated | Aggregated | 2042 | 4.1798e-08 | 0 | 774.3498 | 3.2366e-05 | 2042 | Mitigation | 0.08575 | 30 | 0 | esc | 0.0012005 | 5.0179e-11 | 0.00060025 | 2.5089e-11 | 0.0015435 | 6.4516e-11
[79 empty] | WLDFR | HFTD - Distribution - Tier 2 - 5QU CoRE ¦ 2QU LoRE | Non-Red Flag Warning - Large Fires | 2047 | 1.8145e-08 | 9.0727e-09 | 2.333e-08 | 6.9209 | 0.84944 | 3.8632 | 2.2083 | 0 | 0 | 0 | 1.5115e-05 |  | 1.2558e-07 | 0 | 1.2558e-07 | 6.2791e-08 | 0 | 6.2791e-08 | 1.6146e-07 | 0 | 1.6146e-07 | [16 empty] | 7.3.1.3 Ignition probability mapping showing the probability of ignition along the electric lines and equipmentWLDFRAggregatedAggregated | WLDFR | HFTD - Distribution - Tier 2 - 5QU CoRE ¦ 2QU LoRE | Seismic - Red Flag Warning - Catastrophic Fires | Aggregated | Aggregated | 2043 | 4.1798e-08 | 0 | 774.3498 | 3.2366e-05 | 2043 | Mitigation | 0.08575 | 30 | 0 | esc | 0.0012005 | 5.0179e-11 | 0.00060025 | 2.5089e-11 | 0.0015435 | 6.4516e-11
[79 empty] | WLDFR | HFTD - Distribution - Tier 2 - 5QU CoRE ¦ 2QU LoRE | Non-Red Flag Warning - Large Fires | 2048 | 1.8145e-08 | 9.0727e-09 | 2.333e-08 | 7.3713 | 0.88759 | 4.1075 | 2.3763 | 0 | 0 | 0 | 1.5115e-05 |  | 1.3376e-07 | 0 | 1.3376e-07 | 6.6878e-08 | 0 | 6.6878e-08 | 1.7197e-07 | 0 | 1.7197e-07 | [16 empty] | 7.3.1.3 Ignition probability mapping showing the probability of ignition along the electric lines and equipmentWLDFRAggregatedAggregated | WLDFR | HFTD - Distribution - Tier 2 - 5QU CoRE ¦ 2QU LoRE | Seismic - Red Flag Warning - Catastrophic Fires | Aggregated | Aggregated | 2044 | 4.1798e-08 | 0 | 774.3498 | 3.2366e-05 | 2044 | Mitigation | 0.08575 | 30 | 0 | esc | 0.0012005 | 5.0179e-11 | 0.00060025 | 2.5089e-11 | 0.0015435 | 6.4516e-11
[79 empty] | WLDFR | HFTD - Distribution - Tier 2 - 5QU CoRE ¦ 2QU LoRE | Non-Red Flag Warning - Large Fires | 2049 | 1.8145e-08 | 9.0727e-09 | 2.333e-08 | 7.3713 | 0.88759 | 4.1075 | 2.3763 | 0 | 0 | 0 | 1.5115e-05 |  | 1.3376e-07 | 0 | 1.3376e-07 | 6.6878e-08 | 0 | 6.6878e-08 | 1.7197e-07 | 0 | 1.7197e-07 | [16 empty] | 7.3.1.3 Ignition probability mapping showing the probability of ignition along the electric lines and equipmentWLDFRAggregatedAggregated | WLDFR | HFTD - Distribution - Tier 2 - 5QU CoRE ¦ 2QU LoRE | Seismic - Red Flag Warning - Catastrophic Fires | Aggregated | Aggregated | 2045 | 4.1798e-08 | 0 | 774.3498 | 3.2366e-05 | 2045 | Mitigation | 0.08575 | 30 | 0 | esc | 0.0012005 | 5.0179e-11 | 0.00060025 | 2.5089e-11 | 0.0015435 | 6.4516e-11
[79 empty] | WLDFR | HFTD - Distribution - Tier 2 - 5QU CoRE ¦ 2QU LoRE | Non-Red Flag Warning - Large Fires | 2050 | 0 | 9.0727e-09 | 2.333e-08 | 7.3713 | 0.88759 | 4.1075 | 2.3763 | 0 | 0 | 0 | 1.5115e-05 |  | 0 | 0 | 0 | 6.6878e-08 | 0 | 6.6878e-08 | 1.7197e-07 | 0 | 1.7197e-07 | [16 empty] | 7.3.1.3 Ignition probability mapping showing the probability of ignition along the electric lines and equipmentWLDFRAggregatedAggregated | WLDFR | HFTD - Distribution - Tier 2 - 5QU CoRE ¦ 2QU LoRE | Seismic - Red Flag Warning - Catastrophic Fires | Aggregated | Aggregated | 2046 | 4.1798e-08 | 0 | 774.3498 | 3.2366e-05 | 2046 | Mitigation | 0.08575 | 30 | 0 | esc | 0.0012005 | 5.0179e-11 | 0.00060025 | 2.5089e-11 | 0.0015435 | 6.4516e-11
[79 empty] | WLDFR | HFTD - Distribution - Tier 2 - 5QU CoRE ¦ 2QU LoRE | Non-Red Flag Warning - Large Fires | 2051 | 0 | 0 | 2.333e-08 | 7.3713 | 0.88759 | 4.1075 | 2.3763 | 0 | 0 | 0 | 1.5115e-05 |  | 0 | 0 | 0 | 0 | 0 | 0 | 1.7197e-07 | 0 | 1.7197e-07 | [16 empty] | 7.3.1.3 Ignition probability mapping showing the probability of ignition along the electric lines and equipmentWLDFRAggregatedAggregated | WLDFR | HFTD - Distribution - Tier 2 - 5QU CoRE ¦ 2QU LoRE | Seismic - Red Flag Warning - Catastrophic Fires | Aggregated | Aggregated | 2047 | 4.1798e-08 | 0 | 774.3498 | 3.2366e-05 | 2047 | Mitigation | 0.08575 | 30 | 0 | esc | 0.0012005 | 5.0179e-11 | 0.00060025 | 2.5089e-11 | 0.0015435 | 6.4516e-11
[79 empty] | WLDFR | HFTD - Distribution - Tier 2 - 5QU CoRE ¦ 2QU LoRE | Non-Red Flag Warning - Small Fires | 2020 | 7.0177e-06 | 0 | 0 | 0.077901 | 0.036425 | 0.0015809 | 0.039895 | 0 | 0 | 0 | 0.0058456 |  | 5.4668e-07 | 0 | 5.4668e-07 | 0 | 0 | 0 | 0 | 0 | 0 | [16 empty] | 7.3.1.3 Ignition probability mapping showing the probability of ignition along the electric lines and equipmentWLDFRAggregatedAggregated | WLDFR | HFTD - Distribution - Tier 2 - 5QU CoRE ¦ 2QU LoRE | Seismic - Red Flag Warning - Catastrophic Fires | Aggregated | Aggregated | 2048 | 4.1798e-08 | 0 | 774.3498 | 3.2366e-05 | 2048 | Mitigation | 0.08575 | 30 | 0 | esc | 0.0012005 | 5.0179e-11 | 0.00060025 | 2.5089e-11 | 0.0015435 | 6.4516e-11
[79 empty] | WLDFR | HFTD - Distribution - Tier 2 - 5QU CoRE ¦ 2QU LoRE | Non-Red Flag Warning - Small Fires | 2021 | 7.0177e-06 | 3.5088e-06 | 0 | 0.077901 | 0.036425 | 0.0015809 | 0.039895 | 0 | 0 | 0 | 0.0058456 |  | 5.4668e-07 | 0 | 5.4668e-07 | 2.7334e-07 | 0 | 2.7334e-07 | 0 | 0 | 0 | [16 empty] | 7.3.1.3 Ignition probability mapping showing the probability of ignition along the electric lines and equipmentWLDFRAggregatedAggregated | WLDFR | HFTD - Distribution - Tier 2 - 5QU CoRE ¦ 2QU LoRE | Seismic - Red Flag Warning - Catastrophic Fires | Aggregated | Aggregated | 2049 | 4.1798e-08 | 0 | 774.3498 | 3.2366e-05 | 2049 | Mitigation | 0.08575 | 30 | 0 | esc | 0.0012005 | 5.0179e-11 | 0.00060025 | 2.5089e-11 | 0.0015435 | 6.4516e-11
[79 empty] | WLDFR | HFTD - Distribution - Tier 2 - 5QU CoRE ¦ 2QU LoRE | Non-Red Flag Warning - Small Fires | 2022 | 7.0177e-06 | 3.5088e-06 | 9.0227e-06 | 0.077901 | 0.036425 | 0.0015809 | 0.039895 | 0 | 0 | 0 | 0.0058456 |  | 5.4668e-07 | 0 | 5.4668e-07 | 2.7334e-07 | 0 | 2.7334e-07 | 7.0288e-07 | 0 | 7.0288e-07 | [16 empty] | 7.3.1.3 Ignition probability mapping showing the probability of ignition along the electric lines and equipmentWLDFRAggregatedAggregated | WLDFR | HFTD - Distribution - Tier 2 - 5QU CoRE ¦ 2QU LoRE | Seismic - Red Flag Warning - Catastrophic Fires | Aggregated | Aggregated | 2050 | 4.1798e-08 | 0 | 774.3498 | 3.2366e-05 | 2050 | Mitigation | 0.08575 | 30 | 0 | esc | 0 | 0 | 0.00060025 | 2.5089e-11 | 0.0015435 | 6.4516e-11
[79 empty] | WLDFR | HFTD - Distribution - Tier 2 - 5QU CoRE ¦ 2QU LoRE | Non-Red Flag Warning - Small Fires | 2023 | 7.0177e-06 | 3.5088e-06 | 9.0227e-06 | 0.080408 | 0.03759 | 0.0016314 | 0.041187 | 0 | 0 | 0 | 0.0058456 |  | 5.6428e-07 | 0 | 5.6428e-07 | 2.8214e-07 | 0 | 2.8214e-07 | 7.255e-07 | 0 | 7.255e-07 | [16 empty] | 7.3.1.3 Ignition probability mapping showing the probability of ignition along the electric lines and equipmentWLDFRAggregatedAggregated | WLDFR | HFTD - Distribution - Tier 2 - 5QU CoRE ¦ 2QU LoRE | Seismic - Red Flag Warning - Catastrophic Fires | Aggregated | Aggregated | 2051 | 4.1798e-08 | 0 | 774.3498 | 3.2366e-05 | 2051 | Mitigation | 0.08575 | 30 | 0 | esc | 0 | 0 | 0 | 0 | 0.0015435 | 6.4516e-11
[79 empty] | WLDFR | HFTD - Distribution - Tier 2 - 5QU CoRE ¦ 2QU LoRE | Non-Red Flag Warning - Small Fires | 2024 | 7.0177e-06 | 3.5088e-06 | 9.0227e-06 | 0.080408 | 0.03759 | 0.0016314 | 0.041187 | 0 | 0 | 0 | 0.0058456 |  | 5.6428e-07 | 0 | 5.6428e-07 | 2.8214e-07 | 0 | 2.8214e-07 | 7.255e-07 | 0 | 7.255e-07 | [16 empty] | 7.3.1.3 Ignition probability mapping showing the probability of ignition along the electric lines and equipmentWLDFRAggregatedAggregated | WLDFR | HFTD - Distribution - Tier 2 - 5QU CoRE ¦ 3QU LoRE | Non-Red Flag Warning - Catastrophic Fires | Aggregated | Aggregated | 2021 | 7.6996e-08 | 0 | 487.9227 | 3.7568e-05 | 2021 | Mitigation | 0.08575 | 30 | 0 | esc | 0.0012005 | 9.2434e-11 | 0.00060025 | 4.6217e-11 | 0 | 0
[79 empty] | WLDFR | HFTD - Distribution - Tier 2 - 5QU CoRE ¦ 2QU LoRE | Non-Red Flag Warning - Small Fires | 2025 | 7.0177e-06 | 3.5088e-06 | 9.0227e-06 | 0.080408 | 0.03759 | 0.0016314 | 0.041187 | 0 | 0 | 0 | 0.0058456 |  | 5.6428e-07 | 0 | 5.6428e-07 | 2.8214e-07 | 0 | 2.8214e-07 | 7.255e-07 | 0 | 7.255e-07 | [16 empty] | 7.3.1.3 Ignition probability mapping showing the probability of ignition along the electric lines and equipmentWLDFRAggregatedAggregated | WLDFR | HFTD - Distribution - Tier 2 - 5QU CoRE ¦ 3QU LoRE | Non-Red Flag Warning - Catastrophic Fires | Aggregated | Aggregated | 2022 | 7.6996e-08 | 0 | 487.9227 | 3.7568e-05 | 2022 | Mitigation | 0.08575 | 30 | 0 | esc | 0.0012005 | 9.2434e-11 | 0.00060025 | 4.6217e-11 | 0.0015435 | 1.1884e-10
[79 empty] | WLDFR | HFTD - Distribution - Tier 2 - 5QU CoRE ¦ 2QU LoRE | Non-Red Flag Warning - Small Fires | 2026 | 7.0177e-06 | 3.5088e-06 | 9.0227e-06 | 0.080408 | 0.03759 | 0.0016314 | 0.041187 | 0 | 0 | 0 | 0.0058456 |  | 5.6428e-07 | 0 | 5.6428e-07 | 2.8214e-07 | 0 | 2.8214e-07 | 7.255e-07 | 0 | 7.255e-07 | [16 empty] | 7.3.1.3 Ignition probability mapping showing the probability of ignition along the electric lines and equipmentWLDFRAggregatedAggregated | WLDFR | HFTD - Distribution - Tier 2 - 5QU CoRE ¦ 3QU LoRE | Non-Red Flag Warning - Catastrophic Fires | Aggregated | Aggregated | 2023 | 7.6996e-08 | 0 | 487.9227 | 3.7568e-05 | 2023 | Mitigation | 0.08575 | 30 | 0 | esc | 0.0012005 | 9.2434e-11 | 0.00060025 | 4.6217e-11 | 0.0015435 | 1.1884e-10
[79 empty] | WLDFR | HFTD - Distribution - Tier 2 - 5QU CoRE ¦ 2QU LoRE | Non-Red Flag Warning - Small Fires | 2027 | 7.0177e-06 | 3.5088e-06 | 9.0227e-06 | 0.080408 | 0.03759 | 0.0016314 | 0.041187 | 0 | 0 | 0 | 0.0058456 |  | 5.6428e-07 | 0 | 5.6428e-07 | 2.8214e-07 | 0 | 2.8214e-07 | 7.255e-07 | 0 | 7.255e-07 | [16 empty] | 7.3.1.3 Ignition probability mapping showing the probability of ignition along the electric lines and equipmentWLDFRAggregatedAggregated | WLDFR | HFTD - Distribution - Tier 2 - 5QU CoRE ¦ 3QU LoRE | Non-Red Flag Warning - Catastrophic Fires | Aggregated | Aggregated | 2024 | 7.6996e-08 | 0 | 487.9227 | 3.7568e-05 | 2024 | Mitigation | 0.08575 | 30 | 0 | esc | 0.0012005 | 9.2434e-11 | 0.00060025 | 4.6217e-11 | 0.0015435 | 1.1884e-10
[79 empty] | WLDFR | HFTD - Distribution - Tier 2 - 5QU CoRE ¦ 2QU LoRE | Non-Red Flag Warning - Small Fires | 2028 | 7.0177e-06 | 3.5088e-06 | 9.0227e-06 | 0.083606 | 0.039055 | 0.001695 | 0.042856 | 0 | 0 | 0 | 0.0058456 |  | 5.8672e-07 | 0 | 5.8672e-07 | 2.9336e-07 | 0 | 2.9336e-07 | 7.5436e-07 | 0 | 7.5436e-07 | [16 empty] | 7.3.1.3 Ignition probability mapping showing the probability of ignition along the electric lines and equipmentWLDFRAggregatedAggregated | WLDFR | HFTD - Distribution - Tier 2 - 5QU CoRE ¦ 3QU LoRE | Non-Red Flag Warning - Catastrophic Fires | Aggregated | Aggregated | 2025 | 7.6996e-08 | 0 | 487.9227 | 3.7568e-05 | 2025 | Mitigation | 0.08575 | 30 | 0 | esc | 0.0012005 | 9.2434e-11 | 0.00060025 | 4.6217e-11 | 0.0015435 | 1.1884e-10
[79 empty] | WLDFR | HFTD - Distribution - Tier 2 - 5QU CoRE ¦ 2QU LoRE | Non-Red Flag Warning - Small Fires | 2029 | 7.0177e-06 | 3.5088e-06 | 9.0227e-06 | 0.083606 | 0.039055 | 0.001695 | 0.042856 | 0 | 0 | 0 | 0.0058456 |  | 5.8672e-07 | 0 | 5.8672e-07 | 2.9336e-07 | 0 | 2.9336e-07 | 7.5436e-07 | 0 | 7.5436e-07 | [16 empty] | 7.3.1.3 Ignition probability mapping showing the probability of ignition along the electric lines and equipmentWLDFRAggregatedAggregated | WLDFR | HFTD - Distribution - Tier 2 - 5QU CoRE ¦ 3QU LoRE | Non-Red Flag Warning - Catastrophic Fires | Aggregated | Aggregated | 2026 | 7.6996e-08 | 0 | 487.9227 | 3.7568e-05 | 2026 | Mitigation | 0.08575 | 30 | 0 | esc | 0.0012005 | 9.2434e-11 | 0.00060025 | 4.6217e-11 | 0.0015435 | 1.1884e-10
[79 empty] | WLDFR | HFTD - Distribution - Tier 2 - 5QU CoRE ¦ 2QU LoRE | Non-Red Flag Warning - Small Fires | 2030 | 7.0177e-06 | 3.5088e-06 | 9.0227e-06 | 0.083606 | 0.039055 | 0.001695 | 0.042856 | 0 | 0 | 0 | 0.0058456 |  | 5.8672e-07 | 0 | 5.8672e-07 | 2.9336e-07 | 0 | 2.9336e-07 | 7.5436e-07 | 0 | 7.5436e-07 | [16 empty] | 7.3.1.3 Ignition probability mapping showing the probability of ignition along the electric lines and equipmentWLDFRAggregatedAggregated | WLDFR | HFTD - Distribution - Tier 2 - 5QU CoRE ¦ 3QU LoRE | Non-Red Flag Warning - Catastrophic Fires | Aggregated | Aggregated | 2027 | 7.6996e-08 | 0 | 487.9227 | 3.7568e-05 | 2027 | Mitigation | 0.08575 | 30 | 0 | esc | 0.0012005 | 9.2434e-11 | 0.00060025 | 4.6217e-11 | 0.0015435 | 1.1884e-10
[79 empty] | WLDFR | HFTD - Distribution - Tier 2 - 5QU CoRE ¦ 2QU LoRE | Non-Red Flag Warning - Small Fires | 2031 | 7.0177e-06 | 3.5088e-06 | 9.0227e-06 | 0.083606 | 0.039055 | 0.001695 | 0.042856 | 0 | 0 | 0 | 0.0058456 |  | 5.8672e-07 | 0 | 5.8672e-07 | 2.9336e-07 | 0 | 2.9336e-07 | 7.5436e-07 | 0 | 7.5436e-07 | [16 empty] | 7.3.1.3 Ignition probability mapping showing the probability of ignition along the electric lines and equipmentWLDFRAggregatedAggregated | WLDFR | HFTD - Distribution - Tier 2 - 5QU CoRE ¦ 3QU LoRE | Non-Red Flag Warning - Catastrophic Fires | Aggregated | Aggregated | 2028 | 7.6996e-08 | 0 | 487.9227 | 3.7568e-05 | 2028 | Mitigation | 0.08575 | 30 | 0 | esc | 0.0012005 | 9.2434e-11 | 0.00060025 | 4.6217e-11 | 0.0015435 | 1.1884e-10
[79 empty] | WLDFR | HFTD - Distribution - Tier 2 - 5QU CoRE ¦ 2QU LoRE | Non-Red Flag Warning - Small Fires | 2032 | 7.0177e-06 | 3.5088e-06 | 9.0227e-06 | 0.083606 | 0.039055 | 0.001695 | 0.042856 | 0 | 0 | 0 | 0.0058456 |  | 5.8672e-07 | 0 | 5.8672e-07 | 2.9336e-07 | 0 | 2.9336e-07 | 7.5436e-07 | 0 | 7.5436e-07 | [16 empty] | 7.3.1.3 Ignition probability mapping showing the probability of ignition along the electric lines and equipmentWLDFRAggregatedAggregated | WLDFR | HFTD - Distribution - Tier 2 - 5QU CoRE ¦ 3QU LoRE | Non-Red Flag Warning - Catastrophic Fires | Aggregated | Aggregated | 2029 | 7.6996e-08 | 0 | 487.9227 | 3.7568e-05 | 2029 | Mitigation | 0.08575 | 30 | 0 | esc | 0.0012005 | 9.2434e-11 | 0.00060025 | 4.6217e-11 | 0.0015435 | 1.1884e-10
[79 empty] | WLDFR | HFTD - Distribution - Tier 2 - 5QU CoRE ¦ 2QU LoRE | Non-Red Flag Warning - Small Fires | 2033 | 7.0177e-06 | 3.5088e-06 | 9.0227e-06 | 0.087211 | 0.040679 | 0.0017655 | 0.044766 | 0 | 0 | 0 | 0.0058456 |  | 6.1202e-07 | 0 | 6.1202e-07 | 3.0601e-07 | 0 | 3.0601e-07 | 7.8688e-07 | 0 | 7.8688e-07 | [16 empty] | 7.3.1.3 Ignition probability mapping showing the probability of ignition along the electric lines and equipmentWLDFRAggregatedAggregated | WLDFR | HFTD - Distribution - Tier 2 - 5QU CoRE ¦ 3QU LoRE | Non-Red Flag Warning - Catastrophic Fires | Aggregated | Aggregated | 2030 | 7.6996e-08 | 0 | 487.9227 | 3.7568e-05 | 2030 | Mitigation | 0.08575 | 30 | 0 | esc | 0.0012005 | 9.2434e-11 | 0.00060025 | 4.6217e-11 | 0.0015435 | 1.1884e-10
[79 empty] | WLDFR | HFTD - Distribution - Tier 2 - 5QU CoRE ¦ 2QU LoRE | Non-Red Flag Warning - Small Fires | 2034 | 7.0177e-06 | 3.5088e-06 | 9.0227e-06 | 0.087211 | 0.040679 | 0.0017655 | 0.044766 | 0 | 0 | 0 | 0.0058456 |  | 6.1202e-07 | 0 | 6.1202e-07 | 3.0601e-07 | 0 | 3.0601e-07 | 7.8688e-07 | 0 | 7.8688e-07 | [16 empty] | 7.3.1.3 Ignition probability mapping showing the probability of ignition along the electric lines and equipmentWLDFRAggregatedAggregated | WLDFR | HFTD - Distribution - Tier 2 - 5QU CoRE ¦ 3QU LoRE | Non-Red Flag Warning - Catastrophic Fires | Aggregated | Aggregated | 2031 | 7.6996e-08 | 0 | 487.9227 | 3.7568e-05 | 2031 | Mitigation | 0.08575 | 30 | 0 | esc | 0.0012005 | 9.2434e-11 | 0.00060025 | 4.6217e-11 | 0.0015435 | 1.1884e-10
[79 empty] | WLDFR | HFTD - Distribution - Tier 2 - 5QU CoRE ¦ 2QU LoRE | Non-Red Flag Warning - Small Fires | 2035 | 7.0177e-06 | 3.5088e-06 | 9.0227e-06 | 0.087211 | 0.040679 | 0.0017655 | 0.044766 | 0 | 0 | 0 | 0.0058456 |  | 6.1202e-07 | 0 | 6.1202e-07 | 3.0601e-07 | 0 | 3.0601e-07 | 7.8688e-07 | 0 | 7.8688e-07 | [16 empty] | 7.3.1.3 Ignition probability mapping showing the probability of ignition along the electric lines and equipmentWLDFRAggregatedAggregated | WLDFR | HFTD - Distribution - Tier 2 - 5QU CoRE ¦ 3QU LoRE | Non-Red Flag Warning - Catastrophic Fires | Aggregated | Aggregated | 2032 | 7.6996e-08 | 0 | 487.9227 | 3.7568e-05 | 2032 | Mitigation | 0.08575 | 30 | 0 | esc | 0.0012005 | 9.2434e-11 | 0.00060025 | 4.6217e-11 | 0.0015435 | 1.1884e-10
[79 empty] | WLDFR | HFTD - Distribution - Tier 2 - 5QU CoRE ¦ 2QU LoRE | Non-Red Flag Warning - Small Fires | 2036 | 7.0177e-06 | 3.5088e-06 | 9.0227e-06 | 0.087211 | 0.040679 | 0.0017655 | 0.044766 | 0 | 0 | 0 | 0.0058456 |  | 6.1202e-07 | 0 | 6.1202e-07 | 3.0601e-07 | 0 | 3.0601e-07 | 7.8688e-07 | 0 | 7.8688e-07 | [16 empty] | 7.3.1.3 Ignition probability mapping showing the probability of ignition along the electric lines and equipmentWLDFRAggregatedAggregated | WLDFR | HFTD - Distribution - Tier 2 - 5QU CoRE ¦ 3QU LoRE | Non-Red Flag Warning - Catastrophic Fires | Aggregated | Aggregated | 2033 | 7.6996e-08 | 0 | 487.9227 | 3.7568e-05 | 2033 | Mitigation | 0.08575 | 30 | 0 | esc | 0.0012005 | 9.2434e-11 | 0.00060025 | 4.6217e-11 | 0.0015435 | 1.1884e-10
[79 empty] | WLDFR | HFTD - Distribution - Tier 2 - 5QU CoRE ¦ 2QU LoRE | Non-Red Flag Warning - Small Fires | 2037 | 7.0177e-06 | 3.5088e-06 | 9.0227e-06 | 0.087211 | 0.040679 | 0.0017655 | 0.044766 | 0 | 0 | 0 | 0.0058456 |  | 6.1202e-07 | 0 | 6.1202e-07 | 3.0601e-07 | 0 | 3.0601e-07 | 7.8688e-07 | 0 | 7.8688e-07 | [16 empty] | 7.3.1.3 Ignition probability mapping showing the probability of ignition along the electric lines and equipmentWLDFRAggregatedAggregated | WLDFR | HFTD - Distribution - Tier 2 - 5QU CoRE ¦ 3QU LoRE | Non-Red Flag Warning - Catastrophic Fires | Aggregated | Aggregated | 2034 | 7.6996e-08 | 0 | 487.9227 | 3.7568e-05 | 2034 | Mitigation | 0.08575 | 30 | 0 | esc | 0.0012005 | 9.2434e-11 | 0.00060025 | 4.6217e-11 | 0.0015435 | 1.1884e-10
[79 empty] | WLDFR | HFTD - Distribution - Tier 2 - 5QU CoRE ¦ 2QU LoRE | Non-Red Flag Warning - Small Fires | 2038 | 7.0177e-06 | 3.5088e-06 | 9.0227e-06 | 0.091184 | 0.042438 | 0.0018418 | 0.046905 | 0 | 0 | 0 | 0.0058456 |  | 6.399e-07 | 0 | 6.399e-07 | 3.1995e-07 | 0 | 3.1995e-07 | 8.2273e-07 | 0 | 8.2273e-07 | [16 empty] | 7.3.1.3 Ignition probability mapping showing the probability of ignition along the electric lines and equipmentWLDFRAggregatedAggregated | WLDFR | HFTD - Distribution - Tier 2 - 5QU CoRE ¦ 3QU LoRE | Non-Red Flag Warning - Catastrophic Fires | Aggregated | Aggregated | 2035 | 7.6996e-08 | 0 | 487.9227 | 3.7568e-05 | 2035 | Mitigation | 0.08575 | 30 | 0 | esc | 0.0012005 | 9.2434e-11 | 0.00060025 | 4.6217e-11 | 0.0015435 | 1.1884e-10
[79 empty] | WLDFR | HFTD - Distribution - Tier 2 - 5QU CoRE ¦ 2QU LoRE | Non-Red Flag Warning - Small Fires | 2039 | 7.0177e-06 | 3.5088e-06 | 9.0227e-06 | 0.091184 | 0.042438 | 0.0018418 | 0.046905 | 0 | 0 | 0 | 0.0058456 |  | 6.399e-07 | 0 | 6.399e-07 | 3.1995e-07 | 0 | 3.1995e-07 | 8.2273e-07 | 0 | 8.2273e-07 | [16 empty] | 7.3.1.3 Ignition probability mapping showing the probability of ignition along the electric lines and equipmentWLDFRAggregatedAggregated | WLDFR | HFTD - Distribution - Tier 2 - 5QU CoRE ¦ 3QU LoRE | Non-Red Flag Warning - Catastrophic Fires | Aggregated | Aggregated | 2036 | 7.6996e-08 | 0 | 487.9227 | 3.7568e-05 | 2036 | Mitigation | 0.08575 | 30 | 0 | esc | 0.0012005 | 9.2434e-11 | 0.00060025 | 4.6217e-11 | 0.0015435 | 1.1884e-10
[79 empty] | WLDFR | HFTD - Distribution - Tier 2 - 5QU CoRE ¦ 2QU LoRE | Non-Red Flag Warning - Small Fires | 2040 | 7.0177e-06 | 3.5088e-06 | 9.0227e-06 | 0.091184 | 0.042438 | 0.0018418 | 0.046905 | 0 | 0 | 0 | 0.0058456 |  | 6.399e-07 | 0 | 6.399e-07 | 3.1995e-07 | 0 | 3.1995e-07 | 8.2273e-07 | 0 | 8.2273e-07 | [16 empty] | 7.3.1.3 Ignition probability mapping showing the probability of ignition along the electric lines and equipmentWLDFRAggregatedAggregated | WLDFR | HFTD - Distribution - Tier 2 - 5QU CoRE ¦ 3QU LoRE | Non-Red Flag Warning - Catastrophic Fires | Aggregated | Aggregated | 2037 | 7.6996e-08 | 0 | 487.9227 | 3.7568e-05 | 2037 | Mitigation | 0.08575 | 30 | 0 | esc | 0.0012005 | 9.2434e-11 | 0.00060025 | 4.6217e-11 | 0.0015435 | 1.1884e-10
[79 empty] | WLDFR | HFTD - Distribution - Tier 2 - 5QU CoRE ¦ 2QU LoRE | Non-Red Flag Warning - Small Fires | 2041 | 7.0177e-06 | 3.5088e-06 | 9.0227e-06 | 0.091184 | 0.042438 | 0.0018418 | 0.046905 | 0 | 0 | 0 | 0.0058456 |  | 6.399e-07 | 0 | 6.399e-07 | 3.1995e-07 | 0 | 3.1995e-07 | 8.2273e-07 | 0 | 8.2273e-07 | [16 empty] | 7.3.1.3 Ignition probability mapping showing the probability of ignition along the electric lines and equipmentWLDFRAggregatedAggregated | WLDFR | HFTD - Distribution - Tier 2 - 5QU CoRE ¦ 3QU LoRE | Non-Red Flag Warning - Catastrophic Fires | Aggregated | Aggregated | 2038 | 7.6996e-08 | 0 | 487.9227 | 3.7568e-05 | 2038 | Mitigation | 0.08575 | 30 | 0 | esc | 0.0012005 | 9.2434e-11 | 0.00060025 | 4.6217e-11 | 0.0015435 | 1.1884e-10
[79 empty] | WLDFR | HFTD - Distribution - Tier 2 - 5QU CoRE ¦ 2QU LoRE | Non-Red Flag Warning - Small Fires | 2042 | 7.0177e-06 | 3.5088e-06 | 9.0227e-06 | 0.091184 | 0.042438 | 0.0018418 | 0.046905 | 0 | 0 | 0 | 0.0058456 |  | 6.399e-07 | 0 | 6.399e-07 | 3.1995e-07 | 0 | 3.1995e-07 | 8.2273e-07 | 0 | 8.2273e-07 | [16 empty] | 7.3.1.3 Ignition probability mapping showing the probability of ignition along the electric lines and equipmentWLDFRAggregatedAggregated | WLDFR | HFTD - Distribution - Tier 2 - 5QU CoRE ¦ 3QU LoRE | Non-Red Flag Warning - Catastrophic Fires | Aggregated | Aggregated | 2039 | 7.6996e-08 | 0 | 487.9227 | 3.7568e-05 | 2039 | Mitigation | 0.08575 | 30 | 0 | esc | 0.0012005 | 9.2434e-11 | 0.00060025 | 4.6217e-11 | 0.0015435 | 1.1884e-10
[79 empty] | WLDFR | HFTD - Distribution - Tier 2 - 5QU CoRE ¦ 2QU LoRE | Non-Red Flag Warning - Small Fires | 2043 | 7.0177e-06 | 3.5088e-06 | 9.0227e-06 | 0.095486 | 0.044306 | 0.0019228 | 0.049257 | 0 | 0 | 0 | 0.0058456 |  | 6.7009e-07 | 0 | 6.7009e-07 | 3.3504e-07 | 0 | 3.3504e-07 | 8.6154e-07 | 0 | 8.6154e-07 | [16 empty] | 7.3.1.3 Ignition probability mapping showing the probability of ignition along the electric lines and equipmentWLDFRAggregatedAggregated | WLDFR | HFTD - Distribution - Tier 2 - 5QU CoRE ¦ 3QU LoRE | Non-Red Flag Warning - Catastrophic Fires | Aggregated | Aggregated | 2040 | 7.6996e-08 | 0 | 487.9227 | 3.7568e-05 | 2040 | Mitigation | 0.08575 | 30 | 0 | esc | 0.0012005 | 9.2434e-11 | 0.00060025 | 4.6217e-11 | 0.0015435 | 1.1884e-10
[79 empty] | WLDFR | HFTD - Distribution - Tier 2 - 5QU CoRE ¦ 2QU LoRE | Non-Red Flag Warning - Small Fires | 2044 | 7.0177e-06 | 3.5088e-06 | 9.0227e-06 | 0.095486 | 0.044306 | 0.0019228 | 0.049257 | 0 | 0 | 0 | 0.0058456 |  | 6.7009e-07 | 0 | 6.7009e-07 | 3.3504e-07 | 0 | 3.3504e-07 | 8.6154e-07 | 0 | 8.6154e-07 | [16 empty] | 7.3.1.3 Ignition probability mapping showing the probability of ignition along the electric lines and equipmentWLDFRAggregatedAggregated | WLDFR | HFTD - Distribution - Tier 2 - 5QU CoRE ¦ 3QU LoRE | Non-Red Flag Warning - Catastrophic Fires | Aggregated | Aggregated | 2041 | 7.6996e-08 | 0 | 487.9227 | 3.7568e-05 | 2041 | Mitigation | 0.08575 | 30 | 0 | esc | 0.0012005 | 9.2434e-11 | 0.00060025 | 4.6217e-11 | 0.0015435 | 1.1884e-10
[79 empty] | WLDFR | HFTD - Distribution - Tier 2 - 5QU CoRE ¦ 2QU LoRE | Non-Red Flag Warning - Small Fires | 2045 | 7.0177e-06 | 3.5088e-06 | 9.0227e-06 | 0.095486 | 0.044306 | 0.0019228 | 0.049257 | 0 | 0 | 0 | 0.0058456 |  | 6.7009e-07 | 0 | 6.7009e-07 | 3.3504e-07 | 0 | 3.3504e-07 | 8.6154e-07 | 0 | 8.6154e-07 | [16 empty] | 7.3.1.3 Ignition probability mapping showing the probability of ignition along the electric lines and equipmentWLDFRAggregatedAggregated | WLDFR | HFTD - Distribution - Tier 2 - 5QU CoRE ¦ 3QU LoRE | Non-Red Flag Warning - Catastrophic Fires | Aggregated | Aggregated | 2042 | 7.6996e-08 | 0 | 487.9227 | 3.7568e-05 | 2042 | Mitigation | 0.08575 | 30 | 0 | esc | 0.0012005 | 9.2434e-11 | 0.00060025 | 4.6217e-11 | 0.0015435 | 1.1884e-10
[79 empty] | WLDFR | HFTD - Distribution - Tier 2 - 5QU CoRE ¦ 2QU LoRE | Non-Red Flag Warning - Small Fires | 2046 | 7.0177e-06 | 3.5088e-06 | 9.0227e-06 | 0.095486 | 0.044306 | 0.0019228 | 0.049257 | 0 | 0 | 0 | 0.0058456 |  | 6.7009e-07 | 0 | 6.7009e-07 | 3.3504e-07 | 0 | 3.3504e-07 | 8.6154e-07 | 0 | 8.6154e-07 | [16 empty] | 7.3.1.3 Ignition probability mapping showing the probability of ignition along the electric lines and equipmentWLDFRAggregatedAggregated | WLDFR | HFTD - Distribution - Tier 2 - 5QU CoRE ¦ 3QU LoRE | Non-Red Flag Warning - Catastrophic Fires | Aggregated | Aggregated | 2043 | 7.6996e-08 | 0 | 487.9227 | 3.7568e-05 | 2043 | Mitigation | 0.08575 | 30 | 0 | esc | 0.0012005 | 9.2434e-11 | 0.00060025 | 4.6217e-11 | 0.0015435 | 1.1884e-10
[79 empty] | WLDFR | HFTD - Distribution - Tier 2 - 5QU CoRE ¦ 2QU LoRE | Non-Red Flag Warning - Small Fires | 2047 | 7.0177e-06 | 3.5088e-06 | 9.0227e-06 | 0.095486 | 0.044306 | 0.0019228 | 0.049257 | 0 | 0 | 0 | 0.0058456 |  | 6.7009e-07 | 0 | 6.7009e-07 | 3.3504e-07 | 0 | 3.3504e-07 | 8.6154e-07 | 0 | 8.6154e-07 | [16 empty] | 7.3.1.3 Ignition probability mapping showing the probability of ignition along the electric lines and equipmentWLDFRAggregatedAggregated | WLDFR | HFTD - Distribution - Tier 2 - 5QU CoRE ¦ 3QU LoRE | Non-Red Flag Warning - Catastrophic Fires | Aggregated | Aggregated | 2044 | 7.6996e-08 | 0 | 487.9227 | 3.7568e-05 | 2044 | Mitigation | 0.08575 | 30 | 0 | esc | 0.0012005 | 9.2434e-11 | 0.00060025 | 4.6217e-11 | 0.0015435 | 1.1884e-10
[79 empty] | WLDFR | HFTD - Distribution - Tier 2 - 5QU CoRE ¦ 2QU LoRE | Non-Red Flag Warning - Small Fires | 2048 | 7.0177e-06 | 3.5088e-06 | 9.0227e-06 | 0.10007 | 0.04626 | 0.0020076 | 0.051804 | 0 | 0 | 0 | 0.0058456 |  | 7.0227e-07 | 0 | 7.0227e-07 | 3.5114e-07 | 0 | 3.5114e-07 | 9.0292e-07 | 0 | 9.0292e-07 | [16 empty] | 7.3.1.3 Ignition probability mapping showing the probability of ignition along the electric lines and equipmentWLDFRAggregatedAggregated | WLDFR | HFTD - Distribution - Tier 2 - 5QU CoRE ¦ 3QU LoRE | Non-Red Flag Warning - Catastrophic Fires | Aggregated | Aggregated | 2045 | 7.6996e-08 | 0 | 487.9227 | 3.7568e-05 | 2045 | Mitigation | 0.08575 | 30 | 0 | esc | 0.0012005 | 9.2434e-11 | 0.00060025 | 4.6217e-11 | 0.0015435 | 1.1884e-10
[79 empty] | WLDFR | HFTD - Distribution - Tier 2 - 5QU CoRE ¦ 2QU LoRE | Non-Red Flag Warning - Small Fires | 2049 | 7.0177e-06 | 3.5088e-06 | 9.0227e-06 | 0.10007 | 0.04626 | 0.0020076 | 0.051804 | 0 | 0 | 0 | 0.0058456 |  | 7.0227e-07 | 0 | 7.0227e-07 | 3.5114e-07 | 0 | 3.5114e-07 | 9.0292e-07 | 0 | 9.0292e-07 | [16 empty] | 7.3.1.3 Ignition probability mapping showing the probability of ignition along the electric lines and equipmentWLDFRAggregatedAggregated | WLDFR | HFTD - Distribution - Tier 2 - 5QU CoRE ¦ 3QU LoRE | Non-Red Flag Warning - Catastrophic Fires | Aggregated | Aggregated | 2046 | 7.6996e-08 | 0 | 487.9227 | 3.7568e-05 | 2046 | Mitigation | 0.08575 | 30 | 0 | esc | 0.0012005 | 9.2434e-11 | 0.00060025 | 4.6217e-11 | 0.0015435 | 1.1884e-10
[79 empty] | WLDFR | HFTD - Distribution - Tier 2 - 5QU CoRE ¦ 2QU LoRE | Non-Red Flag Warning - Small Fires | 2050 | 0 | 3.5088e-06 | 9.0227e-06 | 0.10007 | 0.04626 | 0.0020076 | 0.051804 | 0 | 0 | 0 | 0.0058456 |  | 0 | 0 | 0 | 3.5114e-07 | 0 | 3.5114e-07 | 9.0292e-07 | 0 | 9.0292e-07 | [16 empty] | 7.3.1.3 Ignition probability mapping showing the probability of ignition along the electric lines and equipmentWLDFRAggregatedAggregated | WLDFR | HFTD - Distribution - Tier 2 - 5QU CoRE ¦ 3QU LoRE | Non-Red Flag Warning - Catastrophic Fires | Aggregated | Aggregated | 2047 | 7.6996e-08 | 0 | 487.9227 | 3.7568e-05 | 2047 | Mitigation | 0.08575 | 30 | 0 | esc | 0.0012005 | 9.2434e-11 | 0.00060025 | 4.6217e-11 | 0.0015435 | 1.1884e-10
[79 empty] | WLDFR | HFTD - Distribution - Tier 2 - 5QU CoRE ¦ 2QU LoRE | Non-Red Flag Warning - Small Fires | 2051 | 0 | 0 | 9.0227e-06 | 0.10007 | 0.04626 | 0.0020076 | 0.051804 | 0 | 0 | 0 | 0.0058456 |  | 0 | 0 | 0 | 0 | 0 | 0 | 9.0292e-07 | 0 | 9.0292e-07 | [16 empty] | 7.3.1.3 Ignition probability mapping showing the probability of ignition along the electric lines and equipmentWLDFRAggregatedAggregated | WLDFR | HFTD - Distribution - Tier 2 - 5QU CoRE ¦ 3QU LoRE | Non-Red Flag Warning - Catastrophic Fires | Aggregated | Aggregated | 2048 | 7.6996e-08 | 0 | 487.9227 | 3.7568e-05 | 2048 | Mitigation | 0.08575 | 30 | 0 | esc | 0.0012005 | 9.2434e-11 | 0.00060025 | 4.6217e-11 | 0.0015435 | 1.1884e-10
[79 empty] | WLDFR | HFTD - Distribution - Tier 2 - 5QU CoRE ¦ 2QU LoRE | Red Flag Warning - Catastrophic Fires | 2020 | 2.4726e-09 | 0 | 0 | 14146.1306 | 222.2294 | 8585.7228 | 5338.1784 | 0 | 0 | 0 | 2.0596e-06 |  | 3.4977e-05 | 0 | 3.4977e-05 | 0 | 0 | 0 | 0 | 0 | 0 | [16 empty] | 7.3.1.3 Ignition probability mapping showing the probability of ignition along the electric lines and equipmentWLDFRAggregatedAggregated | WLDFR | HFTD - Distribution - Tier 2 - 5QU CoRE ¦ 3QU LoRE | Non-Red Flag Warning - Catastrophic Fires | Aggregated | Aggregated | 2049 | 7.6996e-08 | 0 | 487.9227 | 3.7568e-05 | 2049 | Mitigation | 0.08575 | 30 | 0 | esc | 0.0012005 | 9.2434e-11 | 0.00060025 | 4.6217e-11 | 0.0015435 | 1.1884e-10
[79 empty] | WLDFR | HFTD - Distribution - Tier 2 - 5QU CoRE ¦ 2QU LoRE | Red Flag Warning - Catastrophic Fires | 2021 | 2.4726e-09 | 1.2363e-09 | 0 | 14146.1306 | 222.2294 | 8585.7228 | 5338.1784 | 0 | 0 | 0 | 2.0596e-06 |  | 3.4977e-05 | 0 | 3.4977e-05 | 1.7489e-05 | 0 | 1.7489e-05 | 0 | 0 | 0 | [16 empty] | 7.3.1.3 Ignition probability mapping showing the probability of ignition along the electric lines and equipmentWLDFRAggregatedAggregated | WLDFR | HFTD - Distribution - Tier 2 - 5QU CoRE ¦ 3QU LoRE | Non-Red Flag Warning - Catastrophic Fires | Aggregated | Aggregated | 2050 | 7.6996e-08 | 0 | 487.9227 | 3.7568e-05 | 2050 | Mitigation | 0.08575 | 30 | 0 | esc | 0 | 0 | 0.00060025 | 4.6217e-11 | 0.0015435 | 1.1884e-10
[79 empty] | WLDFR | HFTD - Distribution - Tier 2 - 5QU CoRE ¦ 2QU LoRE | Red Flag Warning - Catastrophic Fires | 2022 | 2.4726e-09 | 1.2363e-09 | 3.179e-09 | 14146.1306 | 222.2294 | 8585.7228 | 5338.1784 | 0 | 0 | 0 | 2.0596e-06 |  | 3.4977e-05 | 0 | 3.4977e-05 | 1.7489e-05 | 0 | 1.7489e-05 | 4.4971e-05 | 0 | 4.4971e-05 | [16 empty] | 7.3.1.3 Ignition probability mapping showing the probability of ignition along the electric lines and equipmentWLDFRAggregatedAggregated | WLDFR | HFTD - Distribution - Tier 2 - 5QU CoRE ¦ 3QU LoRE | Non-Red Flag Warning - Catastrophic Fires | Aggregated | Aggregated | 2051 | 7.6996e-08 | 0 | 487.9227 | 3.7568e-05 | 2051 | Mitigation | 0.08575 | 30 | 0 | esc | 0 | 0 | 0 | 0 | 0.0015435 | 1.1884e-10
[79 empty] | WLDFR | HFTD - Distribution - Tier 2 - 5QU CoRE ¦ 2QU LoRE | Red Flag Warning - Catastrophic Fires | 2023 | 2.4726e-09 | 1.2363e-09 | 3.179e-09 | 14664.6376 | 233.2301 | 8896.516 | 5534.8915 | 0 | 0 | 0 | 2.0596e-06 |  | 3.6259e-05 | 0 | 3.6259e-05 | 1.813e-05 | 0 | 1.813e-05 | 4.6619e-05 | 0 | 4.6619e-05 | [16 empty] | 7.3.1.3 Ignition probability mapping showing the probability of ignition along the electric lines and equipmentWLDFRAggregatedAggregated | WLDFR | HFTD - Distribution - Tier 2 - 5QU CoRE ¦ 3QU LoRE | Non-Red Flag Warning - Destructive Fires | Aggregated | Aggregated | 2021 | 9.6929e-08 | 0 | 487.9227 | 4.7294e-05 | 2021 | Mitigation | 0.08575 | 30 | 0 | esc | 0.0012005 | 1.1636e-10 | 0.00060025 | 5.8182e-11 | 0 | 0
[79 empty] | WLDFR | HFTD - Distribution - Tier 2 - 5QU CoRE ¦ 2QU LoRE | Red Flag Warning - Catastrophic Fires | 2024 | 2.4726e-09 | 1.2363e-09 | 3.179e-09 | 14664.6376 | 233.2301 | 8896.516 | 5534.8915 | 0 | 0 | 0 | 2.0596e-06 |  | 3.6259e-05 | 0 | 3.6259e-05 | 1.813e-05 | 0 | 1.813e-05 | 4.6619e-05 | 0 | 4.6619e-05 | [16 empty] | 7.3.1.3 Ignition probability mapping showing the probability of ignition along the electric lines and equipmentWLDFRAggregatedAggregated | WLDFR | HFTD - Distribution - Tier 2 - 5QU CoRE ¦ 3QU LoRE | Non-Red Flag Warning - Destructive Fires | Aggregated | Aggregated | 2022 | 9.6929e-08 | 0 | 487.9227 | 4.7294e-05 | 2022 | Mitigation | 0.08575 | 30 | 0 | esc | 0.0012005 | 1.1636e-10 | 0.00060025 | 5.8182e-11 | 0.0015435 | 1.4961e-10
[79 empty] | WLDFR | HFTD - Distribution - Tier 2 - 5QU CoRE ¦ 2QU LoRE | Red Flag Warning - Catastrophic Fires | 2025 | 2.4726e-09 | 1.2363e-09 | 3.179e-09 | 14664.6376 | 233.2301 | 8896.516 | 5534.8915 | 0 | 0 | 0 | 2.0596e-06 |  | 3.6259e-05 | 0 | 3.6259e-05 | 1.813e-05 | 0 | 1.813e-05 | 4.6619e-05 | 0 | 4.6619e-05 | [16 empty] | 7.3.1.3 Ignition probability mapping showing the probability of ignition along the electric lines and equipmentWLDFRAggregatedAggregated | WLDFR | HFTD - Distribution - Tier 2 - 5QU CoRE ¦ 3QU LoRE | Non-Red Flag Warning - Destructive Fires | Aggregated | Aggregated | 2023 | 9.6929e-08 | 0 | 487.9227 | 4.7294e-05 | 2023 | Mitigation | 0.08575 | 30 | 0 | esc | 0.0012005 | 1.1636e-10 | 0.00060025 | 5.8182e-11 | 0.0015435 | 1.4961e-10
[79 empty] | WLDFR | HFTD - Distribution - Tier 2 - 5QU CoRE ¦ 2QU LoRE | Red Flag Warning - Catastrophic Fires | 2026 | 2.4726e-09 | 1.2363e-09 | 3.179e-09 | 14664.6376 | 233.2301 | 8896.516 | 5534.8915 | 0 | 0 | 0 | 2.0596e-06 |  | 3.6259e-05 | 0 | 3.6259e-05 | 1.813e-05 | 0 | 1.813e-05 | 4.6619e-05 | 0 | 4.6619e-05 | [16 empty] | 7.3.1.3 Ignition probability mapping showing the probability of ignition along the electric lines and equipmentWLDFRAggregatedAggregated | WLDFR | HFTD - Distribution - Tier 2 - 5QU CoRE ¦ 3QU LoRE | Non-Red Flag Warning - Destructive Fires | Aggregated | Aggregated | 2024 | 9.6929e-08 | 0 | 487.9227 | 4.7294e-05 | 2024 | Mitigation | 0.08575 | 30 | 0 | esc | 0.0012005 | 1.1636e-10 | 0.00060025 | 5.8182e-11 | 0.0015435 | 1.4961e-10
[79 empty] | WLDFR | HFTD - Distribution - Tier 2 - 5QU CoRE ¦ 2QU LoRE | Red Flag Warning - Catastrophic Fires | 2027 | 2.4726e-09 | 1.2363e-09 | 3.179e-09 | 14664.6376 | 233.2301 | 8896.516 | 5534.8915 | 0 | 0 | 0 | 2.0596e-06 |  | 3.6259e-05 | 0 | 3.6259e-05 | 1.813e-05 | 0 | 1.813e-05 | 4.6619e-05 | 0 | 4.6619e-05 | [16 empty] | 7.3.1.3 Ignition probability mapping showing the probability of ignition along the electric lines and equipmentWLDFRAggregatedAggregated | WLDFR | HFTD - Distribution - Tier 2 - 5QU CoRE ¦ 3QU LoRE | Non-Red Flag Warning - Destructive Fires | Aggregated | Aggregated | 2025 | 9.6929e-08 | 0 | 487.9227 | 4.7294e-05 | 2025 | Mitigation | 0.08575 | 30 | 0 | esc | 0.0012005 | 1.1636e-10 | 0.00060025 | 5.8182e-11 | 0.0015435 | 1.4961e-10
[79 empty] | WLDFR | HFTD - Distribution - Tier 2 - 5QU CoRE ¦ 2QU LoRE | Red Flag Warning - Catastrophic Fires | 2028 | 2.4726e-09 | 1.2363e-09 | 3.179e-09 | 15317.9909 | 247.273 | 9287.6491 | 5783.0689 | 0 | 0 | 0 | 2.0596e-06 |  | 3.7875e-05 | 0 | 3.7875e-05 | 1.8937e-05 | 0 | 1.8937e-05 | 4.8696e-05 | 0 | 4.8696e-05 | [16 empty] | 7.3.1.3 Ignition probability mapping showing the probability of ignition along the electric lines and equipmentWLDFRAggregatedAggregated | WLDFR | HFTD - Distribution - Tier 2 - 5QU CoRE ¦ 3QU LoRE | Non-Red Flag Warning - Destructive Fires | Aggregated | Aggregated | 2026 | 9.6929e-08 | 0 | 487.9227 | 4.7294e-05 | 2026 | Mitigation | 0.08575 | 30 | 0 | esc | 0.0012005 | 1.1636e-10 | 0.00060025 | 5.8182e-11 | 0.0015435 | 1.4961e-10
[79 empty] | WLDFR | HFTD - Distribution - Tier 2 - 5QU CoRE ¦ 2QU LoRE | Red Flag Warning - Catastrophic Fires | 2029 | 2.4726e-09 | 1.2363e-09 | 3.179e-09 | 15317.9909 | 247.273 | 9287.6491 | 5783.0689 | 0 | 0 | 0 | 2.0596e-06 |  | 3.7875e-05 | 0 | 3.7875e-05 | 1.8937e-05 | 0 | 1.8937e-05 | 4.8696e-05 | 0 | 4.8696e-05 | [16 empty] | 7.3.1.3 Ignition probability mapping showing the probability of ignition along the electric lines and equipmentWLDFRAggregatedAggregated | WLDFR | HFTD - Distribution - Tier 2 - 5QU CoRE ¦ 3QU LoRE | Non-Red Flag Warning - Destructive Fires | Aggregated | Aggregated | 2027 | 9.6929e-08 | 0 | 487.9227 | 4.7294e-05 | 2027 | Mitigation | 0.08575 | 30 | 0 | esc | 0.0012005 | 1.1636e-10 | 0.00060025 | 5.8182e-11 | 0.0015435 | 1.4961e-10
[79 empty] | WLDFR | HFTD - Distribution - Tier 2 - 5QU CoRE ¦ 2QU LoRE | Red Flag Warning - Catastrophic Fires | 2030 | 2.4726e-09 | 1.2363e-09 | 3.179e-09 | 15317.9909 | 247.273 | 9287.6491 | 5783.0689 | 0 | 0 | 0 | 2.0596e-06 |  | 3.7875e-05 | 0 | 3.7875e-05 | 1.8937e-05 | 0 | 1.8937e-05 | 4.8696e-05 | 0 | 4.8696e-05 | [16 empty] | 7.3.1.3 Ignition probability mapping showing the probability of ignition along the electric lines and equipmentWLDFRAggregatedAggregated | WLDFR | HFTD - Distribution - Tier 2 - 5QU CoRE ¦ 3QU LoRE | Non-Red Flag Warning - Destructive Fires | Aggregated | Aggregated | 2028 | 9.6929e-08 | 0 | 487.9227 | 4.7294e-05 | 2028 | Mitigation | 0.08575 | 30 | 0 | esc | 0.0012005 | 1.1636e-10 | 0.00060025 | 5.8182e-11 | 0.0015435 | 1.4961e-10
[79 empty] | WLDFR | HFTD - Distribution - Tier 2 - 5QU CoRE ¦ 2QU LoRE | Red Flag Warning - Catastrophic Fires | 2031 | 2.4726e-09 | 1.2363e-09 | 3.179e-09 | 15317.9909 | 247.273 | 9287.6491 | 5783.0689 | 0 | 0 | 0 | 2.0596e-06 |  | 3.7875e-05 | 0 | 3.7875e-05 | 1.8937e-05 | 0 | 1.8937e-05 | 4.8696e-05 | 0 | 4.8696e-05 | [16 empty] | 7.3.1.3 Ignition probability mapping showing the probability of ignition along the electric lines and equipmentWLDFRAggregatedAggregated | WLDFR | HFTD - Distribution - Tier 2 - 5QU CoRE ¦ 3QU LoRE | Non-Red Flag Warning - Destructive Fires | Aggregated | Aggregated | 2029 | 9.6929e-08 | 0 | 487.9227 | 4.7294e-05 | 2029 | Mitigation | 0.08575 | 30 | 0 | esc | 0.0012005 | 1.1636e-10 | 0.00060025 | 5.8182e-11 | 0.0015435 | 1.4961e-10
[79 empty] | WLDFR | HFTD - Distribution - Tier 2 - 5QU CoRE ¦ 2QU LoRE | Red Flag Warning - Catastrophic Fires | 2032 | 2.4726e-09 | 1.2363e-09 | 3.179e-09 | 15317.9909 | 247.273 | 9287.6491 | 5783.0689 | 0 | 0 | 0 | 2.0596e-06 |  | 3.7875e-05 | 0 | 3.7875e-05 | 1.8937e-05 | 0 | 1.8937e-05 | 4.8696e-05 | 0 | 4.8696e-05 | [16 empty] | 7.3.1.3 Ignition probability mapping showing the probability of ignition along the electric lines and equipmentWLDFRAggregatedAggregated | WLDFR | HFTD - Distribution - Tier 2 - 5QU CoRE ¦ 3QU LoRE | Non-Red Flag Warning - Destructive Fires | Aggregated | Aggregated | 2030 | 9.6929e-08 | 0 | 487.9227 | 4.7294e-05 | 2030 | Mitigation | 0.08575 | 30 | 0 | esc | 0.0012005 | 1.1636e-10 | 0.00060025 | 5.8182e-11 | 0.0015435 | 1.4961e-10
[79 empty] | WLDFR | HFTD - Distribution - Tier 2 - 5QU CoRE ¦ 2QU LoRE | Red Flag Warning - Catastrophic Fires | 2033 | 2.4726e-09 | 1.2363e-09 | 3.179e-09 | 16044.1264 | 263.1074 | 9721.74 | 6059.2791 | 0 | 0 | 0 | 2.0596e-06 |  | 3.967e-05 | 0 | 3.967e-05 | 1.9835e-05 | 0 | 1.9835e-05 | 5.1005e-05 | 0 | 5.1005e-05 | [16 empty] | 7.3.1.3 Ignition probability mapping showing the probability of ignition along the electric lines and equipmentWLDFRAggregatedAggregated | WLDFR | HFTD - Distribution - Tier 2 - 5QU CoRE ¦ 3QU LoRE | Non-Red Flag Warning - Destructive Fires | Aggregated | Aggregated | 2031 | 9.6929e-08 | 0 | 487.9227 | 4.7294e-05 | 2031 | Mitigation | 0.08575 | 30 | 0 | esc | 0.0012005 | 1.1636e-10 | 0.00060025 | 5.8182e-11 | 0.0015435 | 1.4961e-10
[79 empty] | WLDFR | HFTD - Distribution - Tier 2 - 5QU CoRE ¦ 2QU LoRE | Red Flag Warning - Catastrophic Fires | 2034 | 2.4726e-09 | 1.2363e-09 | 3.179e-09 | 16044.1264 | 263.1074 | 9721.74 | 6059.2791 | 0 | 0 | 0 | 2.0596e-06 |  | 3.967e-05 | 0 | 3.967e-05 | 1.9835e-05 | 0 | 1.9835e-05 | 5.1005e-05 | 0 | 5.1005e-05 | [16 empty] | 7.3.1.3 Ignition probability mapping showing the probability of ignition along the electric lines and equipmentWLDFRAggregatedAggregated | WLDFR | HFTD - Distribution - Tier 2 - 5QU CoRE ¦ 3QU LoRE | Non-Red Flag Warning - Destructive Fires | Aggregated | Aggregated | 2032 | 9.6929e-08 | 0 | 487.9227 | 4.7294e-05 | 2032 | Mitigation | 0.08575 | 30 | 0 | esc | 0.0012005 | 1.1636e-10 | 0.00060025 | 5.8182e-11 | 0.0015435 | 1.4961e-10
[79 empty] | WLDFR | HFTD - Distribution - Tier 2 - 5QU CoRE ¦ 2QU LoRE | Red Flag Warning - Catastrophic Fires | 2035 | 2.4726e-09 | 1.2363e-09 | 3.179e-09 | 16044.1264 | 263.1074 | 9721.74 | 6059.2791 | 0 | 0 | 0 | 2.0596e-06 |  | 3.967e-05 | 0 | 3.967e-05 | 1.9835e-05 | 0 | 1.9835e-05 | 5.1005e-05 | 0 | 5.1005e-05 | [16 empty] | 7.3.1.3 Ignition probability mapping showing the probability of ignition along the electric lines and equipmentWLDFRAggregatedAggregated | WLDFR | HFTD - Distribution - Tier 2 - 5QU CoRE ¦ 3QU LoRE | Non-Red Flag Warning - Destructive Fires | Aggregated | Aggregated | 2033 | 9.6929e-08 | 0 | 487.9227 | 4.7294e-05 | 2033 | Mitigation | 0.08575 | 30 | 0 | esc | 0.0012005 | 1.1636e-10 | 0.00060025 | 5.8182e-11 | 0.0015435 | 1.4961e-10
[79 empty] | WLDFR | HFTD - Distribution - Tier 2 - 5QU CoRE ¦ 2QU LoRE | Red Flag Warning - Catastrophic Fires | 2036 | 2.4726e-09 | 1.2363e-09 | 3.179e-09 | 16044.1264 | 263.1074 | 9721.74 | 6059.2791 | 0 | 0 | 0 | 2.0596e-06 |  | 3.967e-05 | 0 | 3.967e-05 | 1.9835e-05 | 0 | 1.9835e-05 | 5.1005e-05 | 0 | 5.1005e-05 | [16 empty] | 7.3.1.3 Ignition probability mapping showing the probability of ignition along the electric lines and equipmentWLDFRAggregatedAggregated | WLDFR | HFTD - Distribution - Tier 2 - 5QU CoRE ¦ 3QU LoRE | Non-Red Flag Warning - Destructive Fires | Aggregated | Aggregated | 2034 | 9.6929e-08 | 0 | 487.9227 | 4.7294e-05 | 2034 | Mitigation | 0.08575 | 30 | 0 | esc | 0.0012005 | 1.1636e-10 | 0.00060025 | 5.8182e-11 | 0.0015435 | 1.4961e-10
[79 empty] | WLDFR | HFTD - Distribution - Tier 2 - 5QU CoRE ¦ 2QU LoRE | Red Flag Warning - Catastrophic Fires | 2037 | 2.4726e-09 | 1.2363e-09 | 3.179e-09 | 16044.1264 | 263.1074 | 9721.74 | 6059.2791 | 0 | 0 | 0 | 2.0596e-06 |  | 3.967e-05 | 0 | 3.967e-05 | 1.9835e-05 | 0 | 1.9835e-05 | 5.1005e-05 | 0 | 5.1005e-05 | [16 empty] | 7.3.1.3 Ignition probability mapping showing the probability of ignition along the electric lines and equipmentWLDFRAggregatedAggregated | WLDFR | HFTD - Distribution - Tier 2 - 5QU CoRE ¦ 3QU LoRE | Non-Red Flag Warning - Destructive Fires | Aggregated | Aggregated | 2035 | 9.6929e-08 | 0 | 487.9227 | 4.7294e-05 | 2035 | Mitigation | 0.08575 | 30 | 0 | esc | 0.0012005 | 1.1636e-10 | 0.00060025 | 5.8182e-11 | 0.0015435 | 1.4961e-10
[79 empty] | WLDFR | HFTD - Distribution - Tier 2 - 5QU CoRE ¦ 2QU LoRE | Red Flag Warning - Catastrophic Fires | 2038 | 2.4726e-09 | 1.2363e-09 | 3.179e-09 | 16832.3912 | 280.5544 | 10192.2718 | 6359.5651 | 0 | 0 | 0 | 2.0596e-06 |  | 4.1619e-05 | 0 | 4.1619e-05 | 2.081e-05 | 0 | 2.081e-05 | 5.3511e-05 | 0 | 5.3511e-05 | [16 empty] | 7.3.1.3 Ignition probability mapping showing the probability of ignition along the electric lines and equipmentWLDFRAggregatedAggregated | WLDFR | HFTD - Distribution - Tier 2 - 5QU CoRE ¦ 3QU LoRE | Non-Red Flag Warning - Destructive Fires | Aggregated | Aggregated | 2036 | 9.6929e-08 | 0 | 487.9227 | 4.7294e-05 | 2036 | Mitigation | 0.08575 | 30 | 0 | esc | 0.0012005 | 1.1636e-10 | 0.00060025 | 5.8182e-11 | 0.0015435 | 1.4961e-10
[79 empty] | WLDFR | HFTD - Distribution - Tier 2 - 5QU CoRE ¦ 2QU LoRE | Red Flag Warning - Catastrophic Fires | 2039 | 2.4726e-09 | 1.2363e-09 | 3.179e-09 | 16832.3912 | 280.5544 | 10192.2718 | 6359.5651 | 0 | 0 | 0 | 2.0596e-06 |  | 4.1619e-05 | 0 | 4.1619e-05 | 2.081e-05 | 0 | 2.081e-05 | 5.3511e-05 | 0 | 5.3511e-05 | [16 empty] | 7.3.1.3 Ignition probability mapping showing the probability of ignition along the electric lines and equipmentWLDFRAggregatedAggregated | WLDFR | HFTD - Distribution - Tier 2 - 5QU CoRE ¦ 3QU LoRE | Non-Red Flag Warning - Destructive Fires | Aggregated | Aggregated | 2037 | 9.6929e-08 | 0 | 487.9227 | 4.7294e-05 | 2037 | Mitigation | 0.08575 | 30 | 0 | esc | 0.0012005 | 1.1636e-10 | 0.00060025 | 5.8182e-11 | 0.0015435 | 1.4961e-10
[79 empty] | WLDFR | HFTD - Distribution - Tier 2 - 5QU CoRE ¦ 2QU LoRE | Red Flag Warning - Catastrophic Fires | 2040 | 2.4726e-09 | 1.2363e-09 | 3.179e-09 | 16832.3912 | 280.5544 | 10192.2718 | 6359.5651 | 0 | 0 | 0 | 2.0596e-06 |  | 4.1619e-05 | 0 | 4.1619e-05 | 2.081e-05 | 0 | 2.081e-05 | 5.3511e-05 | 0 | 5.3511e-05 | [16 empty] | 7.3.1.3 Ignition probability mapping showing the probability of ignition along the electric lines and equipmentWLDFRAggregatedAggregated | WLDFR | HFTD - Distribution - Tier 2 - 5QU CoRE ¦ 3QU LoRE | Non-Red Flag Warning - Destructive Fires | Aggregated | Aggregated | 2038 | 9.6929e-08 | 0 | 487.9227 | 4.7294e-05 | 2038 | Mitigation | 0.08575 | 30 | 0 | esc | 0.0012005 | 1.1636e-10 | 0.00060025 | 5.8182e-11 | 0.0015435 | 1.4961e-10
[79 empty] | WLDFR | HFTD - Distribution - Tier 2 - 5QU CoRE ¦ 2QU LoRE | Red Flag Warning - Catastrophic Fires | 2041 | 2.4726e-09 | 1.2363e-09 | 3.179e-09 | 16832.3912 | 280.5544 | 10192.2718 | 6359.5651 | 0 | 0 | 0 | 2.0596e-06 |  | 4.1619e-05 | 0 | 4.1619e-05 | 2.081e-05 | 0 | 2.081e-05 | 5.3511e-05 | 0 | 5.3511e-05 | [16 empty] | 7.3.1.3 Ignition probability mapping showing the probability of ignition along the electric lines and equipmentWLDFRAggregatedAggregated | WLDFR | HFTD - Distribution - Tier 2 - 5QU CoRE ¦ 3QU LoRE | Non-Red Flag Warning - Destructive Fires | Aggregated | Aggregated | 2039 | 9.6929e-08 | 0 | 487.9227 | 4.7294e-05 | 2039 | Mitigation | 0.08575 | 30 | 0 | esc | 0.0012005 | 1.1636e-10 | 0.00060025 | 5.8182e-11 | 0.0015435 | 1.4961e-10
[79 empty] | WLDFR | HFTD - Distribution - Tier 2 - 5QU CoRE ¦ 2QU LoRE | Red Flag Warning - Catastrophic Fires | 2042 | 2.4726e-09 | 1.2363e-09 | 3.179e-09 | 16832.3912 | 280.5544 | 10192.2718 | 6359.5651 | 0 | 0 | 0 | 2.0596e-06 |  | 4.1619e-05 | 0 | 4.1619e-05 | 2.081e-05 | 0 | 2.081e-05 | 5.3511e-05 | 0 | 5.3511e-05 | [16 empty] | 7.3.1.3 Ignition probability mapping showing the probability of ignition along the electric lines and equipmentWLDFRAggregatedAggregated | WLDFR | HFTD - Distribution - Tier 2 - 5QU CoRE ¦ 3QU LoRE | Non-Red Flag Warning - Destructive Fires | Aggregated | Aggregated | 2040 | 9.6929e-08 | 0 | 487.9227 | 4.7294e-05 | 2040 | Mitigation | 0.08575 | 30 | 0 | esc | 0.0012005 | 1.1636e-10 | 0.00060025 | 5.8182e-11 | 0.0015435 | 1.4961e-10
[79 empty] | WLDFR | HFTD - Distribution - Tier 2 - 5QU CoRE ¦ 2QU LoRE | Red Flag Warning - Catastrophic Fires | 2043 | 2.4726e-09 | 1.2363e-09 | 3.179e-09 | 17672.0852 | 299.42 | 10692.7362 | 6679.929 | 0 | 0 | 0 | 2.0596e-06 |  | 4.3696e-05 | 0 | 4.3696e-05 | 2.1848e-05 | 0 | 2.1848e-05 | 5.618e-05 | 0 | 5.618e-05 | [16 empty] | 7.3.1.3 Ignition probability mapping showing the probability of ignition along the electric lines and equipmentWLDFRAggregatedAggregated | WLDFR | HFTD - Distribution - Tier 2 - 5QU CoRE ¦ 3QU LoRE | Non-Red Flag Warning - Destructive Fires | Aggregated | Aggregated | 2041 | 9.6929e-08 | 0 | 487.9227 | 4.7294e-05 | 2041 | Mitigation | 0.08575 | 30 | 0 | esc | 0.0012005 | 1.1636e-10 | 0.00060025 | 5.8182e-11 | 0.0015435 | 1.4961e-10
[79 empty] | WLDFR | HFTD - Distribution - Tier 2 - 5QU CoRE ¦ 2QU LoRE | Red Flag Warning - Catastrophic Fires | 2044 | 2.4726e-09 | 1.2363e-09 | 3.179e-09 | 17672.0852 | 299.42 | 10692.7362 | 6679.929 | 0 | 0 | 0 | 2.0596e-06 |  | 4.3696e-05 | 0 | 4.3696e-05 | 2.1848e-05 | 0 | 2.1848e-05 | 5.618e-05 | 0 | 5.618e-05 | [16 empty] | 7.3.1.3 Ignition probability mapping showing the probability of ignition along the electric lines and equipmentWLDFRAggregatedAggregated | WLDFR | HFTD - Distribution - Tier 2 - 5QU CoRE ¦ 3QU LoRE | Non-Red Flag Warning - Destructive Fires | Aggregated | Aggregated | 2042 | 9.6929e-08 | 0 | 487.9227 | 4.7294e-05 | 2042 | Mitigation | 0.08575 | 30 | 0 | esc | 0.0012005 | 1.1636e-10 | 0.00060025 | 5.8182e-11 | 0.0015435 | 1.4961e-10
[79 empty] | WLDFR | HFTD - Distribution - Tier 2 - 5QU CoRE ¦ 2QU LoRE | Red Flag Warning - Catastrophic Fires | 2045 | 2.4726e-09 | 1.2363e-09 | 3.179e-09 | 17672.0852 | 299.42 | 10692.7362 | 6679.929 | 0 | 0 | 0 | 2.0596e-06 |  | 4.3696e-05 | 0 | 4.3696e-05 | 2.1848e-05 | 0 | 2.1848e-05 | 5.618e-05 | 0 | 5.618e-05 | [16 empty] | 7.3.1.3 Ignition probability mapping showing the probability of ignition along the electric lines and equipmentWLDFRAggregatedAggregated | WLDFR | HFTD - Distribution - Tier 2 - 5QU CoRE ¦ 3QU LoRE | Non-Red Flag Warning - Destructive Fires | Aggregated | Aggregated | 2043 | 9.6929e-08 | 0 | 487.9227 | 4.7294e-05 | 2043 | Mitigation | 0.08575 | 30 | 0 | esc | 0.0012005 | 1.1636e-10 | 0.00060025 | 5.8182e-11 | 0.0015435 | 1.4961e-10
[79 empty] | WLDFR | HFTD - Distribution - Tier 2 - 5QU CoRE ¦ 2QU LoRE | Red Flag Warning - Catastrophic Fires | 2046 | 2.4726e-09 | 1.2363e-09 | 3.179e-09 | 17672.0852 | 299.42 | 10692.7362 | 6679.929 | 0 | 0 | 0 | 2.0596e-06 |  | 4.3696e-05 | 0 | 4.3696e-05 | 2.1848e-05 | 0 | 2.1848e-05 | 5.618e-05 | 0 | 5.618e-05 | [16 empty] | 7.3.1.3 Ignition probability mapping showing the probability of ignition along the electric lines and equipmentWLDFRAggregatedAggregated | WLDFR | HFTD - Distribution - Tier 2 - 5QU CoRE ¦ 3QU LoRE | Non-Red Flag Warning - Destructive Fires | Aggregated | Aggregated | 2044 | 9.6929e-08 | 0 | 487.9227 | 4.7294e-05 | 2044 | Mitigation | 0.08575 | 30 | 0 | esc | 0.0012005 | 1.1636e-10 | 0.00060025 | 5.8182e-11 | 0.0015435 | 1.4961e-10
[79 empty] | WLDFR | HFTD - Distribution - Tier 2 - 5QU CoRE ¦ 2QU LoRE | Red Flag Warning - Catastrophic Fires | 2047 | 2.4726e-09 | 1.2363e-09 | 3.179e-09 | 17672.0852 | 299.42 | 10692.7362 | 6679.929 | 0 | 0 | 0 | 2.0596e-06 |  | 4.3696e-05 | 0 | 4.3696e-05 | 2.1848e-05 | 0 | 2.1848e-05 | 5.618e-05 | 0 | 5.618e-05 | [16 empty] | 7.3.1.3 Ignition probability mapping showing the probability of ignition along the electric lines and equipmentWLDFRAggregatedAggregated | WLDFR | HFTD - Distribution - Tier 2 - 5QU CoRE ¦ 3QU LoRE | Non-Red Flag Warning - Destructive Fires | Aggregated | Aggregated | 2045 | 9.6929e-08 | 0 | 487.9227 | 4.7294e-05 | 2045 | Mitigation | 0.08575 | 30 | 0 | esc | 0.0012005 | 1.1636e-10 | 0.00060025 | 5.8182e-11 | 0.0015435 | 1.4961e-10
[79 empty] | WLDFR | HFTD - Distribution - Tier 2 - 5QU CoRE ¦ 2QU LoRE | Red Flag Warning - Catastrophic Fires | 2048 | 2.4726e-09 | 1.2363e-09 | 3.179e-09 | 18552.3348 | 319.4911 | 11216.5626 | 7016.281 | 0 | 0 | 0 | 2.0596e-06 |  | 4.5872e-05 | 0 | 4.5872e-05 | 2.2936e-05 | 0 | 2.2936e-05 | 5.8978e-05 | 0 | 5.8978e-05 | [16 empty] | 7.3.1.3 Ignition probability mapping showing the probability of ignition along the electric lines and equipmentWLDFRAggregatedAggregated | WLDFR | HFTD - Distribution - Tier 2 - 5QU CoRE ¦ 3QU LoRE | Non-Red Flag Warning - Destructive Fires | Aggregated | Aggregated | 2046 | 9.6929e-08 | 0 | 487.9227 | 4.7294e-05 | 2046 | Mitigation | 0.08575 | 30 | 0 | esc | 0.0012005 | 1.1636e-10 | 0.00060025 | 5.8182e-11 | 0.0015435 | 1.4961e-10
[79 empty] | WLDFR | HFTD - Distribution - Tier 2 - 5QU CoRE ¦ 2QU LoRE | Red Flag Warning - Catastrophic Fires | 2049 | 2.4726e-09 | 1.2363e-09 | 3.179e-09 | 18552.3348 | 319.4911 | 11216.5626 | 7016.281 | 0 | 0 | 0 | 2.0596e-06 |  | 4.5872e-05 | 0 | 4.5872e-05 | 2.2936e-05 | 0 | 2.2936e-05 | 5.8978e-05 | 0 | 5.8978e-05 | [16 empty] | 7.3.1.3 Ignition probability mapping showing the probability of ignition along the electric lines and equipmentWLDFRAggregatedAggregated | WLDFR | HFTD - Distribution - Tier 2 - 5QU CoRE ¦ 3QU LoRE | Non-Red Flag Warning - Destructive Fires | Aggregated | Aggregated | 2047 | 9.6929e-08 | 0 | 487.9227 | 4.7294e-05 | 2047 | Mitigation | 0.08575 | 30 | 0 | esc | 0.0012005 | 1.1636e-10 | 0.00060025 | 5.8182e-11 | 0.0015435 | 1.4961e-10
[79 empty] | WLDFR | HFTD - Distribution - Tier 2 - 5QU CoRE ¦ 2QU LoRE | Red Flag Warning - Catastrophic Fires | 2050 | 0 | 1.2363e-09 | 3.179e-09 | 18552.3348 | 319.4911 | 11216.5626 | 7016.281 | 0 | 0 | 0 | 2.0596e-06 |  | 0 | 0 | 0 | 2.2936e-05 | 0 | 2.2936e-05 | 5.8978e-05 | 0 | 5.8978e-05 | [16 empty] | 7.3.1.3 Ignition probability mapping showing the probability of ignition along the electric lines and equipmentWLDFRAggregatedAggregated | WLDFR | HFTD - Distribution - Tier 2 - 5QU CoRE ¦ 3QU LoRE | Non-Red Flag Warning - Destructive Fires | Aggregated | Aggregated | 2048 | 9.6929e-08 | 0 | 487.9227 | 4.7294e-05 | 2048 | Mitigation | 0.08575 | 30 | 0 | esc | 0.0012005 | 1.1636e-10 | 0.00060025 | 5.8182e-11 | 0.0015435 | 1.4961e-10
[79 empty] | WLDFR | HFTD - Distribution - Tier 2 - 5QU CoRE ¦ 2QU LoRE | Red Flag Warning - Catastrophic Fires | 2051 | 0 | 0 | 3.179e-09 | 18552.3348 | 319.4911 | 11216.5626 | 7016.281 | 0 | 0 | 0 | 2.0596e-06 |  | 0 | 0 | 0 | 0 | 0 | 0 | 5.8978e-05 | 0 | 5.8978e-05 | [16 empty] | 7.3.1.3 Ignition probability mapping showing the probability of ignition along the electric lines and equipmentWLDFRAggregatedAggregated | WLDFR | HFTD - Distribution - Tier 2 - 5QU CoRE ¦ 3QU LoRE | Non-Red Flag Warning - Destructive Fires | Aggregated | Aggregated | 2049 | 9.6929e-08 | 0 | 487.9227 | 4.7294e-05 | 2049 | Mitigation | 0.08575 | 30 | 0 | esc | 0.0012005 | 1.1636e-10 | 0.00060025 | 5.8182e-11 | 0.0015435 | 1.4961e-10
[79 empty] | WLDFR | HFTD - Distribution - Tier 2 - 5QU CoRE ¦ 2QU LoRE | Red Flag Warning - Destructive Fires | 2020 | 4.3225e-10 | 0 | 0 | 8807.9522 | 222.2294 | 8585.7228 | 0 | 0 | 0 | 0 | 3.6006e-07 |  | 3.8072e-06 | 0 | 3.8072e-06 | 0 | 0 | 0 | 0 | 0 | 0 | [16 empty] | 7.3.1.3 Ignition probability mapping showing the probability of ignition along the electric lines and equipmentWLDFRAggregatedAggregated | WLDFR | HFTD - Distribution - Tier 2 - 5QU CoRE ¦ 3QU LoRE | Non-Red Flag Warning - Destructive Fires | Aggregated | Aggregated | 2050 | 9.6929e-08 | 0 | 487.9227 | 4.7294e-05 | 2050 | Mitigation | 0.08575 | 30 | 0 | esc | 0 | 0 | 0.00060025 | 5.8182e-11 | 0.0015435 | 1.4961e-10
[79 empty] | WLDFR | HFTD - Distribution - Tier 2 - 5QU CoRE ¦ 2QU LoRE | Red Flag Warning - Destructive Fires | 2021 | 4.3225e-10 | 2.1612e-10 | 0 | 8807.9522 | 222.2294 | 8585.7228 | 0 | 0 | 0 | 0 | 3.6006e-07 |  | 3.8072e-06 | 0 | 3.8072e-06 | 1.9036e-06 | 0 | 1.9036e-06 | 0 | 0 | 0 | [16 empty] | 7.3.1.3 Ignition probability mapping showing the probability of ignition along the electric lines and equipmentWLDFRAggregatedAggregated | WLDFR | HFTD - Distribution - Tier 2 - 5QU CoRE ¦ 3QU LoRE | Non-Red Flag Warning - Destructive Fires | Aggregated | Aggregated | 2051 | 9.6929e-08 | 0 | 487.9227 | 4.7294e-05 | 2051 | Mitigation | 0.08575 | 30 | 0 | esc | 0 | 0 | 0 | 0 | 0.0015435 | 1.4961e-10
[79 empty] | WLDFR | HFTD - Distribution - Tier 2 - 5QU CoRE ¦ 2QU LoRE | Red Flag Warning - Destructive Fires | 2022 | 4.3225e-10 | 2.1612e-10 | 5.5575e-10 | 8807.9522 | 222.2294 | 8585.7228 | 0 | 0 | 0 | 0 | 3.6006e-07 |  | 3.8072e-06 | 0 | 3.8072e-06 | 1.9036e-06 | 0 | 1.9036e-06 | 4.895e-06 | 0 | 4.895e-06 | [16 empty] | 7.3.1.3 Ignition probability mapping showing the probability of ignition along the electric lines and equipmentWLDFRAggregatedAggregated | WLDFR | HFTD - Distribution - Tier 2 - 5QU CoRE ¦ 3QU LoRE | Non-Red Flag Warning - Large Fires | Aggregated | Aggregated | 2021 | 1.1721e-05 | 0 | 487.9227 | 0.0057187 | 2021 | Mitigation | 0.08575 | 30 | 0 | esc | 0.0012005 | 1.4071e-08 | 0.00060025 | 7.0353e-09 | 0 | 0
[79 empty] | WLDFR | HFTD - Distribution - Tier 2 - 5QU CoRE ¦ 2QU LoRE | Red Flag Warning - Destructive Fires | 2023 | 4.3225e-10 | 2.1612e-10 | 5.5575e-10 | 9129.7461 | 233.2301 | 8896.516 | 0 | 0 | 0 | 0 | 3.6006e-07 |  | 3.9463e-06 | 0 | 3.9463e-06 | 1.9732e-06 | 0 | 1.9732e-06 | 5.0738e-06 | 0 | 5.0738e-06 | [16 empty] | 7.3.1.3 Ignition probability mapping showing the probability of ignition along the electric lines and equipmentWLDFRAggregatedAggregated | WLDFR | HFTD - Distribution - Tier 2 - 5QU CoRE ¦ 3QU LoRE | Non-Red Flag Warning - Large Fires | Aggregated | Aggregated | 2022 | 1.1721e-05 | 0 | 487.9227 | 0.0057187 | 2022 | Mitigation | 0.08575 | 30 | 0 | esc | 0.0012005 | 1.4071e-08 | 0.00060025 | 7.0353e-09 | 0.0015435 | 1.8091e-08
[79 empty] | WLDFR | HFTD - Distribution - Tier 2 - 5QU CoRE ¦ 2QU LoRE | Red Flag Warning - Destructive Fires | 2024 | 4.3225e-10 | 2.1612e-10 | 5.5575e-10 | 9129.7461 | 233.2301 | 8896.516 | 0 | 0 | 0 | 0 | 3.6006e-07 |  | 3.9463e-06 | 0 | 3.9463e-06 | 1.9732e-06 | 0 | 1.9732e-06 | 5.0738e-06 | 0 | 5.0738e-06 | [16 empty] | 7.3.1.3 Ignition probability mapping showing the probability of ignition along the electric lines and equipmentWLDFRAggregatedAggregated | WLDFR | HFTD - Distribution - Tier 2 - 5QU CoRE ¦ 3QU LoRE | Non-Red Flag Warning - Large Fires | Aggregated | Aggregated | 2023 | 1.1721e-05 | 0 | 487.9227 | 0.0057187 | 2023 | Mitigation | 0.08575 | 30 | 0 | esc | 0.0012005 | 1.4071e-08 | 0.00060025 | 7.0353e-09 | 0.0015435 | 1.8091e-08
[79 empty] | WLDFR | HFTD - Distribution - Tier 2 - 5QU CoRE ¦ 2QU LoRE | Red Flag Warning - Destructive Fires | 2025 | 4.3225e-10 | 2.1612e-10 | 5.5575e-10 | 9129.7461 | 233.2301 | 8896.516 | 0 | 0 | 0 | 0 | 3.6006e-07 |  | 3.9463e-06 | 0 | 3.9463e-06 | 1.9732e-06 | 0 | 1.9732e-06 | 5.0738e-06 | 0 | 5.0738e-06 | [16 empty] | 7.3.1.3 Ignition probability mapping showing the probability of ignition along the electric lines and equipmentWLDFRAggregatedAggregated | WLDFR | HFTD - Distribution - Tier 2 - 5QU CoRE ¦ 3QU LoRE | Non-Red Flag Warning - Large Fires | Aggregated | Aggregated | 2024 | 1.1721e-05 | 0 | 487.9227 | 0.0057187 | 2024 | Mitigation | 0.08575 | 30 | 0 | esc | 0.0012005 | 1.4071e-08 | 0.00060025 | 7.0353e-09 | 0.0015435 | 1.8091e-08
[79 empty] | WLDFR | HFTD - Distribution - Tier 2 - 5QU CoRE ¦ 2QU LoRE | Red Flag Warning - Destructive Fires | 2026 | 4.3225e-10 | 2.1612e-10 | 5.5575e-10 | 9129.7461 | 233.2301 | 8896.516 | 0 | 0 | 0 | 0 | 3.6006e-07 |  | 3.9463e-06 | 0 | 3.9463e-06 | 1.9732e-06 | 0 | 1.9732e-06 | 5.0738e-06 | 0 | 5.0738e-06 | [16 empty] | 7.3.1.3 Ignition probability mapping showing the probability of ignition along the electric lines and equipmentWLDFRAggregatedAggregated | WLDFR | HFTD - Distribution - Tier 2 - 5QU CoRE ¦ 3QU LoRE | Non-Red Flag Warning - Large Fires | Aggregated | Aggregated | 2025 | 1.1721e-05 | 0 | 487.9227 | 0.0057187 | 2025 | Mitigation | 0.08575 | 30 | 0 | esc | 0.0012005 | 1.4071e-08 | 0.00060025 | 7.0353e-09 | 0.0015435 | 1.8091e-08
[79 empty] | WLDFR | HFTD - Distribution - Tier 2 - 5QU CoRE ¦ 2QU LoRE | Red Flag Warning - Destructive Fires | 2027 | 4.3225e-10 | 2.1612e-10 | 5.5575e-10 | 9129.7461 | 233.2301 | 8896.516 | 0 | 0 | 0 | 0 | 3.6006e-07 |  | 3.9463e-06 | 0 | 3.9463e-06 | 1.9732e-06 | 0 | 1.9732e-06 | 5.0738e-06 | 0 | 5.0738e-06 | [16 empty] | 7.3.1.3 Ignition probability mapping showing the probability of ignition along the electric lines and equipmentWLDFRAggregatedAggregated | WLDFR | HFTD - Distribution - Tier 2 - 5QU CoRE ¦ 3QU LoRE | Non-Red Flag Warning - Large Fires | Aggregated | Aggregated | 2026 | 1.1721e-05 | 0 | 487.9227 | 0.0057187 | 2026 | Mitigation | 0.08575 | 30 | 0 | esc | 0.0012005 | 1.4071e-08 | 0.00060025 | 7.0353e-09 | 0.0015435 | 1.8091e-08
[79 empty] | WLDFR | HFTD - Distribution - Tier 2 - 5QU CoRE ¦ 2QU LoRE | Red Flag Warning - Destructive Fires | 2028 | 4.3225e-10 | 2.1612e-10 | 5.5575e-10 | 9534.9221 | 247.273 | 9287.6491 | 0 | 0 | 0 | 0 | 3.6006e-07 |  | 4.1215e-06 | 0 | 4.1215e-06 | 2.0607e-06 | 0 | 2.0607e-06 | 5.299e-06 | 0 | 5.299e-06 | [16 empty] | 7.3.1.3 Ignition probability mapping showing the probability of ignition along the electric lines and equipmentWLDFRAggregatedAggregated | WLDFR | HFTD - Distribution - Tier 2 - 5QU CoRE ¦ 3QU LoRE | Non-Red Flag Warning - Large Fires | Aggregated | Aggregated | 2027 | 1.1721e-05 | 0 | 487.9227 | 0.0057187 | 2027 | Mitigation | 0.08575 | 30 | 0 | esc | 0.0012005 | 1.4071e-08 | 0.00060025 | 7.0353e-09 | 0.0015435 | 1.8091e-08
[79 empty] | WLDFR | HFTD - Distribution - Tier 2 - 5QU CoRE ¦ 2QU LoRE | Red Flag Warning - Destructive Fires | 2029 | 4.3225e-10 | 2.1612e-10 | 5.5575e-10 | 9534.9221 | 247.273 | 9287.6491 | 0 | 0 | 0 | 0 | 3.6006e-07 |  | 4.1215e-06 | 0 | 4.1215e-06 | 2.0607e-06 | 0 | 2.0607e-06 | 5.299e-06 | 0 | 5.299e-06 | [16 empty] | 7.3.1.3 Ignition probability mapping showing the probability of ignition along the electric lines and equipmentWLDFRAggregatedAggregated | WLDFR | HFTD - Distribution - Tier 2 - 5QU CoRE ¦ 3QU LoRE | Non-Red Flag Warning - Large Fires | Aggregated | Aggregated | 2028 | 1.1721e-05 | 0 | 487.9227 | 0.0057187 | 2028 | Mitigation | 0.08575 | 30 | 0 | esc | 0.0012005 | 1.4071e-08 | 0.00060025 | 7.0353e-09 | 0.0015435 | 1.8091e-08
[79 empty] | WLDFR | HFTD - Distribution - Tier 2 - 5QU CoRE ¦ 2QU LoRE | Red Flag Warning - Destructive Fires | 2030 | 4.3225e-10 | 2.1612e-10 | 5.5575e-10 | 9534.9221 | 247.273 | 9287.6491 | 0 | 0 | 0 | 0 | 3.6006e-07 |  | 4.1215e-06 | 0 | 4.1215e-06 | 2.0607e-06 | 0 | 2.0607e-06 | 5.299e-06 | 0 | 5.299e-06 | [16 empty] | 7.3.1.3 Ignition probability mapping showing the probability of ignition along the electric lines and equipmentWLDFRAggregatedAggregated | WLDFR | HFTD - Distribution - Tier 2 - 5QU CoRE ¦ 3QU LoRE | Non-Red Flag Warning - Large Fires | Aggregated | Aggregated | 2029 | 1.1721e-05 | 0 | 487.9227 | 0.0057187 | 2029 | Mitigation | 0.08575 | 30 | 0 | esc | 0.0012005 | 1.4071e-08 | 0.00060025 | 7.0353e-09 | 0.0015435 | 1.8091e-08
[79 empty] | WLDFR | HFTD - Distribution - Tier 2 - 5QU CoRE ¦ 2QU LoRE | Red Flag Warning - Destructive Fires | 2031 | 4.3225e-10 | 2.1612e-10 | 5.5575e-10 | 9534.9221 | 247.273 | 9287.6491 | 0 | 0 | 0 | 0 | 3.6006e-07 |  | 4.1215e-06 | 0 | 4.1215e-06 | 2.0607e-06 | 0 | 2.0607e-06 | 5.299e-06 | 0 | 5.299e-06 | [16 empty] | 7.3.1.3 Ignition probability mapping showing the probability of ignition along the electric lines and equipmentWLDFRAggregatedAggregated | WLDFR | HFTD - Distribution - Tier 2 - 5QU CoRE ¦ 3QU LoRE | Non-Red Flag Warning - Large Fires | Aggregated | Aggregated | 2030 | 1.1721e-05 | 0 | 487.9227 | 0.0057187 | 2030 | Mitigation | 0.08575 | 30 | 0 | esc | 0.0012005 | 1.4071e-08 | 0.00060025 | 7.0353e-09 | 0.0015435 | 1.8091e-08
[79 empty] | WLDFR | HFTD - Distribution - Tier 2 - 5QU CoRE ¦ 2QU LoRE | Red Flag Warning - Destructive Fires | 2032 | 4.3225e-10 | 2.1612e-10 | 5.5575e-10 | 9534.9221 | 247.273 | 9287.6491 | 0 | 0 | 0 | 0 | 3.6006e-07 |  | 4.1215e-06 | 0 | 4.1215e-06 | 2.0607e-06 | 0 | 2.0607e-06 | 5.299e-06 | 0 | 5.299e-06 | [16 empty] | 7.3.1.3 Ignition probability mapping showing the probability of ignition along the electric lines and equipmentWLDFRAggregatedAggregated | WLDFR | HFTD - Distribution - Tier 2 - 5QU CoRE ¦ 3QU LoRE | Non-Red Flag Warning - Large Fires | Aggregated | Aggregated | 2031 | 1.1721e-05 | 0 | 487.9227 | 0.0057187 | 2031 | Mitigation | 0.08575 | 30 | 0 | esc | 0.0012005 | 1.4071e-08 | 0.00060025 | 7.0353e-09 | 0.0015435 | 1.8091e-08
[79 empty] | WLDFR | HFTD - Distribution - Tier 2 - 5QU CoRE ¦ 2QU LoRE | Red Flag Warning - Destructive Fires | 2033 | 4.3225e-10 | 2.1612e-10 | 5.5575e-10 | 9984.8474 | 263.1074 | 9721.74 | 0 | 0 | 0 | 0 | 3.6006e-07 |  | 4.3159e-06 | 0 | 4.3159e-06 | 2.158e-06 | 0 | 2.158e-06 | 5.5491e-06 | 0 | 5.5491e-06 | [16 empty] | 7.3.1.3 Ignition probability mapping showing the probability of ignition along the electric lines and equipmentWLDFRAggregatedAggregated | WLDFR | HFTD - Distribution - Tier 2 - 5QU CoRE ¦ 3QU LoRE | Non-Red Flag Warning - Large Fires | Aggregated | Aggregated | 2032 | 1.1721e-05 | 0 | 487.9227 | 0.0057187 | 2032 | Mitigation | 0.08575 | 30 | 0 | esc | 0.0012005 | 1.4071e-08 | 0.00060025 | 7.0353e-09 | 0.0015435 | 1.8091e-08
[79 empty] | WLDFR | HFTD - Distribution - Tier 2 - 5QU CoRE ¦ 2QU LoRE | Red Flag Warning - Destructive Fires | 2034 | 4.3225e-10 | 2.1612e-10 | 5.5575e-10 | 9984.8474 | 263.1074 | 9721.74 | 0 | 0 | 0 | 0 | 3.6006e-07 |  | 4.3159e-06 | 0 | 4.3159e-06 | 2.158e-06 | 0 | 2.158e-06 | 5.5491e-06 | 0 | 5.5491e-06 | [16 empty] | 7.3.1.3 Ignition probability mapping showing the probability of ignition along the electric lines and equipmentWLDFRAggregatedAggregated | WLDFR | HFTD - Distribution - Tier 2 - 5QU CoRE ¦ 3QU LoRE | Non-Red Flag Warning - Large Fires | Aggregated | Aggregated | 2033 | 1.1721e-05 | 0 | 487.9227 | 0.0057187 | 2033 | Mitigation | 0.08575 | 30 | 0 | esc | 0.0012005 | 1.4071e-08 | 0.00060025 | 7.0353e-09 | 0.0015435 | 1.8091e-08
[79 empty] | WLDFR | HFTD - Distribution - Tier 2 - 5QU CoRE ¦ 2QU LoRE | Red Flag Warning - Destructive Fires | 2035 | 4.3225e-10 | 2.1612e-10 | 5.5575e-10 | 9984.8474 | 263.1074 | 9721.74 | 0 | 0 | 0 | 0 | 3.6006e-07 |  | 4.3159e-06 | 0 | 4.3159e-06 | 2.158e-06 | 0 | 2.158e-06 | 5.5491e-06 | 0 | 5.5491e-06 | [16 empty] | 7.3.1.3 Ignition probability mapping showing the probability of ignition along the electric lines and equipmentWLDFRAggregatedAggregated | WLDFR | HFTD - Distribution - Tier 2 - 5QU CoRE ¦ 3QU LoRE | Non-Red Flag Warning - Large Fires | Aggregated | Aggregated | 2034 | 1.1721e-05 | 0 | 487.9227 | 0.0057187 | 2034 | Mitigation | 0.08575 | 30 | 0 | esc | 0.0012005 | 1.4071e-08 | 0.00060025 | 7.0353e-09 | 0.0015435 | 1.8091e-08
[79 empty] | WLDFR | HFTD - Distribution - Tier 2 - 5QU CoRE ¦ 2QU LoRE | Red Flag Warning - Destructive Fires | 2036 | 4.3225e-10 | 2.1612e-10 | 5.5575e-10 | 9984.8474 | 263.1074 | 9721.74 | 0 | 0 | 0 | 0 | 3.6006e-07 |  | 4.3159e-06 | 0 | 4.3159e-06 | 2.158e-06 | 0 | 2.158e-06 | 5.5491e-06 | 0 | 5.5491e-06 | [16 empty] | 7.3.1.3 Ignition probability mapping showing the probability of ignition along the electric lines and equipmentWLDFRAggregatedAggregated | WLDFR | HFTD - Distribution - Tier 2 - 5QU CoRE ¦ 3QU LoRE | Non-Red Flag Warning - Large Fires | Aggregated | Aggregated | 2035 | 1.1721e-05 | 0 | 487.9227 | 0.0057187 | 2035 | Mitigation | 0.08575 | 30 | 0 | esc | 0.0012005 | 1.4071e-08 | 0.00060025 | 7.0353e-09 | 0.0015435 | 1.8091e-08
[79 empty] | WLDFR | HFTD - Distribution - Tier 2 - 5QU CoRE ¦ 2QU LoRE | Red Flag Warning - Destructive Fires | 2037 | 4.3225e-10 | 2.1612e-10 | 5.5575e-10 | 9984.8474 | 263.1074 | 9721.74 | 0 | 0 | 0 | 0 | 3.6006e-07 |  | 4.3159e-06 | 0 | 4.3159e-06 | 2.158e-06 | 0 | 2.158e-06 | 5.5491e-06 | 0 | 5.5491e-06 | [16 empty] | 7.3.1.3 Ignition probability mapping showing the probability of ignition along the electric lines and equipmentWLDFRAggregatedAggregated | WLDFR | HFTD - Distribution - Tier 2 - 5QU CoRE ¦ 3QU LoRE | Non-Red Flag Warning - Large Fires | Aggregated | Aggregated | 2036 | 1.1721e-05 | 0 | 487.9227 | 0.0057187 | 2036 | Mitigation | 0.08575 | 30 | 0 | esc | 0.0012005 | 1.4071e-08 | 0.00060025 | 7.0353e-09 | 0.0015435 | 1.8091e-08
[79 empty] | WLDFR | HFTD - Distribution - Tier 2 - 5QU CoRE ¦ 2QU LoRE | Red Flag Warning - Destructive Fires | 2038 | 4.3225e-10 | 2.1612e-10 | 5.5575e-10 | 10472.8261 | 280.5544 | 10192.2718 | 0 | 0 | 0 | 0 | 3.6006e-07 |  | 4.5269e-06 | 0 | 4.5269e-06 | 2.2634e-06 | 0 | 2.2634e-06 | 5.8203e-06 | 0 | 5.8203e-06 | [16 empty] | 7.3.1.3 Ignition probability mapping showing the probability of ignition along the electric lines and equipmentWLDFRAggregatedAggregated | WLDFR | HFTD - Distribution - Tier 2 - 5QU CoRE ¦ 3QU LoRE | Non-Red Flag Warning - Large Fires | Aggregated | Aggregated | 2037 | 1.1721e-05 | 0 | 487.9227 | 0.0057187 | 2037 | Mitigation | 0.08575 | 30 | 0 | esc | 0.0012005 | 1.4071e-08 | 0.00060025 | 7.0353e-09 | 0.0015435 | 1.8091e-08
[79 empty] | WLDFR | HFTD - Distribution - Tier 2 - 5QU CoRE ¦ 2QU LoRE | Red Flag Warning - Destructive Fires | 2039 | 4.3225e-10 | 2.1612e-10 | 5.5575e-10 | 10472.8261 | 280.5544 | 10192.2718 | 0 | 0 | 0 | 0 | 3.6006e-07 |  | 4.5269e-06 | 0 | 4.5269e-06 | 2.2634e-06 | 0 | 2.2634e-06 | 5.8203e-06 | 0 | 5.8203e-06 | [16 empty] | 7.3.1.3 Ignition probability mapping showing the probability of ignition along the electric lines and equipmentWLDFRAggregatedAggregated | WLDFR | HFTD - Distribution - Tier 2 - 5QU CoRE ¦ 3QU LoRE | Non-Red Flag Warning - Large Fires | Aggregated | Aggregated | 2038 | 1.1721e-05 | 0 | 487.9227 | 0.0057187 | 2038 | Mitigation | 0.08575 | 30 | 0 | esc | 0.0012005 | 1.4071e-08 | 0.00060025 | 7.0353e-09 | 0.0015435 | 1.8091e-08
[79 empty] | WLDFR | HFTD - Distribution - Tier 2 - 5QU CoRE ¦ 2QU LoRE | Red Flag Warning - Destructive Fires | 2040 | 4.3225e-10 | 2.1612e-10 | 5.5575e-10 | 10472.8261 | 280.5544 | 10192.2718 | 0 | 0 | 0 | 0 | 3.6006e-07 |  | 4.5269e-06 | 0 | 4.5269e-06 | 2.2634e-06 | 0 | 2.2634e-06 | 5.8203e-06 | 0 | 5.8203e-06 | [16 empty] | 7.3.1.3 Ignition probability mapping showing the probability of ignition along the electric lines and equipmentWLDFRAggregatedAggregated | WLDFR | HFTD - Distribution - Tier 2 - 5QU CoRE ¦ 3QU LoRE | Non-Red Flag Warning - Large Fires | Aggregated | Aggregated | 2039 | 1.1721e-05 | 0 | 487.9227 | 0.0057187 | 2039 | Mitigation | 0.08575 | 30 | 0 | esc | 0.0012005 | 1.4071e-08 | 0.00060025 | 7.0353e-09 | 0.0015435 | 1.8091e-08
[79 empty] | WLDFR | HFTD - Distribution - Tier 2 - 5QU CoRE ¦ 2QU LoRE | Red Flag Warning - Destructive Fires | 2041 | 4.3225e-10 | 2.1612e-10 | 5.5575e-10 | 10472.8261 | 280.5544 | 10192.2718 | 0 | 0 | 0 | 0 | 3.6006e-07 |  | 4.5269e-06 | 0 | 4.5269e-06 | 2.2634e-06 | 0 | 2.2634e-06 | 5.8203e-06 | 0 | 5.8203e-06 | [16 empty] | 7.3.1.3 Ignition probability mapping showing the probability of ignition along the electric lines and equipmentWLDFRAggregatedAggregated | WLDFR | HFTD - Distribution - Tier 2 - 5QU CoRE ¦ 3QU LoRE | Non-Red Flag Warning - Large Fires | Aggregated | Aggregated | 2040 | 1.1721e-05 | 0 | 487.9227 | 0.0057187 | 2040 | Mitigation | 0.08575 | 30 | 0 | esc | 0.0012005 | 1.4071e-08 | 0.00060025 | 7.0353e-09 | 0.0015435 | 1.8091e-08
[79 empty] | WLDFR | HFTD - Distribution - Tier 2 - 5QU CoRE ¦ 2QU LoRE | Red Flag Warning - Destructive Fires | 2042 | 4.3225e-10 | 2.1612e-10 | 5.5575e-10 | 10472.8261 | 280.5544 | 10192.2718 | 0 | 0 | 0 | 0 | 3.6006e-07 |  | 4.5269e-06 | 0 | 4.5269e-06 | 2.2634e-06 | 0 | 2.2634e-06 | 5.8203e-06 | 0 | 5.8203e-06 | [16 empty] | 7.3.1.3 Ignition probability mapping showing the probability of ignition along the electric lines and equipmentWLDFRAggregatedAggregated | WLDFR | HFTD - Distribution - Tier 2 - 5QU CoRE ¦ 3QU LoRE | Non-Red Flag Warning - Large Fires | Aggregated | Aggregated | 2041 | 1.1721e-05 | 0 | 487.9227 | 0.0057187 | 2041 | Mitigation | 0.08575 | 30 | 0 | esc | 0.0012005 | 1.4071e-08 | 0.00060025 | 7.0353e-09 | 0.0015435 | 1.8091e-08
[79 empty] | WLDFR | HFTD - Distribution - Tier 2 - 5QU CoRE ¦ 2QU LoRE | Red Flag Warning - Destructive Fires | 2043 | 4.3225e-10 | 2.1612e-10 | 5.5575e-10 | 10992.1562 | 299.42 | 10692.7362 | 0 | 0 | 0 | 0 | 3.6006e-07 |  | 4.7514e-06 | 0 | 4.7514e-06 | 2.3757e-06 | 0 | 2.3757e-06 | 6.1089e-06 | 0 | 6.1089e-06 | [16 empty] | 7.3.1.3 Ignition probability mapping showing the probability of ignition along the electric lines and equipmentWLDFRAggregatedAggregated | WLDFR | HFTD - Distribution - Tier 2 - 5QU CoRE ¦ 3QU LoRE | Non-Red Flag Warning - Large Fires | Aggregated | Aggregated | 2042 | 1.1721e-05 | 0 | 487.9227 | 0.0057187 | 2042 | Mitigation | 0.08575 | 30 | 0 | esc | 0.0012005 | 1.4071e-08 | 0.00060025 | 7.0353e-09 | 0.0015435 | 1.8091e-08
[79 empty] | WLDFR | HFTD - Distribution - Tier 2 - 5QU CoRE ¦ 2QU LoRE | Red Flag Warning - Destructive Fires | 2044 | 4.3225e-10 | 2.1612e-10 | 5.5575e-10 | 10992.1562 | 299.42 | 10692.7362 | 0 | 0 | 0 | 0 | 3.6006e-07 |  | 4.7514e-06 | 0 | 4.7514e-06 | 2.3757e-06 | 0 | 2.3757e-06 | 6.1089e-06 | 0 | 6.1089e-06 | [16 empty] | 7.3.1.3 Ignition probability mapping showing the probability of ignition along the electric lines and equipmentWLDFRAggregatedAggregated | WLDFR | HFTD - Distribution - Tier 2 - 5QU CoRE ¦ 3QU LoRE | Non-Red Flag Warning - Large Fires | Aggregated | Aggregated | 2043 | 1.1721e-05 | 0 | 487.9227 | 0.0057187 | 2043 | Mitigation | 0.08575 | 30 | 0 | esc | 0.0012005 | 1.4071e-08 | 0.00060025 | 7.0353e-09 | 0.0015435 | 1.8091e-08
[79 empty] | WLDFR | HFTD - Distribution - Tier 2 - 5QU CoRE ¦ 2QU LoRE | Red Flag Warning - Destructive Fires | 2045 | 4.3225e-10 | 2.1612e-10 | 5.5575e-10 | 10992.1562 | 299.42 | 10692.7362 | 0 | 0 | 0 | 0 | 3.6006e-07 |  | 4.7514e-06 | 0 | 4.7514e-06 | 2.3757e-06 | 0 | 2.3757e-06 | 6.1089e-06 | 0 | 6.1089e-06 | [16 empty] | 7.3.1.3 Ignition probability mapping showing the probability of ignition along the electric lines and equipmentWLDFRAggregatedAggregated | WLDFR | HFTD - Distribution - Tier 2 - 5QU CoRE ¦ 3QU LoRE | Non-Red Flag Warning - Large Fires | Aggregated | Aggregated | 2044 | 1.1721e-05 | 0 | 487.9227 | 0.0057187 | 2044 | Mitigation | 0.08575 | 30 | 0 | esc | 0.0012005 | 1.4071e-08 | 0.00060025 | 7.0353e-09 | 0.0015435 | 1.8091e-08
[79 empty] | WLDFR | HFTD - Distribution - Tier 2 - 5QU CoRE ¦ 2QU LoRE | Red Flag Warning - Destructive Fires | 2046 | 4.3225e-10 | 2.1612e-10 | 5.5575e-10 | 10992.1562 | 299.42 | 10692.7362 | 0 | 0 | 0 | 0 | 3.6006e-07 |  | 4.7514e-06 | 0 | 4.7514e-06 | 2.3757e-06 | 0 | 2.3757e-06 | 6.1089e-06 | 0 | 6.1089e-06 | [16 empty] | 7.3.1.3 Ignition probability mapping showing the probability of ignition along the electric lines and equipmentWLDFRAggregatedAggregated | WLDFR | HFTD - Distribution - Tier 2 - 5QU CoRE ¦ 3QU LoRE | Non-Red Flag Warning - Large Fires | Aggregated | Aggregated | 2045 | 1.1721e-05 | 0 | 487.9227 | 0.0057187 | 2045 | Mitigation | 0.08575 | 30 | 0 | esc | 0.0012005 | 1.4071e-08 | 0.00060025 | 7.0353e-09 | 0.0015435 | 1.8091e-08
[79 empty] | WLDFR | HFTD - Distribution - Tier 2 - 5QU CoRE ¦ 2QU LoRE | Red Flag Warning - Destructive Fires | 2047 | 4.3225e-10 | 2.1612e-10 | 5.5575e-10 | 10992.1562 | 299.42 | 10692.7362 | 0 | 0 | 0 | 0 | 3.6006e-07 |  | 4.7514e-06 | 0 | 4.7514e-06 | 2.3757e-06 | 0 | 2.3757e-06 | 6.1089e-06 | 0 | 6.1089e-06 | [16 empty] | 7.3.1.3 Ignition probability mapping showing the probability of ignition along the electric lines and equipmentWLDFRAggregatedAggregated | WLDFR | HFTD - Distribution - Tier 2 - 5QU CoRE ¦ 3QU LoRE | Non-Red Flag Warning - Large Fires | Aggregated | Aggregated | 2046 | 1.1721e-05 | 0 | 487.9227 | 0.0057187 | 2046 | Mitigation | 0.08575 | 30 | 0 | esc | 0.0012005 | 1.4071e-08 | 0.00060025 | 7.0353e-09 | 0.0015435 | 1.8091e-08
[79 empty] | WLDFR | HFTD - Distribution - Tier 2 - 5QU CoRE ¦ 2QU LoRE | Red Flag Warning - Destructive Fires | 2048 | 4.3225e-10 | 2.1612e-10 | 5.5575e-10 | 11536.0538 | 319.4911 | 11216.5626 | 0 | 0 | 0 | 0 | 3.6006e-07 |  | 4.9864e-06 | 0 | 4.9864e-06 | 2.4932e-06 | 0 | 2.4932e-06 | 6.4111e-06 | 0 | 6.4111e-06 | [16 empty] | 7.3.1.3 Ignition probability mapping showing the probability of ignition along the electric lines and equipmentWLDFRAggregatedAggregated | WLDFR | HFTD - Distribution - Tier 2 - 5QU CoRE ¦ 3QU LoRE | Non-Red Flag Warning - Large Fires | Aggregated | Aggregated | 2047 | 1.1721e-05 | 0 | 487.9227 | 0.0057187 | 2047 | Mitigation | 0.08575 | 30 | 0 | esc | 0.0012005 | 1.4071e-08 | 0.00060025 | 7.0353e-09 | 0.0015435 | 1.8091e-08
[79 empty] | WLDFR | HFTD - Distribution - Tier 2 - 5QU CoRE ¦ 2QU LoRE | Red Flag Warning - Destructive Fires | 2049 | 4.3225e-10 | 2.1612e-10 | 5.5575e-10 | 11536.0538 | 319.4911 | 11216.5626 | 0 | 0 | 0 | 0 | 3.6006e-07 |  | 4.9864e-06 | 0 | 4.9864e-06 | 2.4932e-06 | 0 | 2.4932e-06 | 6.4111e-06 | 0 | 6.4111e-06 | [16 empty] | 7.3.1.3 Ignition probability mapping showing the probability of ignition along the electric lines and equipmentWLDFRAggregatedAggregated | WLDFR | HFTD - Distribution - Tier 2 - 5QU CoRE ¦ 3QU LoRE | Non-Red Flag Warning - Large Fires | Aggregated | Aggregated | 2048 | 1.1721e-05 | 0 | 487.9227 | 0.0057187 | 2048 | Mitigation | 0.08575 | 30 | 0 | esc | 0.0012005 | 1.4071e-08 | 0.00060025 | 7.0353e-09 | 0.0015435 | 1.8091e-08
[79 empty] | WLDFR | HFTD - Distribution - Tier 2 - 5QU CoRE ¦ 2QU LoRE | Red Flag Warning - Destructive Fires | 2050 | 0 | 2.1612e-10 | 5.5575e-10 | 11536.0538 | 319.4911 | 11216.5626 | 0 | 0 | 0 | 0 | 3.6006e-07 |  | 0 | 0 | 0 | 2.4932e-06 | 0 | 2.4932e-06 | 6.4111e-06 | 0 | 6.4111e-06 | [16 empty] | 7.3.1.3 Ignition probability mapping showing the probability of ignition along the electric lines and equipmentWLDFRAggregatedAggregated | WLDFR | HFTD - Distribution - Tier 2 - 5QU CoRE ¦ 3QU LoRE | Non-Red Flag Warning - Large Fires | Aggregated | Aggregated | 2049 | 1.1721e-05 | 0 | 487.9227 | 0.0057187 | 2049 | Mitigation | 0.08575 | 30 | 0 | esc | 0.0012005 | 1.4071e-08 | 0.00060025 | 7.0353e-09 | 0.0015435 | 1.8091e-08
[79 empty] | WLDFR | HFTD - Distribution - Tier 2 - 5QU CoRE ¦ 2QU LoRE | Red Flag Warning - Destructive Fires | 2051 | 0 | 0 | 5.5575e-10 | 11536.0538 | 319.4911 | 11216.5626 | 0 | 0 | 0 | 0 | 3.6006e-07 |  | 0 | 0 | 0 | 0 | 0 | 0 | 6.4111e-06 | 0 | 6.4111e-06 | [16 empty] | 7.3.1.3 Ignition probability mapping showing the probability of ignition along the electric lines and equipmentWLDFRAggregatedAggregated | WLDFR | HFTD - Distribution - Tier 2 - 5QU CoRE ¦ 3QU LoRE | Non-Red Flag Warning - Large Fires | Aggregated | Aggregated | 2050 | 1.1721e-05 | 0 | 487.9227 | 0.0057187 | 2050 | Mitigation | 0.08575 | 30 | 0 | esc | 0 | 0 | 0.00060025 | 7.0353e-09 | 0.0015435 | 1.8091e-08
[79 empty] | WLDFR | HFTD - Distribution - Tier 2 - 5QU CoRE ¦ 2QU LoRE | Red Flag Warning - Large Fires | 2020 | 2.9597e-08 | 0 | 0 | 5.2406 | 0.69642 | 2.942 | 1.6022 | 0 | 0 | 0 | 2.4654e-05 |  | 1.5511e-07 | 0 | 1.5511e-07 | 0 | 0 | 0 | 0 | 0 | 0 | [16 empty] | 7.3.1.3 Ignition probability mapping showing the probability of ignition along the electric lines and equipmentWLDFRAggregatedAggregated | WLDFR | HFTD - Distribution - Tier 2 - 5QU CoRE ¦ 3QU LoRE | Non-Red Flag Warning - Large Fires | Aggregated | Aggregated | 2051 | 1.1721e-05 | 0 | 487.9227 | 0.0057187 | 2051 | Mitigation | 0.08575 | 30 | 0 | esc | 0 | 0 | 0 | 0 | 0.0015435 | 1.8091e-08
[79 empty] | WLDFR | HFTD - Distribution - Tier 2 - 5QU CoRE ¦ 2QU LoRE | Red Flag Warning - Large Fires | 2021 | 2.9597e-08 | 1.4799e-08 | 0 | 5.2406 | 0.69642 | 2.942 | 1.6022 | 0 | 0 | 0 | 2.4654e-05 |  | 1.5511e-07 | 0 | 1.5511e-07 | 7.7554e-08 | 0 | 7.7554e-08 | 0 | 0 | 0 | [16 empty] | 7.3.1.3 Ignition probability mapping showing the probability of ignition along the electric lines and equipmentWLDFRAggregatedAggregated | WLDFR | HFTD - Distribution - Tier 2 - 5QU CoRE ¦ 3QU LoRE | Non-Red Flag Warning - Small Fires | Aggregated | Aggregated | 2021 | 0.0046321 | 0 | 487.9227 | 2.2601 | 2021 | Mitigation | 0.08575 | 30 | 0 | esc | 0.0012005 | 5.5608e-06 | 0.00060025 | 2.7804e-06 | 0 | 0
[79 empty] | WLDFR | HFTD - Distribution - Tier 2 - 5QU CoRE ¦ 2QU LoRE | Red Flag Warning - Large Fires | 2022 | 2.9597e-08 | 1.4799e-08 | 3.8054e-08 | 5.2406 | 0.69642 | 2.942 | 1.6022 | 0 | 0 | 0 | 2.4654e-05 |  | 1.5511e-07 | 0 | 1.5511e-07 | 7.7554e-08 | 0 | 7.7554e-08 | 1.9942e-07 | 0 | 1.9942e-07 | [16 empty] | 7.3.1.3 Ignition probability mapping showing the probability of ignition along the electric lines and equipmentWLDFRAggregatedAggregated | WLDFR | HFTD - Distribution - Tier 2 - 5QU CoRE ¦ 3QU LoRE | Non-Red Flag Warning - Small Fires | Aggregated | Aggregated | 2022 | 0.0046321 | 0 | 487.9227 | 2.2601 | 2022 | Mitigation | 0.08575 | 30 | 0 | esc | 0.0012005 | 5.5608e-06 | 0.00060025 | 2.7804e-06 | 0.0015435 | 7.1496e-06
[79 empty] | WLDFR | HFTD - Distribution - Tier 2 - 5QU CoRE ¦ 2QU LoRE | Red Flag Warning - Large Fires | 2023 | 2.9597e-08 | 1.4799e-08 | 3.8054e-08 | 5.475 | 0.71896 | 3.0715 | 1.6846 | 0 | 0 | 0 | 2.4654e-05 |  | 1.6205e-07 | 0 | 1.6205e-07 | 8.1023e-08 | 0 | 8.1023e-08 | 2.0835e-07 | 0 | 2.0835e-07 | [16 empty] | 7.3.1.3 Ignition probability mapping showing the probability of ignition along the electric lines and equipmentWLDFRAggregatedAggregated | WLDFR | HFTD - Distribution - Tier 2 - 5QU CoRE ¦ 3QU LoRE | Non-Red Flag Warning - Small Fires | Aggregated | Aggregated | 2023 | 0.0046321 | 0 | 487.9227 | 2.2601 | 2023 | Mitigation | 0.08575 | 30 | 0 | esc | 0.0012005 | 5.5608e-06 | 0.00060025 | 2.7804e-06 | 0.0015435 | 7.1496e-06
[79 empty] | WLDFR | HFTD - Distribution - Tier 2 - 5QU CoRE ¦ 2QU LoRE | Red Flag Warning - Large Fires | 2024 | 2.9597e-08 | 1.4799e-08 | 3.8054e-08 | 5.475 | 0.71896 | 3.0715 | 1.6846 | 0 | 0 | 0 | 2.4654e-05 |  | 1.6205e-07 | 0 | 1.6205e-07 | 8.1023e-08 | 0 | 8.1023e-08 | 2.0835e-07 | 0 | 2.0835e-07 | [16 empty] | 7.3.1.3 Ignition probability mapping showing the probability of ignition along the electric lines and equipmentWLDFRAggregatedAggregated | WLDFR | HFTD - Distribution - Tier 2 - 5QU CoRE ¦ 3QU LoRE | Non-Red Flag Warning - Small Fires | Aggregated | Aggregated | 2024 | 0.0046321 | 0 | 487.9227 | 2.2601 | 2024 | Mitigation | 0.08575 | 30 | 0 | esc | 0.0012005 | 5.5608e-06 | 0.00060025 | 2.7804e-06 | 0.0015435 | 7.1496e-06
[79 empty] | WLDFR | HFTD - Distribution - Tier 2 - 5QU CoRE ¦ 2QU LoRE | Red Flag Warning - Large Fires | 2025 | 2.9597e-08 | 1.4799e-08 | 3.8054e-08 | 5.475 | 0.71896 | 3.0715 | 1.6846 | 0 | 0 | 0 | 2.4654e-05 |  | 1.6205e-07 | 0 | 1.6205e-07 | 8.1023e-08 | 0 | 8.1023e-08 | 2.0835e-07 | 0 | 2.0835e-07 | [16 empty] | 7.3.1.3 Ignition probability mapping showing the probability of ignition along the electric lines and equipmentWLDFRAggregatedAggregated | WLDFR | HFTD - Distribution - Tier 2 - 5QU CoRE ¦ 3QU LoRE | Non-Red Flag Warning - Small Fires | Aggregated | Aggregated | 2025 | 0.0046321 | 0 | 487.9227 | 2.2601 | 2025 | Mitigation | 0.08575 | 30 | 0 | esc | 0.0012005 | 5.5608e-06 | 0.00060025 | 2.7804e-06 | 0.0015435 | 7.1496e-06
[79 empty] | WLDFR | HFTD - Distribution - Tier 2 - 5QU CoRE ¦ 2QU LoRE | Red Flag Warning - Large Fires | 2026 | 2.9597e-08 | 1.4799e-08 | 3.8054e-08 | 5.475 | 0.71896 | 3.0715 | 1.6846 | 0 | 0 | 0 | 2.4654e-05 |  | 1.6205e-07 | 0 | 1.6205e-07 | 8.1023e-08 | 0 | 8.1023e-08 | 2.0835e-07 | 0 | 2.0835e-07 | [16 empty] | 7.3.1.3 Ignition probability mapping showing the probability of ignition along the electric lines and equipmentWLDFRAggregatedAggregated | WLDFR | HFTD - Distribution - Tier 2 - 5QU CoRE ¦ 3QU LoRE | Non-Red Flag Warning - Small Fires | Aggregated | Aggregated | 2026 | 0.0046321 | 0 | 487.9227 | 2.2601 | 2026 | Mitigation | 0.08575 | 30 | 0 | esc | 0.0012005 | 5.5608e-06 | 0.00060025 | 2.7804e-06 | 0.0015435 | 7.1496e-06
[79 empty] | WLDFR | HFTD - Distribution - Tier 2 - 5QU CoRE ¦ 2QU LoRE | Red Flag Warning - Large Fires | 2027 | 2.9597e-08 | 1.4799e-08 | 3.8054e-08 | 5.475 | 0.71896 | 3.0715 | 1.6846 | 0 | 0 | 0 | 2.4654e-05 |  | 1.6205e-07 | 0 | 1.6205e-07 | 8.1023e-08 | 0 | 8.1023e-08 | 2.0835e-07 | 0 | 2.0835e-07 | [16 empty] | 7.3.1.3 Ignition probability mapping showing the probability of ignition along the electric lines and equipmentWLDFRAggregatedAggregated | WLDFR | HFTD - Distribution - Tier 2 - 5QU CoRE ¦ 3QU LoRE | Non-Red Flag Warning - Small Fires | Aggregated | Aggregated | 2027 | 0.0046321 | 0 | 487.9227 | 2.2601 | 2027 | Mitigation | 0.08575 | 30 | 0 | esc | 0.0012005 | 5.5608e-06 | 0.00060025 | 2.7804e-06 | 0.0015435 | 7.1496e-06
[79 empty] | WLDFR | HFTD - Distribution - Tier 2 - 5QU CoRE ¦ 2QU LoRE | Red Flag Warning - Large Fires | 2028 | 2.9597e-08 | 1.4799e-08 | 3.8054e-08 | 5.777 | 0.74734 | 3.238 | 1.7917 | 0 | 0 | 0 | 2.4654e-05 |  | 1.7098e-07 | 0 | 1.7098e-07 | 8.5492e-08 | 0 | 8.5492e-08 | 2.1984e-07 | 0 | 2.1984e-07 | [16 empty] | 7.3.1.3 Ignition probability mapping showing the probability of ignition along the electric lines and equipmentWLDFRAggregatedAggregated | WLDFR | HFTD - Distribution - Tier 2 - 5QU CoRE ¦ 3QU LoRE | Non-Red Flag Warning - Small Fires | Aggregated | Aggregated | 2028 | 0.0046321 | 0 | 487.9227 | 2.2601 | 2028 | Mitigation | 0.08575 | 30 | 0 | esc | 0.0012005 | 5.5608e-06 | 0.00060025 | 2.7804e-06 | 0.0015435 | 7.1496e-06
[79 empty] | WLDFR | HFTD - Distribution - Tier 2 - 5QU CoRE ¦ 2QU LoRE | Red Flag Warning - Large Fires | 2029 | 2.9597e-08 | 1.4799e-08 | 3.8054e-08 | 5.777 | 0.74734 | 3.238 | 1.7917 | 0 | 0 | 0 | 2.4654e-05 |  | 1.7098e-07 | 0 | 1.7098e-07 | 8.5492e-08 | 0 | 8.5492e-08 | 2.1984e-07 | 0 | 2.1984e-07 | [16 empty] | 7.3.1.3 Ignition probability mapping showing the probability of ignition along the electric lines and equipmentWLDFRAggregatedAggregated | WLDFR | HFTD - Distribution - Tier 2 - 5QU CoRE ¦ 3QU LoRE | Non-Red Flag Warning - Small Fires | Aggregated | Aggregated | 2029 | 0.0046321 | 0 | 487.9227 | 2.2601 | 2029 | Mitigation | 0.08575 | 30 | 0 | esc | 0.0012005 | 5.5608e-06 | 0.00060025 | 2.7804e-06 | 0.0015435 | 7.1496e-06
[79 empty] | WLDFR | HFTD - Distribution - Tier 2 - 5QU CoRE ¦ 2QU LoRE | Red Flag Warning - Large Fires | 2030 | 2.9597e-08 | 1.4799e-08 | 3.8054e-08 | 5.777 | 0.74734 | 3.238 | 1.7917 | 0 | 0 | 0 | 2.4654e-05 |  | 1.7098e-07 | 0 | 1.7098e-07 | 8.5492e-08 | 0 | 8.5492e-08 | 2.1984e-07 | 0 | 2.1984e-07 | [16 empty] | 7.3.1.3 Ignition probability mapping showing the probability of ignition along the electric lines and equipmentWLDFRAggregatedAggregated | WLDFR | HFTD - Distribution - Tier 2 - 5QU CoRE ¦ 3QU LoRE | Non-Red Flag Warning - Small Fires | Aggregated | Aggregated | 2030 | 0.0046321 | 0 | 487.9227 | 2.2601 | 2030 | Mitigation | 0.08575 | 30 | 0 | esc | 0.0012005 | 5.5608e-06 | 0.00060025 | 2.7804e-06 | 0.0015435 | 7.1496e-06
[79 empty] | WLDFR | HFTD - Distribution - Tier 2 - 5QU CoRE ¦ 2QU LoRE | Red Flag Warning - Large Fires | 2031 | 2.9597e-08 | 1.4799e-08 | 3.8054e-08 | 5.777 | 0.74734 | 3.238 | 1.7917 | 0 | 0 | 0 | 2.4654e-05 |  | 1.7098e-07 | 0 | 1.7098e-07 | 8.5492e-08 | 0 | 8.5492e-08 | 2.1984e-07 | 0 | 2.1984e-07 | [16 empty] | 7.3.1.3 Ignition probability mapping showing the probability of ignition along the electric lines and equipmentWLDFRAggregatedAggregated | WLDFR | HFTD - Distribution - Tier 2 - 5QU CoRE ¦ 3QU LoRE | Non-Red Flag Warning - Small Fires | Aggregated | Aggregated | 2031 | 0.0046321 | 0 | 487.9227 | 2.2601 | 2031 | Mitigation | 0.08575 | 30 | 0 | esc | 0.0012005 | 5.5608e-06 | 0.00060025 | 2.7804e-06 | 0.0015435 | 7.1496e-06
[79 empty] | WLDFR | HFTD - Distribution - Tier 2 - 5QU CoRE ¦ 2QU LoRE | Red Flag Warning - Large Fires | 2032 | 2.9597e-08 | 1.4799e-08 | 3.8054e-08 | 5.777 | 0.74734 | 3.238 | 1.7917 | 0 | 0 | 0 | 2.4654e-05 |  | 1.7098e-07 | 0 | 1.7098e-07 | 8.5492e-08 | 0 | 8.5492e-08 | 2.1984e-07 | 0 | 2.1984e-07 | [16 empty] | 7.3.1.3 Ignition probability mapping showing the probability of ignition along the electric lines and equipmentWLDFRAggregatedAggregated | WLDFR | HFTD - Distribution - Tier 2 - 5QU CoRE ¦ 3QU LoRE | Non-Red Flag Warning - Small Fires | Aggregated | Aggregated | 2032 | 0.0046321 | 0 | 487.9227 | 2.2601 | 2032 | Mitigation | 0.08575 | 30 | 0 | esc | 0.0012005 | 5.5608e-06 | 0.00060025 | 2.7804e-06 | 0.0015435 | 7.1496e-06
[79 empty] | WLDFR | HFTD - Distribution - Tier 2 - 5QU CoRE ¦ 2QU LoRE | Red Flag Warning - Large Fires | 2033 | 2.9597e-08 | 1.4799e-08 | 3.8054e-08 | 6.1205 | 0.77885 | 3.4265 | 1.9151 | 0 | 0 | 0 | 2.4654e-05 |  | 1.8115e-07 | 0 | 1.8115e-07 | 9.0576e-08 | 0 | 9.0576e-08 | 2.3291e-07 | 0 | 2.3291e-07 | [16 empty] | 7.3.1.3 Ignition probability mapping showing the probability of ignition along the electric lines and equipmentWLDFRAggregatedAggregated | WLDFR | HFTD - Distribution - Tier 2 - 5QU CoRE ¦ 3QU LoRE | Non-Red Flag Warning - Small Fires | Aggregated | Aggregated | 2033 | 0.0046321 | 0 | 487.9227 | 2.2601 | 2033 | Mitigation | 0.08575 | 30 | 0 | esc | 0.0012005 | 5.5608e-06 | 0.00060025 | 2.7804e-06 | 0.0015435 | 7.1496e-06
[79 empty] | WLDFR | HFTD - Distribution - Tier 2 - 5QU CoRE ¦ 2QU LoRE | Red Flag Warning - Large Fires | 2034 | 2.9597e-08 | 1.4799e-08 | 3.8054e-08 | 6.1205 | 0.77885 | 3.4265 | 1.9151 | 0 | 0 | 0 | 2.4654e-05 |  | 1.8115e-07 | 0 | 1.8115e-07 | 9.0576e-08 | 0 | 9.0576e-08 | 2.3291e-07 | 0 | 2.3291e-07 | [16 empty] | 7.3.1.3 Ignition probability mapping showing the probability of ignition along the electric lines and equipmentWLDFRAggregatedAggregated | WLDFR | HFTD - Distribution - Tier 2 - 5QU CoRE ¦ 3QU LoRE | Non-Red Flag Warning - Small Fires | Aggregated | Aggregated | 2034 | 0.0046321 | 0 | 487.9227 | 2.2601 | 2034 | Mitigation | 0.08575 | 30 | 0 | esc | 0.0012005 | 5.5608e-06 | 0.00060025 | 2.7804e-06 | 0.0015435 | 7.1496e-06
[79 empty] | WLDFR | HFTD - Distribution - Tier 2 - 5QU CoRE ¦ 2QU LoRE | Red Flag Warning - Large Fires | 2035 | 2.9597e-08 | 1.4799e-08 | 3.8054e-08 | 6.1205 | 0.77885 | 3.4265 | 1.9151 | 0 | 0 | 0 | 2.4654e-05 |  | 1.8115e-07 | 0 | 1.8115e-07 | 9.0576e-08 | 0 | 9.0576e-08 | 2.3291e-07 | 0 | 2.3291e-07 | [16 empty] | 7.3.1.3 Ignition probability mapping showing the probability of ignition along the electric lines and equipmentWLDFRAggregatedAggregated | WLDFR | HFTD - Distribution - Tier 2 - 5QU CoRE ¦ 3QU LoRE | Non-Red Flag Warning - Small Fires | Aggregated | Aggregated | 2035 | 0.0046321 | 0 | 487.9227 | 2.2601 | 2035 | Mitigation | 0.08575 | 30 | 0 | esc | 0.0012005 | 5.5608e-06 | 0.00060025 | 2.7804e-06 | 0.0015435 | 7.1496e-06
[79 empty] | WLDFR | HFTD - Distribution - Tier 2 - 5QU CoRE ¦ 2QU LoRE | Red Flag Warning - Large Fires | 2036 | 2.9597e-08 | 1.4799e-08 | 3.8054e-08 | 6.1205 | 0.77885 | 3.4265 | 1.9151 | 0 | 0 | 0 | 2.4654e-05 |  | 1.8115e-07 | 0 | 1.8115e-07 | 9.0576e-08 | 0 | 9.0576e-08 | 2.3291e-07 | 0 | 2.3291e-07 | [16 empty] | 7.3.1.3 Ignition probability mapping showing the probability of ignition along the electric lines and equipmentWLDFRAggregatedAggregated | WLDFR | HFTD - Distribution - Tier 2 - 5QU CoRE ¦ 3QU LoRE | Non-Red Flag Warning - Small Fires | Aggregated | Aggregated | 2036 | 0.0046321 | 0 | 487.9227 | 2.2601 | 2036 | Mitigation | 0.08575 | 30 | 0 | esc | 0.0012005 | 5.5608e-06 | 0.00060025 | 2.7804e-06 | 0.0015435 | 7.1496e-06
[79 empty] | WLDFR | HFTD - Distribution - Tier 2 - 5QU CoRE ¦ 2QU LoRE | Red Flag Warning - Large Fires | 2037 | 2.9597e-08 | 1.4799e-08 | 3.8054e-08 | 6.1205 | 0.77885 | 3.4265 | 1.9151 | 0 | 0 | 0 | 2.4654e-05 |  | 1.8115e-07 | 0 | 1.8115e-07 | 9.0576e-08 | 0 | 9.0576e-08 | 2.3291e-07 | 0 | 2.3291e-07 | [16 empty] | 7.3.1.3 Ignition probability mapping showing the probability of ignition along the electric lines and equipmentWLDFRAggregatedAggregated | WLDFR | HFTD - Distribution - Tier 2 - 5QU CoRE ¦ 3QU LoRE | Non-Red Flag Warning - Small Fires | Aggregated | Aggregated | 2037 | 0.0046321 | 0 | 487.9227 | 2.2601 | 2037 | Mitigation | 0.08575 | 30 | 0 | esc | 0.0012005 | 5.5608e-06 | 0.00060025 | 2.7804e-06 | 0.0015435 | 7.1496e-06
[79 empty] | WLDFR | HFTD - Distribution - Tier 2 - 5QU CoRE ¦ 2QU LoRE | Red Flag Warning - Large Fires | 2038 | 2.9597e-08 | 1.4799e-08 | 3.8054e-08 | 6.5028 | 0.81304 | 3.6355 | 2.0543 | 0 | 0 | 0 | 2.4654e-05 |  | 1.9247e-07 | 0 | 1.9247e-07 | 9.6233e-08 | 0 | 9.6233e-08 | 2.4746e-07 | 0 | 2.4746e-07 | [16 empty] | 7.3.1.3 Ignition probability mapping showing the probability of ignition along the electric lines and equipmentWLDFRAggregatedAggregated | WLDFR | HFTD - Distribution - Tier 2 - 5QU CoRE ¦ 3QU LoRE | Non-Red Flag Warning - Small Fires | Aggregated | Aggregated | 2038 | 0.0046321 | 0 | 487.9227 | 2.2601 | 2038 | Mitigation | 0.08575 | 30 | 0 | esc | 0.0012005 | 5.5608e-06 | 0.00060025 | 2.7804e-06 | 0.0015435 | 7.1496e-06
[79 empty] | WLDFR | HFTD - Distribution - Tier 2 - 5QU CoRE ¦ 2QU LoRE | Red Flag Warning - Large Fires | 2039 | 2.9597e-08 | 1.4799e-08 | 3.8054e-08 | 6.5028 | 0.81304 | 3.6355 | 2.0543 | 0 | 0 | 0 | 2.4654e-05 |  | 1.9247e-07 | 0 | 1.9247e-07 | 9.6233e-08 | 0 | 9.6233e-08 | 2.4746e-07 | 0 | 2.4746e-07 | [16 empty] | 7.3.1.3 Ignition probability mapping showing the probability of ignition along the electric lines and equipmentWLDFRAggregatedAggregated | WLDFR | HFTD - Distribution - Tier 2 - 5QU CoRE ¦ 3QU LoRE | Non-Red Flag Warning - Small Fires | Aggregated | Aggregated | 2039 | 0.0046321 | 0 | 487.9227 | 2.2601 | 2039 | Mitigation | 0.08575 | 30 | 0 | esc | 0.0012005 | 5.5608e-06 | 0.00060025 | 2.7804e-06 | 0.0015435 | 7.1496e-06
[79 empty] | WLDFR | HFTD - Distribution - Tier 2 - 5QU CoRE ¦ 2QU LoRE | Red Flag Warning - Large Fires | 2040 | 2.9597e-08 | 1.4799e-08 | 3.8054e-08 | 6.5028 | 0.81304 | 3.6355 | 2.0543 | 0 | 0 | 0 | 2.4654e-05 |  | 1.9247e-07 | 0 | 1.9247e-07 | 9.6233e-08 | 0 | 9.6233e-08 | 2.4746e-07 | 0 | 2.4746e-07 | [16 empty] | 7.3.1.3 Ignition probability mapping showing the probability of ignition along the electric lines and equipmentWLDFRAggregatedAggregated | WLDFR | HFTD - Distribution - Tier 2 - 5QU CoRE ¦ 3QU LoRE | Non-Red Flag Warning - Small Fires | Aggregated | Aggregated | 2040 | 0.0046321 | 0 | 487.9227 | 2.2601 | 2040 | Mitigation | 0.08575 | 30 | 0 | esc | 0.0012005 | 5.5608e-06 | 0.00060025 | 2.7804e-06 | 0.0015435 | 7.1496e-06
[79 empty] | WLDFR | HFTD - Distribution - Tier 2 - 5QU CoRE ¦ 2QU LoRE | Red Flag Warning - Large Fires | 2041 | 2.9597e-08 | 1.4799e-08 | 3.8054e-08 | 6.5028 | 0.81304 | 3.6355 | 2.0543 | 0 | 0 | 0 | 2.4654e-05 |  | 1.9247e-07 | 0 | 1.9247e-07 | 9.6233e-08 | 0 | 9.6233e-08 | 2.4746e-07 | 0 | 2.4746e-07 | [16 empty] | 7.3.1.3 Ignition probability mapping showing the probability of ignition along the electric lines and equipmentWLDFRAggregatedAggregated | WLDFR | HFTD - Distribution - Tier 2 - 5QU CoRE ¦ 3QU LoRE | Non-Red Flag Warning - Small Fires | Aggregated | Aggregated | 2041 | 0.0046321 | 0 | 487.9227 | 2.2601 | 2041 | Mitigation | 0.08575 | 30 | 0 | esc | 0.0012005 | 5.5608e-06 | 0.00060025 | 2.7804e-06 | 0.0015435 | 7.1496e-06
[79 empty] | WLDFR | HFTD - Distribution - Tier 2 - 5QU CoRE ¦ 2QU LoRE | Red Flag Warning - Large Fires | 2042 | 2.9597e-08 | 1.4799e-08 | 3.8054e-08 | 6.5028 | 0.81304 | 3.6355 | 2.0543 | 0 | 0 | 0 | 2.4654e-05 |  | 1.9247e-07 | 0 | 1.9247e-07 | 9.6233e-08 | 0 | 9.6233e-08 | 2.4746e-07 | 0 | 2.4746e-07 | [16 empty] | 7.3.1.3 Ignition probability mapping showing the probability of ignition along the electric lines and equipmentWLDFRAggregatedAggregated | WLDFR | HFTD - Distribution - Tier 2 - 5QU CoRE ¦ 3QU LoRE | Non-Red Flag Warning - Small Fires | Aggregated | Aggregated | 2042 | 0.0046321 | 0 | 487.9227 | 2.2601 | 2042 | Mitigation | 0.08575 | 30 | 0 | esc | 0.0012005 | 5.5608e-06 | 0.00060025 | 2.7804e-06 | 0.0015435 | 7.1496e-06
[79 empty] | WLDFR | HFTD - Distribution - Tier 2 - 5QU CoRE ¦ 2QU LoRE | Red Flag Warning - Large Fires | 2043 | 2.9597e-08 | 1.4799e-08 | 3.8054e-08 | 6.9209 | 0.84944 | 3.8632 | 2.2083 | 0 | 0 | 0 | 2.4654e-05 |  | 2.0484e-07 | 0 | 2.0484e-07 | 1.0242e-07 | 0 | 1.0242e-07 | 2.6337e-07 | 0 | 2.6337e-07 | [16 empty] | 7.3.1.3 Ignition probability mapping showing the probability of ignition along the electric lines and equipmentWLDFRAggregatedAggregated | WLDFR | HFTD - Distribution - Tier 2 - 5QU CoRE ¦ 3QU LoRE | Non-Red Flag Warning - Small Fires | Aggregated | Aggregated | 2043 | 0.0046321 | 0 | 487.9227 | 2.2601 | 2043 | Mitigation | 0.08575 | 30 | 0 | esc | 0.0012005 | 5.5608e-06 | 0.00060025 | 2.7804e-06 | 0.0015435 | 7.1496e-06
[79 empty] | WLDFR | HFTD - Distribution - Tier 2 - 5QU CoRE ¦ 2QU LoRE | Red Flag Warning - Large Fires | 2044 | 2.9597e-08 | 1.4799e-08 | 3.8054e-08 | 6.9209 | 0.84944 | 3.8632 | 2.2083 | 0 | 0 | 0 | 2.4654e-05 |  | 2.0484e-07 | 0 | 2.0484e-07 | 1.0242e-07 | 0 | 1.0242e-07 | 2.6337e-07 | 0 | 2.6337e-07 | [16 empty] | 7.3.1.3 Ignition probability mapping showing the probability of ignition along the electric lines and equipmentWLDFRAggregatedAggregated | WLDFR | HFTD - Distribution - Tier 2 - 5QU CoRE ¦ 3QU LoRE | Non-Red Flag Warning - Small Fires | Aggregated | Aggregated | 2044 | 0.0046321 | 0 | 487.9227 | 2.2601 | 2044 | Mitigation | 0.08575 | 30 | 0 | esc | 0.0012005 | 5.5608e-06 | 0.00060025 | 2.7804e-06 | 0.0015435 | 7.1496e-06
[79 empty] | WLDFR | HFTD - Distribution - Tier 2 - 5QU CoRE ¦ 2QU LoRE | Red Flag Warning - Large Fires | 2045 | 2.9597e-08 | 1.4799e-08 | 3.8054e-08 | 6.9209 | 0.84944 | 3.8632 | 2.2083 | 0 | 0 | 0 | 2.4654e-05 |  | 2.0484e-07 | 0 | 2.0484e-07 | 1.0242e-07 | 0 | 1.0242e-07 | 2.6337e-07 | 0 | 2.6337e-07 | [16 empty] | 7.3.1.3 Ignition probability mapping showing the probability of ignition along the electric lines and equipmentWLDFRAggregatedAggregated | WLDFR | HFTD - Distribution - Tier 2 - 5QU CoRE ¦ 3QU LoRE | Non-Red Flag Warning - Small Fires | Aggregated | Aggregated | 2045 | 0.0046321 | 0 | 487.9227 | 2.2601 | 2045 | Mitigation | 0.08575 | 30 | 0 | esc | 0.0012005 | 5.5608e-06 | 0.00060025 | 2.7804e-06 | 0.0015435 | 7.1496e-06
[79 empty] | WLDFR | HFTD - Distribution - Tier 2 - 5QU CoRE ¦ 2QU LoRE | Red Flag Warning - Large Fires | 2046 | 2.9597e-08 | 1.4799e-08 | 3.8054e-08 | 6.9209 | 0.84944 | 3.8632 | 2.2083 | 0 | 0 | 0 | 2.4654e-05 |  | 2.0484e-07 | 0 | 2.0484e-07 | 1.0242e-07 | 0 | 1.0242e-07 | 2.6337e-07 | 0 | 2.6337e-07 | [16 empty] | 7.3.1.3 Ignition probability mapping showing the probability of ignition along the electric lines and equipmentWLDFRAggregatedAggregated | WLDFR | HFTD - Distribution - Tier 2 - 5QU CoRE ¦ 3QU LoRE | Non-Red Flag Warning - Small Fires | Aggregated | Aggregated | 2046 | 0.0046321 | 0 | 487.9227 | 2.2601 | 2046 | Mitigation | 0.08575 | 30 | 0 | esc | 0.0012005 | 5.5608e-06 | 0.00060025 | 2.7804e-06 | 0.0015435 | 7.1496e-06
[79 empty] | WLDFR | HFTD - Distribution - Tier 2 - 5QU CoRE ¦ 2QU LoRE | Red Flag Warning - Large Fires | 2047 | 2.9597e-08 | 1.4799e-08 | 3.8054e-08 | 6.9209 | 0.84944 | 3.8632 | 2.2083 | 0 | 0 | 0 | 2.4654e-05 |  | 2.0484e-07 | 0 | 2.0484e-07 | 1.0242e-07 | 0 | 1.0242e-07 | 2.6337e-07 | 0 | 2.6337e-07 | [16 empty] | 7.3.1.3 Ignition probability mapping showing the probability of ignition along the electric lines and equipmentWLDFRAggregatedAggregated | WLDFR | HFTD - Distribution - Tier 2 - 5QU CoRE ¦ 3QU LoRE | Non-Red Flag Warning - Small Fires | Aggregated | Aggregated | 2047 | 0.0046321 | 0 | 487.9227 | 2.2601 | 2047 | Mitigation | 0.08575 | 30 | 0 | esc | 0.0012005 | 5.5608e-06 | 0.00060025 | 2.7804e-06 | 0.0015435 | 7.1496e-06
[79 empty] | WLDFR | HFTD - Distribution - Tier 2 - 5QU CoRE ¦ 2QU LoRE | Red Flag Warning - Large Fires | 2048 | 2.9597e-08 | 1.4799e-08 | 3.8054e-08 | 7.3713 | 0.88759 | 4.1075 | 2.3763 | 0 | 0 | 0 | 2.4654e-05 |  | 2.1817e-07 | 0 | 2.1817e-07 | 1.0909e-07 | 0 | 1.0909e-07 | 2.8051e-07 | 0 | 2.8051e-07 | [16 empty] | 7.3.1.3 Ignition probability mapping showing the probability of ignition along the electric lines and equipmentWLDFRAggregatedAggregated | WLDFR | HFTD - Distribution - Tier 2 - 5QU CoRE ¦ 3QU LoRE | Non-Red Flag Warning - Small Fires | Aggregated | Aggregated | 2048 | 0.0046321 | 0 | 487.9227 | 2.2601 | 2048 | Mitigation | 0.08575 | 30 | 0 | esc | 0.0012005 | 5.5608e-06 | 0.00060025 | 2.7804e-06 | 0.0015435 | 7.1496e-06
[79 empty] | WLDFR | HFTD - Distribution - Tier 2 - 5QU CoRE ¦ 2QU LoRE | Red Flag Warning - Large Fires | 2049 | 2.9597e-08 | 1.4799e-08 | 3.8054e-08 | 7.3713 | 0.88759 | 4.1075 | 2.3763 | 0 | 0 | 0 | 2.4654e-05 |  | 2.1817e-07 | 0 | 2.1817e-07 | 1.0909e-07 | 0 | 1.0909e-07 | 2.8051e-07 | 0 | 2.8051e-07 | [16 empty] | 7.3.1.3 Ignition probability mapping showing the probability of ignition along the electric lines and equipmentWLDFRAggregatedAggregated | WLDFR | HFTD - Distribution - Tier 2 - 5QU CoRE ¦ 3QU LoRE | Non-Red Flag Warning - Small Fires | Aggregated | Aggregated | 2049 | 0.0046321 | 0 | 487.9227 | 2.2601 | 2049 | Mitigation | 0.08575 | 30 | 0 | esc | 0.0012005 | 5.5608e-06 | 0.00060025 | 2.7804e-06 | 0.0015435 | 7.1496e-06
[79 empty] | WLDFR | HFTD - Distribution - Tier 2 - 5QU CoRE ¦ 2QU LoRE | Red Flag Warning - Large Fires | 2050 | 0 | 1.4799e-08 | 3.8054e-08 | 7.3713 | 0.88759 | 4.1075 | 2.3763 | 0 | 0 | 0 | 2.4654e-05 |  | 0 | 0 | 0 | 1.0909e-07 | 0 | 1.0909e-07 | 2.8051e-07 | 0 | 2.8051e-07 | [16 empty] | 7.3.1.3 Ignition probability mapping showing the probability of ignition along the electric lines and equipmentWLDFRAggregatedAggregated | WLDFR | HFTD - Distribution - Tier 2 - 5QU CoRE ¦ 3QU LoRE | Non-Red Flag Warning - Small Fires | Aggregated | Aggregated | 2050 | 0.0046321 | 0 | 487.9227 | 2.2601 | 2050 | Mitigation | 0.08575 | 30 | 0 | esc | 0 | 0 | 0.00060025 | 2.7804e-06 | 0.0015435 | 7.1496e-06
[79 empty] | WLDFR | HFTD - Distribution - Tier 2 - 5QU CoRE ¦ 2QU LoRE | Red Flag Warning - Large Fires | 2051 | 0 | 0 | 3.8054e-08 | 7.3713 | 0.88759 | 4.1075 | 2.3763 | 0 | 0 | 0 | 2.4654e-05 |  | 0 | 0 | 0 | 0 | 0 | 0 | 2.8051e-07 | 0 | 2.8051e-07 | [16 empty] | 7.3.1.3 Ignition probability mapping showing the probability of ignition along the electric lines and equipmentWLDFRAggregatedAggregated | WLDFR | HFTD - Distribution - Tier 2 - 5QU CoRE ¦ 3QU LoRE | Non-Red Flag Warning - Small Fires | Aggregated | Aggregated | 2051 | 0.0046321 | 0 | 487.9227 | 2.2601 | 2051 | Mitigation | 0.08575 | 30 | 0 | esc | 0 | 0 | 0 | 0 | 0.0015435 | 7.1496e-06
[79 empty] | WLDFR | HFTD - Distribution - Tier 2 - 5QU CoRE ¦ 2QU LoRE | Red Flag Warning - Small Fires | 2020 | 8.7288e-07 | 0 | 0 | 0.077901 | 0.036425 | 0.0015809 | 0.039895 | 0 | 0 | 0 | 0.0007271 |  | 6.7998e-08 | 0 | 6.7998e-08 | 0 | 0 | 0 | 0 | 0 | 0 | [16 empty] | 7.3.1.3 Ignition probability mapping showing the probability of ignition along the electric lines and equipmentWLDFRAggregatedAggregated | WLDFR | HFTD - Distribution - Tier 2 - 5QU CoRE ¦ 3QU LoRE | Red Flag Warning - Catastrophic Fires | Aggregated | Aggregated | 2021 | 1.5233e-06 | 0 | 487.9227 | 0.00074327 | 2021 | Mitigation | 0.08575 | 30 | 0 | esc | 0.0012005 | 1.8288e-09 | 0.00060025 | 9.1438e-10 | 0 | 0
[79 empty] | WLDFR | HFTD - Distribution - Tier 2 - 5QU CoRE ¦ 2QU LoRE | Red Flag Warning - Small Fires | 2021 | 8.7288e-07 | 4.3644e-07 | 0 | 0.077901 | 0.036425 | 0.0015809 | 0.039895 | 0 | 0 | 0 | 0.0007271 |  | 6.7998e-08 | 0 | 6.7998e-08 | 3.3999e-08 | 0 | 3.3999e-08 | 0 | 0 | 0 | [16 empty] | 7.3.1.3 Ignition probability mapping showing the probability of ignition along the electric lines and equipmentWLDFRAggregatedAggregated | WLDFR | HFTD - Distribution - Tier 2 - 5QU CoRE ¦ 3QU LoRE | Red Flag Warning - Catastrophic Fires | Aggregated | Aggregated | 2022 | 1.5233e-06 | 0 | 487.9227 | 0.00074327 | 2022 | Mitigation | 0.08575 | 30 | 0 | esc | 0.0012005 | 1.8288e-09 | 0.00060025 | 9.1438e-10 | 0.0015435 | 2.3513e-09
[79 empty] | WLDFR | HFTD - Distribution - Tier 2 - 5QU CoRE ¦ 2QU LoRE | Red Flag Warning - Small Fires | 2022 | 8.7288e-07 | 4.3644e-07 | 1.1223e-06 | 0.077901 | 0.036425 | 0.0015809 | 0.039895 | 0 | 0 | 0 | 0.0007271 |  | 6.7998e-08 | 0 | 6.7998e-08 | 3.3999e-08 | 0 | 3.3999e-08 | 8.7426e-08 | 0 | 8.7426e-08 | [16 empty] | 7.3.1.3 Ignition probability mapping showing the probability of ignition along the electric lines and equipmentWLDFRAggregatedAggregated | WLDFR | HFTD - Distribution - Tier 2 - 5QU CoRE ¦ 3QU LoRE | Red Flag Warning - Catastrophic Fires | Aggregated | Aggregated | 2023 | 1.5233e-06 | 0 | 487.9227 | 0.00074327 | 2023 | Mitigation | 0.08575 | 30 | 0 | esc | 0.0012005 | 1.8288e-09 | 0.00060025 | 9.1438e-10 | 0.0015435 | 2.3513e-09
[79 empty] | WLDFR | HFTD - Distribution - Tier 2 - 5QU CoRE ¦ 2QU LoRE | Red Flag Warning - Small Fires | 2023 | 8.7288e-07 | 4.3644e-07 | 1.1223e-06 | 0.080408 | 0.03759 | 0.0016314 | 0.041187 | 0 | 0 | 0 | 0.0007271 |  | 7.0187e-08 | 0 | 7.0187e-08 | 3.5094e-08 | 0 | 3.5094e-08 | 9.024e-08 | 0 | 9.024e-08 | [16 empty] | 7.3.1.3 Ignition probability mapping showing the probability of ignition along the electric lines and equipmentWLDFRAggregatedAggregated | WLDFR | HFTD - Distribution - Tier 2 - 5QU CoRE ¦ 3QU LoRE | Red Flag Warning - Catastrophic Fires | Aggregated | Aggregated | 2024 | 1.5233e-06 | 0 | 487.9227 | 0.00074327 | 2024 | Mitigation | 0.08575 | 30 | 0 | esc | 0.0012005 | 1.8288e-09 | 0.00060025 | 9.1438e-10 | 0.0015435 | 2.3513e-09
[79 empty] | WLDFR | HFTD - Distribution - Tier 2 - 5QU CoRE ¦ 2QU LoRE | Red Flag Warning - Small Fires | 2024 | 8.7288e-07 | 4.3644e-07 | 1.1223e-06 | 0.080408 | 0.03759 | 0.0016314 | 0.041187 | 0 | 0 | 0 | 0.0007271 |  | 7.0187e-08 | 0 | 7.0187e-08 | 3.5094e-08 | 0 | 3.5094e-08 | 9.024e-08 | 0 | 9.024e-08 | [16 empty] | 7.3.1.3 Ignition probability mapping showing the probability of ignition along the electric lines and equipmentWLDFRAggregatedAggregated | WLDFR | HFTD - Distribution - Tier 2 - 5QU CoRE ¦ 3QU LoRE | Red Flag Warning - Catastrophic Fires | Aggregated | Aggregated | 2025 | 1.5233e-06 | 0 | 487.9227 | 0.00074327 | 2025 | Mitigation | 0.08575 | 30 | 0 | esc | 0.0012005 | 1.8288e-09 | 0.00060025 | 9.1438e-10 | 0.0015435 | 2.3513e-09
[79 empty] | WLDFR | HFTD - Distribution - Tier 2 - 5QU CoRE ¦ 2QU LoRE | Red Flag Warning - Small Fires | 2025 | 8.7288e-07 | 4.3644e-07 | 1.1223e-06 | 0.080408 | 0.03759 | 0.0016314 | 0.041187 | 0 | 0 | 0 | 0.0007271 |  | 7.0187e-08 | 0 | 7.0187e-08 | 3.5094e-08 | 0 | 3.5094e-08 | 9.024e-08 | 0 | 9.024e-08 | [16 empty] | 7.3.1.3 Ignition probability mapping showing the probability of ignition along the electric lines and equipmentWLDFRAggregatedAggregated | WLDFR | HFTD - Distribution - Tier 2 - 5QU CoRE ¦ 3QU LoRE | Red Flag Warning - Catastrophic Fires | Aggregated | Aggregated | 2026 | 1.5233e-06 | 0 | 487.9227 | 0.00074327 | 2026 | Mitigation | 0.08575 | 30 | 0 | esc | 0.0012005 | 1.8288e-09 | 0.00060025 | 9.1438e-10 | 0.0015435 | 2.3513e-09
[79 empty] | WLDFR | HFTD - Distribution - Tier 2 - 5QU CoRE ¦ 2QU LoRE | Red Flag Warning - Small Fires | 2026 | 8.7288e-07 | 4.3644e-07 | 1.1223e-06 | 0.080408 | 0.03759 | 0.0016314 | 0.041187 | 0 | 0 | 0 | 0.0007271 |  | 7.0187e-08 | 0 | 7.0187e-08 | 3.5094e-08 | 0 | 3.5094e-08 | 9.024e-08 | 0 | 9.024e-08 | [16 empty] | 7.3.1.3 Ignition probability mapping showing the probability of ignition along the electric lines and equipmentWLDFRAggregatedAggregated | WLDFR | HFTD - Distribution - Tier 2 - 5QU CoRE ¦ 3QU LoRE | Red Flag Warning - Catastrophic Fires | Aggregated | Aggregated | 2027 | 1.5233e-06 | 0 | 487.9227 | 0.00074327 | 2027 | Mitigation | 0.08575 | 30 | 0 | esc | 0.0012005 | 1.8288e-09 | 0.00060025 | 9.1438e-10 | 0.0015435 | 2.3513e-09
[79 empty] | WLDFR | HFTD - Distribution - Tier 2 - 5QU CoRE ¦ 2QU LoRE | Red Flag Warning - Small Fires | 2027 | 8.7288e-07 | 4.3644e-07 | 1.1223e-06 | 0.080408 | 0.03759 | 0.0016314 | 0.041187 | 0 | 0 | 0 | 0.0007271 |  | 7.0187e-08 | 0 | 7.0187e-08 | 3.5094e-08 | 0 | 3.5094e-08 | 9.024e-08 | 0 | 9.024e-08 | [16 empty] | 7.3.1.3 Ignition probability mapping showing the probability of ignition along the electric lines and equipmentWLDFRAggregatedAggregated | WLDFR | HFTD - Distribution - Tier 2 - 5QU CoRE ¦ 3QU LoRE | Red Flag Warning - Catastrophic Fires | Aggregated | Aggregated | 2028 | 1.5233e-06 | 0 | 487.9227 | 0.00074327 | 2028 | Mitigation | 0.08575 | 30 | 0 | esc | 0.0012005 | 1.8288e-09 | 0.00060025 | 9.1438e-10 | 0.0015435 | 2.3513e-09
[79 empty] | WLDFR | HFTD - Distribution - Tier 2 - 5QU CoRE ¦ 2QU LoRE | Red Flag Warning - Small Fires | 2028 | 8.7288e-07 | 4.3644e-07 | 1.1223e-06 | 0.083606 | 0.039055 | 0.001695 | 0.042856 | 0 | 0 | 0 | 0.0007271 |  | 7.2979e-08 | 0 | 7.2979e-08 | 3.6489e-08 | 0 | 3.6489e-08 | 9.383e-08 | 0 | 9.383e-08 | [16 empty] | 7.3.1.3 Ignition probability mapping showing the probability of ignition along the electric lines and equipmentWLDFRAggregatedAggregated | WLDFR | HFTD - Distribution - Tier 2 - 5QU CoRE ¦ 3QU LoRE | Red Flag Warning - Catastrophic Fires | Aggregated | Aggregated | 2029 | 1.5233e-06 | 0 | 487.9227 | 0.00074327 | 2029 | Mitigation | 0.08575 | 30 | 0 | esc | 0.0012005 | 1.8288e-09 | 0.00060025 | 9.1438e-10 | 0.0015435 | 2.3513e-09
[79 empty] | WLDFR | HFTD - Distribution - Tier 2 - 5QU CoRE ¦ 2QU LoRE | Red Flag Warning - Small Fires | 2029 | 8.7288e-07 | 4.3644e-07 | 1.1223e-06 | 0.083606 | 0.039055 | 0.001695 | 0.042856 | 0 | 0 | 0 | 0.0007271 |  | 7.2979e-08 | 0 | 7.2979e-08 | 3.6489e-08 | 0 | 3.6489e-08 | 9.383e-08 | 0 | 9.383e-08 | [16 empty] | 7.3.1.3 Ignition probability mapping showing the probability of ignition along the electric lines and equipmentWLDFRAggregatedAggregated | WLDFR | HFTD - Distribution - Tier 2 - 5QU CoRE ¦ 3QU LoRE | Red Flag Warning - Catastrophic Fires | Aggregated | Aggregated | 2030 | 1.5233e-06 | 0 | 487.9227 | 0.00074327 | 2030 | Mitigation | 0.08575 | 30 | 0 | esc | 0.0012005 | 1.8288e-09 | 0.00060025 | 9.1438e-10 | 0.0015435 | 2.3513e-09
[79 empty] | WLDFR | HFTD - Distribution - Tier 2 - 5QU CoRE ¦ 2QU LoRE | Red Flag Warning - Small Fires | 2030 | 8.7288e-07 | 4.3644e-07 | 1.1223e-06 | 0.083606 | 0.039055 | 0.001695 | 0.042856 | 0 | 0 | 0 | 0.0007271 |  | 7.2979e-08 | 0 | 7.2979e-08 | 3.6489e-08 | 0 | 3.6489e-08 | 9.383e-08 | 0 | 9.383e-08 | [16 empty] | 7.3.1.3 Ignition probability mapping showing the probability of ignition along the electric lines and equipmentWLDFRAggregatedAggregated | WLDFR | HFTD - Distribution - Tier 2 - 5QU CoRE ¦ 3QU LoRE | Red Flag Warning - Catastrophic Fires | Aggregated | Aggregated | 2031 | 1.5233e-06 | 0 | 487.9227 | 0.00074327 | 2031 | Mitigation | 0.08575 | 30 | 0 | esc | 0.0012005 | 1.8288e-09 | 0.00060025 | 9.1438e-10 | 0.0015435 | 2.3513e-09
[79 empty] | WLDFR | HFTD - Distribution - Tier 2 - 5QU CoRE ¦ 2QU LoRE | Red Flag Warning - Small Fires | 2031 | 8.7288e-07 | 4.3644e-07 | 1.1223e-06 | 0.083606 | 0.039055 | 0.001695 | 0.042856 | 0 | 0 | 0 | 0.0007271 |  | 7.2979e-08 | 0 | 7.2979e-08 | 3.6489e-08 | 0 | 3.6489e-08 | 9.383e-08 | 0 | 9.383e-08 | [16 empty] | 7.3.1.3 Ignition probability mapping showing the probability of ignition along the electric lines and equipmentWLDFRAggregatedAggregated | WLDFR | HFTD - Distribution - Tier 2 - 5QU CoRE ¦ 3QU LoRE | Red Flag Warning - Catastrophic Fires | Aggregated | Aggregated | 2032 | 1.5233e-06 | 0 | 487.9227 | 0.00074327 | 2032 | Mitigation | 0.08575 | 30 | 0 | esc | 0.0012005 | 1.8288e-09 | 0.00060025 | 9.1438e-10 | 0.0015435 | 2.3513e-09
[79 empty] | WLDFR | HFTD - Distribution - Tier 2 - 5QU CoRE ¦ 2QU LoRE | Red Flag Warning - Small Fires | 2032 | 8.7288e-07 | 4.3644e-07 | 1.1223e-06 | 0.083606 | 0.039055 | 0.001695 | 0.042856 | 0 | 0 | 0 | 0.0007271 |  | 7.2979e-08 | 0 | 7.2979e-08 | 3.6489e-08 | 0 | 3.6489e-08 | 9.383e-08 | 0 | 9.383e-08 | [16 empty] | 7.3.1.3 Ignition probability mapping showing the probability of ignition along the electric lines and equipmentWLDFRAggregatedAggregated | WLDFR | HFTD - Distribution - Tier 2 - 5QU CoRE ¦ 3QU LoRE | Red Flag Warning - Catastrophic Fires | Aggregated | Aggregated | 2033 | 1.5233e-06 | 0 | 487.9227 | 0.00074327 | 2033 | Mitigation | 0.08575 | 30 | 0 | esc | 0.0012005 | 1.8288e-09 | 0.00060025 | 9.1438e-10 | 0.0015435 | 2.3513e-09
[79 empty] | WLDFR | HFTD - Distribution - Tier 2 - 5QU CoRE ¦ 2QU LoRE | Red Flag Warning - Small Fires | 2033 | 8.7288e-07 | 4.3644e-07 | 1.1223e-06 | 0.087211 | 0.040679 | 0.0017655 | 0.044766 | 0 | 0 | 0 | 0.0007271 |  | 7.6125e-08 | 0 | 7.6125e-08 | 3.8062e-08 | 0 | 3.8062e-08 | 9.7875e-08 | 0 | 9.7875e-08 | [16 empty] | 7.3.1.3 Ignition probability mapping showing the probability of ignition along the electric lines and equipmentWLDFRAggregatedAggregated | WLDFR | HFTD - Distribution - Tier 2 - 5QU CoRE ¦ 3QU LoRE | Red Flag Warning - Catastrophic Fires | Aggregated | Aggregated | 2034 | 1.5233e-06 | 0 | 487.9227 | 0.00074327 | 2034 | Mitigation | 0.08575 | 30 | 0 | esc | 0.0012005 | 1.8288e-09 | 0.00060025 | 9.1438e-10 | 0.0015435 | 2.3513e-09
[79 empty] | WLDFR | HFTD - Distribution - Tier 2 - 5QU CoRE ¦ 2QU LoRE | Red Flag Warning - Small Fires | 2034 | 8.7288e-07 | 4.3644e-07 | 1.1223e-06 | 0.087211 | 0.040679 | 0.0017655 | 0.044766 | 0 | 0 | 0 | 0.0007271 |  | 7.6125e-08 | 0 | 7.6125e-08 | 3.8062e-08 | 0 | 3.8062e-08 | 9.7875e-08 | 0 | 9.7875e-08 | [16 empty] | 7.3.1.3 Ignition probability mapping showing the probability of ignition along the electric lines and equipmentWLDFRAggregatedAggregated | WLDFR | HFTD - Distribution - Tier 2 - 5QU CoRE ¦ 3QU LoRE | Red Flag Warning - Catastrophic Fires | Aggregated | Aggregated | 2035 | 1.5233e-06 | 0 | 487.9227 | 0.00074327 | 2035 | Mitigation | 0.08575 | 30 | 0 | esc | 0.0012005 | 1.8288e-09 | 0.00060025 | 9.1438e-10 | 0.0015435 | 2.3513e-09
[79 empty] | WLDFR | HFTD - Distribution - Tier 2 - 5QU CoRE ¦ 2QU LoRE | Red Flag Warning - Small Fires | 2035 | 8.7288e-07 | 4.3644e-07 | 1.1223e-06 | 0.087211 | 0.040679 | 0.0017655 | 0.044766 | 0 | 0 | 0 | 0.0007271 |  | 7.6125e-08 | 0 | 7.6125e-08 | 3.8062e-08 | 0 | 3.8062e-08 | 9.7875e-08 | 0 | 9.7875e-08 | [16 empty] | 7.3.1.3 Ignition probability mapping showing the probability of ignition along the electric lines and equipmentWLDFRAggregatedAggregated | WLDFR | HFTD - Distribution - Tier 2 - 5QU CoRE ¦ 3QU LoRE | Red Flag Warning - Catastrophic Fires | Aggregated | Aggregated | 2036 | 1.5233e-06 | 0 | 487.9227 | 0.00074327 | 2036 | Mitigation | 0.08575 | 30 | 0 | esc | 0.0012005 | 1.8288e-09 | 0.00060025 | 9.1438e-10 | 0.0015435 | 2.3513e-09
[79 empty] | WLDFR | HFTD - Distribution - Tier 2 - 5QU CoRE ¦ 2QU LoRE | Red Flag Warning - Small Fires | 2036 | 8.7288e-07 | 4.3644e-07 | 1.1223e-06 | 0.087211 | 0.040679 | 0.0017655 | 0.044766 | 0 | 0 | 0 | 0.0007271 |  | 7.6125e-08 | 0 | 7.6125e-08 | 3.8062e-08 | 0 | 3.8062e-08 | 9.7875e-08 | 0 | 9.7875e-08 | [16 empty] | 7.3.1.3 Ignition probability mapping showing the probability of ignition along the electric lines and equipmentWLDFRAggregatedAggregated | WLDFR | HFTD - Distribution - Tier 2 - 5QU CoRE ¦ 3QU LoRE | Red Flag Warning - Catastrophic Fires | Aggregated | Aggregated | 2037 | 1.5233e-06 | 0 | 487.9227 | 0.00074327 | 2037 | Mitigation | 0.08575 | 30 | 0 | esc | 0.0012005 | 1.8288e-09 | 0.00060025 | 9.1438e-10 | 0.0015435 | 2.3513e-09
[79 empty] | WLDFR | HFTD - Distribution - Tier 2 - 5QU CoRE ¦ 2QU LoRE | Red Flag Warning - Small Fires | 2037 | 8.7288e-07 | 4.3644e-07 | 1.1223e-06 | 0.087211 | 0.040679 | 0.0017655 | 0.044766 | 0 | 0 | 0 | 0.0007271 |  | 7.6125e-08 | 0 | 7.6125e-08 | 3.8062e-08 | 0 | 3.8062e-08 | 9.7875e-08 | 0 | 9.7875e-08 | [16 empty] | 7.3.1.3 Ignition probability mapping showing the probability of ignition along the electric lines and equipmentWLDFRAggregatedAggregated | WLDFR | HFTD - Distribution - Tier 2 - 5QU CoRE ¦ 3QU LoRE | Red Flag Warning - Catastrophic Fires | Aggregated | Aggregated | 2038 | 1.5233e-06 | 0 | 487.9227 | 0.00074327 | 2038 | Mitigation | 0.08575 | 30 | 0 | esc | 0.0012005 | 1.8288e-09 | 0.00060025 | 9.1438e-10 | 0.0015435 | 2.3513e-09
[79 empty] | WLDFR | HFTD - Distribution - Tier 2 - 5QU CoRE ¦ 2QU LoRE | Red Flag Warning - Small Fires | 2038 | 8.7288e-07 | 4.3644e-07 | 1.1223e-06 | 0.091184 | 0.042438 | 0.0018418 | 0.046905 | 0 | 0 | 0 | 0.0007271 |  | 7.9593e-08 | 0 | 7.9593e-08 | 3.9797e-08 | 0 | 3.9797e-08 | 1.0233e-07 | 0 | 1.0233e-07 | [16 empty] | 7.3.1.3 Ignition probability mapping showing the probability of ignition along the electric lines and equipmentWLDFRAggregatedAggregated | WLDFR | HFTD - Distribution - Tier 2 - 5QU CoRE ¦ 3QU LoRE | Red Flag Warning - Catastrophic Fires | Aggregated | Aggregated | 2039 | 1.5233e-06 | 0 | 487.9227 | 0.00074327 | 2039 | Mitigation | 0.08575 | 30 | 0 | esc | 0.0012005 | 1.8288e-09 | 0.00060025 | 9.1438e-10 | 0.0015435 | 2.3513e-09
[79 empty] | WLDFR | HFTD - Distribution - Tier 2 - 5QU CoRE ¦ 2QU LoRE | Red Flag Warning - Small Fires | 2039 | 8.7288e-07 | 4.3644e-07 | 1.1223e-06 | 0.091184 | 0.042438 | 0.0018418 | 0.046905 | 0 | 0 | 0 | 0.0007271 |  | 7.9593e-08 | 0 | 7.9593e-08 | 3.9797e-08 | 0 | 3.9797e-08 | 1.0233e-07 | 0 | 1.0233e-07 | [16 empty] | 7.3.1.3 Ignition probability mapping showing the probability of ignition along the electric lines and equipmentWLDFRAggregatedAggregated | WLDFR | HFTD - Distribution - Tier 2 - 5QU CoRE ¦ 3QU LoRE | Red Flag Warning - Catastrophic Fires | Aggregated | Aggregated | 2040 | 1.5233e-06 | 0 | 487.9227 | 0.00074327 | 2040 | Mitigation | 0.08575 | 30 | 0 | esc | 0.0012005 | 1.8288e-09 | 0.00060025 | 9.1438e-10 | 0.0015435 | 2.3513e-09
[79 empty] | WLDFR | HFTD - Distribution - Tier 2 - 5QU CoRE ¦ 2QU LoRE | Red Flag Warning - Small Fires | 2040 | 8.7288e-07 | 4.3644e-07 | 1.1223e-06 | 0.091184 | 0.042438 | 0.0018418 | 0.046905 | 0 | 0 | 0 | 0.0007271 |  | 7.9593e-08 | 0 | 7.9593e-08 | 3.9797e-08 | 0 | 3.9797e-08 | 1.0233e-07 | 0 | 1.0233e-07 | [16 empty] | 7.3.1.3 Ignition probability mapping showing the probability of ignition along the electric lines and equipmentWLDFRAggregatedAggregated | WLDFR | HFTD - Distribution - Tier 2 - 5QU CoRE ¦ 3QU LoRE | Red Flag Warning - Catastrophic Fires | Aggregated | Aggregated | 2041 | 1.5233e-06 | 0 | 487.9227 | 0.00074327 | 2041 | Mitigation | 0.08575 | 30 | 0 | esc | 0.0012005 | 1.8288e-09 | 0.00060025 | 9.1438e-10 | 0.0015435 | 2.3513e-09
[79 empty] | WLDFR | HFTD - Distribution - Tier 2 - 5QU CoRE ¦ 2QU LoRE | Red Flag Warning - Small Fires | 2041 | 8.7288e-07 | 4.3644e-07 | 1.1223e-06 | 0.091184 | 0.042438 | 0.0018418 | 0.046905 | 0 | 0 | 0 | 0.0007271 |  | 7.9593e-08 | 0 | 7.9593e-08 | 3.9797e-08 | 0 | 3.9797e-08 | 1.0233e-07 | 0 | 1.0233e-07 | [16 empty] | 7.3.1.3 Ignition probability mapping showing the probability of ignition along the electric lines and equipmentWLDFRAggregatedAggregated | WLDFR | HFTD - Distribution - Tier 2 - 5QU CoRE ¦ 3QU LoRE | Red Flag Warning - Catastrophic Fires | Aggregated | Aggregated | 2042 | 1.5233e-06 | 0 | 487.9227 | 0.00074327 | 2042 | Mitigation | 0.08575 | 30 | 0 | esc | 0.0012005 | 1.8288e-09 | 0.00060025 | 9.1438e-10 | 0.0015435 | 2.3513e-09
[79 empty] | WLDFR | HFTD - Distribution - Tier 2 - 5QU CoRE ¦ 2QU LoRE | Red Flag Warning - Small Fires | 2042 | 8.7288e-07 | 4.3644e-07 | 1.1223e-06 | 0.091184 | 0.042438 | 0.0018418 | 0.046905 | 0 | 0 | 0 | 0.0007271 |  | 7.9593e-08 | 0 | 7.9593e-08 | 3.9797e-08 | 0 | 3.9797e-08 | 1.0233e-07 | 0 | 1.0233e-07 | [16 empty] | 7.3.1.3 Ignition probability mapping showing the probability of ignition along the electric lines and equipmentWLDFRAggregatedAggregated | WLDFR | HFTD - Distribution - Tier 2 - 5QU CoRE ¦ 3QU LoRE | Red Flag Warning - Catastrophic Fires | Aggregated | Aggregated | 2043 | 1.5233e-06 | 0 | 487.9227 | 0.00074327 | 2043 | Mitigation | 0.08575 | 30 | 0 | esc | 0.0012005 | 1.8288e-09 | 0.00060025 | 9.1438e-10 | 0.0015435 | 2.3513e-09
[79 empty] | WLDFR | HFTD - Distribution - Tier 2 - 5QU CoRE ¦ 2QU LoRE | Red Flag Warning - Small Fires | 2043 | 8.7288e-07 | 4.3644e-07 | 1.1223e-06 | 0.095486 | 0.044306 | 0.0019228 | 0.049257 | 0 | 0 | 0 | 0.0007271 |  | 8.3348e-08 | 0 | 8.3348e-08 | 4.1674e-08 | 0 | 4.1674e-08 | 1.0716e-07 | 0 | 1.0716e-07 | [16 empty] | 7.3.1.3 Ignition probability mapping showing the probability of ignition along the electric lines and equipmentWLDFRAggregatedAggregated | WLDFR | HFTD - Distribution - Tier 2 - 5QU CoRE ¦ 3QU LoRE | Red Flag Warning - Catastrophic Fires | Aggregated | Aggregated | 2044 | 1.5233e-06 | 0 | 487.9227 | 0.00074327 | 2044 | Mitigation | 0.08575 | 30 | 0 | esc | 0.0012005 | 1.8288e-09 | 0.00060025 | 9.1438e-10 | 0.0015435 | 2.3513e-09
[79 empty] | WLDFR | HFTD - Distribution - Tier 2 - 5QU CoRE ¦ 2QU LoRE | Red Flag Warning - Small Fires | 2044 | 8.7288e-07 | 4.3644e-07 | 1.1223e-06 | 0.095486 | 0.044306 | 0.0019228 | 0.049257 | 0 | 0 | 0 | 0.0007271 |  | 8.3348e-08 | 0 | 8.3348e-08 | 4.1674e-08 | 0 | 4.1674e-08 | 1.0716e-07 | 0 | 1.0716e-07 | [16 empty] | 7.3.1.3 Ignition probability mapping showing the probability of ignition along the electric lines and equipmentWLDFRAggregatedAggregated | WLDFR | HFTD - Distribution - Tier 2 - 5QU CoRE ¦ 3QU LoRE | Red Flag Warning - Catastrophic Fires | Aggregated | Aggregated | 2045 | 1.5233e-06 | 0 | 487.9227 | 0.00074327 | 2045 | Mitigation | 0.08575 | 30 | 0 | esc | 0.0012005 | 1.8288e-09 | 0.00060025 | 9.1438e-10 | 0.0015435 | 2.3513e-09
[79 empty] | WLDFR | HFTD - Distribution - Tier 2 - 5QU CoRE ¦ 2QU LoRE | Red Flag Warning - Small Fires | 2045 | 8.7288e-07 | 4.3644e-07 | 1.1223e-06 | 0.095486 | 0.044306 | 0.0019228 | 0.049257 | 0 | 0 | 0 | 0.0007271 |  | 8.3348e-08 | 0 | 8.3348e-08 | 4.1674e-08 | 0 | 4.1674e-08 | 1.0716e-07 | 0 | 1.0716e-07 | [16 empty] | 7.3.1.3 Ignition probability mapping showing the probability of ignition along the electric lines and equipmentWLDFRAggregatedAggregated | WLDFR | HFTD - Distribution - Tier 2 - 5QU CoRE ¦ 3QU LoRE | Red Flag Warning - Catastrophic Fires | Aggregated | Aggregated | 2046 | 1.5233e-06 | 0 | 487.9227 | 0.00074327 | 2046 | Mitigation | 0.08575 | 30 | 0 | esc | 0.0012005 | 1.8288e-09 | 0.00060025 | 9.1438e-10 | 0.0015435 | 2.3513e-09
[79 empty] | WLDFR | HFTD - Distribution - Tier 2 - 5QU CoRE ¦ 2QU LoRE | Red Flag Warning - Small Fires | 2046 | 8.7288e-07 | 4.3644e-07 | 1.1223e-06 | 0.095486 | 0.044306 | 0.0019228 | 0.049257 | 0 | 0 | 0 | 0.0007271 |  | 8.3348e-08 | 0 | 8.3348e-08 | 4.1674e-08 | 0 | 4.1674e-08 | 1.0716e-07 | 0 | 1.0716e-07 | [16 empty] | 7.3.1.3 Ignition probability mapping showing the probability of ignition along the electric lines and equipmentWLDFRAggregatedAggregated | WLDFR | HFTD - Distribution - Tier 2 - 5QU CoRE ¦ 3QU LoRE | Red Flag Warning - Catastrophic Fires | Aggregated | Aggregated | 2047 | 1.5233e-06 | 0 | 487.9227 | 0.00074327 | 2047 | Mitigation | 0.08575 | 30 | 0 | esc | 0.0012005 | 1.8288e-09 | 0.00060025 | 9.1438e-10 | 0.0015435 | 2.3513e-09
[79 empty] | WLDFR | HFTD - Distribution - Tier 2 - 5QU CoRE ¦ 2QU LoRE | Red Flag Warning - Small Fires | 2047 | 8.7288e-07 | 4.3644e-07 | 1.1223e-06 | 0.095486 | 0.044306 | 0.0019228 | 0.049257 | 0 | 0 | 0 | 0.0007271 |  | 8.3348e-08 | 0 | 8.3348e-08 | 4.1674e-08 | 0 | 4.1674e-08 | 1.0716e-07 | 0 | 1.0716e-07 | [16 empty] | 7.3.1.3 Ignition probability mapping showing the probability of ignition along the electric lines and equipmentWLDFRAggregatedAggregated | WLDFR | HFTD - Distribution - Tier 2 - 5QU CoRE ¦ 3QU LoRE | Red Flag Warning - Catastrophic Fires | Aggregated | Aggregated | 2048 | 1.5233e-06 | 0 | 487.9227 | 0.00074327 | 2048 | Mitigation | 0.08575 | 30 | 0 | esc | 0.0012005 | 1.8288e-09 | 0.00060025 | 9.1438e-10 | 0.0015435 | 2.3513e-09
[79 empty] | WLDFR | HFTD - Distribution - Tier 2 - 5QU CoRE ¦ 2QU LoRE | Red Flag Warning - Small Fires | 2048 | 8.7288e-07 | 4.3644e-07 | 1.1223e-06 | 0.10007 | 0.04626 | 0.0020076 | 0.051804 | 0 | 0 | 0 | 0.0007271 |  | 8.7351e-08 | 0 | 8.7351e-08 | 4.3675e-08 | 0 | 4.3675e-08 | 1.1231e-07 | 0 | 1.1231e-07 | [16 empty] | 7.3.1.3 Ignition probability mapping showing the probability of ignition along the electric lines and equipmentWLDFRAggregatedAggregated | WLDFR | HFTD - Distribution - Tier 2 - 5QU CoRE ¦ 3QU LoRE | Red Flag Warning - Catastrophic Fires | Aggregated | Aggregated | 2049 | 1.5233e-06 | 0 | 487.9227 | 0.00074327 | 2049 | Mitigation | 0.08575 | 30 | 0 | esc | 0.0012005 | 1.8288e-09 | 0.00060025 | 9.1438e-10 | 0.0015435 | 2.3513e-09
[79 empty] | WLDFR | HFTD - Distribution - Tier 2 - 5QU CoRE ¦ 2QU LoRE | Red Flag Warning - Small Fires | 2049 | 8.7288e-07 | 4.3644e-07 | 1.1223e-06 | 0.10007 | 0.04626 | 0.0020076 | 0.051804 | 0 | 0 | 0 | 0.0007271 |  | 8.7351e-08 | 0 | 8.7351e-08 | 4.3675e-08 | 0 | 4.3675e-08 | 1.1231e-07 | 0 | 1.1231e-07 | [16 empty] | 7.3.1.3 Ignition probability mapping showing the probability of ignition along the electric lines and equipmentWLDFRAggregatedAggregated | WLDFR | HFTD - Distribution - Tier 2 - 5QU CoRE ¦ 3QU LoRE | Red Flag Warning - Catastrophic Fires | Aggregated | Aggregated | 2050 | 1.5233e-06 | 0 | 487.9227 | 0.00074327 | 2050 | Mitigation | 0.08575 | 30 | 0 | esc | 0 | 0 | 0.00060025 | 9.1438e-10 | 0.0015435 | 2.3513e-09
[79 empty] | WLDFR | HFTD - Distribution - Tier 2 - 5QU CoRE ¦ 2QU LoRE | Red Flag Warning - Small Fires | 2050 | 0 | 4.3644e-07 | 1.1223e-06 | 0.10007 | 0.04626 | 0.0020076 | 0.051804 | 0 | 0 | 0 | 0.0007271 |  | 0 | 0 | 0 | 4.3675e-08 | 0 | 4.3675e-08 | 1.1231e-07 | 0 | 1.1231e-07 | [16 empty] | 7.3.1.3 Ignition probability mapping showing the probability of ignition along the electric lines and equipmentWLDFRAggregatedAggregated | WLDFR | HFTD - Distribution - Tier 2 - 5QU CoRE ¦ 3QU LoRE | Red Flag Warning - Catastrophic Fires | Aggregated | Aggregated | 2051 | 1.5233e-06 | 0 | 487.9227 | 0.00074327 | 2051 | Mitigation | 0.08575 | 30 | 0 | esc | 0 | 0 | 0 | 0 | 0.0015435 | 2.3513e-09
[79 empty] | WLDFR | HFTD - Distribution - Tier 2 - 5QU CoRE ¦ 2QU LoRE | Red Flag Warning - Small Fires | 2051 | 0 | 0 | 1.1223e-06 | 0.10007 | 0.04626 | 0.0020076 | 0.051804 | 0 | 0 | 0 | 0.0007271 |  | 0 | 0 | 0 | 0 | 0 | 0 | 1.1231e-07 | 0 | 1.1231e-07 | [16 empty] | 7.3.1.3 Ignition probability mapping showing the probability of ignition along the electric lines and equipmentWLDFRAggregatedAggregated | WLDFR | HFTD - Distribution - Tier 2 - 5QU CoRE ¦ 3QU LoRE | Red Flag Warning - Destructive Fires | Aggregated | Aggregated | 2021 | 2.7003e-07 | 0 | 487.9227 | 0.00013175 | 2021 | Mitigation | 0.08575 | 30 | 0 | esc | 0.0012005 | 3.2417e-10 | 0.00060025 | 1.6208e-10 | 0 | 0
[79 empty] | WLDFR | HFTD - Distribution - Tier 2 - 5QU CoRE ¦ 2QU LoRE | Seismic - Non-Red Flag Warning - Catastrophic Fires | 2020 | 1.1635e-12 | 0 | 0 | 21083.8428 | 409.2237 | 13469.0878 | 7205.5313 | 0 | 0 | 0 | 9.6915e-10 |  | 2.453e-08 | 0 | 2.453e-08 | 0 | 0 | 0 | 0 | 0 | 0 | [16 empty] | 7.3.1.3 Ignition probability mapping showing the probability of ignition along the electric lines and equipmentWLDFRAggregatedAggregated | WLDFR | HFTD - Distribution - Tier 2 - 5QU CoRE ¦ 3QU LoRE | Red Flag Warning - Destructive Fires | Aggregated | Aggregated | 2022 | 2.7003e-07 | 0 | 487.9227 | 0.00013175 | 2022 | Mitigation | 0.08575 | 30 | 0 | esc | 0.0012005 | 3.2417e-10 | 0.00060025 | 1.6208e-10 | 0.0015435 | 4.1679e-10
[79 empty] | WLDFR | HFTD - Distribution - Tier 2 - 5QU CoRE ¦ 2QU LoRE | Seismic - Non-Red Flag Warning - Catastrophic Fires | 2021 | 1.1635e-12 | 5.8173e-13 | 0 | 21083.8428 | 409.2237 | 13469.0878 | 7205.5313 | 0 | 0 | 0 | 9.6915e-10 |  | 2.453e-08 | 0 | 2.453e-08 | 1.2265e-08 | 0 | 1.2265e-08 | 0 | 0 | 0 | [16 empty] | 7.3.1.3 Ignition probability mapping showing the probability of ignition along the electric lines and equipmentWLDFRAggregatedAggregated | WLDFR | HFTD - Distribution - Tier 2 - 5QU CoRE ¦ 3QU LoRE | Red Flag Warning - Destructive Fires | Aggregated | Aggregated | 2023 | 2.7003e-07 | 0 | 487.9227 | 0.00013175 | 2023 | Mitigation | 0.08575 | 30 | 0 | esc | 0.0012005 | 3.2417e-10 | 0.00060025 | 1.6208e-10 | 0.0015435 | 4.1679e-10
[79 empty] | WLDFR | HFTD - Distribution - Tier 2 - 5QU CoRE ¦ 2QU LoRE | Seismic - Non-Red Flag Warning - Catastrophic Fires | 2022 | 1.1635e-12 | 5.8173e-13 | 1.4959e-12 | 21083.8428 | 409.2237 | 13469.0878 | 7205.5313 | 0 | 0 | 0 | 9.6915e-10 |  | 2.453e-08 | 0 | 2.453e-08 | 1.2265e-08 | 0 | 1.2265e-08 | 3.1539e-08 | 0 | 3.1539e-08 | [16 empty] | 7.3.1.3 Ignition probability mapping showing the probability of ignition along the electric lines and equipmentWLDFRAggregatedAggregated | WLDFR | HFTD - Distribution - Tier 2 - 5QU CoRE ¦ 3QU LoRE | Red Flag Warning - Destructive Fires | Aggregated | Aggregated | 2024 | 2.7003e-07 | 0 | 487.9227 | 0.00013175 | 2024 | Mitigation | 0.08575 | 30 | 0 | esc | 0.0012005 | 3.2417e-10 | 0.00060025 | 1.6208e-10 | 0.0015435 | 4.1679e-10
[79 empty] | WLDFR | HFTD - Distribution - Tier 2 - 5QU CoRE ¦ 2QU LoRE | Seismic - Non-Red Flag Warning - Catastrophic Fires | 2023 | 1.1635e-12 | 5.8173e-13 | 1.4959e-12 | 21835.9781 | 428.6023 | 13939.561 | 7467.8148 | 0 | 0 | 0 | 9.6915e-10 |  | 2.5405e-08 | 0 | 2.5405e-08 | 1.2703e-08 | 0 | 1.2703e-08 | 3.2664e-08 | 0 | 3.2664e-08 | [16 empty] | 7.3.1.3 Ignition probability mapping showing the probability of ignition along the electric lines and equipmentWLDFRAggregatedAggregated | WLDFR | HFTD - Distribution - Tier 2 - 5QU CoRE ¦ 3QU LoRE | Red Flag Warning - Destructive Fires | Aggregated | Aggregated | 2025 | 2.7003e-07 | 0 | 487.9227 | 0.00013175 | 2025 | Mitigation | 0.08575 | 30 | 0 | esc | 0.0012005 | 3.2417e-10 | 0.00060025 | 1.6208e-10 | 0.0015435 | 4.1679e-10
[79 empty] | WLDFR | HFTD - Distribution - Tier 2 - 5QU CoRE ¦ 2QU LoRE | Seismic - Non-Red Flag Warning - Catastrophic Fires | 2024 | 1.1635e-12 | 5.8173e-13 | 1.4959e-12 | 21835.9781 | 428.6023 | 13939.561 | 7467.8148 | 0 | 0 | 0 | 9.6915e-10 |  | 2.5405e-08 | 0 | 2.5405e-08 | 1.2703e-08 | 0 | 1.2703e-08 | 3.2664e-08 | 0 | 3.2664e-08 | [16 empty] | 7.3.1.3 Ignition probability mapping showing the probability of ignition along the electric lines and equipmentWLDFRAggregatedAggregated | WLDFR | HFTD - Distribution - Tier 2 - 5QU CoRE ¦ 3QU LoRE | Red Flag Warning - Destructive Fires | Aggregated | Aggregated | 2026 | 2.7003e-07 | 0 | 487.9227 | 0.00013175 | 2026 | Mitigation | 0.08575 | 30 | 0 | esc | 0.0012005 | 3.2417e-10 | 0.00060025 | 1.6208e-10 | 0.0015435 | 4.1679e-10
[79 empty] | WLDFR | HFTD - Distribution - Tier 2 - 5QU CoRE ¦ 2QU LoRE | Seismic - Non-Red Flag Warning - Catastrophic Fires | 2025 | 1.1635e-12 | 5.8173e-13 | 1.4959e-12 | 21835.9781 | 428.6023 | 13939.561 | 7467.8148 | 0 | 0 | 0 | 9.6915e-10 |  | 2.5405e-08 | 0 | 2.5405e-08 | 1.2703e-08 | 0 | 1.2703e-08 | 3.2664e-08 | 0 | 3.2664e-08 | [16 empty] | 7.3.1.3 Ignition probability mapping showing the probability of ignition along the electric lines and equipmentWLDFRAggregatedAggregated | WLDFR | HFTD - Distribution - Tier 2 - 5QU CoRE ¦ 3QU LoRE | Red Flag Warning - Destructive Fires | Aggregated | Aggregated | 2027 | 2.7003e-07 | 0 | 487.9227 | 0.00013175 | 2027 | Mitigation | 0.08575 | 30 | 0 | esc | 0.0012005 | 3.2417e-10 | 0.00060025 | 1.6208e-10 | 0.0015435 | 4.1679e-10
[79 empty] | WLDFR | HFTD - Distribution - Tier 2 - 5QU CoRE ¦ 2QU LoRE | Seismic - Non-Red Flag Warning - Catastrophic Fires | 2026 | 1.1635e-12 | 5.8173e-13 | 1.4959e-12 | 21835.9781 | 428.6023 | 13939.561 | 7467.8148 | 0 | 0 | 0 | 9.6915e-10 |  | 2.5405e-08 | 0 | 2.5405e-08 | 1.2703e-08 | 0 | 1.2703e-08 | 3.2664e-08 | 0 | 3.2664e-08 | [16 empty] | 7.3.1.3 Ignition probability mapping showing the probability of ignition along the electric lines and equipmentWLDFRAggregatedAggregated | WLDFR | HFTD - Distribution - Tier 2 - 5QU CoRE ¦ 3QU LoRE | Red Flag Warning - Destructive Fires | Aggregated | Aggregated | 2028 | 2.7003e-07 | 0 | 487.9227 | 0.00013175 | 2028 | Mitigation | 0.08575 | 30 | 0 | esc | 0.0012005 | 3.2417e-10 | 0.00060025 | 1.6208e-10 | 0.0015435 | 4.1679e-10
[79 empty] | WLDFR | HFTD - Distribution - Tier 2 - 5QU CoRE ¦ 2QU LoRE | Seismic - Non-Red Flag Warning - Catastrophic Fires | 2027 | 1.1635e-12 | 5.8173e-13 | 1.4959e-12 | 21835.9781 | 428.6023 | 13939.561 | 7467.8148 | 0 | 0 | 0 | 9.6915e-10 |  | 2.5405e-08 | 0 | 2.5405e-08 | 1.2703e-08 | 0 | 1.2703e-08 | 3.2664e-08 | 0 | 3.2664e-08 | [16 empty] | 7.3.1.3 Ignition probability mapping showing the probability of ignition along the electric lines and equipmentWLDFRAggregatedAggregated | WLDFR | HFTD - Distribution - Tier 2 - 5QU CoRE ¦ 3QU LoRE | Red Flag Warning - Destructive Fires | Aggregated | Aggregated | 2029 | 2.7003e-07 | 0 | 487.9227 | 0.00013175 | 2029 | Mitigation | 0.08575 | 30 | 0 | esc | 0.0012005 | 3.2417e-10 | 0.00060025 | 1.6208e-10 | 0.0015435 | 4.1679e-10
[79 empty] | WLDFR | HFTD - Distribution - Tier 2 - 5QU CoRE ¦ 2QU LoRE | Seismic - Non-Red Flag Warning - Catastrophic Fires | 2028 | 1.1635e-12 | 5.8173e-13 | 1.4959e-12 | 22783.187 | 453.261 | 14531.3357 | 7798.5904 | 0 | 0 | 0 | 9.6915e-10 |  | 2.6507e-08 | 0 | 2.6507e-08 | 1.3254e-08 | 0 | 1.3254e-08 | 3.4081e-08 | 0 | 3.4081e-08 | [16 empty] | 7.3.1.3 Ignition probability mapping showing the probability of ignition along the electric lines and equipmentWLDFRAggregatedAggregated | WLDFR | HFTD - Distribution - Tier 2 - 5QU CoRE ¦ 3QU LoRE | Red Flag Warning - Destructive Fires | Aggregated | Aggregated | 2030 | 2.7003e-07 | 0 | 487.9227 | 0.00013175 | 2030 | Mitigation | 0.08575 | 30 | 0 | esc | 0.0012005 | 3.2417e-10 | 0.00060025 | 1.6208e-10 | 0.0015435 | 4.1679e-10
[79 empty] | WLDFR | HFTD - Distribution - Tier 2 - 5QU CoRE ¦ 2QU LoRE | Seismic - Non-Red Flag Warning - Catastrophic Fires | 2029 | 1.1635e-12 | 5.8173e-13 | 1.4959e-12 | 22783.187 | 453.261 | 14531.3357 | 7798.5904 | 0 | 0 | 0 | 9.6915e-10 |  | 2.6507e-08 | 0 | 2.6507e-08 | 1.3254e-08 | 0 | 1.3254e-08 | 3.4081e-08 | 0 | 3.4081e-08 | [16 empty] | 7.3.1.3 Ignition probability mapping showing the probability of ignition along the electric lines and equipmentWLDFRAggregatedAggregated | WLDFR | HFTD - Distribution - Tier 2 - 5QU CoRE ¦ 3QU LoRE | Red Flag Warning - Destructive Fires | Aggregated | Aggregated | 2031 | 2.7003e-07 | 0 | 487.9227 | 0.00013175 | 2031 | Mitigation | 0.08575 | 30 | 0 | esc | 0.0012005 | 3.2417e-10 | 0.00060025 | 1.6208e-10 | 0.0015435 | 4.1679e-10
[79 empty] | WLDFR | HFTD - Distribution - Tier 2 - 5QU CoRE ¦ 2QU LoRE | Seismic - Non-Red Flag Warning - Catastrophic Fires | 2030 | 1.1635e-12 | 5.8173e-13 | 1.4959e-12 | 22783.187 | 453.261 | 14531.3357 | 7798.5904 | 0 | 0 | 0 | 9.6915e-10 |  | 2.6507e-08 | 0 | 2.6507e-08 | 1.3254e-08 | 0 | 1.3254e-08 | 3.4081e-08 | 0 | 3.4081e-08 | [16 empty] | 7.3.1.3 Ignition probability mapping showing the probability of ignition along the electric lines and equipmentWLDFRAggregatedAggregated | WLDFR | HFTD - Distribution - Tier 2 - 5QU CoRE ¦ 3QU LoRE | Red Flag Warning - Destructive Fires | Aggregated | Aggregated | 2032 | 2.7003e-07 | 0 | 487.9227 | 0.00013175 | 2032 | Mitigation | 0.08575 | 30 | 0 | esc | 0.0012005 | 3.2417e-10 | 0.00060025 | 1.6208e-10 | 0.0015435 | 4.1679e-10
[79 empty] | WLDFR | HFTD - Distribution - Tier 2 - 5QU CoRE ¦ 2QU LoRE | Seismic - Non-Red Flag Warning - Catastrophic Fires | 2031 | 1.1635e-12 | 5.8173e-13 | 1.4959e-12 | 22783.187 | 453.261 | 14531.3357 | 7798.5904 | 0 | 0 | 0 | 9.6915e-10 |  | 2.6507e-08 | 0 | 2.6507e-08 | 1.3254e-08 | 0 | 1.3254e-08 | 3.4081e-08 | 0 | 3.4081e-08 | [16 empty] | 7.3.1.3 Ignition probability mapping showing the probability of ignition along the electric lines and equipmentWLDFRAggregatedAggregated | WLDFR | HFTD - Distribution - Tier 2 - 5QU CoRE ¦ 3QU LoRE | Red Flag Warning - Destructive Fires | Aggregated | Aggregated | 2033 | 2.7003e-07 | 0 | 487.9227 | 0.00013175 | 2033 | Mitigation | 0.08575 | 30 | 0 | esc | 0.0012005 | 3.2417e-10 | 0.00060025 | 1.6208e-10 | 0.0015435 | 4.1679e-10
[79 empty] | WLDFR | HFTD - Distribution - Tier 2 - 5QU CoRE ¦ 2QU LoRE | Seismic - Non-Red Flag Warning - Catastrophic Fires | 2032 | 1.1635e-12 | 5.8173e-13 | 1.4959e-12 | 22783.187 | 453.261 | 14531.3357 | 7798.5904 | 0 | 0 | 0 | 9.6915e-10 |  | 2.6507e-08 | 0 | 2.6507e-08 | 1.3254e-08 | 0 | 1.3254e-08 | 3.4081e-08 | 0 | 3.4081e-08 | [16 empty] | 7.3.1.3 Ignition probability mapping showing the probability of ignition along the electric lines and equipmentWLDFRAggregatedAggregated | WLDFR | HFTD - Distribution - Tier 2 - 5QU CoRE ¦ 3QU LoRE | Red Flag Warning - Destructive Fires | Aggregated | Aggregated | 2034 | 2.7003e-07 | 0 | 487.9227 | 0.00013175 | 2034 | Mitigation | 0.08575 | 30 | 0 | esc | 0.0012005 | 3.2417e-10 | 0.00060025 | 1.6208e-10 | 0.0015435 | 4.1679e-10
[79 empty] | WLDFR | HFTD - Distribution - Tier 2 - 5QU CoRE ¦ 2QU LoRE | Seismic - Non-Red Flag Warning - Catastrophic Fires | 2033 | 1.1635e-12 | 5.8173e-13 | 1.4959e-12 | 23835.2641 | 480.9649 | 15187.7294 | 8166.5698 | 0 | 0 | 0 | 9.6915e-10 |  | 2.7731e-08 | 0 | 2.7731e-08 | 1.3866e-08 | 0 | 1.3866e-08 | 3.5655e-08 | 0 | 3.5655e-08 | [16 empty] | 7.3.1.3 Ignition probability mapping showing the probability of ignition along the electric lines and equipmentWLDFRAggregatedAggregated | WLDFR | HFTD - Distribution - Tier 2 - 5QU CoRE ¦ 3QU LoRE | Red Flag Warning - Destructive Fires | Aggregated | Aggregated | 2035 | 2.7003e-07 | 0 | 487.9227 | 0.00013175 | 2035 | Mitigation | 0.08575 | 30 | 0 | esc | 0.0012005 | 3.2417e-10 | 0.00060025 | 1.6208e-10 | 0.0015435 | 4.1679e-10
[79 empty] | WLDFR | HFTD - Distribution - Tier 2 - 5QU CoRE ¦ 2QU LoRE | Seismic - Non-Red Flag Warning - Catastrophic Fires | 2034 | 1.1635e-12 | 5.8173e-13 | 1.4959e-12 | 23835.2641 | 480.9649 | 15187.7294 | 8166.5698 | 0 | 0 | 0 | 9.6915e-10 |  | 2.7731e-08 | 0 | 2.7731e-08 | 1.3866e-08 | 0 | 1.3866e-08 | 3.5655e-08 | 0 | 3.5655e-08 | [16 empty] | 7.3.1.3 Ignition probability mapping showing the probability of ignition along the electric lines and equipmentWLDFRAggregatedAggregated | WLDFR | HFTD - Distribution - Tier 2 - 5QU CoRE ¦ 3QU LoRE | Red Flag Warning - Destructive Fires | Aggregated | Aggregated | 2036 | 2.7003e-07 | 0 | 487.9227 | 0.00013175 | 2036 | Mitigation | 0.08575 | 30 | 0 | esc | 0.0012005 | 3.2417e-10 | 0.00060025 | 1.6208e-10 | 0.0015435 | 4.1679e-10
[79 empty] | WLDFR | HFTD - Distribution - Tier 2 - 5QU CoRE ¦ 2QU LoRE | Seismic - Non-Red Flag Warning - Catastrophic Fires | 2035 | 1.1635e-12 | 5.8173e-13 | 1.4959e-12 | 23835.2641 | 480.9649 | 15187.7294 | 8166.5698 | 0 | 0 | 0 | 9.6915e-10 |  | 2.7731e-08 | 0 | 2.7731e-08 | 1.3866e-08 | 0 | 1.3866e-08 | 3.5655e-08 | 0 | 3.5655e-08 | [16 empty] | 7.3.1.3 Ignition probability mapping showing the probability of ignition along the electric lines and equipmentWLDFRAggregatedAggregated | WLDFR | HFTD - Distribution - Tier 2 - 5QU CoRE ¦ 3QU LoRE | Red Flag Warning - Destructive Fires | Aggregated | Aggregated | 2037 | 2.7003e-07 | 0 | 487.9227 | 0.00013175 | 2037 | Mitigation | 0.08575 | 30 | 0 | esc | 0.0012005 | 3.2417e-10 | 0.00060025 | 1.6208e-10 | 0.0015435 | 4.1679e-10
[79 empty] | WLDFR | HFTD - Distribution - Tier 2 - 5QU CoRE ¦ 2QU LoRE | Seismic - Non-Red Flag Warning - Catastrophic Fires | 2036 | 1.1635e-12 | 5.8173e-13 | 1.4959e-12 | 23835.2641 | 480.9649 | 15187.7294 | 8166.5698 | 0 | 0 | 0 | 9.6915e-10 |  | 2.7731e-08 | 0 | 2.7731e-08 | 1.3866e-08 | 0 | 1.3866e-08 | 3.5655e-08 | 0 | 3.5655e-08 | [16 empty] | 7.3.1.3 Ignition probability mapping showing the probability of ignition along the electric lines and equipmentWLDFRAggregatedAggregated | WLDFR | HFTD - Distribution - Tier 2 - 5QU CoRE ¦ 3QU LoRE | Red Flag Warning - Destructive Fires | Aggregated | Aggregated | 2038 | 2.7003e-07 | 0 | 487.9227 | 0.00013175 | 2038 | Mitigation | 0.08575 | 30 | 0 | esc | 0.0012005 | 3.2417e-10 | 0.00060025 | 1.6208e-10 | 0.0015435 | 4.1679e-10
[79 empty] | WLDFR | HFTD - Distribution - Tier 2 - 5QU CoRE ¦ 2QU LoRE | Seismic - Non-Red Flag Warning - Catastrophic Fires | 2037 | 1.1635e-12 | 5.8173e-13 | 1.4959e-12 | 23835.2641 | 480.9649 | 15187.7294 | 8166.5698 | 0 | 0 | 0 | 9.6915e-10 |  | 2.7731e-08 | 0 | 2.7731e-08 | 1.3866e-08 | 0 | 1.3866e-08 | 3.5655e-08 | 0 | 3.5655e-08 | [16 empty] | 7.3.1.3 Ignition probability mapping showing the probability of ignition along the electric lines and equipmentWLDFRAggregatedAggregated | WLDFR | HFTD - Distribution - Tier 2 - 5QU CoRE ¦ 3QU LoRE | Red Flag Warning - Destructive Fires | Aggregated | Aggregated | 2039 | 2.7003e-07 | 0 | 487.9227 | 0.00013175 | 2039 | Mitigation | 0.08575 | 30 | 0 | esc | 0.0012005 | 3.2417e-10 | 0.00060025 | 1.6208e-10 | 0.0015435 | 4.1679e-10
[79 empty] | WLDFR | HFTD - Distribution - Tier 2 - 5QU CoRE ¦ 2QU LoRE | Seismic - Non-Red Flag Warning - Catastrophic Fires | 2038 | 1.1635e-12 | 5.8173e-13 | 1.4959e-12 | 24976.6418 | 511.3745 | 15898.8237 | 8566.4437 | 0 | 0 | 0 | 9.6915e-10 |  | 2.9059e-08 | 0 | 2.9059e-08 | 1.453e-08 | 0 | 1.453e-08 | 3.7362e-08 | 0 | 3.7362e-08 | [16 empty] | 7.3.1.3 Ignition probability mapping showing the probability of ignition along the electric lines and equipmentWLDFRAggregatedAggregated | WLDFR | HFTD - Distribution - Tier 2 - 5QU CoRE ¦ 3QU LoRE | Red Flag Warning - Destructive Fires | Aggregated | Aggregated | 2040 | 2.7003e-07 | 0 | 487.9227 | 0.00013175 | 2040 | Mitigation | 0.08575 | 30 | 0 | esc | 0.0012005 | 3.2417e-10 | 0.00060025 | 1.6208e-10 | 0.0015435 | 4.1679e-10
[79 empty] | WLDFR | HFTD - Distribution - Tier 2 - 5QU CoRE ¦ 2QU LoRE | Seismic - Non-Red Flag Warning - Catastrophic Fires | 2039 | 1.1635e-12 | 5.8173e-13 | 1.4959e-12 | 24976.6418 | 511.3745 | 15898.8237 | 8566.4437 | 0 | 0 | 0 | 9.6915e-10 |  | 2.9059e-08 | 0 | 2.9059e-08 | 1.453e-08 | 0 | 1.453e-08 | 3.7362e-08 | 0 | 3.7362e-08 | [16 empty] | 7.3.1.3 Ignition probability mapping showing the probability of ignition along the electric lines and equipmentWLDFRAggregatedAggregated | WLDFR | HFTD - Distribution - Tier 2 - 5QU CoRE ¦ 3QU LoRE | Red Flag Warning - Destructive Fires | Aggregated | Aggregated | 2041 | 2.7003e-07 | 0 | 487.9227 | 0.00013175 | 2041 | Mitigation | 0.08575 | 30 | 0 | esc | 0.0012005 | 3.2417e-10 | 0.00060025 | 1.6208e-10 | 0.0015435 | 4.1679e-10
[79 empty] | WLDFR | HFTD - Distribution - Tier 2 - 5QU CoRE ¦ 2QU LoRE | Seismic - Non-Red Flag Warning - Catastrophic Fires | 2040 | 1.1635e-12 | 5.8173e-13 | 1.4959e-12 | 24976.6418 | 511.3745 | 15898.8237 | 8566.4437 | 0 | 0 | 0 | 9.6915e-10 |  | 2.9059e-08 | 0 | 2.9059e-08 | 1.453e-08 | 0 | 1.453e-08 | 3.7362e-08 | 0 | 3.7362e-08 | [16 empty] | 7.3.1.3 Ignition probability mapping showing the probability of ignition along the electric lines and equipmentWLDFRAggregatedAggregated | WLDFR | HFTD - Distribution - Tier 2 - 5QU CoRE ¦ 3QU LoRE | Red Flag Warning - Destructive Fires | Aggregated | Aggregated | 2042 | 2.7003e-07 | 0 | 487.9227 | 0.00013175 | 2042 | Mitigation | 0.08575 | 30 | 0 | esc | 0.0012005 | 3.2417e-10 | 0.00060025 | 1.6208e-10 | 0.0015435 | 4.1679e-10
[79 empty] | WLDFR | HFTD - Distribution - Tier 2 - 5QU CoRE ¦ 2QU LoRE | Seismic - Non-Red Flag Warning - Catastrophic Fires | 2041 | 1.1635e-12 | 5.8173e-13 | 1.4959e-12 | 24976.6418 | 511.3745 | 15898.8237 | 8566.4437 | 0 | 0 | 0 | 9.6915e-10 |  | 2.9059e-08 | 0 | 2.9059e-08 | 1.453e-08 | 0 | 1.453e-08 | 3.7362e-08 | 0 | 3.7362e-08 | [16 empty] | 7.3.1.3 Ignition probability mapping showing the probability of ignition along the electric lines and equipmentWLDFRAggregatedAggregated | WLDFR | HFTD - Distribution - Tier 2 - 5QU CoRE ¦ 3QU LoRE | Red Flag Warning - Destructive Fires | Aggregated | Aggregated | 2043 | 2.7003e-07 | 0 | 487.9227 | 0.00013175 | 2043 | Mitigation | 0.08575 | 30 | 0 | esc | 0.0012005 | 3.2417e-10 | 0.00060025 | 1.6208e-10 | 0.0015435 | 4.1679e-10
[79 empty] | WLDFR | HFTD - Distribution - Tier 2 - 5QU CoRE ¦ 2QU LoRE | Seismic - Non-Red Flag Warning - Catastrophic Fires | 2042 | 1.1635e-12 | 5.8173e-13 | 1.4959e-12 | 24976.6418 | 511.3745 | 15898.8237 | 8566.4437 | 0 | 0 | 0 | 9.6915e-10 |  | 2.9059e-08 | 0 | 2.9059e-08 | 1.453e-08 | 0 | 1.453e-08 | 3.7362e-08 | 0 | 3.7362e-08 | [16 empty] | 7.3.1.3 Ignition probability mapping showing the probability of ignition along the electric lines and equipmentWLDFRAggregatedAggregated | WLDFR | HFTD - Distribution - Tier 2 - 5QU CoRE ¦ 3QU LoRE | Red Flag Warning - Destructive Fires | Aggregated | Aggregated | 2044 | 2.7003e-07 | 0 | 487.9227 | 0.00013175 | 2044 | Mitigation | 0.08575 | 30 | 0 | esc | 0.0012005 | 3.2417e-10 | 0.00060025 | 1.6208e-10 | 0.0015435 | 4.1679e-10
[79 empty] | WLDFR | HFTD - Distribution - Tier 2 - 5QU CoRE ¦ 2QU LoRE | Seismic - Non-Red Flag Warning - Catastrophic Fires | 2043 | 1.1635e-12 | 5.8173e-13 | 1.4959e-12 | 26191.7278 | 544.1291 | 16654.7414 | 8992.8573 | 0 | 0 | 0 | 9.6915e-10 |  | 3.0473e-08 | 0 | 3.0473e-08 | 1.5237e-08 | 0 | 1.5237e-08 | 3.918e-08 | 0 | 3.918e-08 | [16 empty] | 7.3.1.3 Ignition probability mapping showing the probability of ignition along the electric lines and equipmentWLDFRAggregatedAggregated | WLDFR | HFTD - Distribution - Tier 2 - 5QU CoRE ¦ 3QU LoRE | Red Flag Warning - Destructive Fires | Aggregated | Aggregated | 2045 | 2.7003e-07 | 0 | 487.9227 | 0.00013175 | 2045 | Mitigation | 0.08575 | 30 | 0 | esc | 0.0012005 | 3.2417e-10 | 0.00060025 | 1.6208e-10 | 0.0015435 | 4.1679e-10
[79 empty] | WLDFR | HFTD - Distribution - Tier 2 - 5QU CoRE ¦ 2QU LoRE | Seismic - Non-Red Flag Warning - Catastrophic Fires | 2044 | 1.1635e-12 | 5.8173e-13 | 1.4959e-12 | 26191.7278 | 544.1291 | 16654.7414 | 8992.8573 | 0 | 0 | 0 | 9.6915e-10 |  | 3.0473e-08 | 0 | 3.0473e-08 | 1.5237e-08 | 0 | 1.5237e-08 | 3.918e-08 | 0 | 3.918e-08 | [16 empty] | 7.3.1.3 Ignition probability mapping showing the probability of ignition along the electric lines and equipmentWLDFRAggregatedAggregated | WLDFR | HFTD - Distribution - Tier 2 - 5QU CoRE ¦ 3QU LoRE | Red Flag Warning - Destructive Fires | Aggregated | Aggregated | 2046 | 2.7003e-07 | 0 | 487.9227 | 0.00013175 | 2046 | Mitigation | 0.08575 | 30 | 0 | esc | 0.0012005 | 3.2417e-10 | 0.00060025 | 1.6208e-10 | 0.0015435 | 4.1679e-10
[79 empty] | WLDFR | HFTD - Distribution - Tier 2 - 5QU CoRE ¦ 2QU LoRE | Seismic - Non-Red Flag Warning - Catastrophic Fires | 2045 | 1.1635e-12 | 5.8173e-13 | 1.4959e-12 | 26191.7278 | 544.1291 | 16654.7414 | 8992.8573 | 0 | 0 | 0 | 9.6915e-10 |  | 3.0473e-08 | 0 | 3.0473e-08 | 1.5237e-08 | 0 | 1.5237e-08 | 3.918e-08 | 0 | 3.918e-08 | [16 empty] | 7.3.1.3 Ignition probability mapping showing the probability of ignition along the electric lines and equipmentWLDFRAggregatedAggregated | WLDFR | HFTD - Distribution - Tier 2 - 5QU CoRE ¦ 3QU LoRE | Red Flag Warning - Destructive Fires | Aggregated | Aggregated | 2047 | 2.7003e-07 | 0 | 487.9227 | 0.00013175 | 2047 | Mitigation | 0.08575 | 30 | 0 | esc | 0.0012005 | 3.2417e-10 | 0.00060025 | 1.6208e-10 | 0.0015435 | 4.1679e-10
[79 empty] | WLDFR | HFTD - Distribution - Tier 2 - 5QU CoRE ¦ 2QU LoRE | Seismic - Non-Red Flag Warning - Catastrophic Fires | 2046 | 1.1635e-12 | 5.8173e-13 | 1.4959e-12 | 26191.7278 | 544.1291 | 16654.7414 | 8992.8573 | 0 | 0 | 0 | 9.6915e-10 |  | 3.0473e-08 | 0 | 3.0473e-08 | 1.5237e-08 | 0 | 1.5237e-08 | 3.918e-08 | 0 | 3.918e-08 | [16 empty] | 7.3.1.3 Ignition probability mapping showing the probability of ignition along the electric lines and equipmentWLDFRAggregatedAggregated | WLDFR | HFTD - Distribution - Tier 2 - 5QU CoRE ¦ 3QU LoRE | Red Flag Warning - Destructive Fires | Aggregated | Aggregated | 2048 | 2.7003e-07 | 0 | 487.9227 | 0.00013175 | 2048 | Mitigation | 0.08575 | 30 | 0 | esc | 0.0012005 | 3.2417e-10 | 0.00060025 | 1.6208e-10 | 0.0015435 | 4.1679e-10
[79 empty] | WLDFR | HFTD - Distribution - Tier 2 - 5QU CoRE ¦ 2QU LoRE | Seismic - Non-Red Flag Warning - Catastrophic Fires | 2047 | 1.1635e-12 | 5.8173e-13 | 1.4959e-12 | 26191.7278 | 544.1291 | 16654.7414 | 8992.8573 | 0 | 0 | 0 | 9.6915e-10 |  | 3.0473e-08 | 0 | 3.0473e-08 | 1.5237e-08 | 0 | 1.5237e-08 | 3.918e-08 | 0 | 3.918e-08 | [16 empty] | 7.3.1.3 Ignition probability mapping showing the probability of ignition along the electric lines and equipmentWLDFRAggregatedAggregated | WLDFR | HFTD - Distribution - Tier 2 - 5QU CoRE ¦ 3QU LoRE | Red Flag Warning - Destructive Fires | Aggregated | Aggregated | 2049 | 2.7003e-07 | 0 | 487.9227 | 0.00013175 | 2049 | Mitigation | 0.08575 | 30 | 0 | esc | 0.0012005 | 3.2417e-10 | 0.00060025 | 1.6208e-10 | 0.0015435 | 4.1679e-10
[79 empty] | WLDFR | HFTD - Distribution - Tier 2 - 5QU CoRE ¦ 2QU LoRE | Seismic - Non-Red Flag Warning - Catastrophic Fires | 2048 | 1.1635e-12 | 5.8173e-13 | 1.4959e-12 | 27464.7227 | 578.8407 | 17445.538 | 9440.3441 | 0 | 0 | 0 | 9.6915e-10 |  | 3.1954e-08 | 0 | 3.1954e-08 | 1.5977e-08 | 0 | 1.5977e-08 | 4.1084e-08 | 0 | 4.1084e-08 | [16 empty] | 7.3.1.3 Ignition probability mapping showing the probability of ignition along the electric lines and equipmentWLDFRAggregatedAggregated | WLDFR | HFTD - Distribution - Tier 2 - 5QU CoRE ¦ 3QU LoRE | Red Flag Warning - Destructive Fires | Aggregated | Aggregated | 2050 | 2.7003e-07 | 0 | 487.9227 | 0.00013175 | 2050 | Mitigation | 0.08575 | 30 | 0 | esc | 0 | 0 | 0.00060025 | 1.6208e-10 | 0.0015435 | 4.1679e-10
[79 empty] | WLDFR | HFTD - Distribution - Tier 2 - 5QU CoRE ¦ 2QU LoRE | Seismic - Non-Red Flag Warning - Catastrophic Fires | 2049 | 1.1635e-12 | 5.8173e-13 | 1.4959e-12 | 27464.7227 | 578.8407 | 17445.538 | 9440.3441 | 0 | 0 | 0 | 9.6915e-10 |  | 3.1954e-08 | 0 | 3.1954e-08 | 1.5977e-08 | 0 | 1.5977e-08 | 4.1084e-08 | 0 | 4.1084e-08 | [16 empty] | 7.3.1.3 Ignition probability mapping showing the probability of ignition along the electric lines and equipmentWLDFRAggregatedAggregated | WLDFR | HFTD - Distribution - Tier 2 - 5QU CoRE ¦ 3QU LoRE | Red Flag Warning - Destructive Fires | Aggregated | Aggregated | 2051 | 2.7003e-07 | 0 | 487.9227 | 0.00013175 | 2051 | Mitigation | 0.08575 | 30 | 0 | esc | 0 | 0 | 0 | 0 | 0.0015435 | 4.1679e-10
[79 empty] | WLDFR | HFTD - Distribution - Tier 2 - 5QU CoRE ¦ 2QU LoRE | Seismic - Non-Red Flag Warning - Catastrophic Fires | 2050 | 0 | 5.8173e-13 | 1.4959e-12 | 27464.7227 | 578.8407 | 17445.538 | 9440.3441 | 0 | 0 | 0 | 9.6915e-10 |  | 0 | 0 | 0 | 1.5977e-08 | 0 | 1.5977e-08 | 4.1084e-08 | 0 | 4.1084e-08 | [16 empty] | 7.3.1.3 Ignition probability mapping showing the probability of ignition along the electric lines and equipmentWLDFRAggregatedAggregated | WLDFR | HFTD - Distribution - Tier 2 - 5QU CoRE ¦ 3QU LoRE | Red Flag Warning - Large Fires | Aggregated | Aggregated | 2021 | 2.1298e-05 | 0 | 487.9227 | 0.010392 | 2021 | Mitigation | 0.08575 | 30 | 0 | esc | 0.0012005 | 2.5568e-08 | 0.00060025 | 1.2784e-08 | 0 | 0
[79 empty] | WLDFR | HFTD - Distribution - Tier 2 - 5QU CoRE ¦ 2QU LoRE | Seismic - Non-Red Flag Warning - Catastrophic Fires | 2051 | 0 | 0 | 1.4959e-12 | 27464.7227 | 578.8407 | 17445.538 | 9440.3441 | 0 | 0 | 0 | 9.6915e-10 |  | 0 | 0 | 0 | 0 | 0 | 0 | 4.1084e-08 | 0 | 4.1084e-08 | [16 empty] | 7.3.1.3 Ignition probability mapping showing the probability of ignition along the electric lines and equipmentWLDFRAggregatedAggregated | WLDFR | HFTD - Distribution - Tier 2 - 5QU CoRE ¦ 3QU LoRE | Red Flag Warning - Large Fires | Aggregated | Aggregated | 2022 | 2.1298e-05 | 0 | 487.9227 | 0.010392 | 2022 | Mitigation | 0.08575 | 30 | 0 | esc | 0.0012005 | 2.5568e-08 | 0.00060025 | 1.2784e-08 | 0.0015435 | 3.2874e-08
[79 empty] | WLDFR | HFTD - Distribution - Tier 2 - 5QU CoRE ¦ 2QU LoRE | Seismic - Red Flag Warning - Catastrophic Fires | 2020 | 5.0179e-11 | 0 | 0 | 21083.8428 | 409.2237 | 13469.0878 | 7205.5313 | 0 | 0 | 0 | 4.1798e-08 |  | 1.058e-06 | 0 | 1.058e-06 | 0 | 0 | 0 | 0 | 0 | 0 | [16 empty] | 7.3.1.3 Ignition probability mapping showing the probability of ignition along the electric lines and equipmentWLDFRAggregatedAggregated | WLDFR | HFTD - Distribution - Tier 2 - 5QU CoRE ¦ 3QU LoRE | Red Flag Warning - Large Fires | Aggregated | Aggregated | 2023 | 2.1298e-05 | 0 | 487.9227 | 0.010392 | 2023 | Mitigation | 0.08575 | 30 | 0 | esc | 0.0012005 | 2.5568e-08 | 0.00060025 | 1.2784e-08 | 0.0015435 | 3.2874e-08
[79 empty] | WLDFR | HFTD - Distribution - Tier 2 - 5QU CoRE ¦ 2QU LoRE | Seismic - Red Flag Warning - Catastrophic Fires | 2021 | 5.0179e-11 | 2.5089e-11 | 0 | 21083.8428 | 409.2237 | 13469.0878 | 7205.5313 | 0 | 0 | 0 | 4.1798e-08 |  | 1.058e-06 | 0 | 1.058e-06 | 5.2898e-07 | 0 | 5.2898e-07 | 0 | 0 | 0 | [16 empty] | 7.3.1.3 Ignition probability mapping showing the probability of ignition along the electric lines and equipmentWLDFRAggregatedAggregated | WLDFR | HFTD - Distribution - Tier 2 - 5QU CoRE ¦ 3QU LoRE | Red Flag Warning - Large Fires | Aggregated | Aggregated | 2024 | 2.1298e-05 | 0 | 487.9227 | 0.010392 | 2024 | Mitigation | 0.08575 | 30 | 0 | esc | 0.0012005 | 2.5568e-08 | 0.00060025 | 1.2784e-08 | 0.0015435 | 3.2874e-08
[79 empty] | WLDFR | HFTD - Distribution - Tier 2 - 5QU CoRE ¦ 2QU LoRE | Seismic - Red Flag Warning - Catastrophic Fires | 2022 | 5.0179e-11 | 2.5089e-11 | 6.4516e-11 | 21083.8428 | 409.2237 | 13469.0878 | 7205.5313 | 0 | 0 | 0 | 4.1798e-08 |  | 1.058e-06 | 0 | 1.058e-06 | 5.2898e-07 | 0 | 5.2898e-07 | 1.3602e-06 | 0 | 1.3602e-06 | [16 empty] | 7.3.1.3 Ignition probability mapping showing the probability of ignition along the electric lines and equipmentWLDFRAggregatedAggregated | WLDFR | HFTD - Distribution - Tier 2 - 5QU CoRE ¦ 3QU LoRE | Red Flag Warning - Large Fires | Aggregated | Aggregated | 2025 | 2.1298e-05 | 0 | 487.9227 | 0.010392 | 2025 | Mitigation | 0.08575 | 30 | 0 | esc | 0.0012005 | 2.5568e-08 | 0.00060025 | 1.2784e-08 | 0.0015435 | 3.2874e-08
[79 empty] | WLDFR | HFTD - Distribution - Tier 2 - 5QU CoRE ¦ 2QU LoRE | Seismic - Red Flag Warning - Catastrophic Fires | 2023 | 5.0179e-11 | 2.5089e-11 | 6.4516e-11 | 21835.9781 | 428.6023 | 13939.561 | 7467.8148 | 0 | 0 | 0 | 4.1798e-08 |  | 1.0957e-06 | 0 | 1.0957e-06 | 5.4785e-07 | 0 | 5.4785e-07 | 1.4088e-06 | 0 | 1.4088e-06 | [16 empty] | 7.3.1.3 Ignition probability mapping showing the probability of ignition along the electric lines and equipmentWLDFRAggregatedAggregated | WLDFR | HFTD - Distribution - Tier 2 - 5QU CoRE ¦ 3QU LoRE | Red Flag Warning - Large Fires | Aggregated | Aggregated | 2026 | 2.1298e-05 | 0 | 487.9227 | 0.010392 | 2026 | Mitigation | 0.08575 | 30 | 0 | esc | 0.0012005 | 2.5568e-08 | 0.00060025 | 1.2784e-08 | 0.0015435 | 3.2874e-08
[79 empty] | WLDFR | HFTD - Distribution - Tier 2 - 5QU CoRE ¦ 2QU LoRE | Seismic - Red Flag Warning - Catastrophic Fires | 2024 | 5.0179e-11 | 2.5089e-11 | 6.4516e-11 | 21835.9781 | 428.6023 | 13939.561 | 7467.8148 | 0 | 0 | 0 | 4.1798e-08 |  | 1.0957e-06 | 0 | 1.0957e-06 | 5.4785e-07 | 0 | 5.4785e-07 | 1.4088e-06 | 0 | 1.4088e-06 | [16 empty] | 7.3.1.3 Ignition probability mapping showing the probability of ignition along the electric lines and equipmentWLDFRAggregatedAggregated | WLDFR | HFTD - Distribution - Tier 2 - 5QU CoRE ¦ 3QU LoRE | Red Flag Warning - Large Fires | Aggregated | Aggregated | 2027 | 2.1298e-05 | 0 | 487.9227 | 0.010392 | 2027 | Mitigation | 0.08575 | 30 | 0 | esc | 0.0012005 | 2.5568e-08 | 0.00060025 | 1.2784e-08 | 0.0015435 | 3.2874e-08
[79 empty] | WLDFR | HFTD - Distribution - Tier 2 - 5QU CoRE ¦ 2QU LoRE | Seismic - Red Flag Warning - Catastrophic Fires | 2025 | 5.0179e-11 | 2.5089e-11 | 6.4516e-11 | 21835.9781 | 428.6023 | 13939.561 | 7467.8148 | 0 | 0 | 0 | 4.1798e-08 |  | 1.0957e-06 | 0 | 1.0957e-06 | 5.4785e-07 | 0 | 5.4785e-07 | 1.4088e-06 | 0 | 1.4088e-06 | [16 empty] | 7.3.1.3 Ignition probability mapping showing the probability of ignition along the electric lines and equipmentWLDFRAggregatedAggregated | WLDFR | HFTD - Distribution - Tier 2 - 5QU CoRE ¦ 3QU LoRE | Red Flag Warning - Large Fires | Aggregated | Aggregated | 2028 | 2.1298e-05 | 0 | 487.9227 | 0.010392 | 2028 | Mitigation | 0.08575 | 30 | 0 | esc | 0.0012005 | 2.5568e-08 | 0.00060025 | 1.2784e-08 | 0.0015435 | 3.2874e-08
[79 empty] | WLDFR | HFTD - Distribution - Tier 2 - 5QU CoRE ¦ 2QU LoRE | Seismic - Red Flag Warning - Catastrophic Fires | 2026 | 5.0179e-11 | 2.5089e-11 | 6.4516e-11 | 21835.9781 | 428.6023 | 13939.561 | 7467.8148 | 0 | 0 | 0 | 4.1798e-08 |  | 1.0957e-06 | 0 | 1.0957e-06 | 5.4785e-07 | 0 | 5.4785e-07 | 1.4088e-06 | 0 | 1.4088e-06 | [16 empty] | 7.3.1.3 Ignition probability mapping showing the probability of ignition along the electric lines and equipmentWLDFRAggregatedAggregated | WLDFR | HFTD - Distribution - Tier 2 - 5QU CoRE ¦ 3QU LoRE | Red Flag Warning - Large Fires | Aggregated | Aggregated | 2029 | 2.1298e-05 | 0 | 487.9227 | 0.010392 | 2029 | Mitigation | 0.08575 | 30 | 0 | esc | 0.0012005 | 2.5568e-08 | 0.00060025 | 1.2784e-08 | 0.0015435 | 3.2874e-08
[79 empty] | WLDFR | HFTD - Distribution - Tier 2 - 5QU CoRE ¦ 2QU LoRE | Seismic - Red Flag Warning - Catastrophic Fires | 2027 | 5.0179e-11 | 2.5089e-11 | 6.4516e-11 | 21835.9781 | 428.6023 | 13939.561 | 7467.8148 | 0 | 0 | 0 | 4.1798e-08 |  | 1.0957e-06 | 0 | 1.0957e-06 | 5.4785e-07 | 0 | 5.4785e-07 | 1.4088e-06 | 0 | 1.4088e-06 | [16 empty] | 7.3.1.3 Ignition probability mapping showing the probability of ignition along the electric lines and equipmentWLDFRAggregatedAggregated | WLDFR | HFTD - Distribution - Tier 2 - 5QU CoRE ¦ 3QU LoRE | Red Flag Warning - Large Fires | Aggregated | Aggregated | 2030 | 2.1298e-05 | 0 | 487.9227 | 0.010392 | 2030 | Mitigation | 0.08575 | 30 | 0 | esc | 0.0012005 | 2.5568e-08 | 0.00060025 | 1.2784e-08 | 0.0015435 | 3.2874e-08
[79 empty] | WLDFR | HFTD - Distribution - Tier 2 - 5QU CoRE ¦ 2QU LoRE | Seismic - Red Flag Warning - Catastrophic Fires | 2028 | 5.0179e-11 | 2.5089e-11 | 6.4516e-11 | 22783.187 | 453.261 | 14531.3357 | 7798.5904 | 0 | 0 | 0 | 4.1798e-08 |  | 1.1432e-06 | 0 | 1.1432e-06 | 5.7162e-07 | 0 | 5.7162e-07 | 1.4699e-06 | 0 | 1.4699e-06 | [16 empty] | 7.3.1.3 Ignition probability mapping showing the probability of ignition along the electric lines and equipmentWLDFRAggregatedAggregated | WLDFR | HFTD - Distribution - Tier 2 - 5QU CoRE ¦ 3QU LoRE | Red Flag Warning - Large Fires | Aggregated | Aggregated | 2031 | 2.1298e-05 | 0 | 487.9227 | 0.010392 | 2031 | Mitigation | 0.08575 | 30 | 0 | esc | 0.0012005 | 2.5568e-08 | 0.00060025 | 1.2784e-08 | 0.0015435 | 3.2874e-08
[79 empty] | WLDFR | HFTD - Distribution - Tier 2 - 5QU CoRE ¦ 2QU LoRE | Seismic - Red Flag Warning - Catastrophic Fires | 2029 | 5.0179e-11 | 2.5089e-11 | 6.4516e-11 | 22783.187 | 453.261 | 14531.3357 | 7798.5904 | 0 | 0 | 0 | 4.1798e-08 |  | 1.1432e-06 | 0 | 1.1432e-06 | 5.7162e-07 | 0 | 5.7162e-07 | 1.4699e-06 | 0 | 1.4699e-06 | [16 empty] | 7.3.1.3 Ignition probability mapping showing the probability of ignition along the electric lines and equipmentWLDFRAggregatedAggregated | WLDFR | HFTD - Distribution - Tier 2 - 5QU CoRE ¦ 3QU LoRE | Red Flag Warning - Large Fires | Aggregated | Aggregated | 2032 | 2.1298e-05 | 0 | 487.9227 | 0.010392 | 2032 | Mitigation | 0.08575 | 30 | 0 | esc | 0.0012005 | 2.5568e-08 | 0.00060025 | 1.2784e-08 | 0.0015435 | 3.2874e-08
[79 empty] | WLDFR | HFTD - Distribution - Tier 2 - 5QU CoRE ¦ 2QU LoRE | Seismic - Red Flag Warning - Catastrophic Fires | 2030 | 5.0179e-11 | 2.5089e-11 | 6.4516e-11 | 22783.187 | 453.261 | 14531.3357 | 7798.5904 | 0 | 0 | 0 | 4.1798e-08 |  | 1.1432e-06 | 0 | 1.1432e-06 | 5.7162e-07 | 0 | 5.7162e-07 | 1.4699e-06 | 0 | 1.4699e-06 | [16 empty] | 7.3.1.3 Ignition probability mapping showing the probability of ignition along the electric lines and equipmentWLDFRAggregatedAggregated | WLDFR | HFTD - Distribution - Tier 2 - 5QU CoRE ¦ 3QU LoRE | Red Flag Warning - Large Fires | Aggregated | Aggregated | 2033 | 2.1298e-05 | 0 | 487.9227 | 0.010392 | 2033 | Mitigation | 0.08575 | 30 | 0 | esc | 0.0012005 | 2.5568e-08 | 0.00060025 | 1.2784e-08 | 0.0015435 | 3.2874e-08
[79 empty] | WLDFR | HFTD - Distribution - Tier 2 - 5QU CoRE ¦ 2QU LoRE | Seismic - Red Flag Warning - Catastrophic Fires | 2031 | 5.0179e-11 | 2.5089e-11 | 6.4516e-11 | 22783.187 | 453.261 | 14531.3357 | 7798.5904 | 0 | 0 | 0 | 4.1798e-08 |  | 1.1432e-06 | 0 | 1.1432e-06 | 5.7162e-07 | 0 | 5.7162e-07 | 1.4699e-06 | 0 | 1.4699e-06 | [16 empty] | 7.3.1.3 Ignition probability mapping showing the probability of ignition along the electric lines and equipmentWLDFRAggregatedAggregated | WLDFR | HFTD - Distribution - Tier 2 - 5QU CoRE ¦ 3QU LoRE | Red Flag Warning - Large Fires | Aggregated | Aggregated | 2034 | 2.1298e-05 | 0 | 487.9227 | 0.010392 | 2034 | Mitigation | 0.08575 | 30 | 0 | esc | 0.0012005 | 2.5568e-08 | 0.00060025 | 1.2784e-08 | 0.0015435 | 3.2874e-08
[79 empty] | WLDFR | HFTD - Distribution - Tier 2 - 5QU CoRE ¦ 2QU LoRE | Seismic - Red Flag Warning - Catastrophic Fires | 2032 | 5.0179e-11 | 2.5089e-11 | 6.4516e-11 | 22783.187 | 453.261 | 14531.3357 | 7798.5904 | 0 | 0 | 0 | 4.1798e-08 |  | 1.1432e-06 | 0 | 1.1432e-06 | 5.7162e-07 | 0 | 5.7162e-07 | 1.4699e-06 | 0 | 1.4699e-06 | [16 empty] | 7.3.1.3 Ignition probability mapping showing the probability of ignition along the electric lines and equipmentWLDFRAggregatedAggregated | WLDFR | HFTD - Distribution - Tier 2 - 5QU CoRE ¦ 3QU LoRE | Red Flag Warning - Large Fires | Aggregated | Aggregated | 2035 | 2.1298e-05 | 0 | 487.9227 | 0.010392 | 2035 | Mitigation | 0.08575 | 30 | 0 | esc | 0.0012005 | 2.5568e-08 | 0.00060025 | 1.2784e-08 | 0.0015435 | 3.2874e-08
[79 empty] | WLDFR | HFTD - Distribution - Tier 2 - 5QU CoRE ¦ 2QU LoRE | Seismic - Red Flag Warning - Catastrophic Fires | 2033 | 5.0179e-11 | 2.5089e-11 | 6.4516e-11 | 23835.2641 | 480.9649 | 15187.7294 | 8166.5698 | 0 | 0 | 0 | 4.1798e-08 |  | 1.196e-06 | 0 | 1.196e-06 | 5.9801e-07 | 0 | 5.9801e-07 | 1.5377e-06 | 0 | 1.5377e-06 | [16 empty] | 7.3.1.3 Ignition probability mapping showing the probability of ignition along the electric lines and equipmentWLDFRAggregatedAggregated | WLDFR | HFTD - Distribution - Tier 2 - 5QU CoRE ¦ 3QU LoRE | Red Flag Warning - Large Fires | Aggregated | Aggregated | 2036 | 2.1298e-05 | 0 | 487.9227 | 0.010392 | 2036 | Mitigation | 0.08575 | 30 | 0 | esc | 0.0012005 | 2.5568e-08 | 0.00060025 | 1.2784e-08 | 0.0015435 | 3.2874e-08
[79 empty] | WLDFR | HFTD - Distribution - Tier 2 - 5QU CoRE ¦ 2QU LoRE | Seismic - Red Flag Warning - Catastrophic Fires | 2034 | 5.0179e-11 | 2.5089e-11 | 6.4516e-11 | 23835.2641 | 480.9649 | 15187.7294 | 8166.5698 | 0 | 0 | 0 | 4.1798e-08 |  | 1.196e-06 | 0 | 1.196e-06 | 5.9801e-07 | 0 | 5.9801e-07 | 1.5377e-06 | 0 | 1.5377e-06 | [16 empty] | 7.3.1.3 Ignition probability mapping showing the probability of ignition along the electric lines and equipmentWLDFRAggregatedAggregated | WLDFR | HFTD - Distribution - Tier 2 - 5QU CoRE ¦ 3QU LoRE | Red Flag Warning - Large Fires | Aggregated | Aggregated | 2037 | 2.1298e-05 | 0 | 487.9227 | 0.010392 | 2037 | Mitigation | 0.08575 | 30 | 0 | esc | 0.0012005 | 2.5568e-08 | 0.00060025 | 1.2784e-08 | 0.0015435 | 3.2874e-08
[79 empty] | WLDFR | HFTD - Distribution - Tier 2 - 5QU CoRE ¦ 2QU LoRE | Seismic - Red Flag Warning - Catastrophic Fires | 2035 | 5.0179e-11 | 2.5089e-11 | 6.4516e-11 | 23835.2641 | 480.9649 | 15187.7294 | 8166.5698 | 0 | 0 | 0 | 4.1798e-08 |  | 1.196e-06 | 0 | 1.196e-06 | 5.9801e-07 | 0 | 5.9801e-07 | 1.5377e-06 | 0 | 1.5377e-06 | [16 empty] | 7.3.1.3 Ignition probability mapping showing the probability of ignition along the electric lines and equipmentWLDFRAggregatedAggregated | WLDFR | HFTD - Distribution - Tier 2 - 5QU CoRE ¦ 3QU LoRE | Red Flag Warning - Large Fires | Aggregated | Aggregated | 2038 | 2.1298e-05 | 0 | 487.9227 | 0.010392 | 2038 | Mitigation | 0.08575 | 30 | 0 | esc | 0.0012005 | 2.5568e-08 | 0.00060025 | 1.2784e-08 | 0.0015435 | 3.2874e-08
[79 empty] | WLDFR | HFTD - Distribution - Tier 2 - 5QU CoRE ¦ 2QU LoRE | Seismic - Red Flag Warning - Catastrophic Fires | 2036 | 5.0179e-11 | 2.5089e-11 | 6.4516e-11 | 23835.2641 | 480.9649 | 15187.7294 | 8166.5698 | 0 | 0 | 0 | 4.1798e-08 |  | 1.196e-06 | 0 | 1.196e-06 | 5.9801e-07 | 0 | 5.9801e-07 | 1.5377e-06 | 0 | 1.5377e-06 | [16 empty] | 7.3.1.3 Ignition probability mapping showing the probability of ignition along the electric lines and equipmentWLDFRAggregatedAggregated | WLDFR | HFTD - Distribution - Tier 2 - 5QU CoRE ¦ 3QU LoRE | Red Flag Warning - Large Fires | Aggregated | Aggregated | 2039 | 2.1298e-05 | 0 | 487.9227 | 0.010392 | 2039 | Mitigation | 0.08575 | 30 | 0 | esc | 0.0012005 | 2.5568e-08 | 0.00060025 | 1.2784e-08 | 0.0015435 | 3.2874e-08
[79 empty] | WLDFR | HFTD - Distribution - Tier 2 - 5QU CoRE ¦ 2QU LoRE | Seismic - Red Flag Warning - Catastrophic Fires | 2037 | 5.0179e-11 | 2.5089e-11 | 6.4516e-11 | 23835.2641 | 480.9649 | 15187.7294 | 8166.5698 | 0 | 0 | 0 | 4.1798e-08 |  | 1.196e-06 | 0 | 1.196e-06 | 5.9801e-07 | 0 | 5.9801e-07 | 1.5377e-06 | 0 | 1.5377e-06 | [16 empty] | 7.3.1.3 Ignition probability mapping showing the probability of ignition along the electric lines and equipmentWLDFRAggregatedAggregated | WLDFR | HFTD - Distribution - Tier 2 - 5QU CoRE ¦ 3QU LoRE | Red Flag Warning - Large Fires | Aggregated | Aggregated | 2040 | 2.1298e-05 | 0 | 487.9227 | 0.010392 | 2040 | Mitigation | 0.08575 | 30 | 0 | esc | 0.0012005 | 2.5568e-08 | 0.00060025 | 1.2784e-08 | 0.0015435 | 3.2874e-08
[79 empty] | WLDFR | HFTD - Distribution - Tier 2 - 5QU CoRE ¦ 2QU LoRE | Seismic - Red Flag Warning - Catastrophic Fires | 2038 | 5.0179e-11 | 2.5089e-11 | 6.4516e-11 | 24976.6418 | 511.3745 | 15898.8237 | 8566.4437 | 0 | 0 | 0 | 4.1798e-08 |  | 1.2533e-06 | 0 | 1.2533e-06 | 6.2665e-07 | 0 | 6.2665e-07 | 1.6114e-06 | 0 | 1.6114e-06 | [16 empty] | 7.3.1.3 Ignition probability mapping showing the probability of ignition along the electric lines and equipmentWLDFRAggregatedAggregated | WLDFR | HFTD - Distribution - Tier 2 - 5QU CoRE ¦ 3QU LoRE | Red Flag Warning - Large Fires | Aggregated | Aggregated | 2041 | 2.1298e-05 | 0 | 487.9227 | 0.010392 | 2041 | Mitigation | 0.08575 | 30 | 0 | esc | 0.0012005 | 2.5568e-08 | 0.00060025 | 1.2784e-08 | 0.0015435 | 3.2874e-08
[79 empty] | WLDFR | HFTD - Distribution - Tier 2 - 5QU CoRE ¦ 2QU LoRE | Seismic - Red Flag Warning - Catastrophic Fires | 2039 | 5.0179e-11 | 2.5089e-11 | 6.4516e-11 | 24976.6418 | 511.3745 | 15898.8237 | 8566.4437 | 0 | 0 | 0 | 4.1798e-08 |  | 1.2533e-06 | 0 | 1.2533e-06 | 6.2665e-07 | 0 | 6.2665e-07 | 1.6114e-06 | 0 | 1.6114e-06 | [16 empty] | 7.3.1.3 Ignition probability mapping showing the probability of ignition along the electric lines and equipmentWLDFRAggregatedAggregated | WLDFR | HFTD - Distribution - Tier 2 - 5QU CoRE ¦ 3QU LoRE | Red Flag Warning - Large Fires | Aggregated | Aggregated | 2042 | 2.1298e-05 | 0 | 487.9227 | 0.010392 | 2042 | Mitigation | 0.08575 | 30 | 0 | esc | 0.0012005 | 2.5568e-08 | 0.00060025 | 1.2784e-08 | 0.0015435 | 3.2874e-08
[79 empty] | WLDFR | HFTD - Distribution - Tier 2 - 5QU CoRE ¦ 2QU LoRE | Seismic - Red Flag Warning - Catastrophic Fires | 2040 | 5.0179e-11 | 2.5089e-11 | 6.4516e-11 | 24976.6418 | 511.3745 | 15898.8237 | 8566.4437 | 0 | 0 | 0 | 4.1798e-08 |  | 1.2533e-06 | 0 | 1.2533e-06 | 6.2665e-07 | 0 | 6.2665e-07 | 1.6114e-06 | 0 | 1.6114e-06 | [16 empty] | 7.3.1.3 Ignition probability mapping showing the probability of ignition along the electric lines and equipmentWLDFRAggregatedAggregated | WLDFR | HFTD - Distribution - Tier 2 - 5QU CoRE ¦ 3QU LoRE | Red Flag Warning - Large Fires | Aggregated | Aggregated | 2043 | 2.1298e-05 | 0 | 487.9227 | 0.010392 | 2043 | Mitigation | 0.08575 | 30 | 0 | esc | 0.0012005 | 2.5568e-08 | 0.00060025 | 1.2784e-08 | 0.0015435 | 3.2874e-08
[79 empty] | WLDFR | HFTD - Distribution - Tier 2 - 5QU CoRE ¦ 2QU LoRE | Seismic - Red Flag Warning - Catastrophic Fires | 2041 | 5.0179e-11 | 2.5089e-11 | 6.4516e-11 | 24976.6418 | 511.3745 | 15898.8237 | 8566.4437 | 0 | 0 | 0 | 4.1798e-08 |  | 1.2533e-06 | 0 | 1.2533e-06 | 6.2665e-07 | 0 | 6.2665e-07 | 1.6114e-06 | 0 | 1.6114e-06 | [16 empty] | 7.3.1.3 Ignition probability mapping showing the probability of ignition along the electric lines and equipmentWLDFRAggregatedAggregated | WLDFR | HFTD - Distribution - Tier 2 - 5QU CoRE ¦ 3QU LoRE | Red Flag Warning - Large Fires | Aggregated | Aggregated | 2044 | 2.1298e-05 | 0 | 487.9227 | 0.010392 | 2044 | Mitigation | 0.08575 | 30 | 0 | esc | 0.0012005 | 2.5568e-08 | 0.00060025 | 1.2784e-08 | 0.0015435 | 3.2874e-08
[79 empty] | WLDFR | HFTD - Distribution - Tier 2 - 5QU CoRE ¦ 2QU LoRE | Seismic - Red Flag Warning - Catastrophic Fires | 2042 | 5.0179e-11 | 2.5089e-11 | 6.4516e-11 | 24976.6418 | 511.3745 | 15898.8237 | 8566.4437 | 0 | 0 | 0 | 4.1798e-08 |  | 1.2533e-06 | 0 | 1.2533e-06 | 6.2665e-07 | 0 | 6.2665e-07 | 1.6114e-06 | 0 | 1.6114e-06 | [16 empty] | 7.3.1.3 Ignition probability mapping showing the probability of ignition along the electric lines and equipmentWLDFRAggregatedAggregated | WLDFR | HFTD - Distribution - Tier 2 - 5QU CoRE ¦ 3QU LoRE | Red Flag Warning - Large Fires | Aggregated | Aggregated | 2045 | 2.1298e-05 | 0 | 487.9227 | 0.010392 | 2045 | Mitigation | 0.08575 | 30 | 0 | esc | 0.0012005 | 2.5568e-08 | 0.00060025 | 1.2784e-08 | 0.0015435 | 3.2874e-08
[79 empty] | WLDFR | HFTD - Distribution - Tier 2 - 5QU CoRE ¦ 2QU LoRE | Seismic - Red Flag Warning - Catastrophic Fires | 2043 | 5.0179e-11 | 2.5089e-11 | 6.4516e-11 | 26191.7278 | 544.1291 | 16654.7414 | 8992.8573 | 0 | 0 | 0 | 4.1798e-08 |  | 1.3143e-06 | 0 | 1.3143e-06 | 6.5713e-07 | 0 | 6.5713e-07 | 1.6898e-06 | 0 | 1.6898e-06 | [16 empty] | 7.3.1.3 Ignition probability mapping showing the probability of ignition along the electric lines and equipmentWLDFRAggregatedAggregated | WLDFR | HFTD - Distribution - Tier 2 - 5QU CoRE ¦ 3QU LoRE | Red Flag Warning - Large Fires | Aggregated | Aggregated | 2046 | 2.1298e-05 | 0 | 487.9227 | 0.010392 | 2046 | Mitigation | 0.08575 | 30 | 0 | esc | 0.0012005 | 2.5568e-08 | 0.00060025 | 1.2784e-08 | 0.0015435 | 3.2874e-08
[79 empty] | WLDFR | HFTD - Distribution - Tier 2 - 5QU CoRE ¦ 2QU LoRE | Seismic - Red Flag Warning - Catastrophic Fires | 2044 | 5.0179e-11 | 2.5089e-11 | 6.4516e-11 | 26191.7278 | 544.1291 | 16654.7414 | 8992.8573 | 0 | 0 | 0 | 4.1798e-08 |  | 1.3143e-06 | 0 | 1.3143e-06 | 6.5713e-07 | 0 | 6.5713e-07 | 1.6898e-06 | 0 | 1.6898e-06 | [16 empty] | 7.3.1.3 Ignition probability mapping showing the probability of ignition along the electric lines and equipmentWLDFRAggregatedAggregated | WLDFR | HFTD - Distribution - Tier 2 - 5QU CoRE ¦ 3QU LoRE | Red Flag Warning - Large Fires | Aggregated | Aggregated | 2047 | 2.1298e-05 | 0 | 487.9227 | 0.010392 | 2047 | Mitigation | 0.08575 | 30 | 0 | esc | 0.0012005 | 2.5568e-08 | 0.00060025 | 1.2784e-08 | 0.0015435 | 3.2874e-08
[79 empty] | WLDFR | HFTD - Distribution - Tier 2 - 5QU CoRE ¦ 2QU LoRE | Seismic - Red Flag Warning - Catastrophic Fires | 2045 | 5.0179e-11 | 2.5089e-11 | 6.4516e-11 | 26191.7278 | 544.1291 | 16654.7414 | 8992.8573 | 0 | 0 | 0 | 4.1798e-08 |  | 1.3143e-06 | 0 | 1.3143e-06 | 6.5713e-07 | 0 | 6.5713e-07 | 1.6898e-06 | 0 | 1.6898e-06 | [16 empty] | 7.3.1.3 Ignition probability mapping showing the probability of ignition along the electric lines and equipmentWLDFRAggregatedAggregated | WLDFR | HFTD - Distribution - Tier 2 - 5QU CoRE ¦ 3QU LoRE | Red Flag Warning - Large Fires | Aggregated | Aggregated | 2048 | 2.1298e-05 | 0 | 487.9227 | 0.010392 | 2048 | Mitigation | 0.08575 | 30 | 0 | esc | 0.0012005 | 2.5568e-08 | 0.00060025 | 1.2784e-08 | 0.0015435 | 3.2874e-08
[79 empty] | WLDFR | HFTD - Distribution - Tier 2 - 5QU CoRE ¦ 2QU LoRE | Seismic - Red Flag Warning - Catastrophic Fires | 2046 | 5.0179e-11 | 2.5089e-11 | 6.4516e-11 | 26191.7278 | 544.1291 | 16654.7414 | 8992.8573 | 0 | 0 | 0 | 4.1798e-08 |  | 1.3143e-06 | 0 | 1.3143e-06 | 6.5713e-07 | 0 | 6.5713e-07 | 1.6898e-06 | 0 | 1.6898e-06 | [16 empty] | 7.3.1.3 Ignition probability mapping showing the probability of ignition along the electric lines and equipmentWLDFRAggregatedAggregated | WLDFR | HFTD - Distribution - Tier 2 - 5QU CoRE ¦ 3QU LoRE | Red Flag Warning - Large Fires | Aggregated | Aggregated | 2049 | 2.1298e-05 | 0 | 487.9227 | 0.010392 | 2049 | Mitigation | 0.08575 | 30 | 0 | esc | 0.0012005 | 2.5568e-08 | 0.00060025 | 1.2784e-08 | 0.0015435 | 3.2874e-08
[79 empty] | WLDFR | HFTD - Distribution - Tier 2 - 5QU CoRE ¦ 2QU LoRE | Seismic - Red Flag Warning - Catastrophic Fires | 2047 | 5.0179e-11 | 2.5089e-11 | 6.4516e-11 | 26191.7278 | 544.1291 | 16654.7414 | 8992.8573 | 0 | 0 | 0 | 4.1798e-08 |  | 1.3143e-06 | 0 | 1.3143e-06 | 6.5713e-07 | 0 | 6.5713e-07 | 1.6898e-06 | 0 | 1.6898e-06 | [16 empty] | 7.3.1.3 Ignition probability mapping showing the probability of ignition along the electric lines and equipmentWLDFRAggregatedAggregated | WLDFR | HFTD - Distribution - Tier 2 - 5QU CoRE ¦ 3QU LoRE | Red Flag Warning - Large Fires | Aggregated | Aggregated | 2050 | 2.1298e-05 | 0 | 487.9227 | 0.010392 | 2050 | Mitigation | 0.08575 | 30 | 0 | esc | 0 | 0 | 0.00060025 | 1.2784e-08 | 0.0015435 | 3.2874e-08
[79 empty] | WLDFR | HFTD - Distribution - Tier 2 - 5QU CoRE ¦ 2QU LoRE | Seismic - Red Flag Warning - Catastrophic Fires | 2048 | 5.0179e-11 | 2.5089e-11 | 6.4516e-11 | 27464.7227 | 578.8407 | 17445.538 | 9440.3441 | 0 | 0 | 0 | 4.1798e-08 |  | 1.3781e-06 | 0 | 1.3781e-06 | 6.8907e-07 | 0 | 6.8907e-07 | 1.7719e-06 | 0 | 1.7719e-06 | [16 empty] | 7.3.1.3 Ignition probability mapping showing the probability of ignition along the electric lines and equipmentWLDFRAggregatedAggregated | WLDFR | HFTD - Distribution - Tier 2 - 5QU CoRE ¦ 3QU LoRE | Red Flag Warning - Large Fires | Aggregated | Aggregated | 2051 | 2.1298e-05 | 0 | 487.9227 | 0.010392 | 2051 | Mitigation | 0.08575 | 30 | 0 | esc | 0 | 0 | 0 | 0 | 0.0015435 | 3.2874e-08
[79 empty] | WLDFR | HFTD - Distribution - Tier 2 - 5QU CoRE ¦ 2QU LoRE | Seismic - Red Flag Warning - Catastrophic Fires | 2049 | 5.0179e-11 | 2.5089e-11 | 6.4516e-11 | 27464.7227 | 578.8407 | 17445.538 | 9440.3441 | 0 | 0 | 0 | 4.1798e-08 |  | 1.3781e-06 | 0 | 1.3781e-06 | 6.8907e-07 | 0 | 6.8907e-07 | 1.7719e-06 | 0 | 1.7719e-06 | [16 empty] | 7.3.1.3 Ignition probability mapping showing the probability of ignition along the electric lines and equipmentWLDFRAggregatedAggregated | WLDFR | HFTD - Distribution - Tier 2 - 5QU CoRE ¦ 3QU LoRE | Red Flag Warning - Small Fires | Aggregated | Aggregated | 2021 | 0.00058378 | 0 | 487.9227 | 0.28484 | 2021 | Mitigation | 0.08575 | 30 | 0 | esc | 0.0012005 | 7.0083e-07 | 0.00060025 | 3.5042e-07 | 0 | 0
[79 empty] | WLDFR | HFTD - Distribution - Tier 2 - 5QU CoRE ¦ 2QU LoRE | Seismic - Red Flag Warning - Catastrophic Fires | 2050 | 0 | 2.5089e-11 | 6.4516e-11 | 27464.7227 | 578.8407 | 17445.538 | 9440.3441 | 0 | 0 | 0 | 4.1798e-08 |  | 0 | 0 | 0 | 6.8907e-07 | 0 | 6.8907e-07 | 1.7719e-06 | 0 | 1.7719e-06 | [16 empty] | 7.3.1.3 Ignition probability mapping showing the probability of ignition along the electric lines and equipmentWLDFRAggregatedAggregated | WLDFR | HFTD - Distribution - Tier 2 - 5QU CoRE ¦ 3QU LoRE | Red Flag Warning - Small Fires | Aggregated | Aggregated | 2022 | 0.00058378 | 0 | 487.9227 | 0.28484 | 2022 | Mitigation | 0.08575 | 30 | 0 | esc | 0.0012005 | 7.0083e-07 | 0.00060025 | 3.5042e-07 | 0.0015435 | 9.0107e-07
[79 empty] | WLDFR | HFTD - Distribution - Tier 2 - 5QU CoRE ¦ 2QU LoRE | Seismic - Red Flag Warning - Catastrophic Fires | 2051 | 0 | 0 | 6.4516e-11 | 27464.7227 | 578.8407 | 17445.538 | 9440.3441 | 0 | 0 | 0 | 4.1798e-08 |  | 0 | 0 | 0 | 0 | 0 | 0 | 1.7719e-06 | 0 | 1.7719e-06 | [16 empty] | 7.3.1.3 Ignition probability mapping showing the probability of ignition along the electric lines and equipmentWLDFRAggregatedAggregated | WLDFR | HFTD - Distribution - Tier 2 - 5QU CoRE ¦ 3QU LoRE | Red Flag Warning - Small Fires | Aggregated | Aggregated | 2023 | 0.00058378 | 0 | 487.9227 | 0.28484 | 2023 | Mitigation | 0.08575 | 30 | 0 | esc | 0.0012005 | 7.0083e-07 | 0.00060025 | 3.5042e-07 | 0.0015435 | 9.0107e-07
[79 empty] | WLDFR | HFTD - Distribution - Tier 2 - 5QU CoRE ¦ 3QU LoRE | Non-Red Flag Warning - Catastrophic Fires | 2020 | 9.2434e-11 | 0 | 0 | 14146.1306 | 222.2294 | 8585.7228 | 5338.1784 | 0 | 0 | 0 | 7.6996e-08 |  | 1.3076e-06 | 0 | 1.3076e-06 | 0 | 0 | 0 | 0 | 0 | 0 | [16 empty] | 7.3.1.3 Ignition probability mapping showing the probability of ignition along the electric lines and equipmentWLDFRAggregatedAggregated | WLDFR | HFTD - Distribution - Tier 2 - 5QU CoRE ¦ 3QU LoRE | Red Flag Warning - Small Fires | Aggregated | Aggregated | 2024 | 0.00058378 | 0 | 487.9227 | 0.28484 | 2024 | Mitigation | 0.08575 | 30 | 0 | esc | 0.0012005 | 7.0083e-07 | 0.00060025 | 3.5042e-07 | 0.0015435 | 9.0107e-07
[79 empty] | WLDFR | HFTD - Distribution - Tier 2 - 5QU CoRE ¦ 3QU LoRE | Non-Red Flag Warning - Catastrophic Fires | 2021 | 9.2434e-11 | 4.6217e-11 | 0 | 14146.1306 | 222.2294 | 8585.7228 | 5338.1784 | 0 | 0 | 0 | 7.6996e-08 |  | 1.3076e-06 | 0 | 1.3076e-06 | 6.5379e-07 | 0 | 6.5379e-07 | 0 | 0 | 0 | [16 empty] | 7.3.1.3 Ignition probability mapping showing the probability of ignition along the electric lines and equipmentWLDFRAggregatedAggregated | WLDFR | HFTD - Distribution - Tier 2 - 5QU CoRE ¦ 3QU LoRE | Red Flag Warning - Small Fires | Aggregated | Aggregated | 2025 | 0.00058378 | 0 | 487.9227 | 0.28484 | 2025 | Mitigation | 0.08575 | 30 | 0 | esc | 0.0012005 | 7.0083e-07 | 0.00060025 | 3.5042e-07 | 0.0015435 | 9.0107e-07
[79 empty] | WLDFR | HFTD - Distribution - Tier 2 - 5QU CoRE ¦ 3QU LoRE | Non-Red Flag Warning - Catastrophic Fires | 2022 | 9.2434e-11 | 4.6217e-11 | 1.1884e-10 | 14146.1306 | 222.2294 | 8585.7228 | 5338.1784 | 0 | 0 | 0 | 7.6996e-08 |  | 1.3076e-06 | 0 | 1.3076e-06 | 6.5379e-07 | 0 | 6.5379e-07 | 1.6812e-06 | 0 | 1.6812e-06 | [16 empty] | 7.3.1.3 Ignition probability mapping showing the probability of ignition along the electric lines and equipmentWLDFRAggregatedAggregated | WLDFR | HFTD - Distribution - Tier 2 - 5QU CoRE ¦ 3QU LoRE | Red Flag Warning - Small Fires | Aggregated | Aggregated | 2026 | 0.00058378 | 0 | 487.9227 | 0.28484 | 2026 | Mitigation | 0.08575 | 30 | 0 | esc | 0.0012005 | 7.0083e-07 | 0.00060025 | 3.5042e-07 | 0.0015435 | 9.0107e-07
[79 empty] | WLDFR | HFTD - Distribution - Tier 2 - 5QU CoRE ¦ 3QU LoRE | Non-Red Flag Warning - Catastrophic Fires | 2023 | 9.2434e-11 | 4.6217e-11 | 1.1884e-10 | 14664.6376 | 233.2301 | 8896.516 | 5534.8915 | 0 | 0 | 0 | 7.6996e-08 |  | 1.3555e-06 | 0 | 1.3555e-06 | 6.7776e-07 | 0 | 6.7776e-07 | 1.7428e-06 | 0 | 1.7428e-06 | [16 empty] | 7.3.1.3 Ignition probability mapping showing the probability of ignition along the electric lines and equipmentWLDFRAggregatedAggregated | WLDFR | HFTD - Distribution - Tier 2 - 5QU CoRE ¦ 3QU LoRE | Red Flag Warning - Small Fires | Aggregated | Aggregated | 2027 | 0.00058378 | 0 | 487.9227 | 0.28484 | 2027 | Mitigation | 0.08575 | 30 | 0 | esc | 0.0012005 | 7.0083e-07 | 0.00060025 | 3.5042e-07 | 0.0015435 | 9.0107e-07
[79 empty] | WLDFR | HFTD - Distribution - Tier 2 - 5QU CoRE ¦ 3QU LoRE | Non-Red Flag Warning - Catastrophic Fires | 2024 | 9.2434e-11 | 4.6217e-11 | 1.1884e-10 | 14664.6376 | 233.2301 | 8896.516 | 5534.8915 | 0 | 0 | 0 | 7.6996e-08 |  | 1.3555e-06 | 0 | 1.3555e-06 | 6.7776e-07 | 0 | 6.7776e-07 | 1.7428e-06 | 0 | 1.7428e-06 | [16 empty] | 7.3.1.3 Ignition probability mapping showing the probability of ignition along the electric lines and equipmentWLDFRAggregatedAggregated | WLDFR | HFTD - Distribution - Tier 2 - 5QU CoRE ¦ 3QU LoRE | Red Flag Warning - Small Fires | Aggregated | Aggregated | 2028 | 0.00058378 | 0 | 487.9227 | 0.28484 | 2028 | Mitigation | 0.08575 | 30 | 0 | esc | 0.0012005 | 7.0083e-07 | 0.00060025 | 3.5042e-07 | 0.0015435 | 9.0107e-07
[79 empty] | WLDFR | HFTD - Distribution - Tier 2 - 5QU CoRE ¦ 3QU LoRE | Non-Red Flag Warning - Catastrophic Fires | 2025 | 9.2434e-11 | 4.6217e-11 | 1.1884e-10 | 14664.6376 | 233.2301 | 8896.516 | 5534.8915 | 0 | 0 | 0 | 7.6996e-08 |  | 1.3555e-06 | 0 | 1.3555e-06 | 6.7776e-07 | 0 | 6.7776e-07 | 1.7428e-06 | 0 | 1.7428e-06 | [16 empty] | 7.3.1.3 Ignition probability mapping showing the probability of ignition along the electric lines and equipmentWLDFRAggregatedAggregated | WLDFR | HFTD - Distribution - Tier 2 - 5QU CoRE ¦ 3QU LoRE | Red Flag Warning - Small Fires | Aggregated | Aggregated | 2029 | 0.00058378 | 0 | 487.9227 | 0.28484 | 2029 | Mitigation | 0.08575 | 30 | 0 | esc | 0.0012005 | 7.0083e-07 | 0.00060025 | 3.5042e-07 | 0.0015435 | 9.0107e-07
[79 empty] | WLDFR | HFTD - Distribution - Tier 2 - 5QU CoRE ¦ 3QU LoRE | Non-Red Flag Warning - Catastrophic Fires | 2026 | 9.2434e-11 | 4.6217e-11 | 1.1884e-10 | 14664.6376 | 233.2301 | 8896.516 | 5534.8915 | 0 | 0 | 0 | 7.6996e-08 |  | 1.3555e-06 | 0 | 1.3555e-06 | 6.7776e-07 | 0 | 6.7776e-07 | 1.7428e-06 | 0 | 1.7428e-06 | [16 empty] | 7.3.1.3 Ignition probability mapping showing the probability of ignition along the electric lines and equipmentWLDFRAggregatedAggregated | WLDFR | HFTD - Distribution - Tier 2 - 5QU CoRE ¦ 3QU LoRE | Red Flag Warning - Small Fires | Aggregated | Aggregated | 2030 | 0.00058378 | 0 | 487.9227 | 0.28484 | 2030 | Mitigation | 0.08575 | 30 | 0 | esc | 0.0012005 | 7.0083e-07 | 0.00060025 | 3.5042e-07 | 0.0015435 | 9.0107e-07
[79 empty] | WLDFR | HFTD - Distribution - Tier 2 - 5QU CoRE ¦ 3QU LoRE | Non-Red Flag Warning - Catastrophic Fires | 2027 | 9.2434e-11 | 4.6217e-11 | 1.1884e-10 | 14664.6376 | 233.2301 | 8896.516 | 5534.8915 | 0 | 0 | 0 | 7.6996e-08 |  | 1.3555e-06 | 0 | 1.3555e-06 | 6.7776e-07 | 0 | 6.7776e-07 | 1.7428e-06 | 0 | 1.7428e-06 | [16 empty] | 7.3.1.3 Ignition probability mapping showing the probability of ignition along the electric lines and equipmentWLDFRAggregatedAggregated | WLDFR | HFTD - Distribution - Tier 2 - 5QU CoRE ¦ 3QU LoRE | Red Flag Warning - Small Fires | Aggregated | Aggregated | 2031 | 0.00058378 | 0 | 487.9227 | 0.28484 | 2031 | Mitigation | 0.08575 | 30 | 0 | esc | 0.0012005 | 7.0083e-07 | 0.00060025 | 3.5042e-07 | 0.0015435 | 9.0107e-07
[79 empty] | WLDFR | HFTD - Distribution - Tier 2 - 5QU CoRE ¦ 3QU LoRE | Non-Red Flag Warning - Catastrophic Fires | 2028 | 9.2434e-11 | 4.6217e-11 | 1.1884e-10 | 15317.9909 | 247.273 | 9287.6491 | 5783.0689 | 0 | 0 | 0 | 7.6996e-08 |  | 1.4159e-06 | 0 | 1.4159e-06 | 7.0795e-07 | 0 | 7.0795e-07 | 1.8205e-06 | 0 | 1.8205e-06 | [16 empty] | 7.3.1.3 Ignition probability mapping showing the probability of ignition along the electric lines and equipmentWLDFRAggregatedAggregated | WLDFR | HFTD - Distribution - Tier 2 - 5QU CoRE ¦ 3QU LoRE | Red Flag Warning - Small Fires | Aggregated | Aggregated | 2032 | 0.00058378 | 0 | 487.9227 | 0.28484 | 2032 | Mitigation | 0.08575 | 30 | 0 | esc | 0.0012005 | 7.0083e-07 | 0.00060025 | 3.5042e-07 | 0.0015435 | 9.0107e-07
[79 empty] | WLDFR | HFTD - Distribution - Tier 2 - 5QU CoRE ¦ 3QU LoRE | Non-Red Flag Warning - Catastrophic Fires | 2029 | 9.2434e-11 | 4.6217e-11 | 1.1884e-10 | 15317.9909 | 247.273 | 9287.6491 | 5783.0689 | 0 | 0 | 0 | 7.6996e-08 |  | 1.4159e-06 | 0 | 1.4159e-06 | 7.0795e-07 | 0 | 7.0795e-07 | 1.8205e-06 | 0 | 1.8205e-06 | [16 empty] | 7.3.1.3 Ignition probability mapping showing the probability of ignition along the electric lines and equipmentWLDFRAggregatedAggregated | WLDFR | HFTD - Distribution - Tier 2 - 5QU CoRE ¦ 3QU LoRE | Red Flag Warning - Small Fires | Aggregated | Aggregated | 2033 | 0.00058378 | 0 | 487.9227 | 0.28484 | 2033 | Mitigation | 0.08575 | 30 | 0 | esc | 0.0012005 | 7.0083e-07 | 0.00060025 | 3.5042e-07 | 0.0015435 | 9.0107e-07
[79 empty] | WLDFR | HFTD - Distribution - Tier 2 - 5QU CoRE ¦ 3QU LoRE | Non-Red Flag Warning - Catastrophic Fires | 2030 | 9.2434e-11 | 4.6217e-11 | 1.1884e-10 | 15317.9909 | 247.273 | 9287.6491 | 5783.0689 | 0 | 0 | 0 | 7.6996e-08 |  | 1.4159e-06 | 0 | 1.4159e-06 | 7.0795e-07 | 0 | 7.0795e-07 | 1.8205e-06 | 0 | 1.8205e-06 | [16 empty] | 7.3.1.3 Ignition probability mapping showing the probability of ignition along the electric lines and equipmentWLDFRAggregatedAggregated | WLDFR | HFTD - Distribution - Tier 2 - 5QU CoRE ¦ 3QU LoRE | Red Flag Warning - Small Fires | Aggregated | Aggregated | 2034 | 0.00058378 | 0 | 487.9227 | 0.28484 | 2034 | Mitigation | 0.08575 | 30 | 0 | esc | 0.0012005 | 7.0083e-07 | 0.00060025 | 3.5042e-07 | 0.0015435 | 9.0107e-07
[79 empty] | WLDFR | HFTD - Distribution - Tier 2 - 5QU CoRE ¦ 3QU LoRE | Non-Red Flag Warning - Catastrophic Fires | 2031 | 9.2434e-11 | 4.6217e-11 | 1.1884e-10 | 15317.9909 | 247.273 | 9287.6491 | 5783.0689 | 0 | 0 | 0 | 7.6996e-08 |  | 1.4159e-06 | 0 | 1.4159e-06 | 7.0795e-07 | 0 | 7.0795e-07 | 1.8205e-06 | 0 | 1.8205e-06 | [16 empty] | 7.3.1.3 Ignition probability mapping showing the probability of ignition along the electric lines and equipmentWLDFRAggregatedAggregated | WLDFR | HFTD - Distribution - Tier 2 - 5QU CoRE ¦ 3QU LoRE | Red Flag Warning - Small Fires | Aggregated | Aggregated | 2035 | 0.00058378 | 0 | 487.9227 | 0.28484 | 2035 | Mitigation | 0.08575 | 30 | 0 | esc | 0.0012005 | 7.0083e-07 | 0.00060025 | 3.5042e-07 | 0.0015435 | 9.0107e-07
[79 empty] | WLDFR | HFTD - Distribution - Tier 2 - 5QU CoRE ¦ 3QU LoRE | Non-Red Flag Warning - Catastrophic Fires | 2032 | 9.2434e-11 | 4.6217e-11 | 1.1884e-10 | 15317.9909 | 247.273 | 9287.6491 | 5783.0689 | 0 | 0 | 0 | 7.6996e-08 |  | 1.4159e-06 | 0 | 1.4159e-06 | 7.0795e-07 | 0 | 7.0795e-07 | 1.8205e-06 | 0 | 1.8205e-06 | [16 empty] | 7.3.1.3 Ignition probability mapping showing the probability of ignition along the electric lines and equipmentWLDFRAggregatedAggregated | WLDFR | HFTD - Distribution - Tier 2 - 5QU CoRE ¦ 3QU LoRE | Red Flag Warning - Small Fires | Aggregated | Aggregated | 2036 | 0.00058378 | 0 | 487.9227 | 0.28484 | 2036 | Mitigation | 0.08575 | 30 | 0 | esc | 0.0012005 | 7.0083e-07 | 0.00060025 | 3.5042e-07 | 0.0015435 | 9.0107e-07
[79 empty] | WLDFR | HFTD - Distribution - Tier 2 - 5QU CoRE ¦ 3QU LoRE | Non-Red Flag Warning - Catastrophic Fires | 2033 | 9.2434e-11 | 4.6217e-11 | 1.1884e-10 | 16044.1264 | 263.1074 | 9721.74 | 6059.2791 | 0 | 0 | 0 | 7.6996e-08 |  | 1.483e-06 | 0 | 1.483e-06 | 7.4151e-07 | 0 | 7.4151e-07 | 1.9067e-06 | 0 | 1.9067e-06 | [16 empty] | 7.3.1.3 Ignition probability mapping showing the probability of ignition along the electric lines and equipmentWLDFRAggregatedAggregated | WLDFR | HFTD - Distribution - Tier 2 - 5QU CoRE ¦ 3QU LoRE | Red Flag Warning - Small Fires | Aggregated | Aggregated | 2037 | 0.00058378 | 0 | 487.9227 | 0.28484 | 2037 | Mitigation | 0.08575 | 30 | 0 | esc | 0.0012005 | 7.0083e-07 | 0.00060025 | 3.5042e-07 | 0.0015435 | 9.0107e-07
[79 empty] | WLDFR | HFTD - Distribution - Tier 2 - 5QU CoRE ¦ 3QU LoRE | Non-Red Flag Warning - Catastrophic Fires | 2034 | 9.2434e-11 | 4.6217e-11 | 1.1884e-10 | 16044.1264 | 263.1074 | 9721.74 | 6059.2791 | 0 | 0 | 0 | 7.6996e-08 |  | 1.483e-06 | 0 | 1.483e-06 | 7.4151e-07 | 0 | 7.4151e-07 | 1.9067e-06 | 0 | 1.9067e-06 | [16 empty] | 7.3.1.3 Ignition probability mapping showing the probability of ignition along the electric lines and equipmentWLDFRAggregatedAggregated | WLDFR | HFTD - Distribution - Tier 2 - 5QU CoRE ¦ 3QU LoRE | Red Flag Warning - Small Fires | Aggregated | Aggregated | 2038 | 0.00058378 | 0 | 487.9227 | 0.28484 | 2038 | Mitigation | 0.08575 | 30 | 0 | esc | 0.0012005 | 7.0083e-07 | 0.00060025 | 3.5042e-07 | 0.0015435 | 9.0107e-07
[79 empty] | WLDFR | HFTD - Distribution - Tier 2 - 5QU CoRE ¦ 3QU LoRE | Non-Red Flag Warning - Catastrophic Fires | 2035 | 9.2434e-11 | 4.6217e-11 | 1.1884e-10 | 16044.1264 | 263.1074 | 9721.74 | 6059.2791 | 0 | 0 | 0 | 7.6996e-08 |  | 1.483e-06 | 0 | 1.483e-06 | 7.4151e-07 | 0 | 7.4151e-07 | 1.9067e-06 | 0 | 1.9067e-06 | [16 empty] | 7.3.1.3 Ignition probability mapping showing the probability of ignition along the electric lines and equipmentWLDFRAggregatedAggregated | WLDFR | HFTD - Distribution - Tier 2 - 5QU CoRE ¦ 3QU LoRE | Red Flag Warning - Small Fires | Aggregated | Aggregated | 2039 | 0.00058378 | 0 | 487.9227 | 0.28484 | 2039 | Mitigation | 0.08575 | 30 | 0 | esc | 0.0012005 | 7.0083e-07 | 0.00060025 | 3.5042e-07 | 0.0015435 | 9.0107e-07
[79 empty] | WLDFR | HFTD - Distribution - Tier 2 - 5QU CoRE ¦ 3QU LoRE | Non-Red Flag Warning - Catastrophic Fires | 2036 | 9.2434e-11 | 4.6217e-11 | 1.1884e-10 | 16044.1264 | 263.1074 | 9721.74 | 6059.2791 | 0 | 0 | 0 | 7.6996e-08 |  | 1.483e-06 | 0 | 1.483e-06 | 7.4151e-07 | 0 | 7.4151e-07 | 1.9067e-06 | 0 | 1.9067e-06 | [16 empty] | 7.3.1.3 Ignition probability mapping showing the probability of ignition along the electric lines and equipmentWLDFRAggregatedAggregated | WLDFR | HFTD - Distribution - Tier 2 - 5QU CoRE ¦ 3QU LoRE | Red Flag Warning - Small Fires | Aggregated | Aggregated | 2040 | 0.00058378 | 0 | 487.9227 | 0.28484 | 2040 | Mitigation | 0.08575 | 30 | 0 | esc | 0.0012005 | 7.0083e-07 | 0.00060025 | 3.5042e-07 | 0.0015435 | 9.0107e-07
[79 empty] | WLDFR | HFTD - Distribution - Tier 2 - 5QU CoRE ¦ 3QU LoRE | Non-Red Flag Warning - Catastrophic Fires | 2037 | 9.2434e-11 | 4.6217e-11 | 1.1884e-10 | 16044.1264 | 263.1074 | 9721.74 | 6059.2791 | 0 | 0 | 0 | 7.6996e-08 |  | 1.483e-06 | 0 | 1.483e-06 | 7.4151e-07 | 0 | 7.4151e-07 | 1.9067e-06 | 0 | 1.9067e-06 | [16 empty] | 7.3.1.3 Ignition probability mapping showing the probability of ignition along the electric lines and equipmentWLDFRAggregatedAggregated | WLDFR | HFTD - Distribution - Tier 2 - 5QU CoRE ¦ 3QU LoRE | Red Flag Warning - Small Fires | Aggregated | Aggregated | 2041 | 0.00058378 | 0 | 487.9227 | 0.28484 | 2041 | Mitigation | 0.08575 | 30 | 0 | esc | 0.0012005 | 7.0083e-07 | 0.00060025 | 3.5042e-07 | 0.0015435 | 9.0107e-07
[79 empty] | WLDFR | HFTD - Distribution - Tier 2 - 5QU CoRE ¦ 3QU LoRE | Non-Red Flag Warning - Catastrophic Fires | 2038 | 9.2434e-11 | 4.6217e-11 | 1.1884e-10 | 16832.3912 | 280.5544 | 10192.2718 | 6359.5651 | 0 | 0 | 0 | 7.6996e-08 |  | 1.5559e-06 | 0 | 1.5559e-06 | 7.7794e-07 | 0 | 7.7794e-07 | 2.0004e-06 | 0 | 2.0004e-06 | [16 empty] | 7.3.1.3 Ignition probability mapping showing the probability of ignition along the electric lines and equipmentWLDFRAggregatedAggregated | WLDFR | HFTD - Distribution - Tier 2 - 5QU CoRE ¦ 3QU LoRE | Red Flag Warning - Small Fires | Aggregated | Aggregated | 2042 | 0.00058378 | 0 | 487.9227 | 0.28484 | 2042 | Mitigation | 0.08575 | 30 | 0 | esc | 0.0012005 | 7.0083e-07 | 0.00060025 | 3.5042e-07 | 0.0015435 | 9.0107e-07
[79 empty] | WLDFR | HFTD - Distribution - Tier 2 - 5QU CoRE ¦ 3QU LoRE | Non-Red Flag Warning - Catastrophic Fires | 2039 | 9.2434e-11 | 4.6217e-11 | 1.1884e-10 | 16832.3912 | 280.5544 | 10192.2718 | 6359.5651 | 0 | 0 | 0 | 7.6996e-08 |  | 1.5559e-06 | 0 | 1.5559e-06 | 7.7794e-07 | 0 | 7.7794e-07 | 2.0004e-06 | 0 | 2.0004e-06 | [16 empty] | 7.3.1.3 Ignition probability mapping showing the probability of ignition along the electric lines and equipmentWLDFRAggregatedAggregated | WLDFR | HFTD - Distribution - Tier 2 - 5QU CoRE ¦ 3QU LoRE | Red Flag Warning - Small Fires | Aggregated | Aggregated | 2043 | 0.00058378 | 0 | 487.9227 | 0.28484 | 2043 | Mitigation | 0.08575 | 30 | 0 | esc | 0.0012005 | 7.0083e-07 | 0.00060025 | 3.5042e-07 | 0.0015435 | 9.0107e-07
[79 empty] | WLDFR | HFTD - Distribution - Tier 2 - 5QU CoRE ¦ 3QU LoRE | Non-Red Flag Warning - Catastrophic Fires | 2040 | 9.2434e-11 | 4.6217e-11 | 1.1884e-10 | 16832.3912 | 280.5544 | 10192.2718 | 6359.5651 | 0 | 0 | 0 | 7.6996e-08 |  | 1.5559e-06 | 0 | 1.5559e-06 | 7.7794e-07 | 0 | 7.7794e-07 | 2.0004e-06 | 0 | 2.0004e-06 | [16 empty] | 7.3.1.3 Ignition probability mapping showing the probability of ignition along the electric lines and equipmentWLDFRAggregatedAggregated | WLDFR | HFTD - Distribution - Tier 2 - 5QU CoRE ¦ 3QU LoRE | Red Flag Warning - Small Fires | Aggregated | Aggregated | 2044 | 0.00058378 | 0 | 487.9227 | 0.28484 | 2044 | Mitigation | 0.08575 | 30 | 0 | esc | 0.0012005 | 7.0083e-07 | 0.00060025 | 3.5042e-07 | 0.0015435 | 9.0107e-07
[79 empty] | WLDFR | HFTD - Distribution - Tier 2 - 5QU CoRE ¦ 3QU LoRE | Non-Red Flag Warning - Catastrophic Fires | 2041 | 9.2434e-11 | 4.6217e-11 | 1.1884e-10 | 16832.3912 | 280.5544 | 10192.2718 | 6359.5651 | 0 | 0 | 0 | 7.6996e-08 |  | 1.5559e-06 | 0 | 1.5559e-06 | 7.7794e-07 | 0 | 7.7794e-07 | 2.0004e-06 | 0 | 2.0004e-06 | [16 empty] | 7.3.1.3 Ignition probability mapping showing the probability of ignition along the electric lines and equipmentWLDFRAggregatedAggregated | WLDFR | HFTD - Distribution - Tier 2 - 5QU CoRE ¦ 3QU LoRE | Red Flag Warning - Small Fires | Aggregated | Aggregated | 2045 | 0.00058378 | 0 | 487.9227 | 0.28484 | 2045 | Mitigation | 0.08575 | 30 | 0 | esc | 0.0012005 | 7.0083e-07 | 0.00060025 | 3.5042e-07 | 0.0015435 | 9.0107e-07
[79 empty] | WLDFR | HFTD - Distribution - Tier 2 - 5QU CoRE ¦ 3QU LoRE | Non-Red Flag Warning - Catastrophic Fires | 2042 | 9.2434e-11 | 4.6217e-11 | 1.1884e-10 | 16832.3912 | 280.5544 | 10192.2718 | 6359.5651 | 0 | 0 | 0 | 7.6996e-08 |  | 1.5559e-06 | 0 | 1.5559e-06 | 7.7794e-07 | 0 | 7.7794e-07 | 2.0004e-06 | 0 | 2.0004e-06 | [16 empty] | 7.3.1.3 Ignition probability mapping showing the probability of ignition along the electric lines and equipmentWLDFRAggregatedAggregated | WLDFR | HFTD - Distribution - Tier 2 - 5QU CoRE ¦ 3QU LoRE | Red Flag Warning - Small Fires | Aggregated | Aggregated | 2046 | 0.00058378 | 0 | 487.9227 | 0.28484 | 2046 | Mitigation | 0.08575 | 30 | 0 | esc | 0.0012005 | 7.0083e-07 | 0.00060025 | 3.5042e-07 | 0.0015435 | 9.0107e-07
[79 empty] | WLDFR | HFTD - Distribution - Tier 2 - 5QU CoRE ¦ 3QU LoRE | Non-Red Flag Warning - Catastrophic Fires | 2043 | 9.2434e-11 | 4.6217e-11 | 1.1884e-10 | 17672.0852 | 299.42 | 10692.7362 | 6679.929 | 0 | 0 | 0 | 7.6996e-08 |  | 1.6335e-06 | 0 | 1.6335e-06 | 8.1675e-07 | 0 | 8.1675e-07 | 2.1002e-06 | 0 | 2.1002e-06 | [16 empty] | 7.3.1.3 Ignition probability mapping showing the probability of ignition along the electric lines and equipmentWLDFRAggregatedAggregated | WLDFR | HFTD - Distribution - Tier 2 - 5QU CoRE ¦ 3QU LoRE | Red Flag Warning - Small Fires | Aggregated | Aggregated | 2047 | 0.00058378 | 0 | 487.9227 | 0.28484 | 2047 | Mitigation | 0.08575 | 30 | 0 | esc | 0.0012005 | 7.0083e-07 | 0.00060025 | 3.5042e-07 | 0.0015435 | 9.0107e-07
[79 empty] | WLDFR | HFTD - Distribution - Tier 2 - 5QU CoRE ¦ 3QU LoRE | Non-Red Flag Warning - Catastrophic Fires | 2044 | 9.2434e-11 | 4.6217e-11 | 1.1884e-10 | 17672.0852 | 299.42 | 10692.7362 | 6679.929 | 0 | 0 | 0 | 7.6996e-08 |  | 1.6335e-06 | 0 | 1.6335e-06 | 8.1675e-07 | 0 | 8.1675e-07 | 2.1002e-06 | 0 | 2.1002e-06 | [16 empty] | 7.3.1.3 Ignition probability mapping showing the probability of ignition along the electric lines and equipmentWLDFRAggregatedAggregated | WLDFR | HFTD - Distribution - Tier 2 - 5QU CoRE ¦ 3QU LoRE | Red Flag Warning - Small Fires | Aggregated | Aggregated | 2048 | 0.00058378 | 0 | 487.9227 | 0.28484 | 2048 | Mitigation | 0.08575 | 30 | 0 | esc | 0.0012005 | 7.0083e-07 | 0.00060025 | 3.5042e-07 | 0.0015435 | 9.0107e-07
[79 empty] | WLDFR | HFTD - Distribution - Tier 2 - 5QU CoRE ¦ 3QU LoRE | Non-Red Flag Warning - Catastrophic Fires | 2045 | 9.2434e-11 | 4.6217e-11 | 1.1884e-10 | 17672.0852 | 299.42 | 10692.7362 | 6679.929 | 0 | 0 | 0 | 7.6996e-08 |  | 1.6335e-06 | 0 | 1.6335e-06 | 8.1675e-07 | 0 | 8.1675e-07 | 2.1002e-06 | 0 | 2.1002e-06 | [16 empty] | 7.3.1.3 Ignition probability mapping showing the probability of ignition along the electric lines and equipmentWLDFRAggregatedAggregated | WLDFR | HFTD - Distribution - Tier 2 - 5QU CoRE ¦ 3QU LoRE | Red Flag Warning - Small Fires | Aggregated | Aggregated | 2049 | 0.00058378 | 0 | 487.9227 | 0.28484 | 2049 | Mitigation | 0.08575 | 30 | 0 | esc | 0.0012005 | 7.0083e-07 | 0.00060025 | 3.5042e-07 | 0.0015435 | 9.0107e-07
[79 empty] | WLDFR | HFTD - Distribution - Tier 2 - 5QU CoRE ¦ 3QU LoRE | Non-Red Flag Warning - Catastrophic Fires | 2046 | 9.2434e-11 | 4.6217e-11 | 1.1884e-10 | 17672.0852 | 299.42 | 10692.7362 | 6679.929 | 0 | 0 | 0 | 7.6996e-08 |  | 1.6335e-06 | 0 | 1.6335e-06 | 8.1675e-07 | 0 | 8.1675e-07 | 2.1002e-06 | 0 | 2.1002e-06 | [16 empty] | 7.3.1.3 Ignition probability mapping showing the probability of ignition along the electric lines and equipmentWLDFRAggregatedAggregated | WLDFR | HFTD - Distribution - Tier 2 - 5QU CoRE ¦ 3QU LoRE | Red Flag Warning - Small Fires | Aggregated | Aggregated | 2050 | 0.00058378 | 0 | 487.9227 | 0.28484 | 2050 | Mitigation | 0.08575 | 30 | 0 | esc | 0 | 0 | 0.00060025 | 3.5042e-07 | 0.0015435 | 9.0107e-07
[79 empty] | WLDFR | HFTD - Distribution - Tier 2 - 5QU CoRE ¦ 3QU LoRE | Non-Red Flag Warning - Catastrophic Fires | 2047 | 9.2434e-11 | 4.6217e-11 | 1.1884e-10 | 17672.0852 | 299.42 | 10692.7362 | 6679.929 | 0 | 0 | 0 | 7.6996e-08 |  | 1.6335e-06 | 0 | 1.6335e-06 | 8.1675e-07 | 0 | 8.1675e-07 | 2.1002e-06 | 0 | 2.1002e-06 | [16 empty] | 7.3.1.3 Ignition probability mapping showing the probability of ignition along the electric lines and equipmentWLDFRAggregatedAggregated | WLDFR | HFTD - Distribution - Tier 2 - 5QU CoRE ¦ 3QU LoRE | Red Flag Warning - Small Fires | Aggregated | Aggregated | 2051 | 0.00058378 | 0 | 487.9227 | 0.28484 | 2051 | Mitigation | 0.08575 | 30 | 0 | esc | 0 | 0 | 0 | 0 | 0.0015435 | 9.0107e-07
[79 empty] | WLDFR | HFTD - Distribution - Tier 2 - 5QU CoRE ¦ 3QU LoRE | Non-Red Flag Warning - Catastrophic Fires | 2048 | 9.2434e-11 | 4.6217e-11 | 1.1884e-10 | 18552.3348 | 319.4911 | 11216.5626 | 7016.281 | 0 | 0 | 0 | 7.6996e-08 |  | 1.7149e-06 | 0 | 1.7149e-06 | 8.5744e-07 | 0 | 8.5744e-07 | 2.2048e-06 | 0 | 2.2048e-06 | [16 empty] | 7.3.1.3 Ignition probability mapping showing the probability of ignition along the electric lines and equipmentWLDFRAggregatedAggregated | WLDFR | HFTD - Distribution - Tier 2 - 5QU CoRE ¦ 3QU LoRE | Seismic - Non-Red Flag Warning - Catastrophic Fires | Aggregated | Aggregated | 2021 | 1.1051e-09 | 0 | 487.9227 | 5.3918e-07 | 2021 | Mitigation | 0.08575 | 30 | 0 | esc | 0.0012005 | 1.3266e-12 | 0.00060025 | 6.6331e-13 | 0 | 0
[79 empty] | WLDFR | HFTD - Distribution - Tier 2 - 5QU CoRE ¦ 3QU LoRE | Non-Red Flag Warning - Catastrophic Fires | 2049 | 9.2434e-11 | 4.6217e-11 | 1.1884e-10 | 18552.3348 | 319.4911 | 11216.5626 | 7016.281 | 0 | 0 | 0 | 7.6996e-08 |  | 1.7149e-06 | 0 | 1.7149e-06 | 8.5744e-07 | 0 | 8.5744e-07 | 2.2048e-06 | 0 | 2.2048e-06 | [16 empty] | 7.3.1.3 Ignition probability mapping showing the probability of ignition along the electric lines and equipmentWLDFRAggregatedAggregated | WLDFR | HFTD - Distribution - Tier 2 - 5QU CoRE ¦ 3QU LoRE | Seismic - Non-Red Flag Warning - Catastrophic Fires | Aggregated | Aggregated | 2022 | 1.1051e-09 | 0 | 487.9227 | 5.3918e-07 | 2022 | Mitigation | 0.08575 | 30 | 0 | esc | 0.0012005 | 1.3266e-12 | 0.00060025 | 6.6331e-13 | 0.0015435 | 1.7057e-12
[79 empty] | WLDFR | HFTD - Distribution - Tier 2 - 5QU CoRE ¦ 3QU LoRE | Non-Red Flag Warning - Catastrophic Fires | 2050 | 0 | 4.6217e-11 | 1.1884e-10 | 18552.3348 | 319.4911 | 11216.5626 | 7016.281 | 0 | 0 | 0 | 7.6996e-08 |  | 0 | 0 | 0 | 8.5744e-07 | 0 | 8.5744e-07 | 2.2048e-06 | 0 | 2.2048e-06 | [16 empty] | 7.3.1.3 Ignition probability mapping showing the probability of ignition along the electric lines and equipmentWLDFRAggregatedAggregated | WLDFR | HFTD - Distribution - Tier 2 - 5QU CoRE ¦ 3QU LoRE | Seismic - Non-Red Flag Warning - Catastrophic Fires | Aggregated | Aggregated | 2023 | 1.1051e-09 | 0 | 487.9227 | 5.3918e-07 | 2023 | Mitigation | 0.08575 | 30 | 0 | esc | 0.0012005 | 1.3266e-12 | 0.00060025 | 6.6331e-13 | 0.0015435 | 1.7057e-12
[79 empty] | WLDFR | HFTD - Distribution - Tier 2 - 5QU CoRE ¦ 3QU LoRE | Non-Red Flag Warning - Catastrophic Fires | 2051 | 0 | 0 | 1.1884e-10 | 18552.3348 | 319.4911 | 11216.5626 | 7016.281 | 0 | 0 | 0 | 7.6996e-08 |  | 0 | 0 | 0 | 0 | 0 | 0 | 2.2048e-06 | 0 | 2.2048e-06 | [16 empty] | 7.3.1.3 Ignition probability mapping showing the probability of ignition along the electric lines and equipmentWLDFRAggregatedAggregated | WLDFR | HFTD - Distribution - Tier 2 - 5QU CoRE ¦ 3QU LoRE | Seismic - Non-Red Flag Warning - Catastrophic Fires | Aggregated | Aggregated | 2024 | 1.1051e-09 | 0 | 487.9227 | 5.3918e-07 | 2024 | Mitigation | 0.08575 | 30 | 0 | esc | 0.0012005 | 1.3266e-12 | 0.00060025 | 6.6331e-13 | 0.0015435 | 1.7057e-12
[79 empty] | WLDFR | HFTD - Distribution - Tier 2 - 5QU CoRE ¦ 3QU LoRE | Non-Red Flag Warning - Destructive Fires | 2020 | 1.1636e-10 | 0 | 0 | 8807.9522 | 222.2294 | 8585.7228 | 0 | 0 | 0 | 0 | 9.6929e-08 |  | 1.0249e-06 | 0 | 1.0249e-06 | 0 | 0 | 0 | 0 | 0 | 0 | [16 empty] | 7.3.1.3 Ignition probability mapping showing the probability of ignition along the electric lines and equipmentWLDFRAggregatedAggregated | WLDFR | HFTD - Distribution - Tier 2 - 5QU CoRE ¦ 3QU LoRE | Seismic - Non-Red Flag Warning - Catastrophic Fires | Aggregated | Aggregated | 2025 | 1.1051e-09 | 0 | 487.9227 | 5.3918e-07 | 2025 | Mitigation | 0.08575 | 30 | 0 | esc | 0.0012005 | 1.3266e-12 | 0.00060025 | 6.6331e-13 | 0.0015435 | 1.7057e-12
[79 empty] | WLDFR | HFTD - Distribution - Tier 2 - 5QU CoRE ¦ 3QU LoRE | Non-Red Flag Warning - Destructive Fires | 2021 | 1.1636e-10 | 5.8182e-11 | 0 | 8807.9522 | 222.2294 | 8585.7228 | 0 | 0 | 0 | 0 | 9.6929e-08 |  | 1.0249e-06 | 0 | 1.0249e-06 | 5.1246e-07 | 0 | 5.1246e-07 | 0 | 0 | 0 | [16 empty] | 7.3.1.3 Ignition probability mapping showing the probability of ignition along the electric lines and equipmentWLDFRAggregatedAggregated | WLDFR | HFTD - Distribution - Tier 2 - 5QU CoRE ¦ 3QU LoRE | Seismic - Non-Red Flag Warning - Catastrophic Fires | Aggregated | Aggregated | 2026 | 1.1051e-09 | 0 | 487.9227 | 5.3918e-07 | 2026 | Mitigation | 0.08575 | 30 | 0 | esc | 0.0012005 | 1.3266e-12 | 0.00060025 | 6.6331e-13 | 0.0015435 | 1.7057e-12
[79 empty] | WLDFR | HFTD - Distribution - Tier 2 - 5QU CoRE ¦ 3QU LoRE | Non-Red Flag Warning - Destructive Fires | 2022 | 1.1636e-10 | 5.8182e-11 | 1.4961e-10 | 8807.9522 | 222.2294 | 8585.7228 | 0 | 0 | 0 | 0 | 9.6929e-08 |  | 1.0249e-06 | 0 | 1.0249e-06 | 5.1246e-07 | 0 | 5.1246e-07 | 1.3178e-06 | 0 | 1.3178e-06 | [16 empty] | 7.3.1.3 Ignition probability mapping showing the probability of ignition along the electric lines and equipmentWLDFRAggregatedAggregated | WLDFR | HFTD - Distribution - Tier 2 - 5QU CoRE ¦ 3QU LoRE | Seismic - Non-Red Flag Warning - Catastrophic Fires | Aggregated | Aggregated | 2027 | 1.1051e-09 | 0 | 487.9227 | 5.3918e-07 | 2027 | Mitigation | 0.08575 | 30 | 0 | esc | 0.0012005 | 1.3266e-12 | 0.00060025 | 6.6331e-13 | 0.0015435 | 1.7057e-12
[79 empty] | WLDFR | HFTD - Distribution - Tier 2 - 5QU CoRE ¦ 3QU LoRE | Non-Red Flag Warning - Destructive Fires | 2023 | 1.1636e-10 | 5.8182e-11 | 1.4961e-10 | 9129.7461 | 233.2301 | 8896.516 | 0 | 0 | 0 | 0 | 9.6929e-08 |  | 1.0624e-06 | 0 | 1.0624e-06 | 5.3119e-07 | 0 | 5.3119e-07 | 1.3659e-06 | 0 | 1.3659e-06 | [16 empty] | 7.3.1.3 Ignition probability mapping showing the probability of ignition along the electric lines and equipmentWLDFRAggregatedAggregated | WLDFR | HFTD - Distribution - Tier 2 - 5QU CoRE ¦ 3QU LoRE | Seismic - Non-Red Flag Warning - Catastrophic Fires | Aggregated | Aggregated | 2028 | 1.1051e-09 | 0 | 487.9227 | 5.3918e-07 | 2028 | Mitigation | 0.08575 | 30 | 0 | esc | 0.0012005 | 1.3266e-12 | 0.00060025 | 6.6331e-13 | 0.0015435 | 1.7057e-12
[79 empty] | WLDFR | HFTD - Distribution - Tier 2 - 5QU CoRE ¦ 3QU LoRE | Non-Red Flag Warning - Destructive Fires | 2024 | 1.1636e-10 | 5.8182e-11 | 1.4961e-10 | 9129.7461 | 233.2301 | 8896.516 | 0 | 0 | 0 | 0 | 9.6929e-08 |  | 1.0624e-06 | 0 | 1.0624e-06 | 5.3119e-07 | 0 | 5.3119e-07 | 1.3659e-06 | 0 | 1.3659e-06 | [16 empty] | 7.3.1.3 Ignition probability mapping showing the probability of ignition along the electric lines and equipmentWLDFRAggregatedAggregated | WLDFR | HFTD - Distribution - Tier 2 - 5QU CoRE ¦ 3QU LoRE | Seismic - Non-Red Flag Warning - Catastrophic Fires | Aggregated | Aggregated | 2029 | 1.1051e-09 | 0 | 487.9227 | 5.3918e-07 | 2029 | Mitigation | 0.08575 | 30 | 0 | esc | 0.0012005 | 1.3266e-12 | 0.00060025 | 6.6331e-13 | 0.0015435 | 1.7057e-12
[79 empty] | WLDFR | HFTD - Distribution - Tier 2 - 5QU CoRE ¦ 3QU LoRE | Non-Red Flag Warning - Destructive Fires | 2025 | 1.1636e-10 | 5.8182e-11 | 1.4961e-10 | 9129.7461 | 233.2301 | 8896.516 | 0 | 0 | 0 | 0 | 9.6929e-08 |  | 1.0624e-06 | 0 | 1.0624e-06 | 5.3119e-07 | 0 | 5.3119e-07 | 1.3659e-06 | 0 | 1.3659e-06 | [16 empty] | 7.3.1.3 Ignition probability mapping showing the probability of ignition along the electric lines and equipmentWLDFRAggregatedAggregated | WLDFR | HFTD - Distribution - Tier 2 - 5QU CoRE ¦ 3QU LoRE | Seismic - Non-Red Flag Warning - Catastrophic Fires | Aggregated | Aggregated | 2030 | 1.1051e-09 | 0 | 487.9227 | 5.3918e-07 | 2030 | Mitigation | 0.08575 | 30 | 0 | esc | 0.0012005 | 1.3266e-12 | 0.00060025 | 6.6331e-13 | 0.0015435 | 1.7057e-12
[79 empty] | WLDFR | HFTD - Distribution - Tier 2 - 5QU CoRE ¦ 3QU LoRE | Non-Red Flag Warning - Destructive Fires | 2026 | 1.1636e-10 | 5.8182e-11 | 1.4961e-10 | 9129.7461 | 233.2301 | 8896.516 | 0 | 0 | 0 | 0 | 9.6929e-08 |  | 1.0624e-06 | 0 | 1.0624e-06 | 5.3119e-07 | 0 | 5.3119e-07 | 1.3659e-06 | 0 | 1.3659e-06 | [16 empty] | 7.3.1.3 Ignition probability mapping showing the probability of ignition along the electric lines and equipmentWLDFRAggregatedAggregated | WLDFR | HFTD - Distribution - Tier 2 - 5QU CoRE ¦ 3QU LoRE | Seismic - Non-Red Flag Warning - Catastrophic Fires | Aggregated | Aggregated | 2031 | 1.1051e-09 | 0 | 487.9227 | 5.3918e-07 | 2031 | Mitigation | 0.08575 | 30 | 0 | esc | 0.0012005 | 1.3266e-12 | 0.00060025 | 6.6331e-13 | 0.0015435 | 1.7057e-12
[79 empty] | WLDFR | HFTD - Distribution - Tier 2 - 5QU CoRE ¦ 3QU LoRE | Non-Red Flag Warning - Destructive Fires | 2027 | 1.1636e-10 | 5.8182e-11 | 1.4961e-10 | 9129.7461 | 233.2301 | 8896.516 | 0 | 0 | 0 | 0 | 9.6929e-08 |  | 1.0624e-06 | 0 | 1.0624e-06 | 5.3119e-07 | 0 | 5.3119e-07 | 1.3659e-06 | 0 | 1.3659e-06 | [16 empty] | 7.3.1.3 Ignition probability mapping showing the probability of ignition along the electric lines and equipmentWLDFRAggregatedAggregated | WLDFR | HFTD - Distribution - Tier 2 - 5QU CoRE ¦ 3QU LoRE | Seismic - Non-Red Flag Warning - Catastrophic Fires | Aggregated | Aggregated | 2032 | 1.1051e-09 | 0 | 487.9227 | 5.3918e-07 | 2032 | Mitigation | 0.08575 | 30 | 0 | esc | 0.0012005 | 1.3266e-12 | 0.00060025 | 6.6331e-13 | 0.0015435 | 1.7057e-12
[79 empty] | WLDFR | HFTD - Distribution - Tier 2 - 5QU CoRE ¦ 3QU LoRE | Non-Red Flag Warning - Destructive Fires | 2028 | 1.1636e-10 | 5.8182e-11 | 1.4961e-10 | 9534.9221 | 247.273 | 9287.6491 | 0 | 0 | 0 | 0 | 9.6929e-08 |  | 1.1095e-06 | 0 | 1.1095e-06 | 5.5476e-07 | 0 | 5.5476e-07 | 1.4265e-06 | 0 | 1.4265e-06 | [16 empty] | 7.3.1.3 Ignition probability mapping showing the probability of ignition along the electric lines and equipmentWLDFRAggregatedAggregated | WLDFR | HFTD - Distribution - Tier 2 - 5QU CoRE ¦ 3QU LoRE | Seismic - Non-Red Flag Warning - Catastrophic Fires | Aggregated | Aggregated | 2033 | 1.1051e-09 | 0 | 487.9227 | 5.3918e-07 | 2033 | Mitigation | 0.08575 | 30 | 0 | esc | 0.0012005 | 1.3266e-12 | 0.00060025 | 6.6331e-13 | 0.0015435 | 1.7057e-12
[79 empty] | WLDFR | HFTD - Distribution - Tier 2 - 5QU CoRE ¦ 3QU LoRE | Non-Red Flag Warning - Destructive Fires | 2029 | 1.1636e-10 | 5.8182e-11 | 1.4961e-10 | 9534.9221 | 247.273 | 9287.6491 | 0 | 0 | 0 | 0 | 9.6929e-08 |  | 1.1095e-06 | 0 | 1.1095e-06 | 5.5476e-07 | 0 | 5.5476e-07 | 1.4265e-06 | 0 | 1.4265e-06 | [16 empty] | 7.3.1.3 Ignition probability mapping showing the probability of ignition along the electric lines and equipmentWLDFRAggregatedAggregated | WLDFR | HFTD - Distribution - Tier 2 - 5QU CoRE ¦ 3QU LoRE | Seismic - Non-Red Flag Warning - Catastrophic Fires | Aggregated | Aggregated | 2034 | 1.1051e-09 | 0 | 487.9227 | 5.3918e-07 | 2034 | Mitigation | 0.08575 | 30 | 0 | esc | 0.0012005 | 1.3266e-12 | 0.00060025 | 6.6331e-13 | 0.0015435 | 1.7057e-12
[79 empty] | WLDFR | HFTD - Distribution - Tier 2 - 5QU CoRE ¦ 3QU LoRE | Non-Red Flag Warning - Destructive Fires | 2030 | 1.1636e-10 | 5.8182e-11 | 1.4961e-10 | 9534.9221 | 247.273 | 9287.6491 | 0 | 0 | 0 | 0 | 9.6929e-08 |  | 1.1095e-06 | 0 | 1.1095e-06 | 5.5476e-07 | 0 | 5.5476e-07 | 1.4265e-06 | 0 | 1.4265e-06 | [16 empty] | 7.3.1.3 Ignition probability mapping showing the probability of ignition along the electric lines and equipmentWLDFRAggregatedAggregated | WLDFR | HFTD - Distribution - Tier 2 - 5QU CoRE ¦ 3QU LoRE | Seismic - Non-Red Flag Warning - Catastrophic Fires | Aggregated | Aggregated | 2035 | 1.1051e-09 | 0 | 487.9227 | 5.3918e-07 | 2035 | Mitigation | 0.08575 | 30 | 0 | esc | 0.0012005 | 1.3266e-12 | 0.00060025 | 6.6331e-13 | 0.0015435 | 1.7057e-12
[79 empty] | WLDFR | HFTD - Distribution - Tier 2 - 5QU CoRE ¦ 3QU LoRE | Non-Red Flag Warning - Destructive Fires | 2031 | 1.1636e-10 | 5.8182e-11 | 1.4961e-10 | 9534.9221 | 247.273 | 9287.6491 | 0 | 0 | 0 | 0 | 9.6929e-08 |  | 1.1095e-06 | 0 | 1.1095e-06 | 5.5476e-07 | 0 | 5.5476e-07 | 1.4265e-06 | 0 | 1.4265e-06 | [16 empty] | 7.3.1.3 Ignition probability mapping showing the probability of ignition along the electric lines and equipmentWLDFRAggregatedAggregated | WLDFR | HFTD - Distribution - Tier 2 - 5QU CoRE ¦ 3QU LoRE | Seismic - Non-Red Flag Warning - Catastrophic Fires | Aggregated | Aggregated | 2036 | 1.1051e-09 | 0 | 487.9227 | 5.3918e-07 | 2036 | Mitigation | 0.08575 | 30 | 0 | esc | 0.0012005 | 1.3266e-12 | 0.00060025 | 6.6331e-13 | 0.0015435 | 1.7057e-12
[79 empty] | WLDFR | HFTD - Distribution - Tier 2 - 5QU CoRE ¦ 3QU LoRE | Non-Red Flag Warning - Destructive Fires | 2032 | 1.1636e-10 | 5.8182e-11 | 1.4961e-10 | 9534.9221 | 247.273 | 9287.6491 | 0 | 0 | 0 | 0 | 9.6929e-08 |  | 1.1095e-06 | 0 | 1.1095e-06 | 5.5476e-07 | 0 | 5.5476e-07 | 1.4265e-06 | 0 | 1.4265e-06 | [16 empty] | 7.3.1.3 Ignition probability mapping showing the probability of ignition along the electric lines and equipmentWLDFRAggregatedAggregated | WLDFR | HFTD - Distribution - Tier 2 - 5QU CoRE ¦ 3QU LoRE | Seismic - Non-Red Flag Warning - Catastrophic Fires | Aggregated | Aggregated | 2037 | 1.1051e-09 | 0 | 487.9227 | 5.3918e-07 | 2037 | Mitigation | 0.08575 | 30 | 0 | esc | 0.0012005 | 1.3266e-12 | 0.00060025 | 6.6331e-13 | 0.0015435 | 1.7057e-12
[79 empty] | WLDFR | HFTD - Distribution - Tier 2 - 5QU CoRE ¦ 3QU LoRE | Non-Red Flag Warning - Destructive Fires | 2033 | 1.1636e-10 | 5.8182e-11 | 1.4961e-10 | 9984.8474 | 263.1074 | 9721.74 | 0 | 0 | 0 | 0 | 9.6929e-08 |  | 1.1619e-06 | 0 | 1.1619e-06 | 5.8094e-07 | 0 | 5.8094e-07 | 1.4938e-06 | 0 | 1.4938e-06 | [16 empty] | 7.3.1.3 Ignition probability mapping showing the probability of ignition along the electric lines and equipmentWLDFRAggregatedAggregated | WLDFR | HFTD - Distribution - Tier 2 - 5QU CoRE ¦ 3QU LoRE | Seismic - Non-Red Flag Warning - Catastrophic Fires | Aggregated | Aggregated | 2038 | 1.1051e-09 | 0 | 487.9227 | 5.3918e-07 | 2038 | Mitigation | 0.08575 | 30 | 0 | esc | 0.0012005 | 1.3266e-12 | 0.00060025 | 6.6331e-13 | 0.0015435 | 1.7057e-12
[79 empty] | WLDFR | HFTD - Distribution - Tier 2 - 5QU CoRE ¦ 3QU LoRE | Non-Red Flag Warning - Destructive Fires | 2034 | 1.1636e-10 | 5.8182e-11 | 1.4961e-10 | 9984.8474 | 263.1074 | 9721.74 | 0 | 0 | 0 | 0 | 9.6929e-08 |  | 1.1619e-06 | 0 | 1.1619e-06 | 5.8094e-07 | 0 | 5.8094e-07 | 1.4938e-06 | 0 | 1.4938e-06 | [16 empty] | 7.3.1.3 Ignition probability mapping showing the probability of ignition along the electric lines and equipmentWLDFRAggregatedAggregated | WLDFR | HFTD - Distribution - Tier 2 - 5QU CoRE ¦ 3QU LoRE | Seismic - Non-Red Flag Warning - Catastrophic Fires | Aggregated | Aggregated | 2039 | 1.1051e-09 | 0 | 487.9227 | 5.3918e-07 | 2039 | Mitigation | 0.08575 | 30 | 0 | esc | 0.0012005 | 1.3266e-12 | 0.00060025 | 6.6331e-13 | 0.0015435 | 1.7057e-12
[79 empty] | WLDFR | HFTD - Distribution - Tier 2 - 5QU CoRE ¦ 3QU LoRE | Non-Red Flag Warning - Destructive Fires | 2035 | 1.1636e-10 | 5.8182e-11 | 1.4961e-10 | 9984.8474 | 263.1074 | 9721.74 | 0 | 0 | 0 | 0 | 9.6929e-08 |  | 1.1619e-06 | 0 | 1.1619e-06 | 5.8094e-07 | 0 | 5.8094e-07 | 1.4938e-06 | 0 | 1.4938e-06 | [16 empty] | 7.3.1.3 Ignition probability mapping showing the probability of ignition along the electric lines and equipmentWLDFRAggregatedAggregated | WLDFR | HFTD - Distribution - Tier 2 - 5QU CoRE ¦ 3QU LoRE | Seismic - Non-Red Flag Warning - Catastrophic Fires | Aggregated | Aggregated | 2040 | 1.1051e-09 | 0 | 487.9227 | 5.3918e-07 | 2040 | Mitigation | 0.08575 | 30 | 0 | esc | 0.0012005 | 1.3266e-12 | 0.00060025 | 6.6331e-13 | 0.0015435 | 1.7057e-12
[79 empty] | WLDFR | HFTD - Distribution - Tier 2 - 5QU CoRE ¦ 3QU LoRE | Non-Red Flag Warning - Destructive Fires | 2036 | 1.1636e-10 | 5.8182e-11 | 1.4961e-10 | 9984.8474 | 263.1074 | 9721.74 | 0 | 0 | 0 | 0 | 9.6929e-08 |  | 1.1619e-06 | 0 | 1.1619e-06 | 5.8094e-07 | 0 | 5.8094e-07 | 1.4938e-06 | 0 | 1.4938e-06 | [16 empty] | 7.3.1.3 Ignition probability mapping showing the probability of ignition along the electric lines and equipmentWLDFRAggregatedAggregated | WLDFR | HFTD - Distribution - Tier 2 - 5QU CoRE ¦ 3QU LoRE | Seismic - Non-Red Flag Warning - Catastrophic Fires | Aggregated | Aggregated | 2041 | 1.1051e-09 | 0 | 487.9227 | 5.3918e-07 | 2041 | Mitigation | 0.08575 | 30 | 0 | esc | 0.0012005 | 1.3266e-12 | 0.00060025 | 6.6331e-13 | 0.0015435 | 1.7057e-12
[79 empty] | WLDFR | HFTD - Distribution - Tier 2 - 5QU CoRE ¦ 3QU LoRE | Non-Red Flag Warning - Destructive Fires | 2037 | 1.1636e-10 | 5.8182e-11 | 1.4961e-10 | 9984.8474 | 263.1074 | 9721.74 | 0 | 0 | 0 | 0 | 9.6929e-08 |  | 1.1619e-06 | 0 | 1.1619e-06 | 5.8094e-07 | 0 | 5.8094e-07 | 1.4938e-06 | 0 | 1.4938e-06 | [16 empty] | 7.3.1.3 Ignition probability mapping showing the probability of ignition along the electric lines and equipmentWLDFRAggregatedAggregated | WLDFR | HFTD - Distribution - Tier 2 - 5QU CoRE ¦ 3QU LoRE | Seismic - Non-Red Flag Warning - Catastrophic Fires | Aggregated | Aggregated | 2042 | 1.1051e-09 | 0 | 487.9227 | 5.3918e-07 | 2042 | Mitigation | 0.08575 | 30 | 0 | esc | 0.0012005 | 1.3266e-12 | 0.00060025 | 6.6331e-13 | 0.0015435 | 1.7057e-12
[79 empty] | WLDFR | HFTD - Distribution - Tier 2 - 5QU CoRE ¦ 3QU LoRE | Non-Red Flag Warning - Destructive Fires | 2038 | 1.1636e-10 | 5.8182e-11 | 1.4961e-10 | 10472.8261 | 280.5544 | 10192.2718 | 0 | 0 | 0 | 0 | 9.6929e-08 |  | 1.2187e-06 | 0 | 1.2187e-06 | 6.0933e-07 | 0 | 6.0933e-07 | 1.5668e-06 | 0 | 1.5668e-06 | [16 empty] | 7.3.1.3 Ignition probability mapping showing the probability of ignition along the electric lines and equipmentWLDFRAggregatedAggregated | WLDFR | HFTD - Distribution - Tier 2 - 5QU CoRE ¦ 3QU LoRE | Seismic - Non-Red Flag Warning - Catastrophic Fires | Aggregated | Aggregated | 2043 | 1.1051e-09 | 0 | 487.9227 | 5.3918e-07 | 2043 | Mitigation | 0.08575 | 30 | 0 | esc | 0.0012005 | 1.3266e-12 | 0.00060025 | 6.6331e-13 | 0.0015435 | 1.7057e-12
[79 empty] | WLDFR | HFTD - Distribution - Tier 2 - 5QU CoRE ¦ 3QU LoRE | Non-Red Flag Warning - Destructive Fires | 2039 | 1.1636e-10 | 5.8182e-11 | 1.4961e-10 | 10472.8261 | 280.5544 | 10192.2718 | 0 | 0 | 0 | 0 | 9.6929e-08 |  | 1.2187e-06 | 0 | 1.2187e-06 | 6.0933e-07 | 0 | 6.0933e-07 | 1.5668e-06 | 0 | 1.5668e-06 | [16 empty] | 7.3.1.3 Ignition probability mapping showing the probability of ignition along the electric lines and equipmentWLDFRAggregatedAggregated | WLDFR | HFTD - Distribution - Tier 2 - 5QU CoRE ¦ 3QU LoRE | Seismic - Non-Red Flag Warning - Catastrophic Fires | Aggregated | Aggregated | 2044 | 1.1051e-09 | 0 | 487.9227 | 5.3918e-07 | 2044 | Mitigation | 0.08575 | 30 | 0 | esc | 0.0012005 | 1.3266e-12 | 0.00060025 | 6.6331e-13 | 0.0015435 | 1.7057e-12
[79 empty] | WLDFR | HFTD - Distribution - Tier 2 - 5QU CoRE ¦ 3QU LoRE | Non-Red Flag Warning - Destructive Fires | 2040 | 1.1636e-10 | 5.8182e-11 | 1.4961e-10 | 10472.8261 | 280.5544 | 10192.2718 | 0 | 0 | 0 | 0 | 9.6929e-08 |  | 1.2187e-06 | 0 | 1.2187e-06 | 6.0933e-07 | 0 | 6.0933e-07 | 1.5668e-06 | 0 | 1.5668e-06 | [16 empty] | 7.3.1.3 Ignition probability mapping showing the probability of ignition along the electric lines and equipmentWLDFRAggregatedAggregated | WLDFR | HFTD - Distribution - Tier 2 - 5QU CoRE ¦ 3QU LoRE | Seismic - Non-Red Flag Warning - Catastrophic Fires | Aggregated | Aggregated | 2045 | 1.1051e-09 | 0 | 487.9227 | 5.3918e-07 | 2045 | Mitigation | 0.08575 | 30 | 0 | esc | 0.0012005 | 1.3266e-12 | 0.00060025 | 6.6331e-13 | 0.0015435 | 1.7057e-12
[79 empty] | WLDFR | HFTD - Distribution - Tier 2 - 5QU CoRE ¦ 3QU LoRE | Non-Red Flag Warning - Destructive Fires | 2041 | 1.1636e-10 | 5.8182e-11 | 1.4961e-10 | 10472.8261 | 280.5544 | 10192.2718 | 0 | 0 | 0 | 0 | 9.6929e-08 |  | 1.2187e-06 | 0 | 1.2187e-06 | 6.0933e-07 | 0 | 6.0933e-07 | 1.5668e-06 | 0 | 1.5668e-06 | [16 empty] | 7.3.1.3 Ignition probability mapping showing the probability of ignition along the electric lines and equipmentWLDFRAggregatedAggregated | WLDFR | HFTD - Distribution - Tier 2 - 5QU CoRE ¦ 3QU LoRE | Seismic - Non-Red Flag Warning - Catastrophic Fires | Aggregated | Aggregated | 2046 | 1.1051e-09 | 0 | 487.9227 | 5.3918e-07 | 2046 | Mitigation | 0.08575 | 30 | 0 | esc | 0.0012005 | 1.3266e-12 | 0.00060025 | 6.6331e-13 | 0.0015435 | 1.7057e-12
[79 empty] | WLDFR | HFTD - Distribution - Tier 2 - 5QU CoRE ¦ 3QU LoRE | Non-Red Flag Warning - Destructive Fires | 2042 | 1.1636e-10 | 5.8182e-11 | 1.4961e-10 | 10472.8261 | 280.5544 | 10192.2718 | 0 | 0 | 0 | 0 | 9.6929e-08 |  | 1.2187e-06 | 0 | 1.2187e-06 | 6.0933e-07 | 0 | 6.0933e-07 | 1.5668e-06 | 0 | 1.5668e-06 | [16 empty] | 7.3.1.3 Ignition probability mapping showing the probability of ignition along the electric lines and equipmentWLDFRAggregatedAggregated | WLDFR | HFTD - Distribution - Tier 2 - 5QU CoRE ¦ 3QU LoRE | Seismic - Non-Red Flag Warning - Catastrophic Fires | Aggregated | Aggregated | 2047 | 1.1051e-09 | 0 | 487.9227 | 5.3918e-07 | 2047 | Mitigation | 0.08575 | 30 | 0 | esc | 0.0012005 | 1.3266e-12 | 0.00060025 | 6.6331e-13 | 0.0015435 | 1.7057e-12
[79 empty] | WLDFR | HFTD - Distribution - Tier 2 - 5QU CoRE ¦ 3QU LoRE | Non-Red Flag Warning - Destructive Fires | 2043 | 1.1636e-10 | 5.8182e-11 | 1.4961e-10 | 10992.1562 | 299.42 | 10692.7362 | 0 | 0 | 0 | 0 | 9.6929e-08 |  | 1.2791e-06 | 0 | 1.2791e-06 | 6.3954e-07 | 0 | 6.3954e-07 | 1.6445e-06 | 0 | 1.6445e-06 | [16 empty] | 7.3.1.3 Ignition probability mapping showing the probability of ignition along the electric lines and equipmentWLDFRAggregatedAggregated | WLDFR | HFTD - Distribution - Tier 2 - 5QU CoRE ¦ 3QU LoRE | Seismic - Non-Red Flag Warning - Catastrophic Fires | Aggregated | Aggregated | 2048 | 1.1051e-09 | 0 | 487.9227 | 5.3918e-07 | 2048 | Mitigation | 0.08575 | 30 | 0 | esc | 0.0012005 | 1.3266e-12 | 0.00060025 | 6.6331e-13 | 0.0015435 | 1.7057e-12
[79 empty] | WLDFR | HFTD - Distribution - Tier 2 - 5QU CoRE ¦ 3QU LoRE | Non-Red Flag Warning - Destructive Fires | 2044 | 1.1636e-10 | 5.8182e-11 | 1.4961e-10 | 10992.1562 | 299.42 | 10692.7362 | 0 | 0 | 0 | 0 | 9.6929e-08 |  | 1.2791e-06 | 0 | 1.2791e-06 | 6.3954e-07 | 0 | 6.3954e-07 | 1.6445e-06 | 0 | 1.6445e-06 | [16 empty] | 7.3.1.3 Ignition probability mapping showing the probability of ignition along the electric lines and equipmentWLDFRAggregatedAggregated | WLDFR | HFTD - Distribution - Tier 2 - 5QU CoRE ¦ 3QU LoRE | Seismic - Non-Red Flag Warning - Catastrophic Fires | Aggregated | Aggregated | 2049 | 1.1051e-09 | 0 | 487.9227 | 5.3918e-07 | 2049 | Mitigation | 0.08575 | 30 | 0 | esc | 0.0012005 | 1.3266e-12 | 0.00060025 | 6.6331e-13 | 0.0015435 | 1.7057e-12
[79 empty] | WLDFR | HFTD - Distribution - Tier 2 - 5QU CoRE ¦ 3QU LoRE | Non-Red Flag Warning - Destructive Fires | 2045 | 1.1636e-10 | 5.8182e-11 | 1.4961e-10 | 10992.1562 | 299.42 | 10692.7362 | 0 | 0 | 0 | 0 | 9.6929e-08 |  | 1.2791e-06 | 0 | 1.2791e-06 | 6.3954e-07 | 0 | 6.3954e-07 | 1.6445e-06 | 0 | 1.6445e-06 | [16 empty] | 7.3.1.3 Ignition probability mapping showing the probability of ignition along the electric lines and equipmentWLDFRAggregatedAggregated | WLDFR | HFTD - Distribution - Tier 2 - 5QU CoRE ¦ 3QU LoRE | Seismic - Non-Red Flag Warning - Catastrophic Fires | Aggregated | Aggregated | 2050 | 1.1051e-09 | 0 | 487.9227 | 5.3918e-07 | 2050 | Mitigation | 0.08575 | 30 | 0 | esc | 0 | 0 | 0.00060025 | 6.6331e-13 | 0.0015435 | 1.7057e-12
[79 empty] | WLDFR | HFTD - Distribution - Tier 2 - 5QU CoRE ¦ 3QU LoRE | Non-Red Flag Warning - Destructive Fires | 2046 | 1.1636e-10 | 5.8182e-11 | 1.4961e-10 | 10992.1562 | 299.42 | 10692.7362 | 0 | 0 | 0 | 0 | 9.6929e-08 |  | 1.2791e-06 | 0 | 1.2791e-06 | 6.3954e-07 | 0 | 6.3954e-07 | 1.6445e-06 | 0 | 1.6445e-06 | [16 empty] | 7.3.1.3 Ignition probability mapping showing the probability of ignition along the electric lines and equipmentWLDFRAggregatedAggregated | WLDFR | HFTD - Distribution - Tier 2 - 5QU CoRE ¦ 3QU LoRE | Seismic - Non-Red Flag Warning - Catastrophic Fires | Aggregated | Aggregated | 2051 | 1.1051e-09 | 0 | 487.9227 | 5.3918e-07 | 2051 | Mitigation | 0.08575 | 30 | 0 | esc | 0 | 0 | 0 | 0 | 0.0015435 | 1.7057e-12
[79 empty] | WLDFR | HFTD - Distribution - Tier 2 - 5QU CoRE ¦ 3QU LoRE | Non-Red Flag Warning - Destructive Fires | 2047 | 1.1636e-10 | 5.8182e-11 | 1.4961e-10 | 10992.1562 | 299.42 | 10692.7362 | 0 | 0 | 0 | 0 | 9.6929e-08 |  | 1.2791e-06 | 0 | 1.2791e-06 | 6.3954e-07 | 0 | 6.3954e-07 | 1.6445e-06 | 0 | 1.6445e-06 | [16 empty] | 7.3.1.3 Ignition probability mapping showing the probability of ignition along the electric lines and equipmentWLDFRAggregatedAggregated | WLDFR | HFTD - Distribution - Tier 2 - 5QU CoRE ¦ 3QU LoRE | Seismic - Red Flag Warning - Catastrophic Fires | Aggregated | Aggregated | 2021 | 4.766e-08 | 0 | 487.9227 | 2.3254e-05 | 2021 | Mitigation | 0.08575 | 30 | 0 | esc | 0.0012005 | 5.7215e-11 | 0.00060025 | 2.8608e-11 | 0 | 0
[79 empty] | WLDFR | HFTD - Distribution - Tier 2 - 5QU CoRE ¦ 3QU LoRE | Non-Red Flag Warning - Destructive Fires | 2048 | 1.1636e-10 | 5.8182e-11 | 1.4961e-10 | 11536.0538 | 319.4911 | 11216.5626 | 0 | 0 | 0 | 0 | 9.6929e-08 |  | 1.3424e-06 | 0 | 1.3424e-06 | 6.7119e-07 | 0 | 6.7119e-07 | 1.7259e-06 | 0 | 1.7259e-06 | [16 empty] | 7.3.1.3 Ignition probability mapping showing the probability of ignition along the electric lines and equipmentWLDFRAggregatedAggregated | WLDFR | HFTD - Distribution - Tier 2 - 5QU CoRE ¦ 3QU LoRE | Seismic - Red Flag Warning - Catastrophic Fires | Aggregated | Aggregated | 2022 | 4.766e-08 | 0 | 487.9227 | 2.3254e-05 | 2022 | Mitigation | 0.08575 | 30 | 0 | esc | 0.0012005 | 5.7215e-11 | 0.00060025 | 2.8608e-11 | 0.0015435 | 7.3563e-11
[79 empty] | WLDFR | HFTD - Distribution - Tier 2 - 5QU CoRE ¦ 3QU LoRE | Non-Red Flag Warning - Destructive Fires | 2049 | 1.1636e-10 | 5.8182e-11 | 1.4961e-10 | 11536.0538 | 319.4911 | 11216.5626 | 0 | 0 | 0 | 0 | 9.6929e-08 |  | 1.3424e-06 | 0 | 1.3424e-06 | 6.7119e-07 | 0 | 6.7119e-07 | 1.7259e-06 | 0 | 1.7259e-06 | [16 empty] | 7.3.1.3 Ignition probability mapping showing the probability of ignition along the electric lines and equipmentWLDFRAggregatedAggregated | WLDFR | HFTD - Distribution - Tier 2 - 5QU CoRE ¦ 3QU LoRE | Seismic - Red Flag Warning - Catastrophic Fires | Aggregated | Aggregated | 2023 | 4.766e-08 | 0 | 487.9227 | 2.3254e-05 | 2023 | Mitigation | 0.08575 | 30 | 0 | esc | 0.0012005 | 5.7215e-11 | 0.00060025 | 2.8608e-11 | 0.0015435 | 7.3563e-11
[79 empty] | WLDFR | HFTD - Distribution - Tier 2 - 5QU CoRE ¦ 3QU LoRE | Non-Red Flag Warning - Destructive Fires | 2050 | 0 | 5.8182e-11 | 1.4961e-10 | 11536.0538 | 319.4911 | 11216.5626 | 0 | 0 | 0 | 0 | 9.6929e-08 |  | 0 | 0 | 0 | 6.7119e-07 | 0 | 6.7119e-07 | 1.7259e-06 | 0 | 1.7259e-06 | [16 empty] | 7.3.1.3 Ignition probability mapping showing the probability of ignition along the electric lines and equipmentWLDFRAggregatedAggregated | WLDFR | HFTD - Distribution - Tier 2 - 5QU CoRE ¦ 3QU LoRE | Seismic - Red Flag Warning - Catastrophic Fires | Aggregated | Aggregated | 2024 | 4.766e-08 | 0 | 487.9227 | 2.3254e-05 | 2024 | Mitigation | 0.08575 | 30 | 0 | esc | 0.0012005 | 5.7215e-11 | 0.00060025 | 2.8608e-11 | 0.0015435 | 7.3563e-11
[79 empty] | WLDFR | HFTD - Distribution - Tier 2 - 5QU CoRE ¦ 3QU LoRE | Non-Red Flag Warning - Destructive Fires | 2051 | 0 | 0 | 1.4961e-10 | 11536.0538 | 319.4911 | 11216.5626 | 0 | 0 | 0 | 0 | 9.6929e-08 |  | 0 | 0 | 0 | 0 | 0 | 0 | 1.7259e-06 | 0 | 1.7259e-06 | [16 empty] | 7.3.1.3 Ignition probability mapping showing the probability of ignition along the electric lines and equipmentWLDFRAggregatedAggregated | WLDFR | HFTD - Distribution - Tier 2 - 5QU CoRE ¦ 3QU LoRE | Seismic - Red Flag Warning - Catastrophic Fires | Aggregated | Aggregated | 2025 | 4.766e-08 | 0 | 487.9227 | 2.3254e-05 | 2025 | Mitigation | 0.08575 | 30 | 0 | esc | 0.0012005 | 5.7215e-11 | 0.00060025 | 2.8608e-11 | 0.0015435 | 7.3563e-11
[79 empty] | WLDFR | HFTD - Distribution - Tier 2 - 5QU CoRE ¦ 3QU LoRE | Non-Red Flag Warning - Large Fires | 2020 | 1.4071e-08 | 0 | 0 | 5.2406 | 0.69642 | 2.942 | 1.6022 | 0 | 0 | 0 | 1.1721e-05 |  | 7.3738e-08 | 0 | 7.3738e-08 | 0 | 0 | 0 | 0 | 0 | 0 | [16 empty] | 7.3.1.3 Ignition probability mapping showing the probability of ignition along the electric lines and equipmentWLDFRAggregatedAggregated | WLDFR | HFTD - Distribution - Tier 2 - 5QU CoRE ¦ 3QU LoRE | Seismic - Red Flag Warning - Catastrophic Fires | Aggregated | Aggregated | 2026 | 4.766e-08 | 0 | 487.9227 | 2.3254e-05 | 2026 | Mitigation | 0.08575 | 30 | 0 | esc | 0.0012005 | 5.7215e-11 | 0.00060025 | 2.8608e-11 | 0.0015435 | 7.3563e-11
[79 empty] | WLDFR | HFTD - Distribution - Tier 2 - 5QU CoRE ¦ 3QU LoRE | Non-Red Flag Warning - Large Fires | 2021 | 1.4071e-08 | 7.0353e-09 | 0 | 5.2406 | 0.69642 | 2.942 | 1.6022 | 0 | 0 | 0 | 1.1721e-05 |  | 7.3738e-08 | 0 | 7.3738e-08 | 3.6869e-08 | 0 | 3.6869e-08 | 0 | 0 | 0 | [16 empty] | 7.3.1.3 Ignition probability mapping showing the probability of ignition along the electric lines and equipmentWLDFRAggregatedAggregated | WLDFR | HFTD - Distribution - Tier 2 - 5QU CoRE ¦ 3QU LoRE | Seismic - Red Flag Warning - Catastrophic Fires | Aggregated | Aggregated | 2027 | 4.766e-08 | 0 | 487.9227 | 2.3254e-05 | 2027 | Mitigation | 0.08575 | 30 | 0 | esc | 0.0012005 | 5.7215e-11 | 0.00060025 | 2.8608e-11 | 0.0015435 | 7.3563e-11
[79 empty] | WLDFR | HFTD - Distribution - Tier 2 - 5QU CoRE ¦ 3QU LoRE | Non-Red Flag Warning - Large Fires | 2022 | 1.4071e-08 | 7.0353e-09 | 1.8091e-08 | 5.2406 | 0.69642 | 2.942 | 1.6022 | 0 | 0 | 0 | 1.1721e-05 |  | 7.3738e-08 | 0 | 7.3738e-08 | 3.6869e-08 | 0 | 3.6869e-08 | 9.4805e-08 | 0 | 9.4805e-08 | [16 empty] | 7.3.1.3 Ignition probability mapping showing the probability of ignition along the electric lines and equipmentWLDFRAggregatedAggregated | WLDFR | HFTD - Distribution - Tier 2 - 5QU CoRE ¦ 3QU LoRE | Seismic - Red Flag Warning - Catastrophic Fires | Aggregated | Aggregated | 2028 | 4.766e-08 | 0 | 487.9227 | 2.3254e-05 | 2028 | Mitigation | 0.08575 | 30 | 0 | esc | 0.0012005 | 5.7215e-11 | 0.00060025 | 2.8608e-11 | 0.0015435 | 7.3563e-11
[79 empty] | WLDFR | HFTD - Distribution - Tier 2 - 5QU CoRE ¦ 3QU LoRE | Non-Red Flag Warning - Large Fires | 2023 | 1.4071e-08 | 7.0353e-09 | 1.8091e-08 | 5.475 | 0.71896 | 3.0715 | 1.6846 | 0 | 0 | 0 | 1.1721e-05 |  | 7.7037e-08 | 0 | 7.7037e-08 | 3.8518e-08 | 0 | 3.8518e-08 | 9.9047e-08 | 0 | 9.9047e-08 | [16 empty] | 7.3.1.3 Ignition probability mapping showing the probability of ignition along the electric lines and equipmentWLDFRAggregatedAggregated | WLDFR | HFTD - Distribution - Tier 2 - 5QU CoRE ¦ 3QU LoRE | Seismic - Red Flag Warning - Catastrophic Fires | Aggregated | Aggregated | 2029 | 4.766e-08 | 0 | 487.9227 | 2.3254e-05 | 2029 | Mitigation | 0.08575 | 30 | 0 | esc | 0.0012005 | 5.7215e-11 | 0.00060025 | 2.8608e-11 | 0.0015435 | 7.3563e-11
[79 empty] | WLDFR | HFTD - Distribution - Tier 2 - 5QU CoRE ¦ 3QU LoRE | Non-Red Flag Warning - Large Fires | 2024 | 1.4071e-08 | 7.0353e-09 | 1.8091e-08 | 5.475 | 0.71896 | 3.0715 | 1.6846 | 0 | 0 | 0 | 1.1721e-05 |  | 7.7037e-08 | 0 | 7.7037e-08 | 3.8518e-08 | 0 | 3.8518e-08 | 9.9047e-08 | 0 | 9.9047e-08 | [16 empty] | 7.3.1.3 Ignition probability mapping showing the probability of ignition along the electric lines and equipmentWLDFRAggregatedAggregated | WLDFR | HFTD - Distribution - Tier 2 - 5QU CoRE ¦ 3QU LoRE | Seismic - Red Flag Warning - Catastrophic Fires | Aggregated | Aggregated | 2030 | 4.766e-08 | 0 | 487.9227 | 2.3254e-05 | 2030 | Mitigation | 0.08575 | 30 | 0 | esc | 0.0012005 | 5.7215e-11 | 0.00060025 | 2.8608e-11 | 0.0015435 | 7.3563e-11
[79 empty] | WLDFR | HFTD - Distribution - Tier 2 - 5QU CoRE ¦ 3QU LoRE | Non-Red Flag Warning - Large Fires | 2025 | 1.4071e-08 | 7.0353e-09 | 1.8091e-08 | 5.475 | 0.71896 | 3.0715 | 1.6846 | 0 | 0 | 0 | 1.1721e-05 |  | 7.7037e-08 | 0 | 7.7037e-08 | 3.8518e-08 | 0 | 3.8518e-08 | 9.9047e-08 | 0 | 9.9047e-08 | [16 empty] | 7.3.1.3 Ignition probability mapping showing the probability of ignition along the electric lines and equipmentWLDFRAggregatedAggregated | WLDFR | HFTD - Distribution - Tier 2 - 5QU CoRE ¦ 3QU LoRE | Seismic - Red Flag Warning - Catastrophic Fires | Aggregated | Aggregated | 2031 | 4.766e-08 | 0 | 487.9227 | 2.3254e-05 | 2031 | Mitigation | 0.08575 | 30 | 0 | esc | 0.0012005 | 5.7215e-11 | 0.00060025 | 2.8608e-11 | 0.0015435 | 7.3563e-11
[79 empty] | WLDFR | HFTD - Distribution - Tier 2 - 5QU CoRE ¦ 3QU LoRE | Non-Red Flag Warning - Large Fires | 2026 | 1.4071e-08 | 7.0353e-09 | 1.8091e-08 | 5.475 | 0.71896 | 3.0715 | 1.6846 | 0 | 0 | 0 | 1.1721e-05 |  | 7.7037e-08 | 0 | 7.7037e-08 | 3.8518e-08 | 0 | 3.8518e-08 | 9.9047e-08 | 0 | 9.9047e-08 | [16 empty] | 7.3.1.3 Ignition probability mapping showing the probability of ignition along the electric lines and equipmentWLDFRAggregatedAggregated | WLDFR | HFTD - Distribution - Tier 2 - 5QU CoRE ¦ 3QU LoRE | Seismic - Red Flag Warning - Catastrophic Fires | Aggregated | Aggregated | 2032 | 4.766e-08 | 0 | 487.9227 | 2.3254e-05 | 2032 | Mitigation | 0.08575 | 30 | 0 | esc | 0.0012005 | 5.7215e-11 | 0.00060025 | 2.8608e-11 | 0.0015435 | 7.3563e-11
[79 empty] | WLDFR | HFTD - Distribution - Tier 2 - 5QU CoRE ¦ 3QU LoRE | Non-Red Flag Warning - Large Fires | 2027 | 1.4071e-08 | 7.0353e-09 | 1.8091e-08 | 5.475 | 0.71896 | 3.0715 | 1.6846 | 0 | 0 | 0 | 1.1721e-05 |  | 7.7037e-08 | 0 | 7.7037e-08 | 3.8518e-08 | 0 | 3.8518e-08 | 9.9047e-08 | 0 | 9.9047e-08 | [16 empty] | 7.3.1.3 Ignition probability mapping showing the probability of ignition along the electric lines and equipmentWLDFRAggregatedAggregated | WLDFR | HFTD - Distribution - Tier 2 - 5QU CoRE ¦ 3QU LoRE | Seismic - Red Flag Warning - Catastrophic Fires | Aggregated | Aggregated | 2033 | 4.766e-08 | 0 | 487.9227 | 2.3254e-05 | 2033 | Mitigation | 0.08575 | 30 | 0 | esc | 0.0012005 | 5.7215e-11 | 0.00060025 | 2.8608e-11 | 0.0015435 | 7.3563e-11
[79 empty] | WLDFR | HFTD - Distribution - Tier 2 - 5QU CoRE ¦ 3QU LoRE | Non-Red Flag Warning - Large Fires | 2028 | 1.4071e-08 | 7.0353e-09 | 1.8091e-08 | 5.777 | 0.74734 | 3.238 | 1.7917 | 0 | 0 | 0 | 1.1721e-05 |  | 8.1286e-08 | 0 | 8.1286e-08 | 4.0643e-08 | 0 | 4.0643e-08 | 1.0451e-07 | 0 | 1.0451e-07 | [16 empty] | 7.3.1.3 Ignition probability mapping showing the probability of ignition along the electric lines and equipmentWLDFRAggregatedAggregated | WLDFR | HFTD - Distribution - Tier 2 - 5QU CoRE ¦ 3QU LoRE | Seismic - Red Flag Warning - Catastrophic Fires | Aggregated | Aggregated | 2034 | 4.766e-08 | 0 | 487.9227 | 2.3254e-05 | 2034 | Mitigation | 0.08575 | 30 | 0 | esc | 0.0012005 | 5.7215e-11 | 0.00060025 | 2.8608e-11 | 0.0015435 | 7.3563e-11
[79 empty] | WLDFR | HFTD - Distribution - Tier 2 - 5QU CoRE ¦ 3QU LoRE | Non-Red Flag Warning - Large Fires | 2029 | 1.4071e-08 | 7.0353e-09 | 1.8091e-08 | 5.777 | 0.74734 | 3.238 | 1.7917 | 0 | 0 | 0 | 1.1721e-05 |  | 8.1286e-08 | 0 | 8.1286e-08 | 4.0643e-08 | 0 | 4.0643e-08 | 1.0451e-07 | 0 | 1.0451e-07 | [16 empty] | 7.3.1.3 Ignition probability mapping showing the probability of ignition along the electric lines and equipmentWLDFRAggregatedAggregated | WLDFR | HFTD - Distribution - Tier 2 - 5QU CoRE ¦ 3QU LoRE | Seismic - Red Flag Warning - Catastrophic Fires | Aggregated | Aggregated | 2035 | 4.766e-08 | 0 | 487.9227 | 2.3254e-05 | 2035 | Mitigation | 0.08575 | 30 | 0 | esc | 0.0012005 | 5.7215e-11 | 0.00060025 | 2.8608e-11 | 0.0015435 | 7.3563e-11
[79 empty] | WLDFR | HFTD - Distribution - Tier 2 - 5QU CoRE ¦ 3QU LoRE | Non-Red Flag Warning - Large Fires | 2030 | 1.4071e-08 | 7.0353e-09 | 1.8091e-08 | 5.777 | 0.74734 | 3.238 | 1.7917 | 0 | 0 | 0 | 1.1721e-05 |  | 8.1286e-08 | 0 | 8.1286e-08 | 4.0643e-08 | 0 | 4.0643e-08 | 1.0451e-07 | 0 | 1.0451e-07 | [16 empty] | 7.3.1.3 Ignition probability mapping showing the probability of ignition along the electric lines and equipmentWLDFRAggregatedAggregated | WLDFR | HFTD - Distribution - Tier 2 - 5QU CoRE ¦ 3QU LoRE | Seismic - Red Flag Warning - Catastrophic Fires | Aggregated | Aggregated | 2036 | 4.766e-08 | 0 | 487.9227 | 2.3254e-05 | 2036 | Mitigation | 0.08575 | 30 | 0 | esc | 0.0012005 | 5.7215e-11 | 0.00060025 | 2.8608e-11 | 0.0015435 | 7.3563e-11
[79 empty] | WLDFR | HFTD - Distribution - Tier 2 - 5QU CoRE ¦ 3QU LoRE | Non-Red Flag Warning - Large Fires | 2031 | 1.4071e-08 | 7.0353e-09 | 1.8091e-08 | 5.777 | 0.74734 | 3.238 | 1.7917 | 0 | 0 | 0 | 1.1721e-05 |  | 8.1286e-08 | 0 | 8.1286e-08 | 4.0643e-08 | 0 | 4.0643e-08 | 1.0451e-07 | 0 | 1.0451e-07 | [16 empty] | 7.3.1.3 Ignition probability mapping showing the probability of ignition along the electric lines and equipmentWLDFRAggregatedAggregated | WLDFR | HFTD - Distribution - Tier 2 - 5QU CoRE ¦ 3QU LoRE | Seismic - Red Flag Warning - Catastrophic Fires | Aggregated | Aggregated | 2037 | 4.766e-08 | 0 | 487.9227 | 2.3254e-05 | 2037 | Mitigation | 0.08575 | 30 | 0 | esc | 0.0012005 | 5.7215e-11 | 0.00060025 | 2.8608e-11 | 0.0015435 | 7.3563e-11
[79 empty] | WLDFR | HFTD - Distribution - Tier 2 - 5QU CoRE ¦ 3QU LoRE | Non-Red Flag Warning - Large Fires | 2032 | 1.4071e-08 | 7.0353e-09 | 1.8091e-08 | 5.777 | 0.74734 | 3.238 | 1.7917 | 0 | 0 | 0 | 1.1721e-05 |  | 8.1286e-08 | 0 | 8.1286e-08 | 4.0643e-08 | 0 | 4.0643e-08 | 1.0451e-07 | 0 | 1.0451e-07 | [16 empty] | 7.3.1.3 Ignition probability mapping showing the probability of ignition along the electric lines and equipmentWLDFRAggregatedAggregated | WLDFR | HFTD - Distribution - Tier 2 - 5QU CoRE ¦ 3QU LoRE | Seismic - Red Flag Warning - Catastrophic Fires | Aggregated | Aggregated | 2038 | 4.766e-08 | 0 | 487.9227 | 2.3254e-05 | 2038 | Mitigation | 0.08575 | 30 | 0 | esc | 0.0012005 | 5.7215e-11 | 0.00060025 | 2.8608e-11 | 0.0015435 | 7.3563e-11
[79 empty] | WLDFR | HFTD - Distribution - Tier 2 - 5QU CoRE ¦ 3QU LoRE | Non-Red Flag Warning - Large Fires | 2033 | 1.4071e-08 | 7.0353e-09 | 1.8091e-08 | 6.1205 | 0.77885 | 3.4265 | 1.9151 | 0 | 0 | 0 | 1.1721e-05 |  | 8.6119e-08 | 0 | 8.6119e-08 | 4.3059e-08 | 0 | 4.3059e-08 | 1.1072e-07 | 0 | 1.1072e-07 | [16 empty] | 7.3.1.3 Ignition probability mapping showing the probability of ignition along the electric lines and equipmentWLDFRAggregatedAggregated | WLDFR | HFTD - Distribution - Tier 2 - 5QU CoRE ¦ 3QU LoRE | Seismic - Red Flag Warning - Catastrophic Fires | Aggregated | Aggregated | 2039 | 4.766e-08 | 0 | 487.9227 | 2.3254e-05 | 2039 | Mitigation | 0.08575 | 30 | 0 | esc | 0.0012005 | 5.7215e-11 | 0.00060025 | 2.8608e-11 | 0.0015435 | 7.3563e-11
[79 empty] | WLDFR | HFTD - Distribution - Tier 2 - 5QU CoRE ¦ 3QU LoRE | Non-Red Flag Warning - Large Fires | 2034 | 1.4071e-08 | 7.0353e-09 | 1.8091e-08 | 6.1205 | 0.77885 | 3.4265 | 1.9151 | 0 | 0 | 0 | 1.1721e-05 |  | 8.6119e-08 | 0 | 8.6119e-08 | 4.3059e-08 | 0 | 4.3059e-08 | 1.1072e-07 | 0 | 1.1072e-07 | [16 empty] | 7.3.1.3 Ignition probability mapping showing the probability of ignition along the electric lines and equipmentWLDFRAggregatedAggregated | WLDFR | HFTD - Distribution - Tier 2 - 5QU CoRE ¦ 3QU LoRE | Seismic - Red Flag Warning - Catastrophic Fires | Aggregated | Aggregated | 2040 | 4.766e-08 | 0 | 487.9227 | 2.3254e-05 | 2040 | Mitigation | 0.08575 | 30 | 0 | esc | 0.0012005 | 5.7215e-11 | 0.00060025 | 2.8608e-11 | 0.0015435 | 7.3563e-11
[79 empty] | WLDFR | HFTD - Distribution - Tier 2 - 5QU CoRE ¦ 3QU LoRE | Non-Red Flag Warning - Large Fires | 2035 | 1.4071e-08 | 7.0353e-09 | 1.8091e-08 | 6.1205 | 0.77885 | 3.4265 | 1.9151 | 0 | 0 | 0 | 1.1721e-05 |  | 8.6119e-08 | 0 | 8.6119e-08 | 4.3059e-08 | 0 | 4.3059e-08 | 1.1072e-07 | 0 | 1.1072e-07 | [16 empty] | 7.3.1.3 Ignition probability mapping showing the probability of ignition along the electric lines and equipmentWLDFRAggregatedAggregated | WLDFR | HFTD - Distribution - Tier 2 - 5QU CoRE ¦ 3QU LoRE | Seismic - Red Flag Warning - Catastrophic Fires | Aggregated | Aggregated | 2041 | 4.766e-08 | 0 | 487.9227 | 2.3254e-05 | 2041 | Mitigation | 0.08575 | 30 | 0 | esc | 0.0012005 | 5.7215e-11 | 0.00060025 | 2.8608e-11 | 0.0015435 | 7.3563e-11
[79 empty] | WLDFR | HFTD - Distribution - Tier 2 - 5QU CoRE ¦ 3QU LoRE | Non-Red Flag Warning - Large Fires | 2036 | 1.4071e-08 | 7.0353e-09 | 1.8091e-08 | 6.1205 | 0.77885 | 3.4265 | 1.9151 | 0 | 0 | 0 | 1.1721e-05 |  | 8.6119e-08 | 0 | 8.6119e-08 | 4.3059e-08 | 0 | 4.3059e-08 | 1.1072e-07 | 0 | 1.1072e-07 | [16 empty] | 7.3.1.3 Ignition probability mapping showing the probability of ignition along the electric lines and equipmentWLDFRAggregatedAggregated | WLDFR | HFTD - Distribution - Tier 2 - 5QU CoRE ¦ 3QU LoRE | Seismic - Red Flag Warning - Catastrophic Fires | Aggregated | Aggregated | 2042 | 4.766e-08 | 0 | 487.9227 | 2.3254e-05 | 2042 | Mitigation | 0.08575 | 30 | 0 | esc | 0.0012005 | 5.7215e-11 | 0.00060025 | 2.8608e-11 | 0.0015435 | 7.3563e-11
[79 empty] | WLDFR | HFTD - Distribution - Tier 2 - 5QU CoRE ¦ 3QU LoRE | Non-Red Flag Warning - Large Fires | 2037 | 1.4071e-08 | 7.0353e-09 | 1.8091e-08 | 6.1205 | 0.77885 | 3.4265 | 1.9151 | 0 | 0 | 0 | 1.1721e-05 |  | 8.6119e-08 | 0 | 8.6119e-08 | 4.3059e-08 | 0 | 4.3059e-08 | 1.1072e-07 | 0 | 1.1072e-07 | [16 empty] | 7.3.1.3 Ignition probability mapping showing the probability of ignition along the electric lines and equipmentWLDFRAggregatedAggregated | WLDFR | HFTD - Distribution - Tier 2 - 5QU CoRE ¦ 3QU LoRE | Seismic - Red Flag Warning - Catastrophic Fires | Aggregated | Aggregated | 2043 | 4.766e-08 | 0 | 487.9227 | 2.3254e-05 | 2043 | Mitigation | 0.08575 | 30 | 0 | esc | 0.0012005 | 5.7215e-11 | 0.00060025 | 2.8608e-11 | 0.0015435 | 7.3563e-11
[79 empty] | WLDFR | HFTD - Distribution - Tier 2 - 5QU CoRE ¦ 3QU LoRE | Non-Red Flag Warning - Large Fires | 2038 | 1.4071e-08 | 7.0353e-09 | 1.8091e-08 | 6.5028 | 0.81304 | 3.6355 | 2.0543 | 0 | 0 | 0 | 1.1721e-05 |  | 9.1498e-08 | 0 | 9.1498e-08 | 4.5749e-08 | 0 | 4.5749e-08 | 1.1764e-07 | 0 | 1.1764e-07 | [16 empty] | 7.3.1.3 Ignition probability mapping showing the probability of ignition along the electric lines and equipmentWLDFRAggregatedAggregated | WLDFR | HFTD - Distribution - Tier 2 - 5QU CoRE ¦ 3QU LoRE | Seismic - Red Flag Warning - Catastrophic Fires | Aggregated | Aggregated | 2044 | 4.766e-08 | 0 | 487.9227 | 2.3254e-05 | 2044 | Mitigation | 0.08575 | 30 | 0 | esc | 0.0012005 | 5.7215e-11 | 0.00060025 | 2.8608e-11 | 0.0015435 | 7.3563e-11
[79 empty] | WLDFR | HFTD - Distribution - Tier 2 - 5QU CoRE ¦ 3QU LoRE | Non-Red Flag Warning - Large Fires | 2039 | 1.4071e-08 | 7.0353e-09 | 1.8091e-08 | 6.5028 | 0.81304 | 3.6355 | 2.0543 | 0 | 0 | 0 | 1.1721e-05 |  | 9.1498e-08 | 0 | 9.1498e-08 | 4.5749e-08 | 0 | 4.5749e-08 | 1.1764e-07 | 0 | 1.1764e-07 | [16 empty] | 7.3.1.3 Ignition probability mapping showing the probability of ignition along the electric lines and equipmentWLDFRAggregatedAggregated | WLDFR | HFTD - Distribution - Tier 2 - 5QU CoRE ¦ 3QU LoRE | Seismic - Red Flag Warning - Catastrophic Fires | Aggregated | Aggregated | 2045 | 4.766e-08 | 0 | 487.9227 | 2.3254e-05 | 2045 | Mitigation | 0.08575 | 30 | 0 | esc | 0.0012005 | 5.7215e-11 | 0.00060025 | 2.8608e-11 | 0.0015435 | 7.3563e-11
[79 empty] | WLDFR | HFTD - Distribution - Tier 2 - 5QU CoRE ¦ 3QU LoRE | Non-Red Flag Warning - Large Fires | 2040 | 1.4071e-08 | 7.0353e-09 | 1.8091e-08 | 6.5028 | 0.81304 | 3.6355 | 2.0543 | 0 | 0 | 0 | 1.1721e-05 |  | 9.1498e-08 | 0 | 9.1498e-08 | 4.5749e-08 | 0 | 4.5749e-08 | 1.1764e-07 | 0 | 1.1764e-07 | [16 empty] | 7.3.1.3 Ignition probability mapping showing the probability of ignition along the electric lines and equipmentWLDFRAggregatedAggregated | WLDFR | HFTD - Distribution - Tier 2 - 5QU CoRE ¦ 3QU LoRE | Seismic - Red Flag Warning - Catastrophic Fires | Aggregated | Aggregated | 2046 | 4.766e-08 | 0 | 487.9227 | 2.3254e-05 | 2046 | Mitigation | 0.08575 | 30 | 0 | esc | 0.0012005 | 5.7215e-11 | 0.00060025 | 2.8608e-11 | 0.0015435 | 7.3563e-11
[79 empty] | WLDFR | HFTD - Distribution - Tier 2 - 5QU CoRE ¦ 3QU LoRE | Non-Red Flag Warning - Large Fires | 2041 | 1.4071e-08 | 7.0353e-09 | 1.8091e-08 | 6.5028 | 0.81304 | 3.6355 | 2.0543 | 0 | 0 | 0 | 1.1721e-05 |  | 9.1498e-08 | 0 | 9.1498e-08 | 4.5749e-08 | 0 | 4.5749e-08 | 1.1764e-07 | 0 | 1.1764e-07 | [16 empty] | 7.3.1.3 Ignition probability mapping showing the probability of ignition along the electric lines and equipmentWLDFRAggregatedAggregated | WLDFR | HFTD - Distribution - Tier 2 - 5QU CoRE ¦ 3QU LoRE | Seismic - Red Flag Warning - Catastrophic Fires | Aggregated | Aggregated | 2047 | 4.766e-08 | 0 | 487.9227 | 2.3254e-05 | 2047 | Mitigation | 0.08575 | 30 | 0 | esc | 0.0012005 | 5.7215e-11 | 0.00060025 | 2.8608e-11 | 0.0015435 | 7.3563e-11
[79 empty] | WLDFR | HFTD - Distribution - Tier 2 - 5QU CoRE ¦ 3QU LoRE | Non-Red Flag Warning - Large Fires | 2042 | 1.4071e-08 | 7.0353e-09 | 1.8091e-08 | 6.5028 | 0.81304 | 3.6355 | 2.0543 | 0 | 0 | 0 | 1.1721e-05 |  | 9.1498e-08 | 0 | 9.1498e-08 | 4.5749e-08 | 0 | 4.5749e-08 | 1.1764e-07 | 0 | 1.1764e-07 | [16 empty] | 7.3.1.3 Ignition probability mapping showing the probability of ignition along the electric lines and equipmentWLDFRAggregatedAggregated | WLDFR | HFTD - Distribution - Tier 2 - 5QU CoRE ¦ 3QU LoRE | Seismic - Red Flag Warning - Catastrophic Fires | Aggregated | Aggregated | 2048 | 4.766e-08 | 0 | 487.9227 | 2.3254e-05 | 2048 | Mitigation | 0.08575 | 30 | 0 | esc | 0.0012005 | 5.7215e-11 | 0.00060025 | 2.8608e-11 | 0.0015435 | 7.3563e-11
[79 empty] | WLDFR | HFTD - Distribution - Tier 2 - 5QU CoRE ¦ 3QU LoRE | Non-Red Flag Warning - Large Fires | 2043 | 1.4071e-08 | 7.0353e-09 | 1.8091e-08 | 6.9209 | 0.84944 | 3.8632 | 2.2083 | 0 | 0 | 0 | 1.1721e-05 |  | 9.7381e-08 | 0 | 9.7381e-08 | 4.8691e-08 | 0 | 4.8691e-08 | 1.252e-07 | 0 | 1.252e-07 | [16 empty] | 7.3.1.3 Ignition probability mapping showing the probability of ignition along the electric lines and equipmentWLDFRAggregatedAggregated | WLDFR | HFTD - Distribution - Tier 2 - 5QU CoRE ¦ 3QU LoRE | Seismic - Red Flag Warning - Catastrophic Fires | Aggregated | Aggregated | 2049 | 4.766e-08 | 0 | 487.9227 | 2.3254e-05 | 2049 | Mitigation | 0.08575 | 30 | 0 | esc | 0.0012005 | 5.7215e-11 | 0.00060025 | 2.8608e-11 | 0.0015435 | 7.3563e-11
[79 empty] | WLDFR | HFTD - Distribution - Tier 2 - 5QU CoRE ¦ 3QU LoRE | Non-Red Flag Warning - Large Fires | 2044 | 1.4071e-08 | 7.0353e-09 | 1.8091e-08 | 6.9209 | 0.84944 | 3.8632 | 2.2083 | 0 | 0 | 0 | 1.1721e-05 |  | 9.7381e-08 | 0 | 9.7381e-08 | 4.8691e-08 | 0 | 4.8691e-08 | 1.252e-07 | 0 | 1.252e-07 | [16 empty] | 7.3.1.3 Ignition probability mapping showing the probability of ignition along the electric lines and equipmentWLDFRAggregatedAggregated | WLDFR | HFTD - Distribution - Tier 2 - 5QU CoRE ¦ 3QU LoRE | Seismic - Red Flag Warning - Catastrophic Fires | Aggregated | Aggregated | 2050 | 4.766e-08 | 0 | 487.9227 | 2.3254e-05 | 2050 | Mitigation | 0.08575 | 30 | 0 | esc | 0 | 0 | 0.00060025 | 2.8608e-11 | 0.0015435 | 7.3563e-11
[79 empty] | WLDFR | HFTD - Distribution - Tier 2 - 5QU CoRE ¦ 3QU LoRE | Non-Red Flag Warning - Large Fires | 2045 | 1.4071e-08 | 7.0353e-09 | 1.8091e-08 | 6.9209 | 0.84944 | 3.8632 | 2.2083 | 0 | 0 | 0 | 1.1721e-05 |  | 9.7381e-08 | 0 | 9.7381e-08 | 4.8691e-08 | 0 | 4.8691e-08 | 1.252e-07 | 0 | 1.252e-07 | [16 empty] | 7.3.1.3 Ignition probability mapping showing the probability of ignition along the electric lines and equipmentWLDFRAggregatedAggregated | WLDFR | HFTD - Distribution - Tier 2 - 5QU CoRE ¦ 3QU LoRE | Seismic - Red Flag Warning - Catastrophic Fires | Aggregated | Aggregated | 2051 | 4.766e-08 | 0 | 487.9227 | 2.3254e-05 | 2051 | Mitigation | 0.08575 | 30 | 0 | esc | 0 | 0 | 0 | 0 | 0.0015435 | 7.3563e-11
[79 empty] | WLDFR | HFTD - Distribution - Tier 2 - 5QU CoRE ¦ 3QU LoRE | Non-Red Flag Warning - Large Fires | 2046 | 1.4071e-08 | 7.0353e-09 | 1.8091e-08 | 6.9209 | 0.84944 | 3.8632 | 2.2083 | 0 | 0 | 0 | 1.1721e-05 |  | 9.7381e-08 | 0 | 9.7381e-08 | 4.8691e-08 | 0 | 4.8691e-08 | 1.252e-07 | 0 | 1.252e-07 | [16 empty] | 7.3.1.3 Ignition probability mapping showing the probability of ignition along the electric lines and equipmentWLDFRAggregatedAggregated | WLDFR | HFTD - Distribution - Tier 2 - 5QU CoRE ¦ 4QU LoRE | Non-Red Flag Warning - Catastrophic Fires | Aggregated | Aggregated | 2021 | 8.9203e-08 | 0 | 375.6459 | 3.3509e-05 | 2021 | Mitigation | 0.08575 | 30 | 0 | esc | 0.0012005 | 1.0709e-10 | 0.00060025 | 5.3544e-11 | 0 | 0
[79 empty] | WLDFR | HFTD - Distribution - Tier 2 - 5QU CoRE ¦ 3QU LoRE | Non-Red Flag Warning - Large Fires | 2047 | 1.4071e-08 | 7.0353e-09 | 1.8091e-08 | 6.9209 | 0.84944 | 3.8632 | 2.2083 | 0 | 0 | 0 | 1.1721e-05 |  | 9.7381e-08 | 0 | 9.7381e-08 | 4.8691e-08 | 0 | 4.8691e-08 | 1.252e-07 | 0 | 1.252e-07 | [16 empty] | 7.3.1.3 Ignition probability mapping showing the probability of ignition along the electric lines and equipmentWLDFRAggregatedAggregated | WLDFR | HFTD - Distribution - Tier 2 - 5QU CoRE ¦ 4QU LoRE | Non-Red Flag Warning - Catastrophic Fires | Aggregated | Aggregated | 2022 | 8.9203e-08 | 0 | 375.6459 | 3.3509e-05 | 2022 | Mitigation | 0.08575 | 30 | 0 | esc | 0.0012005 | 1.0709e-10 | 0.00060025 | 5.3544e-11 | 0.0015435 | 1.3768e-10
[79 empty] | WLDFR | HFTD - Distribution - Tier 2 - 5QU CoRE ¦ 3QU LoRE | Non-Red Flag Warning - Large Fires | 2048 | 1.4071e-08 | 7.0353e-09 | 1.8091e-08 | 7.3713 | 0.88759 | 4.1075 | 2.3763 | 0 | 0 | 0 | 1.1721e-05 |  | 1.0372e-07 | 0 | 1.0372e-07 | 5.186e-08 | 0 | 5.186e-08 | 1.3335e-07 | 0 | 1.3335e-07 | [16 empty] | 7.3.1.3 Ignition probability mapping showing the probability of ignition along the electric lines and equipmentWLDFRAggregatedAggregated | WLDFR | HFTD - Distribution - Tier 2 - 5QU CoRE ¦ 4QU LoRE | Non-Red Flag Warning - Catastrophic Fires | Aggregated | Aggregated | 2023 | 8.9203e-08 | 0 | 375.6459 | 3.3509e-05 | 2023 | Mitigation | 0.08575 | 30 | 0 | esc | 0.0012005 | 1.0709e-10 | 0.00060025 | 5.3544e-11 | 0.0015435 | 1.3768e-10
[79 empty] | WLDFR | HFTD - Distribution - Tier 2 - 5QU CoRE ¦ 3QU LoRE | Non-Red Flag Warning - Large Fires | 2049 | 1.4071e-08 | 7.0353e-09 | 1.8091e-08 | 7.3713 | 0.88759 | 4.1075 | 2.3763 | 0 | 0 | 0 | 1.1721e-05 |  | 1.0372e-07 | 0 | 1.0372e-07 | 5.186e-08 | 0 | 5.186e-08 | 1.3335e-07 | 0 | 1.3335e-07 | [16 empty] | 7.3.1.3 Ignition probability mapping showing the probability of ignition along the electric lines and equipmentWLDFRAggregatedAggregated | WLDFR | HFTD - Distribution - Tier 2 - 5QU CoRE ¦ 4QU LoRE | Non-Red Flag Warning - Catastrophic Fires | Aggregated | Aggregated | 2024 | 8.9203e-08 | 0 | 375.6459 | 3.3509e-05 | 2024 | Mitigation | 0.08575 | 30 | 0 | esc | 0.0012005 | 1.0709e-10 | 0.00060025 | 5.3544e-11 | 0.0015435 | 1.3768e-10
[79 empty] | WLDFR | HFTD - Distribution - Tier 2 - 5QU CoRE ¦ 3QU LoRE | Non-Red Flag Warning - Large Fires | 2050 | 0 | 7.0353e-09 | 1.8091e-08 | 7.3713 | 0.88759 | 4.1075 | 2.3763 | 0 | 0 | 0 | 1.1721e-05 |  | 0 | 0 | 0 | 5.186e-08 | 0 | 5.186e-08 | 1.3335e-07 | 0 | 1.3335e-07 | [16 empty] | 7.3.1.3 Ignition probability mapping showing the probability of ignition along the electric lines and equipmentWLDFRAggregatedAggregated | WLDFR | HFTD - Distribution - Tier 2 - 5QU CoRE ¦ 4QU LoRE | Non-Red Flag Warning - Catastrophic Fires | Aggregated | Aggregated | 2025 | 8.9203e-08 | 0 | 375.6459 | 3.3509e-05 | 2025 | Mitigation | 0.08575 | 30 | 0 | esc | 0.0012005 | 1.0709e-10 | 0.00060025 | 5.3544e-11 | 0.0015435 | 1.3768e-10
[79 empty] | WLDFR | HFTD - Distribution - Tier 2 - 5QU CoRE ¦ 3QU LoRE | Non-Red Flag Warning - Large Fires | 2051 | 0 | 0 | 1.8091e-08 | 7.3713 | 0.88759 | 4.1075 | 2.3763 | 0 | 0 | 0 | 1.1721e-05 |  | 0 | 0 | 0 | 0 | 0 | 0 | 1.3335e-07 | 0 | 1.3335e-07 | [16 empty] | 7.3.1.3 Ignition probability mapping showing the probability of ignition along the electric lines and equipmentWLDFRAggregatedAggregated | WLDFR | HFTD - Distribution - Tier 2 - 5QU CoRE ¦ 4QU LoRE | Non-Red Flag Warning - Catastrophic Fires | Aggregated | Aggregated | 2026 | 8.9203e-08 | 0 | 375.6459 | 3.3509e-05 | 2026 | Mitigation | 0.08575 | 30 | 0 | esc | 0.0012005 | 1.0709e-10 | 0.00060025 | 5.3544e-11 | 0.0015435 | 1.3768e-10
[79 empty] | WLDFR | HFTD - Distribution - Tier 2 - 5QU CoRE ¦ 3QU LoRE | Non-Red Flag Warning - Small Fires | 2020 | 5.5608e-06 | 0 | 0 | 0.077901 | 0.036425 | 0.0015809 | 0.039895 | 0 | 0 | 0 | 0.0046321 |  | 4.3319e-07 | 0 | 4.3319e-07 | 0 | 0 | 0 | 0 | 0 | 0 | [16 empty] | 7.3.1.3 Ignition probability mapping showing the probability of ignition along the electric lines and equipmentWLDFRAggregatedAggregated | WLDFR | HFTD - Distribution - Tier 2 - 5QU CoRE ¦ 4QU LoRE | Non-Red Flag Warning - Catastrophic Fires | Aggregated | Aggregated | 2027 | 8.9203e-08 | 0 | 375.6459 | 3.3509e-05 | 2027 | Mitigation | 0.08575 | 30 | 0 | esc | 0.0012005 | 1.0709e-10 | 0.00060025 | 5.3544e-11 | 0.0015435 | 1.3768e-10
[79 empty] | WLDFR | HFTD - Distribution - Tier 2 - 5QU CoRE ¦ 3QU LoRE | Non-Red Flag Warning - Small Fires | 2021 | 5.5608e-06 | 2.7804e-06 | 0 | 0.077901 | 0.036425 | 0.0015809 | 0.039895 | 0 | 0 | 0 | 0.0046321 |  | 4.3319e-07 | 0 | 4.3319e-07 | 2.1659e-07 | 0 | 2.1659e-07 | 0 | 0 | 0 | [16 empty] | 7.3.1.3 Ignition probability mapping showing the probability of ignition along the electric lines and equipmentWLDFRAggregatedAggregated | WLDFR | HFTD - Distribution - Tier 2 - 5QU CoRE ¦ 4QU LoRE | Non-Red Flag Warning - Catastrophic Fires | Aggregated | Aggregated | 2028 | 8.9203e-08 | 0 | 375.6459 | 3.3509e-05 | 2028 | Mitigation | 0.08575 | 30 | 0 | esc | 0.0012005 | 1.0709e-10 | 0.00060025 | 5.3544e-11 | 0.0015435 | 1.3768e-10
[79 empty] | WLDFR | HFTD - Distribution - Tier 2 - 5QU CoRE ¦ 3QU LoRE | Non-Red Flag Warning - Small Fires | 2022 | 5.5608e-06 | 2.7804e-06 | 7.1496e-06 | 0.077901 | 0.036425 | 0.0015809 | 0.039895 | 0 | 0 | 0 | 0.0046321 |  | 4.3319e-07 | 0 | 4.3319e-07 | 2.1659e-07 | 0 | 2.1659e-07 | 5.5696e-07 | 0 | 5.5696e-07 | [16 empty] | 7.3.1.3 Ignition probability mapping showing the probability of ignition along the electric lines and equipmentWLDFRAggregatedAggregated | WLDFR | HFTD - Distribution - Tier 2 - 5QU CoRE ¦ 4QU LoRE | Non-Red Flag Warning - Catastrophic Fires | Aggregated | Aggregated | 2029 | 8.9203e-08 | 0 | 375.6459 | 3.3509e-05 | 2029 | Mitigation | 0.08575 | 30 | 0 | esc | 0.0012005 | 1.0709e-10 | 0.00060025 | 5.3544e-11 | 0.0015435 | 1.3768e-10
[79 empty] | WLDFR | HFTD - Distribution - Tier 2 - 5QU CoRE ¦ 3QU LoRE | Non-Red Flag Warning - Small Fires | 2023 | 5.5608e-06 | 2.7804e-06 | 7.1496e-06 | 0.080408 | 0.03759 | 0.0016314 | 0.041187 | 0 | 0 | 0 | 0.0046321 |  | 4.4713e-07 | 0 | 4.4713e-07 | 2.2357e-07 | 0 | 2.2357e-07 | 5.7488e-07 | 0 | 5.7488e-07 | [16 empty] | 7.3.1.3 Ignition probability mapping showing the probability of ignition along the electric lines and equipmentWLDFRAggregatedAggregated | WLDFR | HFTD - Distribution - Tier 2 - 5QU CoRE ¦ 4QU LoRE | Non-Red Flag Warning - Catastrophic Fires | Aggregated | Aggregated | 2030 | 8.9203e-08 | 0 | 375.6459 | 3.3509e-05 | 2030 | Mitigation | 0.08575 | 30 | 0 | esc | 0.0012005 | 1.0709e-10 | 0.00060025 | 5.3544e-11 | 0.0015435 | 1.3768e-10
[79 empty] | WLDFR | HFTD - Distribution - Tier 2 - 5QU CoRE ¦ 3QU LoRE | Non-Red Flag Warning - Small Fires | 2024 | 5.5608e-06 | 2.7804e-06 | 7.1496e-06 | 0.080408 | 0.03759 | 0.0016314 | 0.041187 | 0 | 0 | 0 | 0.0046321 |  | 4.4713e-07 | 0 | 4.4713e-07 | 2.2357e-07 | 0 | 2.2357e-07 | 5.7488e-07 | 0 | 5.7488e-07 | [16 empty] | 7.3.1.3 Ignition probability mapping showing the probability of ignition along the electric lines and equipmentWLDFRAggregatedAggregated | WLDFR | HFTD - Distribution - Tier 2 - 5QU CoRE ¦ 4QU LoRE | Non-Red Flag Warning - Catastrophic Fires | Aggregated | Aggregated | 2031 | 8.9203e-08 | 0 | 375.6459 | 3.3509e-05 | 2031 | Mitigation | 0.08575 | 30 | 0 | esc | 0.0012005 | 1.0709e-10 | 0.00060025 | 5.3544e-11 | 0.0015435 | 1.3768e-10
[79 empty] | WLDFR | HFTD - Distribution - Tier 2 - 5QU CoRE ¦ 3QU LoRE | Non-Red Flag Warning - Small Fires | 2025 | 5.5608e-06 | 2.7804e-06 | 7.1496e-06 | 0.080408 | 0.03759 | 0.0016314 | 0.041187 | 0 | 0 | 0 | 0.0046321 |  | 4.4713e-07 | 0 | 4.4713e-07 | 2.2357e-07 | 0 | 2.2357e-07 | 5.7488e-07 | 0 | 5.7488e-07 | [16 empty] | 7.3.1.3 Ignition probability mapping showing the probability of ignition along the electric lines and equipmentWLDFRAggregatedAggregated | WLDFR | HFTD - Distribution - Tier 2 - 5QU CoRE ¦ 4QU LoRE | Non-Red Flag Warning - Catastrophic Fires | Aggregated | Aggregated | 2032 | 8.9203e-08 | 0 | 375.6459 | 3.3509e-05 | 2032 | Mitigation | 0.08575 | 30 | 0 | esc | 0.0012005 | 1.0709e-10 | 0.00060025 | 5.3544e-11 | 0.0015435 | 1.3768e-10
[79 empty] | WLDFR | HFTD - Distribution - Tier 2 - 5QU CoRE ¦ 3QU LoRE | Non-Red Flag Warning - Small Fires | 2026 | 5.5608e-06 | 2.7804e-06 | 7.1496e-06 | 0.080408 | 0.03759 | 0.0016314 | 0.041187 | 0 | 0 | 0 | 0.0046321 |  | 4.4713e-07 | 0 | 4.4713e-07 | 2.2357e-07 | 0 | 2.2357e-07 | 5.7488e-07 | 0 | 5.7488e-07 | [16 empty] | 7.3.1.3 Ignition probability mapping showing the probability of ignition along the electric lines and equipmentWLDFRAggregatedAggregated | WLDFR | HFTD - Distribution - Tier 2 - 5QU CoRE ¦ 4QU LoRE | Non-Red Flag Warning - Catastrophic Fires | Aggregated | Aggregated | 2033 | 8.9203e-08 | 0 | 375.6459 | 3.3509e-05 | 2033 | Mitigation | 0.08575 | 30 | 0 | esc | 0.0012005 | 1.0709e-10 | 0.00060025 | 5.3544e-11 | 0.0015435 | 1.3768e-10
[79 empty] | WLDFR | HFTD - Distribution - Tier 2 - 5QU CoRE ¦ 3QU LoRE | Non-Red Flag Warning - Small Fires | 2027 | 5.5608e-06 | 2.7804e-06 | 7.1496e-06 | 0.080408 | 0.03759 | 0.0016314 | 0.041187 | 0 | 0 | 0 | 0.0046321 |  | 4.4713e-07 | 0 | 4.4713e-07 | 2.2357e-07 | 0 | 2.2357e-07 | 5.7488e-07 | 0 | 5.7488e-07 | [16 empty] | 7.3.1.3 Ignition probability mapping showing the probability of ignition along the electric lines and equipmentWLDFRAggregatedAggregated | WLDFR | HFTD - Distribution - Tier 2 - 5QU CoRE ¦ 4QU LoRE | Non-Red Flag Warning - Catastrophic Fires | Aggregated | Aggregated | 2034 | 8.9203e-08 | 0 | 375.6459 | 3.3509e-05 | 2034 | Mitigation | 0.08575 | 30 | 0 | esc | 0.0012005 | 1.0709e-10 | 0.00060025 | 5.3544e-11 | 0.0015435 | 1.3768e-10
[79 empty] | WLDFR | HFTD - Distribution - Tier 2 - 5QU CoRE ¦ 3QU LoRE | Non-Red Flag Warning - Small Fires | 2028 | 5.5608e-06 | 2.7804e-06 | 7.1496e-06 | 0.083606 | 0.039055 | 0.001695 | 0.042856 | 0 | 0 | 0 | 0.0046321 |  | 4.6492e-07 | 0 | 4.6492e-07 | 2.3246e-07 | 0 | 2.3246e-07 | 5.9775e-07 | 0 | 5.9775e-07 | [16 empty] | 7.3.1.3 Ignition probability mapping showing the probability of ignition along the electric lines and equipmentWLDFRAggregatedAggregated | WLDFR | HFTD - Distribution - Tier 2 - 5QU CoRE ¦ 4QU LoRE | Non-Red Flag Warning - Catastrophic Fires | Aggregated | Aggregated | 2035 | 8.9203e-08 | 0 | 375.6459 | 3.3509e-05 | 2035 | Mitigation | 0.08575 | 30 | 0 | esc | 0.0012005 | 1.0709e-10 | 0.00060025 | 5.3544e-11 | 0.0015435 | 1.3768e-10
[79 empty] | WLDFR | HFTD - Distribution - Tier 2 - 5QU CoRE ¦ 3QU LoRE | Non-Red Flag Warning - Small Fires | 2029 | 5.5608e-06 | 2.7804e-06 | 7.1496e-06 | 0.083606 | 0.039055 | 0.001695 | 0.042856 | 0 | 0 | 0 | 0.0046321 |  | 4.6492e-07 | 0 | 4.6492e-07 | 2.3246e-07 | 0 | 2.3246e-07 | 5.9775e-07 | 0 | 5.9775e-07 | [16 empty] | 7.3.1.3 Ignition probability mapping showing the probability of ignition along the electric lines and equipmentWLDFRAggregatedAggregated | WLDFR | HFTD - Distribution - Tier 2 - 5QU CoRE ¦ 4QU LoRE | Non-Red Flag Warning - Catastrophic Fires | Aggregated | Aggregated | 2036 | 8.9203e-08 | 0 | 375.6459 | 3.3509e-05 | 2036 | Mitigation | 0.08575 | 30 | 0 | esc | 0.0012005 | 1.0709e-10 | 0.00060025 | 5.3544e-11 | 0.0015435 | 1.3768e-10
[79 empty] | WLDFR | HFTD - Distribution - Tier 2 - 5QU CoRE ¦ 3QU LoRE | Non-Red Flag Warning - Small Fires | 2030 | 5.5608e-06 | 2.7804e-06 | 7.1496e-06 | 0.083606 | 0.039055 | 0.001695 | 0.042856 | 0 | 0 | 0 | 0.0046321 |  | 4.6492e-07 | 0 | 4.6492e-07 | 2.3246e-07 | 0 | 2.3246e-07 | 5.9775e-07 | 0 | 5.9775e-07 | [16 empty] | 7.3.1.3 Ignition probability mapping showing the probability of ignition along the electric lines and equipmentWLDFRAggregatedAggregated | WLDFR | HFTD - Distribution - Tier 2 - 5QU CoRE ¦ 4QU LoRE | Non-Red Flag Warning - Catastrophic Fires | Aggregated | Aggregated | 2037 | 8.9203e-08 | 0 | 375.6459 | 3.3509e-05 | 2037 | Mitigation | 0.08575 | 30 | 0 | esc | 0.0012005 | 1.0709e-10 | 0.00060025 | 5.3544e-11 | 0.0015435 | 1.3768e-10
[79 empty] | WLDFR | HFTD - Distribution - Tier 2 - 5QU CoRE ¦ 3QU LoRE | Non-Red Flag Warning - Small Fires | 2031 | 5.5608e-06 | 2.7804e-06 | 7.1496e-06 | 0.083606 | 0.039055 | 0.001695 | 0.042856 | 0 | 0 | 0 | 0.0046321 |  | 4.6492e-07 | 0 | 4.6492e-07 | 2.3246e-07 | 0 | 2.3246e-07 | 5.9775e-07 | 0 | 5.9775e-07 | [16 empty] | 7.3.1.3 Ignition probability mapping showing the probability of ignition along the electric lines and equipmentWLDFRAggregatedAggregated | WLDFR | HFTD - Distribution - Tier 2 - 5QU CoRE ¦ 4QU LoRE | Non-Red Flag Warning - Catastrophic Fires | Aggregated | Aggregated | 2038 | 8.9203e-08 | 0 | 375.6459 | 3.3509e-05 | 2038 | Mitigation | 0.08575 | 30 | 0 | esc | 0.0012005 | 1.0709e-10 | 0.00060025 | 5.3544e-11 | 0.0015435 | 1.3768e-10
[79 empty] | WLDFR | HFTD - Distribution - Tier 2 - 5QU CoRE ¦ 3QU LoRE | Non-Red Flag Warning - Small Fires | 2032 | 5.5608e-06 | 2.7804e-06 | 7.1496e-06 | 0.083606 | 0.039055 | 0.001695 | 0.042856 | 0 | 0 | 0 | 0.0046321 |  | 4.6492e-07 | 0 | 4.6492e-07 | 2.3246e-07 | 0 | 2.3246e-07 | 5.9775e-07 | 0 | 5.9775e-07 | [16 empty] | 7.3.1.3 Ignition probability mapping showing the probability of ignition along the electric lines and equipmentWLDFRAggregatedAggregated | WLDFR | HFTD - Distribution - Tier 2 - 5QU CoRE ¦ 4QU LoRE | Non-Red Flag Warning - Catastrophic Fires | Aggregated | Aggregated | 2039 | 8.9203e-08 | 0 | 375.6459 | 3.3509e-05 | 2039 | Mitigation | 0.08575 | 30 | 0 | esc | 0.0012005 | 1.0709e-10 | 0.00060025 | 5.3544e-11 | 0.0015435 | 1.3768e-10
[79 empty] | WLDFR | HFTD - Distribution - Tier 2 - 5QU CoRE ¦ 3QU LoRE | Non-Red Flag Warning - Small Fires | 2033 | 5.5608e-06 | 2.7804e-06 | 7.1496e-06 | 0.087211 | 0.040679 | 0.0017655 | 0.044766 | 0 | 0 | 0 | 0.0046321 |  | 4.8496e-07 | 0 | 4.8496e-07 | 2.4248e-07 | 0 | 2.4248e-07 | 6.2352e-07 | 0 | 6.2352e-07 | [16 empty] | 7.3.1.3 Ignition probability mapping showing the probability of ignition along the electric lines and equipmentWLDFRAggregatedAggregated | WLDFR | HFTD - Distribution - Tier 2 - 5QU CoRE ¦ 4QU LoRE | Non-Red Flag Warning - Catastrophic Fires | Aggregated | Aggregated | 2040 | 8.9203e-08 | 0 | 375.6459 | 3.3509e-05 | 2040 | Mitigation | 0.08575 | 30 | 0 | esc | 0.0012005 | 1.0709e-10 | 0.00060025 | 5.3544e-11 | 0.0015435 | 1.3768e-10
[79 empty] | WLDFR | HFTD - Distribution - Tier 2 - 5QU CoRE ¦ 3QU LoRE | Non-Red Flag Warning - Small Fires | 2034 | 5.5608e-06 | 2.7804e-06 | 7.1496e-06 | 0.087211 | 0.040679 | 0.0017655 | 0.044766 | 0 | 0 | 0 | 0.0046321 |  | 4.8496e-07 | 0 | 4.8496e-07 | 2.4248e-07 | 0 | 2.4248e-07 | 6.2352e-07 | 0 | 6.2352e-07 | [16 empty] | 7.3.1.3 Ignition probability mapping showing the probability of ignition along the electric lines and equipmentWLDFRAggregatedAggregated | WLDFR | HFTD - Distribution - Tier 2 - 5QU CoRE ¦ 4QU LoRE | Non-Red Flag Warning - Catastrophic Fires | Aggregated | Aggregated | 2041 | 8.9203e-08 | 0 | 375.6459 | 3.3509e-05 | 2041 | Mitigation | 0.08575 | 30 | 0 | esc | 0.0012005 | 1.0709e-10 | 0.00060025 | 5.3544e-11 | 0.0015435 | 1.3768e-10
[79 empty] | WLDFR | HFTD - Distribution - Tier 2 - 5QU CoRE ¦ 3QU LoRE | Non-Red Flag Warning - Small Fires | 2035 | 5.5608e-06 | 2.7804e-06 | 7.1496e-06 | 0.087211 | 0.040679 | 0.0017655 | 0.044766 | 0 | 0 | 0 | 0.0046321 |  | 4.8496e-07 | 0 | 4.8496e-07 | 2.4248e-07 | 0 | 2.4248e-07 | 6.2352e-07 | 0 | 6.2352e-07 | [16 empty] | 7.3.1.3 Ignition probability mapping showing the probability of ignition along the electric lines and equipmentWLDFRAggregatedAggregated | WLDFR | HFTD - Distribution - Tier 2 - 5QU CoRE ¦ 4QU LoRE | Non-Red Flag Warning - Catastrophic Fires | Aggregated | Aggregated | 2042 | 8.9203e-08 | 0 | 375.6459 | 3.3509e-05 | 2042 | Mitigation | 0.08575 | 30 | 0 | esc | 0.0012005 | 1.0709e-10 | 0.00060025 | 5.3544e-11 | 0.0015435 | 1.3768e-10
[79 empty] | WLDFR | HFTD - Distribution - Tier 2 - 5QU CoRE ¦ 3QU LoRE | Non-Red Flag Warning - Small Fires | 2036 | 5.5608e-06 | 2.7804e-06 | 7.1496e-06 | 0.087211 | 0.040679 | 0.0017655 | 0.044766 | 0 | 0 | 0 | 0.0046321 |  | 4.8496e-07 | 0 | 4.8496e-07 | 2.4248e-07 | 0 | 2.4248e-07 | 6.2352e-07 | 0 | 6.2352e-07 | [16 empty] | 7.3.1.3 Ignition probability mapping showing the probability of ignition along the electric lines and equipmentWLDFRAggregatedAggregated | WLDFR | HFTD - Distribution - Tier 2 - 5QU CoRE ¦ 4QU LoRE | Non-Red Flag Warning - Catastrophic Fires | Aggregated | Aggregated | 2043 | 8.9203e-08 | 0 | 375.6459 | 3.3509e-05 | 2043 | Mitigation | 0.08575 | 30 | 0 | esc | 0.0012005 | 1.0709e-10 | 0.00060025 | 5.3544e-11 | 0.0015435 | 1.3768e-10
[79 empty] | WLDFR | HFTD - Distribution - Tier 2 - 5QU CoRE ¦ 3QU LoRE | Non-Red Flag Warning - Small Fires | 2037 | 5.5608e-06 | 2.7804e-06 | 7.1496e-06 | 0.087211 | 0.040679 | 0.0017655 | 0.044766 | 0 | 0 | 0 | 0.0046321 |  | 4.8496e-07 | 0 | 4.8496e-07 | 2.4248e-07 | 0 | 2.4248e-07 | 6.2352e-07 | 0 | 6.2352e-07 | [16 empty] | 7.3.1.3 Ignition probability mapping showing the probability of ignition along the electric lines and equipmentWLDFRAggregatedAggregated | WLDFR | HFTD - Distribution - Tier 2 - 5QU CoRE ¦ 4QU LoRE | Non-Red Flag Warning - Catastrophic Fires | Aggregated | Aggregated | 2044 | 8.9203e-08 | 0 | 375.6459 | 3.3509e-05 | 2044 | Mitigation | 0.08575 | 30 | 0 | esc | 0.0012005 | 1.0709e-10 | 0.00060025 | 5.3544e-11 | 0.0015435 | 1.3768e-10
[79 empty] | WLDFR | HFTD - Distribution - Tier 2 - 5QU CoRE ¦ 3QU LoRE | Non-Red Flag Warning - Small Fires | 2038 | 5.5608e-06 | 2.7804e-06 | 7.1496e-06 | 0.091184 | 0.042438 | 0.0018418 | 0.046905 | 0 | 0 | 0 | 0.0046321 |  | 5.0705e-07 | 0 | 5.0705e-07 | 2.5353e-07 | 0 | 2.5353e-07 | 6.5193e-07 | 0 | 6.5193e-07 | [16 empty] | 7.3.1.3 Ignition probability mapping showing the probability of ignition along the electric lines and equipmentWLDFRAggregatedAggregated | WLDFR | HFTD - Distribution - Tier 2 - 5QU CoRE ¦ 4QU LoRE | Non-Red Flag Warning - Catastrophic Fires | Aggregated | Aggregated | 2045 | 8.9203e-08 | 0 | 375.6459 | 3.3509e-05 | 2045 | Mitigation | 0.08575 | 30 | 0 | esc | 0.0012005 | 1.0709e-10 | 0.00060025 | 5.3544e-11 | 0.0015435 | 1.3768e-10
[79 empty] | WLDFR | HFTD - Distribution - Tier 2 - 5QU CoRE ¦ 3QU LoRE | Non-Red Flag Warning - Small Fires | 2039 | 5.5608e-06 | 2.7804e-06 | 7.1496e-06 | 0.091184 | 0.042438 | 0.0018418 | 0.046905 | 0 | 0 | 0 | 0.0046321 |  | 5.0705e-07 | 0 | 5.0705e-07 | 2.5353e-07 | 0 | 2.5353e-07 | 6.5193e-07 | 0 | 6.5193e-07 | [16 empty] | 7.3.1.3 Ignition probability mapping showing the probability of ignition along the electric lines and equipmentWLDFRAggregatedAggregated | WLDFR | HFTD - Distribution - Tier 2 - 5QU CoRE ¦ 4QU LoRE | Non-Red Flag Warning - Catastrophic Fires | Aggregated | Aggregated | 2046 | 8.9203e-08 | 0 | 375.6459 | 3.3509e-05 | 2046 | Mitigation | 0.08575 | 30 | 0 | esc | 0.0012005 | 1.0709e-10 | 0.00060025 | 5.3544e-11 | 0.0015435 | 1.3768e-10
[79 empty] | WLDFR | HFTD - Distribution - Tier 2 - 5QU CoRE ¦ 3QU LoRE | Non-Red Flag Warning - Small Fires | 2040 | 5.5608e-06 | 2.7804e-06 | 7.1496e-06 | 0.091184 | 0.042438 | 0.0018418 | 0.046905 | 0 | 0 | 0 | 0.0046321 |  | 5.0705e-07 | 0 | 5.0705e-07 | 2.5353e-07 | 0 | 2.5353e-07 | 6.5193e-07 | 0 | 6.5193e-07 | [16 empty] | 7.3.1.3 Ignition probability mapping showing the probability of ignition along the electric lines and equipmentWLDFRAggregatedAggregated | WLDFR | HFTD - Distribution - Tier 2 - 5QU CoRE ¦ 4QU LoRE | Non-Red Flag Warning - Catastrophic Fires | Aggregated | Aggregated | 2047 | 8.9203e-08 | 0 | 375.6459 | 3.3509e-05 | 2047 | Mitigation | 0.08575 | 30 | 0 | esc | 0.0012005 | 1.0709e-10 | 0.00060025 | 5.3544e-11 | 0.0015435 | 1.3768e-10
[79 empty] | WLDFR | HFTD - Distribution - Tier 2 - 5QU CoRE ¦ 3QU LoRE | Non-Red Flag Warning - Small Fires | 2041 | 5.5608e-06 | 2.7804e-06 | 7.1496e-06 | 0.091184 | 0.042438 | 0.0018418 | 0.046905 | 0 | 0 | 0 | 0.0046321 |  | 5.0705e-07 | 0 | 5.0705e-07 | 2.5353e-07 | 0 | 2.5353e-07 | 6.5193e-07 | 0 | 6.5193e-07 | [16 empty] | 7.3.1.3 Ignition probability mapping showing the probability of ignition along the electric lines and equipmentWLDFRAggregatedAggregated | WLDFR | HFTD - Distribution - Tier 2 - 5QU CoRE ¦ 4QU LoRE | Non-Red Flag Warning - Catastrophic Fires | Aggregated | Aggregated | 2048 | 8.9203e-08 | 0 | 375.6459 | 3.3509e-05 | 2048 | Mitigation | 0.08575 | 30 | 0 | esc | 0.0012005 | 1.0709e-10 | 0.00060025 | 5.3544e-11 | 0.0015435 | 1.3768e-10
[79 empty] | WLDFR | HFTD - Distribution - Tier 2 - 5QU CoRE ¦ 3QU LoRE | Non-Red Flag Warning - Small Fires | 2042 | 5.5608e-06 | 2.7804e-06 | 7.1496e-06 | 0.091184 | 0.042438 | 0.0018418 | 0.046905 | 0 | 0 | 0 | 0.0046321 |  | 5.0705e-07 | 0 | 5.0705e-07 | 2.5353e-07 | 0 | 2.5353e-07 | 6.5193e-07 | 0 | 6.5193e-07 | [16 empty] | 7.3.1.3 Ignition probability mapping showing the probability of ignition along the electric lines and equipmentWLDFRAggregatedAggregated | WLDFR | HFTD - Distribution - Tier 2 - 5QU CoRE ¦ 4QU LoRE | Non-Red Flag Warning - Catastrophic Fires | Aggregated | Aggregated | 2049 | 8.9203e-08 | 0 | 375.6459 | 3.3509e-05 | 2049 | Mitigation | 0.08575 | 30 | 0 | esc | 0.0012005 | 1.0709e-10 | 0.00060025 | 5.3544e-11 | 0.0015435 | 1.3768e-10
[79 empty] | WLDFR | HFTD - Distribution - Tier 2 - 5QU CoRE ¦ 3QU LoRE | Non-Red Flag Warning - Small Fires | 2043 | 5.5608e-06 | 2.7804e-06 | 7.1496e-06 | 0.095486 | 0.044306 | 0.0019228 | 0.049257 | 0 | 0 | 0 | 0.0046321 |  | 5.3097e-07 | 0 | 5.3097e-07 | 2.6549e-07 | 0 | 2.6549e-07 | 6.8268e-07 | 0 | 6.8268e-07 | [16 empty] | 7.3.1.3 Ignition probability mapping showing the probability of ignition along the electric lines and equipmentWLDFRAggregatedAggregated | WLDFR | HFTD - Distribution - Tier 2 - 5QU CoRE ¦ 4QU LoRE | Non-Red Flag Warning - Catastrophic Fires | Aggregated | Aggregated | 2050 | 8.9203e-08 | 0 | 375.6459 | 3.3509e-05 | 2050 | Mitigation | 0.08575 | 30 | 0 | esc | 0 | 0 | 0.00060025 | 5.3544e-11 | 0.0015435 | 1.3768e-10
[79 empty] | WLDFR | HFTD - Distribution - Tier 2 - 5QU CoRE ¦ 3QU LoRE | Non-Red Flag Warning - Small Fires | 2044 | 5.5608e-06 | 2.7804e-06 | 7.1496e-06 | 0.095486 | 0.044306 | 0.0019228 | 0.049257 | 0 | 0 | 0 | 0.0046321 |  | 5.3097e-07 | 0 | 5.3097e-07 | 2.6549e-07 | 0 | 2.6549e-07 | 6.8268e-07 | 0 | 6.8268e-07 | [16 empty] | 7.3.1.3 Ignition probability mapping showing the probability of ignition along the electric lines and equipmentWLDFRAggregatedAggregated | WLDFR | HFTD - Distribution - Tier 2 - 5QU CoRE ¦ 4QU LoRE | Non-Red Flag Warning - Catastrophic Fires | Aggregated | Aggregated | 2051 | 8.9203e-08 | 0 | 375.6459 | 3.3509e-05 | 2051 | Mitigation | 0.08575 | 30 | 0 | esc | 0 | 0 | 0 | 0 | 0.0015435 | 1.3768e-10
[79 empty] | WLDFR | HFTD - Distribution - Tier 2 - 5QU CoRE ¦ 3QU LoRE | Non-Red Flag Warning - Small Fires | 2045 | 5.5608e-06 | 2.7804e-06 | 7.1496e-06 | 0.095486 | 0.044306 | 0.0019228 | 0.049257 | 0 | 0 | 0 | 0.0046321 |  | 5.3097e-07 | 0 | 5.3097e-07 | 2.6549e-07 | 0 | 2.6549e-07 | 6.8268e-07 | 0 | 6.8268e-07 | [16 empty] | 7.3.1.3 Ignition probability mapping showing the probability of ignition along the electric lines and equipmentWLDFRAggregatedAggregated | WLDFR | HFTD - Distribution - Tier 2 - 5QU CoRE ¦ 4QU LoRE | Non-Red Flag Warning - Destructive Fires | Aggregated | Aggregated | 2021 | 9.8913e-08 | 0 | 375.6459 | 3.7156e-05 | 2021 | Mitigation | 0.08575 | 30 | 0 | esc | 0.0012005 | 1.1874e-10 | 0.00060025 | 5.9372e-11 | 0 | 0
[79 empty] | WLDFR | HFTD - Distribution - Tier 2 - 5QU CoRE ¦ 3QU LoRE | Non-Red Flag Warning - Small Fires | 2046 | 5.5608e-06 | 2.7804e-06 | 7.1496e-06 | 0.095486 | 0.044306 | 0.0019228 | 0.049257 | 0 | 0 | 0 | 0.0046321 |  | 5.3097e-07 | 0 | 5.3097e-07 | 2.6549e-07 | 0 | 2.6549e-07 | 6.8268e-07 | 0 | 6.8268e-07 | [16 empty] | 7.3.1.3 Ignition probability mapping showing the probability of ignition along the electric lines and equipmentWLDFRAggregatedAggregated | WLDFR | HFTD - Distribution - Tier 2 - 5QU CoRE ¦ 4QU LoRE | Non-Red Flag Warning - Destructive Fires | Aggregated | Aggregated | 2022 | 9.8913e-08 | 0 | 375.6459 | 3.7156e-05 | 2022 | Mitigation | 0.08575 | 30 | 0 | esc | 0.0012005 | 1.1874e-10 | 0.00060025 | 5.9372e-11 | 0.0015435 | 1.5267e-10
[79 empty] | WLDFR | HFTD - Distribution - Tier 2 - 5QU CoRE ¦ 3QU LoRE | Non-Red Flag Warning - Small Fires | 2047 | 5.5608e-06 | 2.7804e-06 | 7.1496e-06 | 0.095486 | 0.044306 | 0.0019228 | 0.049257 | 0 | 0 | 0 | 0.0046321 |  | 5.3097e-07 | 0 | 5.3097e-07 | 2.6549e-07 | 0 | 2.6549e-07 | 6.8268e-07 | 0 | 6.8268e-07 | [16 empty] | 7.3.1.3 Ignition probability mapping showing the probability of ignition along the electric lines and equipmentWLDFRAggregatedAggregated | WLDFR | HFTD - Distribution - Tier 2 - 5QU CoRE ¦ 4QU LoRE | Non-Red Flag Warning - Destructive Fires | Aggregated | Aggregated | 2023 | 9.8913e-08 | 0 | 375.6459 | 3.7156e-05 | 2023 | Mitigation | 0.08575 | 30 | 0 | esc | 0.0012005 | 1.1874e-10 | 0.00060025 | 5.9372e-11 | 0.0015435 | 1.5267e-10
[79 empty] | WLDFR | HFTD - Distribution - Tier 2 - 5QU CoRE ¦ 3QU LoRE | Non-Red Flag Warning - Small Fires | 2048 | 5.5608e-06 | 2.7804e-06 | 7.1496e-06 | 0.10007 | 0.04626 | 0.0020076 | 0.051804 | 0 | 0 | 0 | 0.0046321 |  | 5.5648e-07 | 0 | 5.5648e-07 | 2.7824e-07 | 0 | 2.7824e-07 | 7.1547e-07 | 0 | 7.1547e-07 | [16 empty] | 7.3.1.3 Ignition probability mapping showing the probability of ignition along the electric lines and equipmentWLDFRAggregatedAggregated | WLDFR | HFTD - Distribution - Tier 2 - 5QU CoRE ¦ 4QU LoRE | Non-Red Flag Warning - Destructive Fires | Aggregated | Aggregated | 2024 | 9.8913e-08 | 0 | 375.6459 | 3.7156e-05 | 2024 | Mitigation | 0.08575 | 30 | 0 | esc | 0.0012005 | 1.1874e-10 | 0.00060025 | 5.9372e-11 | 0.0015435 | 1.5267e-10
[79 empty] | WLDFR | HFTD - Distribution - Tier 2 - 5QU CoRE ¦ 3QU LoRE | Non-Red Flag Warning - Small Fires | 2049 | 5.5608e-06 | 2.7804e-06 | 7.1496e-06 | 0.10007 | 0.04626 | 0.0020076 | 0.051804 | 0 | 0 | 0 | 0.0046321 |  | 5.5648e-07 | 0 | 5.5648e-07 | 2.7824e-07 | 0 | 2.7824e-07 | 7.1547e-07 | 0 | 7.1547e-07 | [16 empty] | 7.3.1.3 Ignition probability mapping showing the probability of ignition along the electric lines and equipmentWLDFRAggregatedAggregated | WLDFR | HFTD - Distribution - Tier 2 - 5QU CoRE ¦ 4QU LoRE | Non-Red Flag Warning - Destructive Fires | Aggregated | Aggregated | 2025 | 9.8913e-08 | 0 | 375.6459 | 3.7156e-05 | 2025 | Mitigation | 0.08575 | 30 | 0 | esc | 0.0012005 | 1.1874e-10 | 0.00060025 | 5.9372e-11 | 0.0015435 | 1.5267e-10
[79 empty] | WLDFR | HFTD - Distribution - Tier 2 - 5QU CoRE ¦ 3QU LoRE | Non-Red Flag Warning - Small Fires | 2050 | 0 | 2.7804e-06 | 7.1496e-06 | 0.10007 | 0.04626 | 0.0020076 | 0.051804 | 0 | 0 | 0 | 0.0046321 |  | 0 | 0 | 0 | 2.7824e-07 | 0 | 2.7824e-07 | 7.1547e-07 | 0 | 7.1547e-07 | [16 empty] | 7.3.1.3 Ignition probability mapping showing the probability of ignition along the electric lines and equipmentWLDFRAggregatedAggregated | WLDFR | HFTD - Distribution - Tier 2 - 5QU CoRE ¦ 4QU LoRE | Non-Red Flag Warning - Destructive Fires | Aggregated | Aggregated | 2026 | 9.8913e-08 | 0 | 375.6459 | 3.7156e-05 | 2026 | Mitigation | 0.08575 | 30 | 0 | esc | 0.0012005 | 1.1874e-10 | 0.00060025 | 5.9372e-11 | 0.0015435 | 1.5267e-10
[79 empty] | WLDFR | HFTD - Distribution - Tier 2 - 5QU CoRE ¦ 3QU LoRE | Non-Red Flag Warning - Small Fires | 2051 | 0 | 0 | 7.1496e-06 | 0.10007 | 0.04626 | 0.0020076 | 0.051804 | 0 | 0 | 0 | 0.0046321 |  | 0 | 0 | 0 | 0 | 0 | 0 | 7.1547e-07 | 0 | 7.1547e-07 | [16 empty] | 7.3.1.3 Ignition probability mapping showing the probability of ignition along the electric lines and equipmentWLDFRAggregatedAggregated | WLDFR | HFTD - Distribution - Tier 2 - 5QU CoRE ¦ 4QU LoRE | Non-Red Flag Warning - Destructive Fires | Aggregated | Aggregated | 2027 | 9.8913e-08 | 0 | 375.6459 | 3.7156e-05 | 2027 | Mitigation | 0.08575 | 30 | 0 | esc | 0.0012005 | 1.1874e-10 | 0.00060025 | 5.9372e-11 | 0.0015435 | 1.5267e-10
[79 empty] | WLDFR | HFTD - Distribution - Tier 2 - 5QU CoRE ¦ 3QU LoRE | Red Flag Warning - Catastrophic Fires | 2020 | 1.8288e-09 | 0 | 0 | 14146.1306 | 222.2294 | 8585.7228 | 5338.1784 | 0 | 0 | 0 | 1.5233e-06 |  | 2.587e-05 | 0 | 2.587e-05 | 0 | 0 | 0 | 0 | 0 | 0 | [16 empty] | 7.3.1.3 Ignition probability mapping showing the probability of ignition along the electric lines and equipmentWLDFRAggregatedAggregated | WLDFR | HFTD - Distribution - Tier 2 - 5QU CoRE ¦ 4QU LoRE | Non-Red Flag Warning - Destructive Fires | Aggregated | Aggregated | 2028 | 9.8913e-08 | 0 | 375.6459 | 3.7156e-05 | 2028 | Mitigation | 0.08575 | 30 | 0 | esc | 0.0012005 | 1.1874e-10 | 0.00060025 | 5.9372e-11 | 0.0015435 | 1.5267e-10
[79 empty] | WLDFR | HFTD - Distribution - Tier 2 - 5QU CoRE ¦ 3QU LoRE | Red Flag Warning - Catastrophic Fires | 2021 | 1.8288e-09 | 9.1438e-10 | 0 | 14146.1306 | 222.2294 | 8585.7228 | 5338.1784 | 0 | 0 | 0 | 1.5233e-06 |  | 2.587e-05 | 0 | 2.587e-05 | 1.2935e-05 | 0 | 1.2935e-05 | 0 | 0 | 0 | [16 empty] | 7.3.1.3 Ignition probability mapping showing the probability of ignition along the electric lines and equipmentWLDFRAggregatedAggregated | WLDFR | HFTD - Distribution - Tier 2 - 5QU CoRE ¦ 4QU LoRE | Non-Red Flag Warning - Destructive Fires | Aggregated | Aggregated | 2029 | 9.8913e-08 | 0 | 375.6459 | 3.7156e-05 | 2029 | Mitigation | 0.08575 | 30 | 0 | esc | 0.0012005 | 1.1874e-10 | 0.00060025 | 5.9372e-11 | 0.0015435 | 1.5267e-10
[79 empty] | WLDFR | HFTD - Distribution - Tier 2 - 5QU CoRE ¦ 3QU LoRE | Red Flag Warning - Catastrophic Fires | 2022 | 1.8288e-09 | 9.1438e-10 | 2.3513e-09 | 14146.1306 | 222.2294 | 8585.7228 | 5338.1784 | 0 | 0 | 0 | 1.5233e-06 |  | 2.587e-05 | 0 | 2.587e-05 | 1.2935e-05 | 0 | 1.2935e-05 | 3.3261e-05 | 0 | 3.3261e-05 | [16 empty] | 7.3.1.3 Ignition probability mapping showing the probability of ignition along the electric lines and equipmentWLDFRAggregatedAggregated | WLDFR | HFTD - Distribution - Tier 2 - 5QU CoRE ¦ 4QU LoRE | Non-Red Flag Warning - Destructive Fires | Aggregated | Aggregated | 2030 | 9.8913e-08 | 0 | 375.6459 | 3.7156e-05 | 2030 | Mitigation | 0.08575 | 30 | 0 | esc | 0.0012005 | 1.1874e-10 | 0.00060025 | 5.9372e-11 | 0.0015435 | 1.5267e-10
[79 empty] | WLDFR | HFTD - Distribution - Tier 2 - 5QU CoRE ¦ 3QU LoRE | Red Flag Warning - Catastrophic Fires | 2023 | 1.8288e-09 | 9.1438e-10 | 2.3513e-09 | 14664.6376 | 233.2301 | 8896.516 | 5534.8915 | 0 | 0 | 0 | 1.5233e-06 |  | 2.6818e-05 | 0 | 2.6818e-05 | 1.3409e-05 | 0 | 1.3409e-05 | 3.448e-05 | 0 | 3.448e-05 | [16 empty] | 7.3.1.3 Ignition probability mapping showing the probability of ignition along the electric lines and equipmentWLDFRAggregatedAggregated | WLDFR | HFTD - Distribution - Tier 2 - 5QU CoRE ¦ 4QU LoRE | Non-Red Flag Warning - Destructive Fires | Aggregated | Aggregated | 2031 | 9.8913e-08 | 0 | 375.6459 | 3.7156e-05 | 2031 | Mitigation | 0.08575 | 30 | 0 | esc | 0.0012005 | 1.1874e-10 | 0.00060025 | 5.9372e-11 | 0.0015435 | 1.5267e-10
[79 empty] | WLDFR | HFTD - Distribution - Tier 2 - 5QU CoRE ¦ 3QU LoRE | Red Flag Warning - Catastrophic Fires | 2024 | 1.8288e-09 | 9.1438e-10 | 2.3513e-09 | 14664.6376 | 233.2301 | 8896.516 | 5534.8915 | 0 | 0 | 0 | 1.5233e-06 |  | 2.6818e-05 | 0 | 2.6818e-05 | 1.3409e-05 | 0 | 1.3409e-05 | 3.448e-05 | 0 | 3.448e-05 | [16 empty] | 7.3.1.3 Ignition probability mapping showing the probability of ignition along the electric lines and equipmentWLDFRAggregatedAggregated | WLDFR | HFTD - Distribution - Tier 2 - 5QU CoRE ¦ 4QU LoRE | Non-Red Flag Warning - Destructive Fires | Aggregated | Aggregated | 2032 | 9.8913e-08 | 0 | 375.6459 | 3.7156e-05 | 2032 | Mitigation | 0.08575 | 30 | 0 | esc | 0.0012005 | 1.1874e-10 | 0.00060025 | 5.9372e-11 | 0.0015435 | 1.5267e-10
[79 empty] | WLDFR | HFTD - Distribution - Tier 2 - 5QU CoRE ¦ 3QU LoRE | Red Flag Warning - Catastrophic Fires | 2025 | 1.8288e-09 | 9.1438e-10 | 2.3513e-09 | 14664.6376 | 233.2301 | 8896.516 | 5534.8915 | 0 | 0 | 0 | 1.5233e-06 |  | 2.6818e-05 | 0 | 2.6818e-05 | 1.3409e-05 | 0 | 1.3409e-05 | 3.448e-05 | 0 | 3.448e-05 | [16 empty] | 7.3.1.3 Ignition probability mapping showing the probability of ignition along the electric lines and equipmentWLDFRAggregatedAggregated | WLDFR | HFTD - Distribution - Tier 2 - 5QU CoRE ¦ 4QU LoRE | Non-Red Flag Warning - Destructive Fires | Aggregated | Aggregated | 2033 | 9.8913e-08 | 0 | 375.6459 | 3.7156e-05 | 2033 | Mitigation | 0.08575 | 30 | 0 | esc | 0.0012005 | 1.1874e-10 | 0.00060025 | 5.9372e-11 | 0.0015435 | 1.5267e-10
[79 empty] | WLDFR | HFTD - Distribution - Tier 2 - 5QU CoRE ¦ 3QU LoRE | Red Flag Warning - Catastrophic Fires | 2026 | 1.8288e-09 | 9.1438e-10 | 2.3513e-09 | 14664.6376 | 233.2301 | 8896.516 | 5534.8915 | 0 | 0 | 0 | 1.5233e-06 |  | 2.6818e-05 | 0 | 2.6818e-05 | 1.3409e-05 | 0 | 1.3409e-05 | 3.448e-05 | 0 | 3.448e-05 | [16 empty] | 7.3.1.3 Ignition probability mapping showing the probability of ignition along the electric lines and equipmentWLDFRAggregatedAggregated | WLDFR | HFTD - Distribution - Tier 2 - 5QU CoRE ¦ 4QU LoRE | Non-Red Flag Warning - Destructive Fires | Aggregated | Aggregated | 2034 | 9.8913e-08 | 0 | 375.6459 | 3.7156e-05 | 2034 | Mitigation | 0.08575 | 30 | 0 | esc | 0.0012005 | 1.1874e-10 | 0.00060025 | 5.9372e-11 | 0.0015435 | 1.5267e-10
[79 empty] | WLDFR | HFTD - Distribution - Tier 2 - 5QU CoRE ¦ 3QU LoRE | Red Flag Warning - Catastrophic Fires | 2027 | 1.8288e-09 | 9.1438e-10 | 2.3513e-09 | 14664.6376 | 233.2301 | 8896.516 | 5534.8915 | 0 | 0 | 0 | 1.5233e-06 |  | 2.6818e-05 | 0 | 2.6818e-05 | 1.3409e-05 | 0 | 1.3409e-05 | 3.448e-05 | 0 | 3.448e-05 | [16 empty] | 7.3.1.3 Ignition probability mapping showing the probability of ignition along the electric lines and equipmentWLDFRAggregatedAggregated | WLDFR | HFTD - Distribution - Tier 2 - 5QU CoRE ¦ 4QU LoRE | Non-Red Flag Warning - Destructive Fires | Aggregated | Aggregated | 2035 | 9.8913e-08 | 0 | 375.6459 | 3.7156e-05 | 2035 | Mitigation | 0.08575 | 30 | 0 | esc | 0.0012005 | 1.1874e-10 | 0.00060025 | 5.9372e-11 | 0.0015435 | 1.5267e-10
[79 empty] | WLDFR | HFTD - Distribution - Tier 2 - 5QU CoRE ¦ 3QU LoRE | Red Flag Warning - Catastrophic Fires | 2028 | 1.8288e-09 | 9.1438e-10 | 2.3513e-09 | 15317.9909 | 247.273 | 9287.6491 | 5783.0689 | 0 | 0 | 0 | 1.5233e-06 |  | 2.8013e-05 | 0 | 2.8013e-05 | 1.4006e-05 | 0 | 1.4006e-05 | 3.6017e-05 | 0 | 3.6017e-05 | [16 empty] | 7.3.1.3 Ignition probability mapping showing the probability of ignition along the electric lines and equipmentWLDFRAggregatedAggregated | WLDFR | HFTD - Distribution - Tier 2 - 5QU CoRE ¦ 4QU LoRE | Non-Red Flag Warning - Destructive Fires | Aggregated | Aggregated | 2036 | 9.8913e-08 | 0 | 375.6459 | 3.7156e-05 | 2036 | Mitigation | 0.08575 | 30 | 0 | esc | 0.0012005 | 1.1874e-10 | 0.00060025 | 5.9372e-11 | 0.0015435 | 1.5267e-10
[79 empty] | WLDFR | HFTD - Distribution - Tier 2 - 5QU CoRE ¦ 3QU LoRE | Red Flag Warning - Catastrophic Fires | 2029 | 1.8288e-09 | 9.1438e-10 | 2.3513e-09 | 15317.9909 | 247.273 | 9287.6491 | 5783.0689 | 0 | 0 | 0 | 1.5233e-06 |  | 2.8013e-05 | 0 | 2.8013e-05 | 1.4006e-05 | 0 | 1.4006e-05 | 3.6017e-05 | 0 | 3.6017e-05 | [16 empty] | 7.3.1.3 Ignition probability mapping showing the probability of ignition along the electric lines and equipmentWLDFRAggregatedAggregated | WLDFR | HFTD - Distribution - Tier 2 - 5QU CoRE ¦ 4QU LoRE | Non-Red Flag Warning - Destructive Fires | Aggregated | Aggregated | 2037 | 9.8913e-08 | 0 | 375.6459 | 3.7156e-05 | 2037 | Mitigation | 0.08575 | 30 | 0 | esc | 0.0012005 | 1.1874e-10 | 0.00060025 | 5.9372e-11 | 0.0015435 | 1.5267e-10
[79 empty] | WLDFR | HFTD - Distribution - Tier 2 - 5QU CoRE ¦ 3QU LoRE | Red Flag Warning - Catastrophic Fires | 2030 | 1.8288e-09 | 9.1438e-10 | 2.3513e-09 | 15317.9909 | 247.273 | 9287.6491 | 5783.0689 | 0 | 0 | 0 | 1.5233e-06 |  | 2.8013e-05 | 0 | 2.8013e-05 | 1.4006e-05 | 0 | 1.4006e-05 | 3.6017e-05 | 0 | 3.6017e-05 | [16 empty] | 7.3.1.3 Ignition probability mapping showing the probability of ignition along the electric lines and equipmentWLDFRAggregatedAggregated | WLDFR | HFTD - Distribution - Tier 2 - 5QU CoRE ¦ 4QU LoRE | Non-Red Flag Warning - Destructive Fires | Aggregated | Aggregated | 2038 | 9.8913e-08 | 0 | 375.6459 | 3.7156e-05 | 2038 | Mitigation | 0.08575 | 30 | 0 | esc | 0.0012005 | 1.1874e-10 | 0.00060025 | 5.9372e-11 | 0.0015435 | 1.5267e-10
[79 empty] | WLDFR | HFTD - Distribution - Tier 2 - 5QU CoRE ¦ 3QU LoRE | Red Flag Warning - Catastrophic Fires | 2031 | 1.8288e-09 | 9.1438e-10 | 2.3513e-09 | 15317.9909 | 247.273 | 9287.6491 | 5783.0689 | 0 | 0 | 0 | 1.5233e-06 |  | 2.8013e-05 | 0 | 2.8013e-05 | 1.4006e-05 | 0 | 1.4006e-05 | 3.6017e-05 | 0 | 3.6017e-05 | [16 empty] | 7.3.1.3 Ignition probability mapping showing the probability of ignition along the electric lines and equipmentWLDFRAggregatedAggregated | WLDFR | HFTD - Distribution - Tier 2 - 5QU CoRE ¦ 4QU LoRE | Non-Red Flag Warning - Destructive Fires | Aggregated | Aggregated | 2039 | 9.8913e-08 | 0 | 375.6459 | 3.7156e-05 | 2039 | Mitigation | 0.08575 | 30 | 0 | esc | 0.0012005 | 1.1874e-10 | 0.00060025 | 5.9372e-11 | 0.0015435 | 1.5267e-10
[79 empty] | WLDFR | HFTD - Distribution - Tier 2 - 5QU CoRE ¦ 3QU LoRE | Red Flag Warning - Catastrophic Fires | 2032 | 1.8288e-09 | 9.1438e-10 | 2.3513e-09 | 15317.9909 | 247.273 | 9287.6491 | 5783.0689 | 0 | 0 | 0 | 1.5233e-06 |  | 2.8013e-05 | 0 | 2.8013e-05 | 1.4006e-05 | 0 | 1.4006e-05 | 3.6017e-05 | 0 | 3.6017e-05 | [16 empty] | 7.3.1.3 Ignition probability mapping showing the probability of ignition along the electric lines and equipmentWLDFRAggregatedAggregated | WLDFR | HFTD - Distribution - Tier 2 - 5QU CoRE ¦ 4QU LoRE | Non-Red Flag Warning - Destructive Fires | Aggregated | Aggregated | 2040 | 9.8913e-08 | 0 | 375.6459 | 3.7156e-05 | 2040 | Mitigation | 0.08575 | 30 | 0 | esc | 0.0012005 | 1.1874e-10 | 0.00060025 | 5.9372e-11 | 0.0015435 | 1.5267e-10
[79 empty] | WLDFR | HFTD - Distribution - Tier 2 - 5QU CoRE ¦ 3QU LoRE | Red Flag Warning - Catastrophic Fires | 2033 | 1.8288e-09 | 9.1438e-10 | 2.3513e-09 | 16044.1264 | 263.1074 | 9721.74 | 6059.2791 | 0 | 0 | 0 | 1.5233e-06 |  | 2.9341e-05 | 0 | 2.9341e-05 | 1.467e-05 | 0 | 1.467e-05 | 3.7724e-05 | 0 | 3.7724e-05 | [16 empty] | 7.3.1.3 Ignition probability mapping showing the probability of ignition along the electric lines and equipmentWLDFRAggregatedAggregated | WLDFR | HFTD - Distribution - Tier 2 - 5QU CoRE ¦ 4QU LoRE | Non-Red Flag Warning - Destructive Fires | Aggregated | Aggregated | 2041 | 9.8913e-08 | 0 | 375.6459 | 3.7156e-05 | 2041 | Mitigation | 0.08575 | 30 | 0 | esc | 0.0012005 | 1.1874e-10 | 0.00060025 | 5.9372e-11 | 0.0015435 | 1.5267e-10
[79 empty] | WLDFR | HFTD - Distribution - Tier 2 - 5QU CoRE ¦ 3QU LoRE | Red Flag Warning - Catastrophic Fires | 2034 | 1.8288e-09 | 9.1438e-10 | 2.3513e-09 | 16044.1264 | 263.1074 | 9721.74 | 6059.2791 | 0 | 0 | 0 | 1.5233e-06 |  | 2.9341e-05 | 0 | 2.9341e-05 | 1.467e-05 | 0 | 1.467e-05 | 3.7724e-05 | 0 | 3.7724e-05 | [16 empty] | 7.3.1.3 Ignition probability mapping showing the probability of ignition along the electric lines and equipmentWLDFRAggregatedAggregated | WLDFR | HFTD - Distribution - Tier 2 - 5QU CoRE ¦ 4QU LoRE | Non-Red Flag Warning - Destructive Fires | Aggregated | Aggregated | 2042 | 9.8913e-08 | 0 | 375.6459 | 3.7156e-05 | 2042 | Mitigation | 0.08575 | 30 | 0 | esc | 0.0012005 | 1.1874e-10 | 0.00060025 | 5.9372e-11 | 0.0015435 | 1.5267e-10
[79 empty] | WLDFR | HFTD - Distribution - Tier 2 - 5QU CoRE ¦ 3QU LoRE | Red Flag Warning - Catastrophic Fires | 2035 | 1.8288e-09 | 9.1438e-10 | 2.3513e-09 | 16044.1264 | 263.1074 | 9721.74 | 6059.2791 | 0 | 0 | 0 | 1.5233e-06 |  | 2.9341e-05 | 0 | 2.9341e-05 | 1.467e-05 | 0 | 1.467e-05 | 3.7724e-05 | 0 | 3.7724e-05 | [16 empty] | 7.3.1.3 Ignition probability mapping showing the probability of ignition along the electric lines and equipmentWLDFRAggregatedAggregated | WLDFR | HFTD - Distribution - Tier 2 - 5QU CoRE ¦ 4QU LoRE | Non-Red Flag Warning - Destructive Fires | Aggregated | Aggregated | 2043 | 9.8913e-08 | 0 | 375.6459 | 3.7156e-05 | 2043 | Mitigation | 0.08575 | 30 | 0 | esc | 0.0012005 | 1.1874e-10 | 0.00060025 | 5.9372e-11 | 0.0015435 | 1.5267e-10
[79 empty] | WLDFR | HFTD - Distribution - Tier 2 - 5QU CoRE ¦ 3QU LoRE | Red Flag Warning - Catastrophic Fires | 2036 | 1.8288e-09 | 9.1438e-10 | 2.3513e-09 | 16044.1264 | 263.1074 | 9721.74 | 6059.2791 | 0 | 0 | 0 | 1.5233e-06 |  | 2.9341e-05 | 0 | 2.9341e-05 | 1.467e-05 | 0 | 1.467e-05 | 3.7724e-05 | 0 | 3.7724e-05 | [16 empty] | 7.3.1.3 Ignition probability mapping showing the probability of ignition along the electric lines and equipmentWLDFRAggregatedAggregated | WLDFR | HFTD - Distribution - Tier 2 - 5QU CoRE ¦ 4QU LoRE | Non-Red Flag Warning - Destructive Fires | Aggregated | Aggregated | 2044 | 9.8913e-08 | 0 | 375.6459 | 3.7156e-05 | 2044 | Mitigation | 0.08575 | 30 | 0 | esc | 0.0012005 | 1.1874e-10 | 0.00060025 | 5.9372e-11 | 0.0015435 | 1.5267e-10
[79 empty] | WLDFR | HFTD - Distribution - Tier 2 - 5QU CoRE ¦ 3QU LoRE | Red Flag Warning - Catastrophic Fires | 2037 | 1.8288e-09 | 9.1438e-10 | 2.3513e-09 | 16044.1264 | 263.1074 | 9721.74 | 6059.2791 | 0 | 0 | 0 | 1.5233e-06 |  | 2.9341e-05 | 0 | 2.9341e-05 | 1.467e-05 | 0 | 1.467e-05 | 3.7724e-05 | 0 | 3.7724e-05 | [16 empty] | 7.3.1.3 Ignition probability mapping showing the probability of ignition along the electric lines and equipmentWLDFRAggregatedAggregated | WLDFR | HFTD - Distribution - Tier 2 - 5QU CoRE ¦ 4QU LoRE | Non-Red Flag Warning - Destructive Fires | Aggregated | Aggregated | 2045 | 9.8913e-08 | 0 | 375.6459 | 3.7156e-05 | 2045 | Mitigation | 0.08575 | 30 | 0 | esc | 0.0012005 | 1.1874e-10 | 0.00060025 | 5.9372e-11 | 0.0015435 | 1.5267e-10
[79 empty] | WLDFR | HFTD - Distribution - Tier 2 - 5QU CoRE ¦ 3QU LoRE | Red Flag Warning - Catastrophic Fires | 2038 | 1.8288e-09 | 9.1438e-10 | 2.3513e-09 | 16832.3912 | 280.5544 | 10192.2718 | 6359.5651 | 0 | 0 | 0 | 1.5233e-06 |  | 3.0782e-05 | 0 | 3.0782e-05 | 1.5391e-05 | 0 | 1.5391e-05 | 3.9577e-05 | 0 | 3.9577e-05 | [16 empty] | 7.3.1.3 Ignition probability mapping showing the probability of ignition along the electric lines and equipmentWLDFRAggregatedAggregated | WLDFR | HFTD - Distribution - Tier 2 - 5QU CoRE ¦ 4QU LoRE | Non-Red Flag Warning - Destructive Fires | Aggregated | Aggregated | 2046 | 9.8913e-08 | 0 | 375.6459 | 3.7156e-05 | 2046 | Mitigation | 0.08575 | 30 | 0 | esc | 0.0012005 | 1.1874e-10 | 0.00060025 | 5.9372e-11 | 0.0015435 | 1.5267e-10
[79 empty] | WLDFR | HFTD - Distribution - Tier 2 - 5QU CoRE ¦ 3QU LoRE | Red Flag Warning - Catastrophic Fires | 2039 | 1.8288e-09 | 9.1438e-10 | 2.3513e-09 | 16832.3912 | 280.5544 | 10192.2718 | 6359.5651 | 0 | 0 | 0 | 1.5233e-06 |  | 3.0782e-05 | 0 | 3.0782e-05 | 1.5391e-05 | 0 | 1.5391e-05 | 3.9577e-05 | 0 | 3.9577e-05 | [16 empty] | 7.3.1.3 Ignition probability mapping showing the probability of ignition along the electric lines and equipmentWLDFRAggregatedAggregated | WLDFR | HFTD - Distribution - Tier 2 - 5QU CoRE ¦ 4QU LoRE | Non-Red Flag Warning - Destructive Fires | Aggregated | Aggregated | 2047 | 9.8913e-08 | 0 | 375.6459 | 3.7156e-05 | 2047 | Mitigation | 0.08575 | 30 | 0 | esc | 0.0012005 | 1.1874e-10 | 0.00060025 | 5.9372e-11 | 0.0015435 | 1.5267e-10
[79 empty] | WLDFR | HFTD - Distribution - Tier 2 - 5QU CoRE ¦ 3QU LoRE | Red Flag Warning - Catastrophic Fires | 2040 | 1.8288e-09 | 9.1438e-10 | 2.3513e-09 | 16832.3912 | 280.5544 | 10192.2718 | 6359.5651 | 0 | 0 | 0 | 1.5233e-06 |  | 3.0782e-05 | 0 | 3.0782e-05 | 1.5391e-05 | 0 | 1.5391e-05 | 3.9577e-05 | 0 | 3.9577e-05 | [16 empty] | 7.3.1.3 Ignition probability mapping showing the probability of ignition along the electric lines and equipmentWLDFRAggregatedAggregated | WLDFR | HFTD - Distribution - Tier 2 - 5QU CoRE ¦ 4QU LoRE | Non-Red Flag Warning - Destructive Fires | Aggregated | Aggregated | 2048 | 9.8913e-08 | 0 | 375.6459 | 3.7156e-05 | 2048 | Mitigation | 0.08575 | 30 | 0 | esc | 0.0012005 | 1.1874e-10 | 0.00060025 | 5.9372e-11 | 0.0015435 | 1.5267e-10
[79 empty] | WLDFR | HFTD - Distribution - Tier 2 - 5QU CoRE ¦ 3QU LoRE | Red Flag Warning - Catastrophic Fires | 2041 | 1.8288e-09 | 9.1438e-10 | 2.3513e-09 | 16832.3912 | 280.5544 | 10192.2718 | 6359.5651 | 0 | 0 | 0 | 1.5233e-06 |  | 3.0782e-05 | 0 | 3.0782e-05 | 1.5391e-05 | 0 | 1.5391e-05 | 3.9577e-05 | 0 | 3.9577e-05 | [16 empty] | 7.3.1.3 Ignition probability mapping showing the probability of ignition along the electric lines and equipmentWLDFRAggregatedAggregated | WLDFR | HFTD - Distribution - Tier 2 - 5QU CoRE ¦ 4QU LoRE | Non-Red Flag Warning - Destructive Fires | Aggregated | Aggregated | 2049 | 9.8913e-08 | 0 | 375.6459 | 3.7156e-05 | 2049 | Mitigation | 0.08575 | 30 | 0 | esc | 0.0012005 | 1.1874e-10 | 0.00060025 | 5.9372e-11 | 0.0015435 | 1.5267e-10
[79 empty] | WLDFR | HFTD - Distribution - Tier 2 - 5QU CoRE ¦ 3QU LoRE | Red Flag Warning - Catastrophic Fires | 2042 | 1.8288e-09 | 9.1438e-10 | 2.3513e-09 | 16832.3912 | 280.5544 | 10192.2718 | 6359.5651 | 0 | 0 | 0 | 1.5233e-06 |  | 3.0782e-05 | 0 | 3.0782e-05 | 1.5391e-05 | 0 | 1.5391e-05 | 3.9577e-05 | 0 | 3.9577e-05 | [16 empty] | 7.3.1.3 Ignition probability mapping showing the probability of ignition along the electric lines and equipmentWLDFRAggregatedAggregated | WLDFR | HFTD - Distribution - Tier 2 - 5QU CoRE ¦ 4QU LoRE | Non-Red Flag Warning - Destructive Fires | Aggregated | Aggregated | 2050 | 9.8913e-08 | 0 | 375.6459 | 3.7156e-05 | 2050 | Mitigation | 0.08575 | 30 | 0 | esc | 0 | 0 | 0.00060025 | 5.9372e-11 | 0.0015435 | 1.5267e-10
[79 empty] | WLDFR | HFTD - Distribution - Tier 2 - 5QU CoRE ¦ 3QU LoRE | Red Flag Warning - Catastrophic Fires | 2043 | 1.8288e-09 | 9.1438e-10 | 2.3513e-09 | 17672.0852 | 299.42 | 10692.7362 | 6679.929 | 0 | 0 | 0 | 1.5233e-06 |  | 3.2318e-05 | 0 | 3.2318e-05 | 1.6159e-05 | 0 | 1.6159e-05 | 4.1552e-05 | 0 | 4.1552e-05 | [16 empty] | 7.3.1.3 Ignition probability mapping showing the probability of ignition along the electric lines and equipmentWLDFRAggregatedAggregated | WLDFR | HFTD - Distribution - Tier 2 - 5QU CoRE ¦ 4QU LoRE | Non-Red Flag Warning - Destructive Fires | Aggregated | Aggregated | 2051 | 9.8913e-08 | 0 | 375.6459 | 3.7156e-05 | 2051 | Mitigation | 0.08575 | 30 | 0 | esc | 0 | 0 | 0 | 0 | 0.0015435 | 1.5267e-10
[79 empty] | WLDFR | HFTD - Distribution - Tier 2 - 5QU CoRE ¦ 3QU LoRE | Red Flag Warning - Catastrophic Fires | 2044 | 1.8288e-09 | 9.1438e-10 | 2.3513e-09 | 17672.0852 | 299.42 | 10692.7362 | 6679.929 | 0 | 0 | 0 | 1.5233e-06 |  | 3.2318e-05 | 0 | 3.2318e-05 | 1.6159e-05 | 0 | 1.6159e-05 | 4.1552e-05 | 0 | 4.1552e-05 | [16 empty] | 7.3.1.3 Ignition probability mapping showing the probability of ignition along the electric lines and equipmentWLDFRAggregatedAggregated | WLDFR | HFTD - Distribution - Tier 2 - 5QU CoRE ¦ 4QU LoRE | Non-Red Flag Warning - Large Fires | Aggregated | Aggregated | 2021 | 1.0702e-05 | 0 | 375.6459 | 0.0040203 | 2021 | Mitigation | 0.08575 | 30 | 0 | esc | 0.0012005 | 1.2848e-08 | 0.00060025 | 6.4241e-09 | 0 | 0
[79 empty] | WLDFR | HFTD - Distribution - Tier 2 - 5QU CoRE ¦ 3QU LoRE | Red Flag Warning - Catastrophic Fires | 2045 | 1.8288e-09 | 9.1438e-10 | 2.3513e-09 | 17672.0852 | 299.42 | 10692.7362 | 6679.929 | 0 | 0 | 0 | 1.5233e-06 |  | 3.2318e-05 | 0 | 3.2318e-05 | 1.6159e-05 | 0 | 1.6159e-05 | 4.1552e-05 | 0 | 4.1552e-05 | [16 empty] | 7.3.1.3 Ignition probability mapping showing the probability of ignition along the electric lines and equipmentWLDFRAggregatedAggregated | WLDFR | HFTD - Distribution - Tier 2 - 5QU CoRE ¦ 4QU LoRE | Non-Red Flag Warning - Large Fires | Aggregated | Aggregated | 2022 | 1.0702e-05 | 0 | 375.6459 | 0.0040203 | 2022 | Mitigation | 0.08575 | 30 | 0 | esc | 0.0012005 | 1.2848e-08 | 0.00060025 | 6.4241e-09 | 0.0015435 | 1.6519e-08
[79 empty] | WLDFR | HFTD - Distribution - Tier 2 - 5QU CoRE ¦ 3QU LoRE | Red Flag Warning - Catastrophic Fires | 2046 | 1.8288e-09 | 9.1438e-10 | 2.3513e-09 | 17672.0852 | 299.42 | 10692.7362 | 6679.929 | 0 | 0 | 0 | 1.5233e-06 |  | 3.2318e-05 | 0 | 3.2318e-05 | 1.6159e-05 | 0 | 1.6159e-05 | 4.1552e-05 | 0 | 4.1552e-05 | [16 empty] | 7.3.1.3 Ignition probability mapping showing the probability of ignition along the electric lines and equipmentWLDFRAggregatedAggregated | WLDFR | HFTD - Distribution - Tier 2 - 5QU CoRE ¦ 4QU LoRE | Non-Red Flag Warning - Large Fires | Aggregated | Aggregated | 2023 | 1.0702e-05 | 0 | 375.6459 | 0.0040203 | 2023 | Mitigation | 0.08575 | 30 | 0 | esc | 0.0012005 | 1.2848e-08 | 0.00060025 | 6.4241e-09 | 0.0015435 | 1.6519e-08
[79 empty] | WLDFR | HFTD - Distribution - Tier 2 - 5QU CoRE ¦ 3QU LoRE | Red Flag Warning - Catastrophic Fires | 2047 | 1.8288e-09 | 9.1438e-10 | 2.3513e-09 | 17672.0852 | 299.42 | 10692.7362 | 6679.929 | 0 | 0 | 0 | 1.5233e-06 |  | 3.2318e-05 | 0 | 3.2318e-05 | 1.6159e-05 | 0 | 1.6159e-05 | 4.1552e-05 | 0 | 4.1552e-05 | [16 empty] | 7.3.1.3 Ignition probability mapping showing the probability of ignition along the electric lines and equipmentWLDFRAggregatedAggregated | WLDFR | HFTD - Distribution - Tier 2 - 5QU CoRE ¦ 4QU LoRE | Non-Red Flag Warning - Large Fires | Aggregated | Aggregated | 2024 | 1.0702e-05 | 0 | 375.6459 | 0.0040203 | 2024 | Mitigation | 0.08575 | 30 | 0 | esc | 0.0012005 | 1.2848e-08 | 0.00060025 | 6.4241e-09 | 0.0015435 | 1.6519e-08
[79 empty] | WLDFR | HFTD - Distribution - Tier 2 - 5QU CoRE ¦ 3QU LoRE | Red Flag Warning - Catastrophic Fires | 2048 | 1.8288e-09 | 9.1438e-10 | 2.3513e-09 | 18552.3348 | 319.4911 | 11216.5626 | 7016.281 | 0 | 0 | 0 | 1.5233e-06 |  | 3.3928e-05 | 0 | 3.3928e-05 | 1.6964e-05 | 0 | 1.6964e-05 | 4.3621e-05 | 0 | 4.3621e-05 | [16 empty] | 7.3.1.3 Ignition probability mapping showing the probability of ignition along the electric lines and equipmentWLDFRAggregatedAggregated | WLDFR | HFTD - Distribution - Tier 2 - 5QU CoRE ¦ 4QU LoRE | Non-Red Flag Warning - Large Fires | Aggregated | Aggregated | 2025 | 1.0702e-05 | 0 | 375.6459 | 0.0040203 | 2025 | Mitigation | 0.08575 | 30 | 0 | esc | 0.0012005 | 1.2848e-08 | 0.00060025 | 6.4241e-09 | 0.0015435 | 1.6519e-08
[79 empty] | WLDFR | HFTD - Distribution - Tier 2 - 5QU CoRE ¦ 3QU LoRE | Red Flag Warning - Catastrophic Fires | 2049 | 1.8288e-09 | 9.1438e-10 | 2.3513e-09 | 18552.3348 | 319.4911 | 11216.5626 | 7016.281 | 0 | 0 | 0 | 1.5233e-06 |  | 3.3928e-05 | 0 | 3.3928e-05 | 1.6964e-05 | 0 | 1.6964e-05 | 4.3621e-05 | 0 | 4.3621e-05 | [16 empty] | 7.3.1.3 Ignition probability mapping showing the probability of ignition along the electric lines and equipmentWLDFRAggregatedAggregated | WLDFR | HFTD - Distribution - Tier 2 - 5QU CoRE ¦ 4QU LoRE | Non-Red Flag Warning - Large Fires | Aggregated | Aggregated | 2026 | 1.0702e-05 | 0 | 375.6459 | 0.0040203 | 2026 | Mitigation | 0.08575 | 30 | 0 | esc | 0.0012005 | 1.2848e-08 | 0.00060025 | 6.4241e-09 | 0.0015435 | 1.6519e-08
[79 empty] | WLDFR | HFTD - Distribution - Tier 2 - 5QU CoRE ¦ 3QU LoRE | Red Flag Warning - Catastrophic Fires | 2050 | 0 | 9.1438e-10 | 2.3513e-09 | 18552.3348 | 319.4911 | 11216.5626 | 7016.281 | 0 | 0 | 0 | 1.5233e-06 |  | 0 | 0 | 0 | 1.6964e-05 | 0 | 1.6964e-05 | 4.3621e-05 | 0 | 4.3621e-05 | [16 empty] | 7.3.1.3 Ignition probability mapping showing the probability of ignition along the electric lines and equipmentWLDFRAggregatedAggregated | WLDFR | HFTD - Distribution - Tier 2 - 5QU CoRE ¦ 4QU LoRE | Non-Red Flag Warning - Large Fires | Aggregated | Aggregated | 2027 | 1.0702e-05 | 0 | 375.6459 | 0.0040203 | 2027 | Mitigation | 0.08575 | 30 | 0 | esc | 0.0012005 | 1.2848e-08 | 0.00060025 | 6.4241e-09 | 0.0015435 | 1.6519e-08
[79 empty] | WLDFR | HFTD - Distribution - Tier 2 - 5QU CoRE ¦ 3QU LoRE | Red Flag Warning - Catastrophic Fires | 2051 | 0 | 0 | 2.3513e-09 | 18552.3348 | 319.4911 | 11216.5626 | 7016.281 | 0 | 0 | 0 | 1.5233e-06 |  | 0 | 0 | 0 | 0 | 0 | 0 | 4.3621e-05 | 0 | 4.3621e-05 | [16 empty] | 7.3.1.3 Ignition probability mapping showing the probability of ignition along the electric lines and equipmentWLDFRAggregatedAggregated | WLDFR | HFTD - Distribution - Tier 2 - 5QU CoRE ¦ 4QU LoRE | Non-Red Flag Warning - Large Fires | Aggregated | Aggregated | 2028 | 1.0702e-05 | 0 | 375.6459 | 0.0040203 | 2028 | Mitigation | 0.08575 | 30 | 0 | esc | 0.0012005 | 1.2848e-08 | 0.00060025 | 6.4241e-09 | 0.0015435 | 1.6519e-08
[79 empty] | WLDFR | HFTD - Distribution - Tier 2 - 5QU CoRE ¦ 3QU LoRE | Red Flag Warning - Destructive Fires | 2020 | 3.2417e-10 | 0 | 0 | 8807.9522 | 222.2294 | 8585.7228 | 0 | 0 | 0 | 0 | 2.7003e-07 |  | 2.8553e-06 | 0 | 2.8553e-06 | 0 | 0 | 0 | 0 | 0 | 0 | [16 empty] | 7.3.1.3 Ignition probability mapping showing the probability of ignition along the electric lines and equipmentWLDFRAggregatedAggregated | WLDFR | HFTD - Distribution - Tier 2 - 5QU CoRE ¦ 4QU LoRE | Non-Red Flag Warning - Large Fires | Aggregated | Aggregated | 2029 | 1.0702e-05 | 0 | 375.6459 | 0.0040203 | 2029 | Mitigation | 0.08575 | 30 | 0 | esc | 0.0012005 | 1.2848e-08 | 0.00060025 | 6.4241e-09 | 0.0015435 | 1.6519e-08
[79 empty] | WLDFR | HFTD - Distribution - Tier 2 - 5QU CoRE ¦ 3QU LoRE | Red Flag Warning - Destructive Fires | 2021 | 3.2417e-10 | 1.6208e-10 | 0 | 8807.9522 | 222.2294 | 8585.7228 | 0 | 0 | 0 | 0 | 2.7003e-07 |  | 2.8553e-06 | 0 | 2.8553e-06 | 1.4276e-06 | 0 | 1.4276e-06 | 0 | 0 | 0 | [16 empty] | 7.3.1.3 Ignition probability mapping showing the probability of ignition along the electric lines and equipmentWLDFRAggregatedAggregated | WLDFR | HFTD - Distribution - Tier 2 - 5QU CoRE ¦ 4QU LoRE | Non-Red Flag Warning - Large Fires | Aggregated | Aggregated | 2030 | 1.0702e-05 | 0 | 375.6459 | 0.0040203 | 2030 | Mitigation | 0.08575 | 30 | 0 | esc | 0.0012005 | 1.2848e-08 | 0.00060025 | 6.4241e-09 | 0.0015435 | 1.6519e-08
[79 empty] | WLDFR | HFTD - Distribution - Tier 2 - 5QU CoRE ¦ 3QU LoRE | Red Flag Warning - Destructive Fires | 2022 | 3.2417e-10 | 1.6208e-10 | 4.1679e-10 | 8807.9522 | 222.2294 | 8585.7228 | 0 | 0 | 0 | 0 | 2.7003e-07 |  | 2.8553e-06 | 0 | 2.8553e-06 | 1.4276e-06 | 0 | 1.4276e-06 | 3.671e-06 | 0 | 3.671e-06 | [16 empty] | 7.3.1.3 Ignition probability mapping showing the probability of ignition along the electric lines and equipmentWLDFRAggregatedAggregated | WLDFR | HFTD - Distribution - Tier 2 - 5QU CoRE ¦ 4QU LoRE | Non-Red Flag Warning - Large Fires | Aggregated | Aggregated | 2031 | 1.0702e-05 | 0 | 375.6459 | 0.0040203 | 2031 | Mitigation | 0.08575 | 30 | 0 | esc | 0.0012005 | 1.2848e-08 | 0.00060025 | 6.4241e-09 | 0.0015435 | 1.6519e-08
[79 empty] | WLDFR | HFTD - Distribution - Tier 2 - 5QU CoRE ¦ 3QU LoRE | Red Flag Warning - Destructive Fires | 2023 | 3.2417e-10 | 1.6208e-10 | 4.1679e-10 | 9129.7461 | 233.2301 | 8896.516 | 0 | 0 | 0 | 0 | 2.7003e-07 |  | 2.9596e-06 | 0 | 2.9596e-06 | 1.4798e-06 | 0 | 1.4798e-06 | 3.8052e-06 | 0 | 3.8052e-06 | [16 empty] | 7.3.1.3 Ignition probability mapping showing the probability of ignition along the electric lines and equipmentWLDFRAggregatedAggregated | WLDFR | HFTD - Distribution - Tier 2 - 5QU CoRE ¦ 4QU LoRE | Non-Red Flag Warning - Large Fires | Aggregated | Aggregated | 2032 | 1.0702e-05 | 0 | 375.6459 | 0.0040203 | 2032 | Mitigation | 0.08575 | 30 | 0 | esc | 0.0012005 | 1.2848e-08 | 0.00060025 | 6.4241e-09 | 0.0015435 | 1.6519e-08
[79 empty] | WLDFR | HFTD - Distribution - Tier 2 - 5QU CoRE ¦ 3QU LoRE | Red Flag Warning - Destructive Fires | 2024 | 3.2417e-10 | 1.6208e-10 | 4.1679e-10 | 9129.7461 | 233.2301 | 8896.516 | 0 | 0 | 0 | 0 | 2.7003e-07 |  | 2.9596e-06 | 0 | 2.9596e-06 | 1.4798e-06 | 0 | 1.4798e-06 | 3.8052e-06 | 0 | 3.8052e-06 | [16 empty] | 7.3.1.3 Ignition probability mapping showing the probability of ignition along the electric lines and equipmentWLDFRAggregatedAggregated | WLDFR | HFTD - Distribution - Tier 2 - 5QU CoRE ¦ 4QU LoRE | Non-Red Flag Warning - Large Fires | Aggregated | Aggregated | 2033 | 1.0702e-05 | 0 | 375.6459 | 0.0040203 | 2033 | Mitigation | 0.08575 | 30 | 0 | esc | 0.0012005 | 1.2848e-08 | 0.00060025 | 6.4241e-09 | 0.0015435 | 1.6519e-08
[79 empty] | WLDFR | HFTD - Distribution - Tier 2 - 5QU CoRE ¦ 3QU LoRE | Red Flag Warning - Destructive Fires | 2025 | 3.2417e-10 | 1.6208e-10 | 4.1679e-10 | 9129.7461 | 233.2301 | 8896.516 | 0 | 0 | 0 | 0 | 2.7003e-07 |  | 2.9596e-06 | 0 | 2.9596e-06 | 1.4798e-06 | 0 | 1.4798e-06 | 3.8052e-06 | 0 | 3.8052e-06 | [16 empty] | 7.3.1.3 Ignition probability mapping showing the probability of ignition along the electric lines and equipmentWLDFRAggregatedAggregated | WLDFR | HFTD - Distribution - Tier 2 - 5QU CoRE ¦ 4QU LoRE | Non-Red Flag Warning - Large Fires | Aggregated | Aggregated | 2034 | 1.0702e-05 | 0 | 375.6459 | 0.0040203 | 2034 | Mitigation | 0.08575 | 30 | 0 | esc | 0.0012005 | 1.2848e-08 | 0.00060025 | 6.4241e-09 | 0.0015435 | 1.6519e-08
[79 empty] | WLDFR | HFTD - Distribution - Tier 2 - 5QU CoRE ¦ 3QU LoRE | Red Flag Warning - Destructive Fires | 2026 | 3.2417e-10 | 1.6208e-10 | 4.1679e-10 | 9129.7461 | 233.2301 | 8896.516 | 0 | 0 | 0 | 0 | 2.7003e-07 |  | 2.9596e-06 | 0 | 2.9596e-06 | 1.4798e-06 | 0 | 1.4798e-06 | 3.8052e-06 | 0 | 3.8052e-06 | [16 empty] | 7.3.1.3 Ignition probability mapping showing the probability of ignition along the electric lines and equipmentWLDFRAggregatedAggregated | WLDFR | HFTD - Distribution - Tier 2 - 5QU CoRE ¦ 4QU LoRE | Non-Red Flag Warning - Large Fires | Aggregated | Aggregated | 2035 | 1.0702e-05 | 0 | 375.6459 | 0.0040203 | 2035 | Mitigation | 0.08575 | 30 | 0 | esc | 0.0012005 | 1.2848e-08 | 0.00060025 | 6.4241e-09 | 0.0015435 | 1.6519e-08
[79 empty] | WLDFR | HFTD - Distribution - Tier 2 - 5QU CoRE ¦ 3QU LoRE | Red Flag Warning - Destructive Fires | 2027 | 3.2417e-10 | 1.6208e-10 | 4.1679e-10 | 9129.7461 | 233.2301 | 8896.516 | 0 | 0 | 0 | 0 | 2.7003e-07 |  | 2.9596e-06 | 0 | 2.9596e-06 | 1.4798e-06 | 0 | 1.4798e-06 | 3.8052e-06 | 0 | 3.8052e-06 | [16 empty] | 7.3.1.3 Ignition probability mapping showing the probability of ignition along the electric lines and equipmentWLDFRAggregatedAggregated | WLDFR | HFTD - Distribution - Tier 2 - 5QU CoRE ¦ 4QU LoRE | Non-Red Flag Warning - Large Fires | Aggregated | Aggregated | 2036 | 1.0702e-05 | 0 | 375.6459 | 0.0040203 | 2036 | Mitigation | 0.08575 | 30 | 0 | esc | 0.0012005 | 1.2848e-08 | 0.00060025 | 6.4241e-09 | 0.0015435 | 1.6519e-08
[79 empty] | WLDFR | HFTD - Distribution - Tier 2 - 5QU CoRE ¦ 3QU LoRE | Red Flag Warning - Destructive Fires | 2028 | 3.2417e-10 | 1.6208e-10 | 4.1679e-10 | 9534.9221 | 247.273 | 9287.6491 | 0 | 0 | 0 | 0 | 2.7003e-07 |  | 3.0909e-06 | 0 | 3.0909e-06 | 1.5455e-06 | 0 | 1.5455e-06 | 3.974e-06 | 0 | 3.974e-06 | [16 empty] | 7.3.1.3 Ignition probability mapping showing the probability of ignition along the electric lines and equipmentWLDFRAggregatedAggregated | WLDFR | HFTD - Distribution - Tier 2 - 5QU CoRE ¦ 4QU LoRE | Non-Red Flag Warning - Large Fires | Aggregated | Aggregated | 2037 | 1.0702e-05 | 0 | 375.6459 | 0.0040203 | 2037 | Mitigation | 0.08575 | 30 | 0 | esc | 0.0012005 | 1.2848e-08 | 0.00060025 | 6.4241e-09 | 0.0015435 | 1.6519e-08
[79 empty] | WLDFR | HFTD - Distribution - Tier 2 - 5QU CoRE ¦ 3QU LoRE | Red Flag Warning - Destructive Fires | 2029 | 3.2417e-10 | 1.6208e-10 | 4.1679e-10 | 9534.9221 | 247.273 | 9287.6491 | 0 | 0 | 0 | 0 | 2.7003e-07 |  | 3.0909e-06 | 0 | 3.0909e-06 | 1.5455e-06 | 0 | 1.5455e-06 | 3.974e-06 | 0 | 3.974e-06 | [16 empty] | 7.3.1.3 Ignition probability mapping showing the probability of ignition along the electric lines and equipmentWLDFRAggregatedAggregated | WLDFR | HFTD - Distribution - Tier 2 - 5QU CoRE ¦ 4QU LoRE | Non-Red Flag Warning - Large Fires | Aggregated | Aggregated | 2038 | 1.0702e-05 | 0 | 375.6459 | 0.0040203 | 2038 | Mitigation | 0.08575 | 30 | 0 | esc | 0.0012005 | 1.2848e-08 | 0.00060025 | 6.4241e-09 | 0.0015435 | 1.6519e-08
[79 empty] | WLDFR | HFTD - Distribution - Tier 2 - 5QU CoRE ¦ 3QU LoRE | Red Flag Warning - Destructive Fires | 2030 | 3.2417e-10 | 1.6208e-10 | 4.1679e-10 | 9534.9221 | 247.273 | 9287.6491 | 0 | 0 | 0 | 0 | 2.7003e-07 |  | 3.0909e-06 | 0 | 3.0909e-06 | 1.5455e-06 | 0 | 1.5455e-06 | 3.974e-06 | 0 | 3.974e-06 | [16 empty] | 7.3.1.3 Ignition probability mapping showing the probability of ignition along the electric lines and equipmentWLDFRAggregatedAggregated | WLDFR | HFTD - Distribution - Tier 2 - 5QU CoRE ¦ 4QU LoRE | Non-Red Flag Warning - Large Fires | Aggregated | Aggregated | 2039 | 1.0702e-05 | 0 | 375.6459 | 0.0040203 | 2039 | Mitigation | 0.08575 | 30 | 0 | esc | 0.0012005 | 1.2848e-08 | 0.00060025 | 6.4241e-09 | 0.0015435 | 1.6519e-08
[79 empty] | WLDFR | HFTD - Distribution - Tier 2 - 5QU CoRE ¦ 3QU LoRE | Red Flag Warning - Destructive Fires | 2031 | 3.2417e-10 | 1.6208e-10 | 4.1679e-10 | 9534.9221 | 247.273 | 9287.6491 | 0 | 0 | 0 | 0 | 2.7003e-07 |  | 3.0909e-06 | 0 | 3.0909e-06 | 1.5455e-06 | 0 | 1.5455e-06 | 3.974e-06 | 0 | 3.974e-06 | [16 empty] | 7.3.1.3 Ignition probability mapping showing the probability of ignition along the electric lines and equipmentWLDFRAggregatedAggregated | WLDFR | HFTD - Distribution - Tier 2 - 5QU CoRE ¦ 4QU LoRE | Non-Red Flag Warning - Large Fires | Aggregated | Aggregated | 2040 | 1.0702e-05 | 0 | 375.6459 | 0.0040203 | 2040 | Mitigation | 0.08575 | 30 | 0 | esc | 0.0012005 | 1.2848e-08 | 0.00060025 | 6.4241e-09 | 0.0015435 | 1.6519e-08
[79 empty] | WLDFR | HFTD - Distribution - Tier 2 - 5QU CoRE ¦ 3QU LoRE | Red Flag Warning - Destructive Fires | 2032 | 3.2417e-10 | 1.6208e-10 | 4.1679e-10 | 9534.9221 | 247.273 | 9287.6491 | 0 | 0 | 0 | 0 | 2.7003e-07 |  | 3.0909e-06 | 0 | 3.0909e-06 | 1.5455e-06 | 0 | 1.5455e-06 | 3.974e-06 | 0 | 3.974e-06 | [16 empty] | 7.3.1.3 Ignition probability mapping showing the probability of ignition along the electric lines and equipmentWLDFRAggregatedAggregated | WLDFR | HFTD - Distribution - Tier 2 - 5QU CoRE ¦ 4QU LoRE | Non-Red Flag Warning - Large Fires | Aggregated | Aggregated | 2041 | 1.0702e-05 | 0 | 375.6459 | 0.0040203 | 2041 | Mitigation | 0.08575 | 30 | 0 | esc | 0.0012005 | 1.2848e-08 | 0.00060025 | 6.4241e-09 | 0.0015435 | 1.6519e-08
[79 empty] | WLDFR | HFTD - Distribution - Tier 2 - 5QU CoRE ¦ 3QU LoRE | Red Flag Warning - Destructive Fires | 2033 | 3.2417e-10 | 1.6208e-10 | 4.1679e-10 | 9984.8474 | 263.1074 | 9721.74 | 0 | 0 | 0 | 0 | 2.7003e-07 |  | 3.2368e-06 | 0 | 3.2368e-06 | 1.6184e-06 | 0 | 1.6184e-06 | 4.1616e-06 | 0 | 4.1616e-06 | [16 empty] | 7.3.1.3 Ignition probability mapping showing the probability of ignition along the electric lines and equipmentWLDFRAggregatedAggregated | WLDFR | HFTD - Distribution - Tier 2 - 5QU CoRE ¦ 4QU LoRE | Non-Red Flag Warning - Large Fires | Aggregated | Aggregated | 2042 | 1.0702e-05 | 0 | 375.6459 | 0.0040203 | 2042 | Mitigation | 0.08575 | 30 | 0 | esc | 0.0012005 | 1.2848e-08 | 0.00060025 | 6.4241e-09 | 0.0015435 | 1.6519e-08
[79 empty] | WLDFR | HFTD - Distribution - Tier 2 - 5QU CoRE ¦ 3QU LoRE | Red Flag Warning - Destructive Fires | 2034 | 3.2417e-10 | 1.6208e-10 | 4.1679e-10 | 9984.8474 | 263.1074 | 9721.74 | 0 | 0 | 0 | 0 | 2.7003e-07 |  | 3.2368e-06 | 0 | 3.2368e-06 | 1.6184e-06 | 0 | 1.6184e-06 | 4.1616e-06 | 0 | 4.1616e-06 | [16 empty] | 7.3.1.3 Ignition probability mapping showing the probability of ignition along the electric lines and equipmentWLDFRAggregatedAggregated | WLDFR | HFTD - Distribution - Tier 2 - 5QU CoRE ¦ 4QU LoRE | Non-Red Flag Warning - Large Fires | Aggregated | Aggregated | 2043 | 1.0702e-05 | 0 | 375.6459 | 0.0040203 | 2043 | Mitigation | 0.08575 | 30 | 0 | esc | 0.0012005 | 1.2848e-08 | 0.00060025 | 6.4241e-09 | 0.0015435 | 1.6519e-08
[79 empty] | WLDFR | HFTD - Distribution - Tier 2 - 5QU CoRE ¦ 3QU LoRE | Red Flag Warning - Destructive Fires | 2035 | 3.2417e-10 | 1.6208e-10 | 4.1679e-10 | 9984.8474 | 263.1074 | 9721.74 | 0 | 0 | 0 | 0 | 2.7003e-07 |  | 3.2368e-06 | 0 | 3.2368e-06 | 1.6184e-06 | 0 | 1.6184e-06 | 4.1616e-06 | 0 | 4.1616e-06 | [16 empty] | 7.3.1.3 Ignition probability mapping showing the probability of ignition along the electric lines and equipmentWLDFRAggregatedAggregated | WLDFR | HFTD - Distribution - Tier 2 - 5QU CoRE ¦ 4QU LoRE | Non-Red Flag Warning - Large Fires | Aggregated | Aggregated | 2044 | 1.0702e-05 | 0 | 375.6459 | 0.0040203 | 2044 | Mitigation | 0.08575 | 30 | 0 | esc | 0.0012005 | 1.2848e-08 | 0.00060025 | 6.4241e-09 | 0.0015435 | 1.6519e-08
[79 empty] | WLDFR | HFTD - Distribution - Tier 2 - 5QU CoRE ¦ 3QU LoRE | Red Flag Warning - Destructive Fires | 2036 | 3.2417e-10 | 1.6208e-10 | 4.1679e-10 | 9984.8474 | 263.1074 | 9721.74 | 0 | 0 | 0 | 0 | 2.7003e-07 |  | 3.2368e-06 | 0 | 3.2368e-06 | 1.6184e-06 | 0 | 1.6184e-06 | 4.1616e-06 | 0 | 4.1616e-06 | [16 empty] | 7.3.1.3 Ignition probability mapping showing the probability of ignition along the electric lines and equipmentWLDFRAggregatedAggregated | WLDFR | HFTD - Distribution - Tier 2 - 5QU CoRE ¦ 4QU LoRE | Non-Red Flag Warning - Large Fires | Aggregated | Aggregated | 2045 | 1.0702e-05 | 0 | 375.6459 | 0.0040203 | 2045 | Mitigation | 0.08575 | 30 | 0 | esc | 0.0012005 | 1.2848e-08 | 0.00060025 | 6.4241e-09 | 0.0015435 | 1.6519e-08
[79 empty] | WLDFR | HFTD - Distribution - Tier 2 - 5QU CoRE ¦ 3QU LoRE | Red Flag Warning - Destructive Fires | 2037 | 3.2417e-10 | 1.6208e-10 | 4.1679e-10 | 9984.8474 | 263.1074 | 9721.74 | 0 | 0 | 0 | 0 | 2.7003e-07 |  | 3.2368e-06 | 0 | 3.2368e-06 | 1.6184e-06 | 0 | 1.6184e-06 | 4.1616e-06 | 0 | 4.1616e-06 | [16 empty] | 7.3.1.3 Ignition probability mapping showing the probability of ignition along the electric lines and equipmentWLDFRAggregatedAggregated | WLDFR | HFTD - Distribution - Tier 2 - 5QU CoRE ¦ 4QU LoRE | Non-Red Flag Warning - Large Fires | Aggregated | Aggregated | 2046 | 1.0702e-05 | 0 | 375.6459 | 0.0040203 | 2046 | Mitigation | 0.08575 | 30 | 0 | esc | 0.0012005 | 1.2848e-08 | 0.00060025 | 6.4241e-09 | 0.0015435 | 1.6519e-08
[79 empty] | WLDFR | HFTD - Distribution - Tier 2 - 5QU CoRE ¦ 3QU LoRE | Red Flag Warning - Destructive Fires | 2038 | 3.2417e-10 | 1.6208e-10 | 4.1679e-10 | 10472.8261 | 280.5544 | 10192.2718 | 0 | 0 | 0 | 0 | 2.7003e-07 |  | 3.395e-06 | 0 | 3.395e-06 | 1.6975e-06 | 0 | 1.6975e-06 | 4.3649e-06 | 0 | 4.3649e-06 | [16 empty] | 7.3.1.3 Ignition probability mapping showing the probability of ignition along the electric lines and equipmentWLDFRAggregatedAggregated | WLDFR | HFTD - Distribution - Tier 2 - 5QU CoRE ¦ 4QU LoRE | Non-Red Flag Warning - Large Fires | Aggregated | Aggregated | 2047 | 1.0702e-05 | 0 | 375.6459 | 0.0040203 | 2047 | Mitigation | 0.08575 | 30 | 0 | esc | 0.0012005 | 1.2848e-08 | 0.00060025 | 6.4241e-09 | 0.0015435 | 1.6519e-08
[79 empty] | WLDFR | HFTD - Distribution - Tier 2 - 5QU CoRE ¦ 3QU LoRE | Red Flag Warning - Destructive Fires | 2039 | 3.2417e-10 | 1.6208e-10 | 4.1679e-10 | 10472.8261 | 280.5544 | 10192.2718 | 0 | 0 | 0 | 0 | 2.7003e-07 |  | 3.395e-06 | 0 | 3.395e-06 | 1.6975e-06 | 0 | 1.6975e-06 | 4.3649e-06 | 0 | 4.3649e-06 | [16 empty] | 7.3.1.3 Ignition probability mapping showing the probability of ignition along the electric lines and equipmentWLDFRAggregatedAggregated | WLDFR | HFTD - Distribution - Tier 2 - 5QU CoRE ¦ 4QU LoRE | Non-Red Flag Warning - Large Fires | Aggregated | Aggregated | 2048 | 1.0702e-05 | 0 | 375.6459 | 0.0040203 | 2048 | Mitigation | 0.08575 | 30 | 0 | esc | 0.0012005 | 1.2848e-08 | 0.00060025 | 6.4241e-09 | 0.0015435 | 1.6519e-08
[79 empty] | WLDFR | HFTD - Distribution - Tier 2 - 5QU CoRE ¦ 3QU LoRE | Red Flag Warning - Destructive Fires | 2040 | 3.2417e-10 | 1.6208e-10 | 4.1679e-10 | 10472.8261 | 280.5544 | 10192.2718 | 0 | 0 | 0 | 0 | 2.7003e-07 |  | 3.395e-06 | 0 | 3.395e-06 | 1.6975e-06 | 0 | 1.6975e-06 | 4.3649e-06 | 0 | 4.3649e-06 | [16 empty] | 7.3.1.3 Ignition probability mapping showing the probability of ignition along the electric lines and equipmentWLDFRAggregatedAggregated | WLDFR | HFTD - Distribution - Tier 2 - 5QU CoRE ¦ 4QU LoRE | Non-Red Flag Warning - Large Fires | Aggregated | Aggregated | 2049 | 1.0702e-05 | 0 | 375.6459 | 0.0040203 | 2049 | Mitigation | 0.08575 | 30 | 0 | esc | 0.0012005 | 1.2848e-08 | 0.00060025 | 6.4241e-09 | 0.0015435 | 1.6519e-08
[79 empty] | WLDFR | HFTD - Distribution - Tier 2 - 5QU CoRE ¦ 3QU LoRE | Red Flag Warning - Destructive Fires | 2041 | 3.2417e-10 | 1.6208e-10 | 4.1679e-10 | 10472.8261 | 280.5544 | 10192.2718 | 0 | 0 | 0 | 0 | 2.7003e-07 |  | 3.395e-06 | 0 | 3.395e-06 | 1.6975e-06 | 0 | 1.6975e-06 | 4.3649e-06 | 0 | 4.3649e-06 | [16 empty] | 7.3.1.3 Ignition probability mapping showing the probability of ignition along the electric lines and equipmentWLDFRAggregatedAggregated | WLDFR | HFTD - Distribution - Tier 2 - 5QU CoRE ¦ 4QU LoRE | Non-Red Flag Warning - Large Fires | Aggregated | Aggregated | 2050 | 1.0702e-05 | 0 | 375.6459 | 0.0040203 | 2050 | Mitigation | 0.08575 | 30 | 0 | esc | 0 | 0 | 0.00060025 | 6.4241e-09 | 0.0015435 | 1.6519e-08
[79 empty] | WLDFR | HFTD - Distribution - Tier 2 - 5QU CoRE ¦ 3QU LoRE | Red Flag Warning - Destructive Fires | 2042 | 3.2417e-10 | 1.6208e-10 | 4.1679e-10 | 10472.8261 | 280.5544 | 10192.2718 | 0 | 0 | 0 | 0 | 2.7003e-07 |  | 3.395e-06 | 0 | 3.395e-06 | 1.6975e-06 | 0 | 1.6975e-06 | 4.3649e-06 | 0 | 4.3649e-06 | [16 empty] | 7.3.1.3 Ignition probability mapping showing the probability of ignition along the electric lines and equipmentWLDFRAggregatedAggregated | WLDFR | HFTD - Distribution - Tier 2 - 5QU CoRE ¦ 4QU LoRE | Non-Red Flag Warning - Large Fires | Aggregated | Aggregated | 2051 | 1.0702e-05 | 0 | 375.6459 | 0.0040203 | 2051 | Mitigation | 0.08575 | 30 | 0 | esc | 0 | 0 | 0 | 0 | 0.0015435 | 1.6519e-08
[79 empty] | WLDFR | HFTD - Distribution - Tier 2 - 5QU CoRE ¦ 3QU LoRE | Red Flag Warning - Destructive Fires | 2043 | 3.2417e-10 | 1.6208e-10 | 4.1679e-10 | 10992.1562 | 299.42 | 10692.7362 | 0 | 0 | 0 | 0 | 2.7003e-07 |  | 3.5633e-06 | 0 | 3.5633e-06 | 1.7817e-06 | 0 | 1.7817e-06 | 4.5814e-06 | 0 | 4.5814e-06 | [16 empty] | 7.3.1.3 Ignition probability mapping showing the probability of ignition along the electric lines and equipmentWLDFRAggregatedAggregated | WLDFR | HFTD - Distribution - Tier 2 - 5QU CoRE ¦ 4QU LoRE | Non-Red Flag Warning - Small Fires | Aggregated | Aggregated | 2021 | 0.0035886 | 0 | 375.6459 | 1.348 | 2021 | Mitigation | 0.08575 | 30 | 0 | esc | 0.0012005 | 4.3081e-06 | 0.00060025 | 2.154e-06 | 0 | 0
[79 empty] | WLDFR | HFTD - Distribution - Tier 2 - 5QU CoRE ¦ 3QU LoRE | Red Flag Warning - Destructive Fires | 2044 | 3.2417e-10 | 1.6208e-10 | 4.1679e-10 | 10992.1562 | 299.42 | 10692.7362 | 0 | 0 | 0 | 0 | 2.7003e-07 |  | 3.5633e-06 | 0 | 3.5633e-06 | 1.7817e-06 | 0 | 1.7817e-06 | 4.5814e-06 | 0 | 4.5814e-06 | [16 empty] | 7.3.1.3 Ignition probability mapping showing the probability of ignition along the electric lines and equipmentWLDFRAggregatedAggregated | WLDFR | HFTD - Distribution - Tier 2 - 5QU CoRE ¦ 4QU LoRE | Non-Red Flag Warning - Small Fires | Aggregated | Aggregated | 2022 | 0.0035886 | 0 | 375.6459 | 1.348 | 2022 | Mitigation | 0.08575 | 30 | 0 | esc | 0.0012005 | 4.3081e-06 | 0.00060025 | 2.154e-06 | 0.0015435 | 5.539e-06
[79 empty] | WLDFR | HFTD - Distribution - Tier 2 - 5QU CoRE ¦ 3QU LoRE | Red Flag Warning - Destructive Fires | 2045 | 3.2417e-10 | 1.6208e-10 | 4.1679e-10 | 10992.1562 | 299.42 | 10692.7362 | 0 | 0 | 0 | 0 | 2.7003e-07 |  | 3.5633e-06 | 0 | 3.5633e-06 | 1.7817e-06 | 0 | 1.7817e-06 | 4.5814e-06 | 0 | 4.5814e-06 | [16 empty] | 7.3.1.3 Ignition probability mapping showing the probability of ignition along the electric lines and equipmentWLDFRAggregatedAggregated | WLDFR | HFTD - Distribution - Tier 2 - 5QU CoRE ¦ 4QU LoRE | Non-Red Flag Warning - Small Fires | Aggregated | Aggregated | 2023 | 0.0035886 | 0 | 375.6459 | 1.348 | 2023 | Mitigation | 0.08575 | 30 | 0 | esc | 0.0012005 | 4.3081e-06 | 0.00060025 | 2.154e-06 | 0.0015435 | 5.539e-06
[79 empty] | WLDFR | HFTD - Distribution - Tier 2 - 5QU CoRE ¦ 3QU LoRE | Red Flag Warning - Destructive Fires | 2046 | 3.2417e-10 | 1.6208e-10 | 4.1679e-10 | 10992.1562 | 299.42 | 10692.7362 | 0 | 0 | 0 | 0 | 2.7003e-07 |  | 3.5633e-06 | 0 | 3.5633e-06 | 1.7817e-06 | 0 | 1.7817e-06 | 4.5814e-06 | 0 | 4.5814e-06 | [16 empty] | 7.3.1.3 Ignition probability mapping showing the probability of ignition along the electric lines and equipmentWLDFRAggregatedAggregated | WLDFR | HFTD - Distribution - Tier 2 - 5QU CoRE ¦ 4QU LoRE | Non-Red Flag Warning - Small Fires | Aggregated | Aggregated | 2024 | 0.0035886 | 0 | 375.6459 | 1.348 | 2024 | Mitigation | 0.08575 | 30 | 0 | esc | 0.0012005 | 4.3081e-06 | 0.00060025 | 2.154e-06 | 0.0015435 | 5.539e-06
[79 empty] | WLDFR | HFTD - Distribution - Tier 2 - 5QU CoRE ¦ 3QU LoRE | Red Flag Warning - Destructive Fires | 2047 | 3.2417e-10 | 1.6208e-10 | 4.1679e-10 | 10992.1562 | 299.42 | 10692.7362 | 0 | 0 | 0 | 0 | 2.7003e-07 |  | 3.5633e-06 | 0 | 3.5633e-06 | 1.7817e-06 | 0 | 1.7817e-06 | 4.5814e-06 | 0 | 4.5814e-06 | [16 empty] | 7.3.1.3 Ignition probability mapping showing the probability of ignition along the electric lines and equipmentWLDFRAggregatedAggregated | WLDFR | HFTD - Distribution - Tier 2 - 5QU CoRE ¦ 4QU LoRE | Non-Red Flag Warning - Small Fires | Aggregated | Aggregated | 2025 | 0.0035886 | 0 | 375.6459 | 1.348 | 2025 | Mitigation | 0.08575 | 30 | 0 | esc | 0.0012005 | 4.3081e-06 | 0.00060025 | 2.154e-06 | 0.0015435 | 5.539e-06
[79 empty] | WLDFR | HFTD - Distribution - Tier 2 - 5QU CoRE ¦ 3QU LoRE | Red Flag Warning - Destructive Fires | 2048 | 3.2417e-10 | 1.6208e-10 | 4.1679e-10 | 11536.0538 | 319.4911 | 11216.5626 | 0 | 0 | 0 | 0 | 2.7003e-07 |  | 3.7396e-06 | 0 | 3.7396e-06 | 1.8698e-06 | 0 | 1.8698e-06 | 4.8081e-06 | 0 | 4.8081e-06 | [16 empty] | 7.3.1.3 Ignition probability mapping showing the probability of ignition along the electric lines and equipmentWLDFRAggregatedAggregated | WLDFR | HFTD - Distribution - Tier 2 - 5QU CoRE ¦ 4QU LoRE | Non-Red Flag Warning - Small Fires | Aggregated | Aggregated | 2026 | 0.0035886 | 0 | 375.6459 | 1.348 | 2026 | Mitigation | 0.08575 | 30 | 0 | esc | 0.0012005 | 4.3081e-06 | 0.00060025 | 2.154e-06 | 0.0015435 | 5.539e-06
[79 empty] | WLDFR | HFTD - Distribution - Tier 2 - 5QU CoRE ¦ 3QU LoRE | Red Flag Warning - Destructive Fires | 2049 | 3.2417e-10 | 1.6208e-10 | 4.1679e-10 | 11536.0538 | 319.4911 | 11216.5626 | 0 | 0 | 0 | 0 | 2.7003e-07 |  | 3.7396e-06 | 0 | 3.7396e-06 | 1.8698e-06 | 0 | 1.8698e-06 | 4.8081e-06 | 0 | 4.8081e-06 | [16 empty] | 7.3.1.3 Ignition probability mapping showing the probability of ignition along the electric lines and equipmentWLDFRAggregatedAggregated | WLDFR | HFTD - Distribution - Tier 2 - 5QU CoRE ¦ 4QU LoRE | Non-Red Flag Warning - Small Fires | Aggregated | Aggregated | 2027 | 0.0035886 | 0 | 375.6459 | 1.348 | 2027 | Mitigation | 0.08575 | 30 | 0 | esc | 0.0012005 | 4.3081e-06 | 0.00060025 | 2.154e-06 | 0.0015435 | 5.539e-06
[79 empty] | WLDFR | HFTD - Distribution - Tier 2 - 5QU CoRE ¦ 3QU LoRE | Red Flag Warning - Destructive Fires | 2050 | 0 | 1.6208e-10 | 4.1679e-10 | 11536.0538 | 319.4911 | 11216.5626 | 0 | 0 | 0 | 0 | 2.7003e-07 |  | 0 | 0 | 0 | 1.8698e-06 | 0 | 1.8698e-06 | 4.8081e-06 | 0 | 4.8081e-06 | [16 empty] | 7.3.1.3 Ignition probability mapping showing the probability of ignition along the electric lines and equipmentWLDFRAggregatedAggregated | WLDFR | HFTD - Distribution - Tier 2 - 5QU CoRE ¦ 4QU LoRE | Non-Red Flag Warning - Small Fires | Aggregated | Aggregated | 2028 | 0.0035886 | 0 | 375.6459 | 1.348 | 2028 | Mitigation | 0.08575 | 30 | 0 | esc | 0.0012005 | 4.3081e-06 | 0.00060025 | 2.154e-06 | 0.0015435 | 5.539e-06
[79 empty] | WLDFR | HFTD - Distribution - Tier 2 - 5QU CoRE ¦ 3QU LoRE | Red Flag Warning - Destructive Fires | 2051 | 0 | 0 | 4.1679e-10 | 11536.0538 | 319.4911 | 11216.5626 | 0 | 0 | 0 | 0 | 2.7003e-07 |  | 0 | 0 | 0 | 0 | 0 | 0 | 4.8081e-06 | 0 | 4.8081e-06 | [16 empty] | 7.3.1.3 Ignition probability mapping showing the probability of ignition along the electric lines and equipmentWLDFRAggregatedAggregated | WLDFR | HFTD - Distribution - Tier 2 - 5QU CoRE ¦ 4QU LoRE | Non-Red Flag Warning - Small Fires | Aggregated | Aggregated | 2029 | 0.0035886 | 0 | 375.6459 | 1.348 | 2029 | Mitigation | 0.08575 | 30 | 0 | esc | 0.0012005 | 4.3081e-06 | 0.00060025 | 2.154e-06 | 0.0015435 | 5.539e-06
[79 empty] | WLDFR | HFTD - Distribution - Tier 2 - 5QU CoRE ¦ 3QU LoRE | Red Flag Warning - Large Fires | 2020 | 2.5568e-08 | 0 | 0 | 5.2406 | 0.69642 | 2.942 | 1.6022 | 0 | 0 | 0 | 2.1298e-05 |  | 1.3399e-07 | 0 | 1.3399e-07 | 0 | 0 | 0 | 0 | 0 | 0 | [16 empty] | 7.3.1.3 Ignition probability mapping showing the probability of ignition along the electric lines and equipmentWLDFRAggregatedAggregated | WLDFR | HFTD - Distribution - Tier 2 - 5QU CoRE ¦ 4QU LoRE | Non-Red Flag Warning - Small Fires | Aggregated | Aggregated | 2030 | 0.0035886 | 0 | 375.6459 | 1.348 | 2030 | Mitigation | 0.08575 | 30 | 0 | esc | 0.0012005 | 4.3081e-06 | 0.00060025 | 2.154e-06 | 0.0015435 | 5.539e-06
[79 empty] | WLDFR | HFTD - Distribution - Tier 2 - 5QU CoRE ¦ 3QU LoRE | Red Flag Warning - Large Fires | 2021 | 2.5568e-08 | 1.2784e-08 | 0 | 5.2406 | 0.69642 | 2.942 | 1.6022 | 0 | 0 | 0 | 2.1298e-05 |  | 1.3399e-07 | 0 | 1.3399e-07 | 6.6997e-08 | 0 | 6.6997e-08 | 0 | 0 | 0 | [16 empty] | 7.3.1.3 Ignition probability mapping showing the probability of ignition along the electric lines and equipmentWLDFRAggregatedAggregated | WLDFR | HFTD - Distribution - Tier 2 - 5QU CoRE ¦ 4QU LoRE | Non-Red Flag Warning - Small Fires | Aggregated | Aggregated | 2031 | 0.0035886 | 0 | 375.6459 | 1.348 | 2031 | Mitigation | 0.08575 | 30 | 0 | esc | 0.0012005 | 4.3081e-06 | 0.00060025 | 2.154e-06 | 0.0015435 | 5.539e-06
[79 empty] | WLDFR | HFTD - Distribution - Tier 2 - 5QU CoRE ¦ 3QU LoRE | Red Flag Warning - Large Fires | 2022 | 2.5568e-08 | 1.2784e-08 | 3.2874e-08 | 5.2406 | 0.69642 | 2.942 | 1.6022 | 0 | 0 | 0 | 2.1298e-05 |  | 1.3399e-07 | 0 | 1.3399e-07 | 6.6997e-08 | 0 | 6.6997e-08 | 1.7228e-07 | 0 | 1.7228e-07 | [16 empty] | 7.3.1.3 Ignition probability mapping showing the probability of ignition along the electric lines and equipmentWLDFRAggregatedAggregated | WLDFR | HFTD - Distribution - Tier 2 - 5QU CoRE ¦ 4QU LoRE | Non-Red Flag Warning - Small Fires | Aggregated | Aggregated | 2032 | 0.0035886 | 0 | 375.6459 | 1.348 | 2032 | Mitigation | 0.08575 | 30 | 0 | esc | 0.0012005 | 4.3081e-06 | 0.00060025 | 2.154e-06 | 0.0015435 | 5.539e-06
[79 empty] | WLDFR | HFTD - Distribution - Tier 2 - 5QU CoRE ¦ 3QU LoRE | Red Flag Warning - Large Fires | 2023 | 2.5568e-08 | 1.2784e-08 | 3.2874e-08 | 5.475 | 0.71896 | 3.0715 | 1.6846 | 0 | 0 | 0 | 2.1298e-05 |  | 1.3999e-07 | 0 | 1.3999e-07 | 6.9994e-08 | 0 | 6.9994e-08 | 1.7998e-07 | 0 | 1.7998e-07 | [16 empty] | 7.3.1.3 Ignition probability mapping showing the probability of ignition along the electric lines and equipmentWLDFRAggregatedAggregated | WLDFR | HFTD - Distribution - Tier 2 - 5QU CoRE ¦ 4QU LoRE | Non-Red Flag Warning - Small Fires | Aggregated | Aggregated | 2033 | 0.0035886 | 0 | 375.6459 | 1.348 | 2033 | Mitigation | 0.08575 | 30 | 0 | esc | 0.0012005 | 4.3081e-06 | 0.00060025 | 2.154e-06 | 0.0015435 | 5.539e-06
[79 empty] | WLDFR | HFTD - Distribution - Tier 2 - 5QU CoRE ¦ 3QU LoRE | Red Flag Warning - Large Fires | 2024 | 2.5568e-08 | 1.2784e-08 | 3.2874e-08 | 5.475 | 0.71896 | 3.0715 | 1.6846 | 0 | 0 | 0 | 2.1298e-05 |  | 1.3999e-07 | 0 | 1.3999e-07 | 6.9994e-08 | 0 | 6.9994e-08 | 1.7998e-07 | 0 | 1.7998e-07 | [16 empty] | 7.3.1.3 Ignition probability mapping showing the probability of ignition along the electric lines and equipmentWLDFRAggregatedAggregated | WLDFR | HFTD - Distribution - Tier 2 - 5QU CoRE ¦ 4QU LoRE | Non-Red Flag Warning - Small Fires | Aggregated | Aggregated | 2034 | 0.0035886 | 0 | 375.6459 | 1.348 | 2034 | Mitigation | 0.08575 | 30 | 0 | esc | 0.0012005 | 4.3081e-06 | 0.00060025 | 2.154e-06 | 0.0015435 | 5.539e-06
[79 empty] | WLDFR | HFTD - Distribution - Tier 2 - 5QU CoRE ¦ 3QU LoRE | Red Flag Warning - Large Fires | 2025 | 2.5568e-08 | 1.2784e-08 | 3.2874e-08 | 5.475 | 0.71896 | 3.0715 | 1.6846 | 0 | 0 | 0 | 2.1298e-05 |  | 1.3999e-07 | 0 | 1.3999e-07 | 6.9994e-08 | 0 | 6.9994e-08 | 1.7998e-07 | 0 | 1.7998e-07 | [16 empty] | 7.3.1.3 Ignition probability mapping showing the probability of ignition along the electric lines and equipmentWLDFRAggregatedAggregated | WLDFR | HFTD - Distribution - Tier 2 - 5QU CoRE ¦ 4QU LoRE | Non-Red Flag Warning - Small Fires | Aggregated | Aggregated | 2035 | 0.0035886 | 0 | 375.6459 | 1.348 | 2035 | Mitigation | 0.08575 | 30 | 0 | esc | 0.0012005 | 4.3081e-06 | 0.00060025 | 2.154e-06 | 0.0015435 | 5.539e-06
[79 empty] | WLDFR | HFTD - Distribution - Tier 2 - 5QU CoRE ¦ 3QU LoRE | Red Flag Warning - Large Fires | 2026 | 2.5568e-08 | 1.2784e-08 | 3.2874e-08 | 5.475 | 0.71896 | 3.0715 | 1.6846 | 0 | 0 | 0 | 2.1298e-05 |  | 1.3999e-07 | 0 | 1.3999e-07 | 6.9994e-08 | 0 | 6.9994e-08 | 1.7998e-07 | 0 | 1.7998e-07 | [16 empty] | 7.3.1.3 Ignition probability mapping showing the probability of ignition along the electric lines and equipmentWLDFRAggregatedAggregated | WLDFR | HFTD - Distribution - Tier 2 - 5QU CoRE ¦ 4QU LoRE | Non-Red Flag Warning - Small Fires | Aggregated | Aggregated | 2036 | 0.0035886 | 0 | 375.6459 | 1.348 | 2036 | Mitigation | 0.08575 | 30 | 0 | esc | 0.0012005 | 4.3081e-06 | 0.00060025 | 2.154e-06 | 0.0015435 | 5.539e-06
[79 empty] | WLDFR | HFTD - Distribution - Tier 2 - 5QU CoRE ¦ 3QU LoRE | Red Flag Warning - Large Fires | 2027 | 2.5568e-08 | 1.2784e-08 | 3.2874e-08 | 5.475 | 0.71896 | 3.0715 | 1.6846 | 0 | 0 | 0 | 2.1298e-05 |  | 1.3999e-07 | 0 | 1.3999e-07 | 6.9994e-08 | 0 | 6.9994e-08 | 1.7998e-07 | 0 | 1.7998e-07 | [16 empty] | 7.3.1.3 Ignition probability mapping showing the probability of ignition along the electric lines and equipmentWLDFRAggregatedAggregated | WLDFR | HFTD - Distribution - Tier 2 - 5QU CoRE ¦ 4QU LoRE | Non-Red Flag Warning - Small Fires | Aggregated | Aggregated | 2037 | 0.0035886 | 0 | 375.6459 | 1.348 | 2037 | Mitigation | 0.08575 | 30 | 0 | esc | 0.0012005 | 4.3081e-06 | 0.00060025 | 2.154e-06 | 0.0015435 | 5.539e-06
[79 empty] | WLDFR | HFTD - Distribution - Tier 2 - 5QU CoRE ¦ 3QU LoRE | Red Flag Warning - Large Fires | 2028 | 2.5568e-08 | 1.2784e-08 | 3.2874e-08 | 5.777 | 0.74734 | 3.238 | 1.7917 | 0 | 0 | 0 | 2.1298e-05 |  | 1.4771e-07 | 0 | 1.4771e-07 | 7.3855e-08 | 0 | 7.3855e-08 | 1.8991e-07 | 0 | 1.8991e-07 | [16 empty] | 7.3.1.3 Ignition probability mapping showing the probability of ignition along the electric lines and equipmentWLDFRAggregatedAggregated | WLDFR | HFTD - Distribution - Tier 2 - 5QU CoRE ¦ 4QU LoRE | Non-Red Flag Warning - Small Fires | Aggregated | Aggregated | 2038 | 0.0035886 | 0 | 375.6459 | 1.348 | 2038 | Mitigation | 0.08575 | 30 | 0 | esc | 0.0012005 | 4.3081e-06 | 0.00060025 | 2.154e-06 | 0.0015435 | 5.539e-06
[79 empty] | WLDFR | HFTD - Distribution - Tier 2 - 5QU CoRE ¦ 3QU LoRE | Red Flag Warning - Large Fires | 2029 | 2.5568e-08 | 1.2784e-08 | 3.2874e-08 | 5.777 | 0.74734 | 3.238 | 1.7917 | 0 | 0 | 0 | 2.1298e-05 |  | 1.4771e-07 | 0 | 1.4771e-07 | 7.3855e-08 | 0 | 7.3855e-08 | 1.8991e-07 | 0 | 1.8991e-07 | [16 empty] | 7.3.1.3 Ignition probability mapping showing the probability of ignition along the electric lines and equipmentWLDFRAggregatedAggregated | WLDFR | HFTD - Distribution - Tier 2 - 5QU CoRE ¦ 4QU LoRE | Non-Red Flag Warning - Small Fires | Aggregated | Aggregated | 2039 | 0.0035886 | 0 | 375.6459 | 1.348 | 2039 | Mitigation | 0.08575 | 30 | 0 | esc | 0.0012005 | 4.3081e-06 | 0.00060025 | 2.154e-06 | 0.0015435 | 5.539e-06
[79 empty] | WLDFR | HFTD - Distribution - Tier 2 - 5QU CoRE ¦ 3QU LoRE | Red Flag Warning - Large Fires | 2030 | 2.5568e-08 | 1.2784e-08 | 3.2874e-08 | 5.777 | 0.74734 | 3.238 | 1.7917 | 0 | 0 | 0 | 2.1298e-05 |  | 1.4771e-07 | 0 | 1.4771e-07 | 7.3855e-08 | 0 | 7.3855e-08 | 1.8991e-07 | 0 | 1.8991e-07 | [16 empty] | 7.3.1.3 Ignition probability mapping showing the probability of ignition along the electric lines and equipmentWLDFRAggregatedAggregated | WLDFR | HFTD - Distribution - Tier 2 - 5QU CoRE ¦ 4QU LoRE | Non-Red Flag Warning - Small Fires | Aggregated | Aggregated | 2040 | 0.0035886 | 0 | 375.6459 | 1.348 | 2040 | Mitigation | 0.08575 | 30 | 0 | esc | 0.0012005 | 4.3081e-06 | 0.00060025 | 2.154e-06 | 0.0015435 | 5.539e-06
[79 empty] | WLDFR | HFTD - Distribution - Tier 2 - 5QU CoRE ¦ 3QU LoRE | Red Flag Warning - Large Fires | 2031 | 2.5568e-08 | 1.2784e-08 | 3.2874e-08 | 5.777 | 0.74734 | 3.238 | 1.7917 | 0 | 0 | 0 | 2.1298e-05 |  | 1.4771e-07 | 0 | 1.4771e-07 | 7.3855e-08 | 0 | 7.3855e-08 | 1.8991e-07 | 0 | 1.8991e-07 | [16 empty] | 7.3.1.3 Ignition probability mapping showing the probability of ignition along the electric lines and equipmentWLDFRAggregatedAggregated | WLDFR | HFTD - Distribution - Tier 2 - 5QU CoRE ¦ 4QU LoRE | Non-Red Flag Warning - Small Fires | Aggregated | Aggregated | 2041 | 0.0035886 | 0 | 375.6459 | 1.348 | 2041 | Mitigation | 0.08575 | 30 | 0 | esc | 0.0012005 | 4.3081e-06 | 0.00060025 | 2.154e-06 | 0.0015435 | 5.539e-06
[79 empty] | WLDFR | HFTD - Distribution - Tier 2 - 5QU CoRE ¦ 3QU LoRE | Red Flag Warning - Large Fires | 2032 | 2.5568e-08 | 1.2784e-08 | 3.2874e-08 | 5.777 | 0.74734 | 3.238 | 1.7917 | 0 | 0 | 0 | 2.1298e-05 |  | 1.4771e-07 | 0 | 1.4771e-07 | 7.3855e-08 | 0 | 7.3855e-08 | 1.8991e-07 | 0 | 1.8991e-07 | [16 empty] | 7.3.1.3 Ignition probability mapping showing the probability of ignition along the electric lines and equipmentWLDFRAggregatedAggregated | WLDFR | HFTD - Distribution - Tier 2 - 5QU CoRE ¦ 4QU LoRE | Non-Red Flag Warning - Small Fires | Aggregated | Aggregated | 2042 | 0.0035886 | 0 | 375.6459 | 1.348 | 2042 | Mitigation | 0.08575 | 30 | 0 | esc | 0.0012005 | 4.3081e-06 | 0.00060025 | 2.154e-06 | 0.0015435 | 5.539e-06
[79 empty] | WLDFR | HFTD - Distribution - Tier 2 - 5QU CoRE ¦ 3QU LoRE | Red Flag Warning - Large Fires | 2033 | 2.5568e-08 | 1.2784e-08 | 3.2874e-08 | 6.1205 | 0.77885 | 3.4265 | 1.9151 | 0 | 0 | 0 | 2.1298e-05 |  | 1.5649e-07 | 0 | 1.5649e-07 | 7.8246e-08 | 0 | 7.8246e-08 | 2.012e-07 | 0 | 2.012e-07 | [16 empty] | 7.3.1.3 Ignition probability mapping showing the probability of ignition along the electric lines and equipmentWLDFRAggregatedAggregated | WLDFR | HFTD - Distribution - Tier 2 - 5QU CoRE ¦ 4QU LoRE | Non-Red Flag Warning - Small Fires | Aggregated | Aggregated | 2043 | 0.0035886 | 0 | 375.6459 | 1.348 | 2043 | Mitigation | 0.08575 | 30 | 0 | esc | 0.0012005 | 4.3081e-06 | 0.00060025 | 2.154e-06 | 0.0015435 | 5.539e-06
[79 empty] | WLDFR | HFTD - Distribution - Tier 2 - 5QU CoRE ¦ 3QU LoRE | Red Flag Warning - Large Fires | 2034 | 2.5568e-08 | 1.2784e-08 | 3.2874e-08 | 6.1205 | 0.77885 | 3.4265 | 1.9151 | 0 | 0 | 0 | 2.1298e-05 |  | 1.5649e-07 | 0 | 1.5649e-07 | 7.8246e-08 | 0 | 7.8246e-08 | 2.012e-07 | 0 | 2.012e-07 | [16 empty] | 7.3.1.3 Ignition probability mapping showing the probability of ignition along the electric lines and equipmentWLDFRAggregatedAggregated | WLDFR | HFTD - Distribution - Tier 2 - 5QU CoRE ¦ 4QU LoRE | Non-Red Flag Warning - Small Fires | Aggregated | Aggregated | 2044 | 0.0035886 | 0 | 375.6459 | 1.348 | 2044 | Mitigation | 0.08575 | 30 | 0 | esc | 0.0012005 | 4.3081e-06 | 0.00060025 | 2.154e-06 | 0.0015435 | 5.539e-06
[79 empty] | WLDFR | HFTD - Distribution - Tier 2 - 5QU CoRE ¦ 3QU LoRE | Red Flag Warning - Large Fires | 2035 | 2.5568e-08 | 1.2784e-08 | 3.2874e-08 | 6.1205 | 0.77885 | 3.4265 | 1.9151 | 0 | 0 | 0 | 2.1298e-05 |  | 1.5649e-07 | 0 | 1.5649e-07 | 7.8246e-08 | 0 | 7.8246e-08 | 2.012e-07 | 0 | 2.012e-07 | [16 empty] | 7.3.1.3 Ignition probability mapping showing the probability of ignition along the electric lines and equipmentWLDFRAggregatedAggregated | WLDFR | HFTD - Distribution - Tier 2 - 5QU CoRE ¦ 4QU LoRE | Non-Red Flag Warning - Small Fires | Aggregated | Aggregated | 2045 | 0.0035886 | 0 | 375.6459 | 1.348 | 2045 | Mitigation | 0.08575 | 30 | 0 | esc | 0.0012005 | 4.3081e-06 | 0.00060025 | 2.154e-06 | 0.0015435 | 5.539e-06
[79 empty] | WLDFR | HFTD - Distribution - Tier 2 - 5QU CoRE ¦ 3QU LoRE | Red Flag Warning - Large Fires | 2036 | 2.5568e-08 | 1.2784e-08 | 3.2874e-08 | 6.1205 | 0.77885 | 3.4265 | 1.9151 | 0 | 0 | 0 | 2.1298e-05 |  | 1.5649e-07 | 0 | 1.5649e-07 | 7.8246e-08 | 0 | 7.8246e-08 | 2.012e-07 | 0 | 2.012e-07 | [16 empty] | 7.3.1.3 Ignition probability mapping showing the probability of ignition along the electric lines and equipmentWLDFRAggregatedAggregated | WLDFR | HFTD - Distribution - Tier 2 - 5QU CoRE ¦ 4QU LoRE | Non-Red Flag Warning - Small Fires | Aggregated | Aggregated | 2046 | 0.0035886 | 0 | 375.6459 | 1.348 | 2046 | Mitigation | 0.08575 | 30 | 0 | esc | 0.0012005 | 4.3081e-06 | 0.00060025 | 2.154e-06 | 0.0015435 | 5.539e-06
[79 empty] | WLDFR | HFTD - Distribution - Tier 2 - 5QU CoRE ¦ 3QU LoRE | Red Flag Warning - Large Fires | 2037 | 2.5568e-08 | 1.2784e-08 | 3.2874e-08 | 6.1205 | 0.77885 | 3.4265 | 1.9151 | 0 | 0 | 0 | 2.1298e-05 |  | 1.5649e-07 | 0 | 1.5649e-07 | 7.8246e-08 | 0 | 7.8246e-08 | 2.012e-07 | 0 | 2.012e-07 | [16 empty] | 7.3.1.3 Ignition probability mapping showing the probability of ignition along the electric lines and equipmentWLDFRAggregatedAggregated | WLDFR | HFTD - Distribution - Tier 2 - 5QU CoRE ¦ 4QU LoRE | Non-Red Flag Warning - Small Fires | Aggregated | Aggregated | 2047 | 0.0035886 | 0 | 375.6459 | 1.348 | 2047 | Mitigation | 0.08575 | 30 | 0 | esc | 0.0012005 | 4.3081e-06 | 0.00060025 | 2.154e-06 | 0.0015435 | 5.539e-06
[79 empty] | WLDFR | HFTD - Distribution - Tier 2 - 5QU CoRE ¦ 3QU LoRE | Red Flag Warning - Large Fires | 2038 | 2.5568e-08 | 1.2784e-08 | 3.2874e-08 | 6.5028 | 0.81304 | 3.6355 | 2.0543 | 0 | 0 | 0 | 2.1298e-05 |  | 1.6627e-07 | 0 | 1.6627e-07 | 8.3133e-08 | 0 | 8.3133e-08 | 2.1377e-07 | 0 | 2.1377e-07 | [16 empty] | 7.3.1.3 Ignition probability mapping showing the probability of ignition along the electric lines and equipmentWLDFRAggregatedAggregated | WLDFR | HFTD - Distribution - Tier 2 - 5QU CoRE ¦ 4QU LoRE | Non-Red Flag Warning - Small Fires | Aggregated | Aggregated | 2048 | 0.0035886 | 0 | 375.6459 | 1.348 | 2048 | Mitigation | 0.08575 | 30 | 0 | esc | 0.0012005 | 4.3081e-06 | 0.00060025 | 2.154e-06 | 0.0015435 | 5.539e-06
[79 empty] | WLDFR | HFTD - Distribution - Tier 2 - 5QU CoRE ¦ 3QU LoRE | Red Flag Warning - Large Fires | 2039 | 2.5568e-08 | 1.2784e-08 | 3.2874e-08 | 6.5028 | 0.81304 | 3.6355 | 2.0543 | 0 | 0 | 0 | 2.1298e-05 |  | 1.6627e-07 | 0 | 1.6627e-07 | 8.3133e-08 | 0 | 8.3133e-08 | 2.1377e-07 | 0 | 2.1377e-07 | [16 empty] | 7.3.1.3 Ignition probability mapping showing the probability of ignition along the electric lines and equipmentWLDFRAggregatedAggregated | WLDFR | HFTD - Distribution - Tier 2 - 5QU CoRE ¦ 4QU LoRE | Non-Red Flag Warning - Small Fires | Aggregated | Aggregated | 2049 | 0.0035886 | 0 | 375.6459 | 1.348 | 2049 | Mitigation | 0.08575 | 30 | 0 | esc | 0.0012005 | 4.3081e-06 | 0.00060025 | 2.154e-06 | 0.0015435 | 5.539e-06
[79 empty] | WLDFR | HFTD - Distribution - Tier 2 - 5QU CoRE ¦ 3QU LoRE | Red Flag Warning - Large Fires | 2040 | 2.5568e-08 | 1.2784e-08 | 3.2874e-08 | 6.5028 | 0.81304 | 3.6355 | 2.0543 | 0 | 0 | 0 | 2.1298e-05 |  | 1.6627e-07 | 0 | 1.6627e-07 | 8.3133e-08 | 0 | 8.3133e-08 | 2.1377e-07 | 0 | 2.1377e-07 | [16 empty] | 7.3.1.3 Ignition probability mapping showing the probability of ignition along the electric lines and equipmentWLDFRAggregatedAggregated | WLDFR | HFTD - Distribution - Tier 2 - 5QU CoRE ¦ 4QU LoRE | Non-Red Flag Warning - Small Fires | Aggregated | Aggregated | 2050 | 0.0035886 | 0 | 375.6459 | 1.348 | 2050 | Mitigation | 0.08575 | 30 | 0 | esc | 0 | 0 | 0.00060025 | 2.154e-06 | 0.0015435 | 5.539e-06
[79 empty] | WLDFR | HFTD - Distribution - Tier 2 - 5QU CoRE ¦ 3QU LoRE | Red Flag Warning - Large Fires | 2041 | 2.5568e-08 | 1.2784e-08 | 3.2874e-08 | 6.5028 | 0.81304 | 3.6355 | 2.0543 | 0 | 0 | 0 | 2.1298e-05 |  | 1.6627e-07 | 0 | 1.6627e-07 | 8.3133e-08 | 0 | 8.3133e-08 | 2.1377e-07 | 0 | 2.1377e-07 | [16 empty] | 7.3.1.3 Ignition probability mapping showing the probability of ignition along the electric lines and equipmentWLDFRAggregatedAggregated | WLDFR | HFTD - Distribution - Tier 2 - 5QU CoRE ¦ 4QU LoRE | Non-Red Flag Warning - Small Fires | Aggregated | Aggregated | 2051 | 0.0035886 | 0 | 375.6459 | 1.348 | 2051 | Mitigation | 0.08575 | 30 | 0 | esc | 0 | 0 | 0 | 0 | 0.0015435 | 5.539e-06
[79 empty] | WLDFR | HFTD - Distribution - Tier 2 - 5QU CoRE ¦ 3QU LoRE | Red Flag Warning - Large Fires | 2042 | 2.5568e-08 | 1.2784e-08 | 3.2874e-08 | 6.5028 | 0.81304 | 3.6355 | 2.0543 | 0 | 0 | 0 | 2.1298e-05 |  | 1.6627e-07 | 0 | 1.6627e-07 | 8.3133e-08 | 0 | 8.3133e-08 | 2.1377e-07 | 0 | 2.1377e-07 | [16 empty] | 7.3.1.3 Ignition probability mapping showing the probability of ignition along the electric lines and equipmentWLDFRAggregatedAggregated | WLDFR | HFTD - Distribution - Tier 2 - 5QU CoRE ¦ 4QU LoRE | Red Flag Warning - Catastrophic Fires | Aggregated | Aggregated | 2021 | 1.3659e-06 | 0 | 375.6459 | 0.00051311 | 2021 | Mitigation | 0.08575 | 30 | 0 | esc | 0.0012005 | 1.6398e-09 | 0.00060025 | 8.1991e-10 | 0 | 0
[79 empty] | WLDFR | HFTD - Distribution - Tier 2 - 5QU CoRE ¦ 3QU LoRE | Red Flag Warning - Large Fires | 2043 | 2.5568e-08 | 1.2784e-08 | 3.2874e-08 | 6.9209 | 0.84944 | 3.8632 | 2.2083 | 0 | 0 | 0 | 2.1298e-05 |  | 1.7696e-07 | 0 | 1.7696e-07 | 8.8479e-08 | 0 | 8.8479e-08 | 2.2752e-07 | 0 | 2.2752e-07 | [16 empty] | 7.3.1.3 Ignition probability mapping showing the probability of ignition along the electric lines and equipmentWLDFRAggregatedAggregated | WLDFR | HFTD - Distribution - Tier 2 - 5QU CoRE ¦ 4QU LoRE | Red Flag Warning - Catastrophic Fires | Aggregated | Aggregated | 2022 | 1.3659e-06 | 0 | 375.6459 | 0.00051311 | 2022 | Mitigation | 0.08575 | 30 | 0 | esc | 0.0012005 | 1.6398e-09 | 0.00060025 | 8.1991e-10 | 0.0015435 | 2.1083e-09
[79 empty] | WLDFR | HFTD - Distribution - Tier 2 - 5QU CoRE ¦ 3QU LoRE | Red Flag Warning - Large Fires | 2044 | 2.5568e-08 | 1.2784e-08 | 3.2874e-08 | 6.9209 | 0.84944 | 3.8632 | 2.2083 | 0 | 0 | 0 | 2.1298e-05 |  | 1.7696e-07 | 0 | 1.7696e-07 | 8.8479e-08 | 0 | 8.8479e-08 | 2.2752e-07 | 0 | 2.2752e-07 | [16 empty] | 7.3.1.3 Ignition probability mapping showing the probability of ignition along the electric lines and equipmentWLDFRAggregatedAggregated | WLDFR | HFTD - Distribution - Tier 2 - 5QU CoRE ¦ 4QU LoRE | Red Flag Warning - Catastrophic Fires | Aggregated | Aggregated | 2023 | 1.3659e-06 | 0 | 375.6459 | 0.00051311 | 2023 | Mitigation | 0.08575 | 30 | 0 | esc | 0.0012005 | 1.6398e-09 | 0.00060025 | 8.1991e-10 | 0.0015435 | 2.1083e-09
[79 empty] | WLDFR | HFTD - Distribution - Tier 2 - 5QU CoRE ¦ 3QU LoRE | Red Flag Warning - Large Fires | 2045 | 2.5568e-08 | 1.2784e-08 | 3.2874e-08 | 6.9209 | 0.84944 | 3.8632 | 2.2083 | 0 | 0 | 0 | 2.1298e-05 |  | 1.7696e-07 | 0 | 1.7696e-07 | 8.8479e-08 | 0 | 8.8479e-08 | 2.2752e-07 | 0 | 2.2752e-07 | [16 empty] | 7.3.1.3 Ignition probability mapping showing the probability of ignition along the electric lines and equipmentWLDFRAggregatedAggregated | WLDFR | HFTD - Distribution - Tier 2 - 5QU CoRE ¦ 4QU LoRE | Red Flag Warning - Catastrophic Fires | Aggregated | Aggregated | 2024 | 1.3659e-06 | 0 | 375.6459 | 0.00051311 | 2024 | Mitigation | 0.08575 | 30 | 0 | esc | 0.0012005 | 1.6398e-09 | 0.00060025 | 8.1991e-10 | 0.0015435 | 2.1083e-09
[79 empty] | WLDFR | HFTD - Distribution - Tier 2 - 5QU CoRE ¦ 3QU LoRE | Red Flag Warning - Large Fires | 2046 | 2.5568e-08 | 1.2784e-08 | 3.2874e-08 | 6.9209 | 0.84944 | 3.8632 | 2.2083 | 0 | 0 | 0 | 2.1298e-05 |  | 1.7696e-07 | 0 | 1.7696e-07 | 8.8479e-08 | 0 | 8.8479e-08 | 2.2752e-07 | 0 | 2.2752e-07 | [16 empty] | 7.3.1.3 Ignition probability mapping showing the probability of ignition along the electric lines and equipmentWLDFRAggregatedAggregated | WLDFR | HFTD - Distribution - Tier 2 - 5QU CoRE ¦ 4QU LoRE | Red Flag Warning - Catastrophic Fires | Aggregated | Aggregated | 2025 | 1.3659e-06 | 0 | 375.6459 | 0.00051311 | 2025 | Mitigation | 0.08575 | 30 | 0 | esc | 0.0012005 | 1.6398e-09 | 0.00060025 | 8.1991e-10 | 0.0015435 | 2.1083e-09
[79 empty] | WLDFR | HFTD - Distribution - Tier 2 - 5QU CoRE ¦ 3QU LoRE | Red Flag Warning - Large Fires | 2047 | 2.5568e-08 | 1.2784e-08 | 3.2874e-08 | 6.9209 | 0.84944 | 3.8632 | 2.2083 | 0 | 0 | 0 | 2.1298e-05 |  | 1.7696e-07 | 0 | 1.7696e-07 | 8.8479e-08 | 0 | 8.8479e-08 | 2.2752e-07 | 0 | 2.2752e-07 | [16 empty] | 7.3.1.3 Ignition probability mapping showing the probability of ignition along the electric lines and equipmentWLDFRAggregatedAggregated | WLDFR | HFTD - Distribution - Tier 2 - 5QU CoRE ¦ 4QU LoRE | Red Flag Warning - Catastrophic Fires | Aggregated | Aggregated | 2026 | 1.3659e-06 | 0 | 375.6459 | 0.00051311 | 2026 | Mitigation | 0.08575 | 30 | 0 | esc | 0.0012005 | 1.6398e-09 | 0.00060025 | 8.1991e-10 | 0.0015435 | 2.1083e-09
[79 empty] | WLDFR | HFTD - Distribution - Tier 2 - 5QU CoRE ¦ 3QU LoRE | Red Flag Warning - Large Fires | 2048 | 2.5568e-08 | 1.2784e-08 | 3.2874e-08 | 7.3713 | 0.88759 | 4.1075 | 2.3763 | 0 | 0 | 0 | 2.1298e-05 |  | 1.8847e-07 | 0 | 1.8847e-07 | 9.4237e-08 | 0 | 9.4237e-08 | 2.4232e-07 | 0 | 2.4232e-07 | [16 empty] | 7.3.1.3 Ignition probability mapping showing the probability of ignition along the electric lines and equipmentWLDFRAggregatedAggregated | WLDFR | HFTD - Distribution - Tier 2 - 5QU CoRE ¦ 4QU LoRE | Red Flag Warning - Catastrophic Fires | Aggregated | Aggregated | 2027 | 1.3659e-06 | 0 | 375.6459 | 0.00051311 | 2027 | Mitigation | 0.08575 | 30 | 0 | esc | 0.0012005 | 1.6398e-09 | 0.00060025 | 8.1991e-10 | 0.0015435 | 2.1083e-09
[79 empty] | WLDFR | HFTD - Distribution - Tier 2 - 5QU CoRE ¦ 3QU LoRE | Red Flag Warning - Large Fires | 2049 | 2.5568e-08 | 1.2784e-08 | 3.2874e-08 | 7.3713 | 0.88759 | 4.1075 | 2.3763 | 0 | 0 | 0 | 2.1298e-05 |  | 1.8847e-07 | 0 | 1.8847e-07 | 9.4237e-08 | 0 | 9.4237e-08 | 2.4232e-07 | 0 | 2.4232e-07 | [16 empty] | 7.3.1.3 Ignition probability mapping showing the probability of ignition along the electric lines and equipmentWLDFRAggregatedAggregated | WLDFR | HFTD - Distribution - Tier 2 - 5QU CoRE ¦ 4QU LoRE | Red Flag Warning - Catastrophic Fires | Aggregated | Aggregated | 2028 | 1.3659e-06 | 0 | 375.6459 | 0.00051311 | 2028 | Mitigation | 0.08575 | 30 | 0 | esc | 0.0012005 | 1.6398e-09 | 0.00060025 | 8.1991e-10 | 0.0015435 | 2.1083e-09
[79 empty] | WLDFR | HFTD - Distribution - Tier 2 - 5QU CoRE ¦ 3QU LoRE | Red Flag Warning - Large Fires | 2050 | 0 | 1.2784e-08 | 3.2874e-08 | 7.3713 | 0.88759 | 4.1075 | 2.3763 | 0 | 0 | 0 | 2.1298e-05 |  | 0 | 0 | 0 | 9.4237e-08 | 0 | 9.4237e-08 | 2.4232e-07 | 0 | 2.4232e-07 | [16 empty] | 7.3.1.3 Ignition probability mapping showing the probability of ignition along the electric lines and equipmentWLDFRAggregatedAggregated | WLDFR | HFTD - Distribution - Tier 2 - 5QU CoRE ¦ 4QU LoRE | Red Flag Warning - Catastrophic Fires | Aggregated | Aggregated | 2029 | 1.3659e-06 | 0 | 375.6459 | 0.00051311 | 2029 | Mitigation | 0.08575 | 30 | 0 | esc | 0.0012005 | 1.6398e-09 | 0.00060025 | 8.1991e-10 | 0.0015435 | 2.1083e-09
[79 empty] | WLDFR | HFTD - Distribution - Tier 2 - 5QU CoRE ¦ 3QU LoRE | Red Flag Warning - Large Fires | 2051 | 0 | 0 | 3.2874e-08 | 7.3713 | 0.88759 | 4.1075 | 2.3763 | 0 | 0 | 0 | 2.1298e-05 |  | 0 | 0 | 0 | 0 | 0 | 0 | 2.4232e-07 | 0 | 2.4232e-07 | [16 empty] | 7.3.1.3 Ignition probability mapping showing the probability of ignition along the electric lines and equipmentWLDFRAggregatedAggregated | WLDFR | HFTD - Distribution - Tier 2 - 5QU CoRE ¦ 4QU LoRE | Red Flag Warning - Catastrophic Fires | Aggregated | Aggregated | 2030 | 1.3659e-06 | 0 | 375.6459 | 0.00051311 | 2030 | Mitigation | 0.08575 | 30 | 0 | esc | 0.0012005 | 1.6398e-09 | 0.00060025 | 8.1991e-10 | 0.0015435 | 2.1083e-09
[79 empty] | WLDFR | HFTD - Distribution - Tier 2 - 5QU CoRE ¦ 3QU LoRE | Red Flag Warning - Small Fires | 2020 | 7.0083e-07 | 0 | 0 | 0.077901 | 0.036425 | 0.0015809 | 0.039895 | 0 | 0 | 0 | 0.00058378 |  | 5.4595e-08 | 0 | 5.4595e-08 | 0 | 0 | 0 | 0 | 0 | 0 | [16 empty] | 7.3.1.3 Ignition probability mapping showing the probability of ignition along the electric lines and equipmentWLDFRAggregatedAggregated | WLDFR | HFTD - Distribution - Tier 2 - 5QU CoRE ¦ 4QU LoRE | Red Flag Warning - Catastrophic Fires | Aggregated | Aggregated | 2031 | 1.3659e-06 | 0 | 375.6459 | 0.00051311 | 2031 | Mitigation | 0.08575 | 30 | 0 | esc | 0.0012005 | 1.6398e-09 | 0.00060025 | 8.1991e-10 | 0.0015435 | 2.1083e-09
[79 empty] | WLDFR | HFTD - Distribution - Tier 2 - 5QU CoRE ¦ 3QU LoRE | Red Flag Warning - Small Fires | 2021 | 7.0083e-07 | 3.5042e-07 | 0 | 0.077901 | 0.036425 | 0.0015809 | 0.039895 | 0 | 0 | 0 | 0.00058378 |  | 5.4595e-08 | 0 | 5.4595e-08 | 2.7298e-08 | 0 | 2.7298e-08 | 0 | 0 | 0 | [16 empty] | 7.3.1.3 Ignition probability mapping showing the probability of ignition along the electric lines and equipmentWLDFRAggregatedAggregated | WLDFR | HFTD - Distribution - Tier 2 - 5QU CoRE ¦ 4QU LoRE | Red Flag Warning - Catastrophic Fires | Aggregated | Aggregated | 2032 | 1.3659e-06 | 0 | 375.6459 | 0.00051311 | 2032 | Mitigation | 0.08575 | 30 | 0 | esc | 0.0012005 | 1.6398e-09 | 0.00060025 | 8.1991e-10 | 0.0015435 | 2.1083e-09
[79 empty] | WLDFR | HFTD - Distribution - Tier 2 - 5QU CoRE ¦ 3QU LoRE | Red Flag Warning - Small Fires | 2022 | 7.0083e-07 | 3.5042e-07 | 9.0107e-07 | 0.077901 | 0.036425 | 0.0015809 | 0.039895 | 0 | 0 | 0 | 0.00058378 |  | 5.4595e-08 | 0 | 5.4595e-08 | 2.7298e-08 | 0 | 2.7298e-08 | 7.0194e-08 | 0 | 7.0194e-08 | [16 empty] | 7.3.1.3 Ignition probability mapping showing the probability of ignition along the electric lines and equipmentWLDFRAggregatedAggregated | WLDFR | HFTD - Distribution - Tier 2 - 5QU CoRE ¦ 4QU LoRE | Red Flag Warning - Catastrophic Fires | Aggregated | Aggregated | 2033 | 1.3659e-06 | 0 | 375.6459 | 0.00051311 | 2033 | Mitigation | 0.08575 | 30 | 0 | esc | 0.0012005 | 1.6398e-09 | 0.00060025 | 8.1991e-10 | 0.0015435 | 2.1083e-09
[79 empty] | WLDFR | HFTD - Distribution - Tier 2 - 5QU CoRE ¦ 3QU LoRE | Red Flag Warning - Small Fires | 2023 | 7.0083e-07 | 3.5042e-07 | 9.0107e-07 | 0.080408 | 0.03759 | 0.0016314 | 0.041187 | 0 | 0 | 0 | 0.00058378 |  | 5.6353e-08 | 0 | 5.6353e-08 | 2.8176e-08 | 0 | 2.8176e-08 | 7.2453e-08 | 0 | 7.2453e-08 | [16 empty] | 7.3.1.3 Ignition probability mapping showing the probability of ignition along the electric lines and equipmentWLDFRAggregatedAggregated | WLDFR | HFTD - Distribution - Tier 2 - 5QU CoRE ¦ 4QU LoRE | Red Flag Warning - Catastrophic Fires | Aggregated | Aggregated | 2034 | 1.3659e-06 | 0 | 375.6459 | 0.00051311 | 2034 | Mitigation | 0.08575 | 30 | 0 | esc | 0.0012005 | 1.6398e-09 | 0.00060025 | 8.1991e-10 | 0.0015435 | 2.1083e-09
[79 empty] | WLDFR | HFTD - Distribution - Tier 2 - 5QU CoRE ¦ 3QU LoRE | Red Flag Warning - Small Fires | 2024 | 7.0083e-07 | 3.5042e-07 | 9.0107e-07 | 0.080408 | 0.03759 | 0.0016314 | 0.041187 | 0 | 0 | 0 | 0.00058378 |  | 5.6353e-08 | 0 | 5.6353e-08 | 2.8176e-08 | 0 | 2.8176e-08 | 7.2453e-08 | 0 | 7.2453e-08 | [16 empty] | 7.3.1.3 Ignition probability mapping showing the probability of ignition along the electric lines and equipmentWLDFRAggregatedAggregated | WLDFR | HFTD - Distribution - Tier 2 - 5QU CoRE ¦ 4QU LoRE | Red Flag Warning - Catastrophic Fires | Aggregated | Aggregated | 2035 | 1.3659e-06 | 0 | 375.6459 | 0.00051311 | 2035 | Mitigation | 0.08575 | 30 | 0 | esc | 0.0012005 | 1.6398e-09 | 0.00060025 | 8.1991e-10 | 0.0015435 | 2.1083e-09
[79 empty] | WLDFR | HFTD - Distribution - Tier 2 - 5QU CoRE ¦ 3QU LoRE | Red Flag Warning - Small Fires | 2025 | 7.0083e-07 | 3.5042e-07 | 9.0107e-07 | 0.080408 | 0.03759 | 0.0016314 | 0.041187 | 0 | 0 | 0 | 0.00058378 |  | 5.6353e-08 | 0 | 5.6353e-08 | 2.8176e-08 | 0 | 2.8176e-08 | 7.2453e-08 | 0 | 7.2453e-08 | [16 empty] | 7.3.1.3 Ignition probability mapping showing the probability of ignition along the electric lines and equipmentWLDFRAggregatedAggregated | WLDFR | HFTD - Distribution - Tier 2 - 5QU CoRE ¦ 4QU LoRE | Red Flag Warning - Catastrophic Fires | Aggregated | Aggregated | 2036 | 1.3659e-06 | 0 | 375.6459 | 0.00051311 | 2036 | Mitigation | 0.08575 | 30 | 0 | esc | 0.0012005 | 1.6398e-09 | 0.00060025 | 8.1991e-10 | 0.0015435 | 2.1083e-09
[79 empty] | WLDFR | HFTD - Distribution - Tier 2 - 5QU CoRE ¦ 3QU LoRE | Red Flag Warning - Small Fires | 2026 | 7.0083e-07 | 3.5042e-07 | 9.0107e-07 | 0.080408 | 0.03759 | 0.0016314 | 0.041187 | 0 | 0 | 0 | 0.00058378 |  | 5.6353e-08 | 0 | 5.6353e-08 | 2.8176e-08 | 0 | 2.8176e-08 | 7.2453e-08 | 0 | 7.2453e-08 | [16 empty] | 7.3.1.3 Ignition probability mapping showing the probability of ignition along the electric lines and equipmentWLDFRAggregatedAggregated | WLDFR | HFTD - Distribution - Tier 2 - 5QU CoRE ¦ 4QU LoRE | Red Flag Warning - Catastrophic Fires | Aggregated | Aggregated | 2037 | 1.3659e-06 | 0 | 375.6459 | 0.00051311 | 2037 | Mitigation | 0.08575 | 30 | 0 | esc | 0.0012005 | 1.6398e-09 | 0.00060025 | 8.1991e-10 | 0.0015435 | 2.1083e-09
[79 empty] | WLDFR | HFTD - Distribution - Tier 2 - 5QU CoRE ¦ 3QU LoRE | Red Flag Warning - Small Fires | 2027 | 7.0083e-07 | 3.5042e-07 | 9.0107e-07 | 0.080408 | 0.03759 | 0.0016314 | 0.041187 | 0 | 0 | 0 | 0.00058378 |  | 5.6353e-08 | 0 | 5.6353e-08 | 2.8176e-08 | 0 | 2.8176e-08 | 7.2453e-08 | 0 | 7.2453e-08 | [16 empty] | 7.3.1.3 Ignition probability mapping showing the probability of ignition along the electric lines and equipmentWLDFRAggregatedAggregated | WLDFR | HFTD - Distribution - Tier 2 - 5QU CoRE ¦ 4QU LoRE | Red Flag Warning - Catastrophic Fires | Aggregated | Aggregated | 2038 | 1.3659e-06 | 0 | 375.6459 | 0.00051311 | 2038 | Mitigation | 0.08575 | 30 | 0 | esc | 0.0012005 | 1.6398e-09 | 0.00060025 | 8.1991e-10 | 0.0015435 | 2.1083e-09
[79 empty] | WLDFR | HFTD - Distribution - Tier 2 - 5QU CoRE ¦ 3QU LoRE | Red Flag Warning - Small Fires | 2028 | 7.0083e-07 | 3.5042e-07 | 9.0107e-07 | 0.083606 | 0.039055 | 0.001695 | 0.042856 | 0 | 0 | 0 | 0.00058378 |  | 5.8594e-08 | 0 | 5.8594e-08 | 2.9297e-08 | 0 | 2.9297e-08 | 7.5335e-08 | 0 | 7.5335e-08 | [16 empty] | 7.3.1.3 Ignition probability mapping showing the probability of ignition along the electric lines and equipmentWLDFRAggregatedAggregated | WLDFR | HFTD - Distribution - Tier 2 - 5QU CoRE ¦ 4QU LoRE | Red Flag Warning - Catastrophic Fires | Aggregated | Aggregated | 2039 | 1.3659e-06 | 0 | 375.6459 | 0.00051311 | 2039 | Mitigation | 0.08575 | 30 | 0 | esc | 0.0012005 | 1.6398e-09 | 0.00060025 | 8.1991e-10 | 0.0015435 | 2.1083e-09
[79 empty] | WLDFR | HFTD - Distribution - Tier 2 - 5QU CoRE ¦ 3QU LoRE | Red Flag Warning - Small Fires | 2029 | 7.0083e-07 | 3.5042e-07 | 9.0107e-07 | 0.083606 | 0.039055 | 0.001695 | 0.042856 | 0 | 0 | 0 | 0.00058378 |  | 5.8594e-08 | 0 | 5.8594e-08 | 2.9297e-08 | 0 | 2.9297e-08 | 7.5335e-08 | 0 | 7.5335e-08 | [16 empty] | 7.3.1.3 Ignition probability mapping showing the probability of ignition along the electric lines and equipmentWLDFRAggregatedAggregated | WLDFR | HFTD - Distribution - Tier 2 - 5QU CoRE ¦ 4QU LoRE | Red Flag Warning - Catastrophic Fires | Aggregated | Aggregated | 2040 | 1.3659e-06 | 0 | 375.6459 | 0.00051311 | 2040 | Mitigation | 0.08575 | 30 | 0 | esc | 0.0012005 | 1.6398e-09 | 0.00060025 | 8.1991e-10 | 0.0015435 | 2.1083e-09
[79 empty] | WLDFR | HFTD - Distribution - Tier 2 - 5QU CoRE ¦ 3QU LoRE | Red Flag Warning - Small Fires | 2030 | 7.0083e-07 | 3.5042e-07 | 9.0107e-07 | 0.083606 | 0.039055 | 0.001695 | 0.042856 | 0 | 0 | 0 | 0.00058378 |  | 5.8594e-08 | 0 | 5.8594e-08 | 2.9297e-08 | 0 | 2.9297e-08 | 7.5335e-08 | 0 | 7.5335e-08 | [16 empty] | 7.3.1.3 Ignition probability mapping showing the probability of ignition along the electric lines and equipmentWLDFRAggregatedAggregated | WLDFR | HFTD - Distribution - Tier 2 - 5QU CoRE ¦ 4QU LoRE | Red Flag Warning - Catastrophic Fires | Aggregated | Aggregated | 2041 | 1.3659e-06 | 0 | 375.6459 | 0.00051311 | 2041 | Mitigation | 0.08575 | 30 | 0 | esc | 0.0012005 | 1.6398e-09 | 0.00060025 | 8.1991e-10 | 0.0015435 | 2.1083e-09
[79 empty] | WLDFR | HFTD - Distribution - Tier 2 - 5QU CoRE ¦ 3QU LoRE | Red Flag Warning - Small Fires | 2031 | 7.0083e-07 | 3.5042e-07 | 9.0107e-07 | 0.083606 | 0.039055 | 0.001695 | 0.042856 | 0 | 0 | 0 | 0.00058378 |  | 5.8594e-08 | 0 | 5.8594e-08 | 2.9297e-08 | 0 | 2.9297e-08 | 7.5335e-08 | 0 | 7.5335e-08 | [16 empty] | 7.3.1.3 Ignition probability mapping showing the probability of ignition along the electric lines and equipmentWLDFRAggregatedAggregated | WLDFR | HFTD - Distribution - Tier 2 - 5QU CoRE ¦ 4QU LoRE | Red Flag Warning - Catastrophic Fires | Aggregated | Aggregated | 2042 | 1.3659e-06 | 0 | 375.6459 | 0.00051311 | 2042 | Mitigation | 0.08575 | 30 | 0 | esc | 0.0012005 | 1.6398e-09 | 0.00060025 | 8.1991e-10 | 0.0015435 | 2.1083e-09
[79 empty] | WLDFR | HFTD - Distribution - Tier 2 - 5QU CoRE ¦ 3QU LoRE | Red Flag Warning - Small Fires | 2032 | 7.0083e-07 | 3.5042e-07 | 9.0107e-07 | 0.083606 | 0.039055 | 0.001695 | 0.042856 | 0 | 0 | 0 | 0.00058378 |  | 5.8594e-08 | 0 | 5.8594e-08 | 2.9297e-08 | 0 | 2.9297e-08 | 7.5335e-08 | 0 | 7.5335e-08 | [16 empty] | 7.3.1.3 Ignition probability mapping showing the probability of ignition along the electric lines and equipmentWLDFRAggregatedAggregated | WLDFR | HFTD - Distribution - Tier 2 - 5QU CoRE ¦ 4QU LoRE | Red Flag Warning - Catastrophic Fires | Aggregated | Aggregated | 2043 | 1.3659e-06 | 0 | 375.6459 | 0.00051311 | 2043 | Mitigation | 0.08575 | 30 | 0 | esc | 0.0012005 | 1.6398e-09 | 0.00060025 | 8.1991e-10 | 0.0015435 | 2.1083e-09
[79 empty] | WLDFR | HFTD - Distribution - Tier 2 - 5QU CoRE ¦ 3QU LoRE | Red Flag Warning - Small Fires | 2033 | 7.0083e-07 | 3.5042e-07 | 9.0107e-07 | 0.087211 | 0.040679 | 0.0017655 | 0.044766 | 0 | 0 | 0 | 0.00058378 |  | 6.112e-08 | 0 | 6.112e-08 | 3.056e-08 | 0 | 3.056e-08 | 7.8583e-08 | 0 | 7.8583e-08 | [16 empty] | 7.3.1.3 Ignition probability mapping showing the probability of ignition along the electric lines and equipmentWLDFRAggregatedAggregated | WLDFR | HFTD - Distribution - Tier 2 - 5QU CoRE ¦ 4QU LoRE | Red Flag Warning - Catastrophic Fires | Aggregated | Aggregated | 2044 | 1.3659e-06 | 0 | 375.6459 | 0.00051311 | 2044 | Mitigation | 0.08575 | 30 | 0 | esc | 0.0012005 | 1.6398e-09 | 0.00060025 | 8.1991e-10 | 0.0015435 | 2.1083e-09
[79 empty] | WLDFR | HFTD - Distribution - Tier 2 - 5QU CoRE ¦ 3QU LoRE | Red Flag Warning - Small Fires | 2034 | 7.0083e-07 | 3.5042e-07 | 9.0107e-07 | 0.087211 | 0.040679 | 0.0017655 | 0.044766 | 0 | 0 | 0 | 0.00058378 |  | 6.112e-08 | 0 | 6.112e-08 | 3.056e-08 | 0 | 3.056e-08 | 7.8583e-08 | 0 | 7.8583e-08 | [16 empty] | 7.3.1.3 Ignition probability mapping showing the probability of ignition along the electric lines and equipmentWLDFRAggregatedAggregated | WLDFR | HFTD - Distribution - Tier 2 - 5QU CoRE ¦ 4QU LoRE | Red Flag Warning - Catastrophic Fires | Aggregated | Aggregated | 2045 | 1.3659e-06 | 0 | 375.6459 | 0.00051311 | 2045 | Mitigation | 0.08575 | 30 | 0 | esc | 0.0012005 | 1.6398e-09 | 0.00060025 | 8.1991e-10 | 0.0015435 | 2.1083e-09
[79 empty] | WLDFR | HFTD - Distribution - Tier 2 - 5QU CoRE ¦ 3QU LoRE | Red Flag Warning - Small Fires | 2035 | 7.0083e-07 | 3.5042e-07 | 9.0107e-07 | 0.087211 | 0.040679 | 0.0017655 | 0.044766 | 0 | 0 | 0 | 0.00058378 |  | 6.112e-08 | 0 | 6.112e-08 | 3.056e-08 | 0 | 3.056e-08 | 7.8583e-08 | 0 | 7.8583e-08 | [16 empty] | 7.3.1.3 Ignition probability mapping showing the probability of ignition along the electric lines and equipmentWLDFRAggregatedAggregated | WLDFR | HFTD - Distribution - Tier 2 - 5QU CoRE ¦ 4QU LoRE | Red Flag Warning - Catastrophic Fires | Aggregated | Aggregated | 2046 | 1.3659e-06 | 0 | 375.6459 | 0.00051311 | 2046 | Mitigation | 0.08575 | 30 | 0 | esc | 0.0012005 | 1.6398e-09 | 0.00060025 | 8.1991e-10 | 0.0015435 | 2.1083e-09
[79 empty] | WLDFR | HFTD - Distribution - Tier 2 - 5QU CoRE ¦ 3QU LoRE | Red Flag Warning - Small Fires | 2036 | 7.0083e-07 | 3.5042e-07 | 9.0107e-07 | 0.087211 | 0.040679 | 0.0017655 | 0.044766 | 0 | 0 | 0 | 0.00058378 |  | 6.112e-08 | 0 | 6.112e-08 | 3.056e-08 | 0 | 3.056e-08 | 7.8583e-08 | 0 | 7.8583e-08 | [16 empty] | 7.3.1.3 Ignition probability mapping showing the probability of ignition along the electric lines and equipmentWLDFRAggregatedAggregated | WLDFR | HFTD - Distribution - Tier 2 - 5QU CoRE ¦ 4QU LoRE | Red Flag Warning - Catastrophic Fires | Aggregated | Aggregated | 2047 | 1.3659e-06 | 0 | 375.6459 | 0.00051311 | 2047 | Mitigation | 0.08575 | 30 | 0 | esc | 0.0012005 | 1.6398e-09 | 0.00060025 | 8.1991e-10 | 0.0015435 | 2.1083e-09
[79 empty] | WLDFR | HFTD - Distribution - Tier 2 - 5QU CoRE ¦ 3QU LoRE | Red Flag Warning - Small Fires | 2037 | 7.0083e-07 | 3.5042e-07 | 9.0107e-07 | 0.087211 | 0.040679 | 0.0017655 | 0.044766 | 0 | 0 | 0 | 0.00058378 |  | 6.112e-08 | 0 | 6.112e-08 | 3.056e-08 | 0 | 3.056e-08 | 7.8583e-08 | 0 | 7.8583e-08 | [16 empty] | 7.3.1.3 Ignition probability mapping showing the probability of ignition along the electric lines and equipmentWLDFRAggregatedAggregated | WLDFR | HFTD - Distribution - Tier 2 - 5QU CoRE ¦ 4QU LoRE | Red Flag Warning - Catastrophic Fires | Aggregated | Aggregated | 2048 | 1.3659e-06 | 0 | 375.6459 | 0.00051311 | 2048 | Mitigation | 0.08575 | 30 | 0 | esc | 0.0012005 | 1.6398e-09 | 0.00060025 | 8.1991e-10 | 0.0015435 | 2.1083e-09
[79 empty] | WLDFR | HFTD - Distribution - Tier 2 - 5QU CoRE ¦ 3QU LoRE | Red Flag Warning - Small Fires | 2038 | 7.0083e-07 | 3.5042e-07 | 9.0107e-07 | 0.091184 | 0.042438 | 0.0018418 | 0.046905 | 0 | 0 | 0 | 0.00058378 |  | 6.3905e-08 | 0 | 6.3905e-08 | 3.1952e-08 | 0 | 3.1952e-08 | 8.2163e-08 | 0 | 8.2163e-08 | [16 empty] | 7.3.1.3 Ignition probability mapping showing the probability of ignition along the electric lines and equipmentWLDFRAggregatedAggregated | WLDFR | HFTD - Distribution - Tier 2 - 5QU CoRE ¦ 4QU LoRE | Red Flag Warning - Catastrophic Fires | Aggregated | Aggregated | 2049 | 1.3659e-06 | 0 | 375.6459 | 0.00051311 | 2049 | Mitigation | 0.08575 | 30 | 0 | esc | 0.0012005 | 1.6398e-09 | 0.00060025 | 8.1991e-10 | 0.0015435 | 2.1083e-09
[79 empty] | WLDFR | HFTD - Distribution - Tier 2 - 5QU CoRE ¦ 3QU LoRE | Red Flag Warning - Small Fires | 2039 | 7.0083e-07 | 3.5042e-07 | 9.0107e-07 | 0.091184 | 0.042438 | 0.0018418 | 0.046905 | 0 | 0 | 0 | 0.00058378 |  | 6.3905e-08 | 0 | 6.3905e-08 | 3.1952e-08 | 0 | 3.1952e-08 | 8.2163e-08 | 0 | 8.2163e-08 | [16 empty] | 7.3.1.3 Ignition probability mapping showing the probability of ignition along the electric lines and equipmentWLDFRAggregatedAggregated | WLDFR | HFTD - Distribution - Tier 2 - 5QU CoRE ¦ 4QU LoRE | Red Flag Warning - Catastrophic Fires | Aggregated | Aggregated | 2050 | 1.3659e-06 | 0 | 375.6459 | 0.00051311 | 2050 | Mitigation | 0.08575 | 30 | 0 | esc | 0 | 0 | 0.00060025 | 8.1991e-10 | 0.0015435 | 2.1083e-09
[79 empty] | WLDFR | HFTD - Distribution - Tier 2 - 5QU CoRE ¦ 3QU LoRE | Red Flag Warning - Small Fires | 2040 | 7.0083e-07 | 3.5042e-07 | 9.0107e-07 | 0.091184 | 0.042438 | 0.0018418 | 0.046905 | 0 | 0 | 0 | 0.00058378 |  | 6.3905e-08 | 0 | 6.3905e-08 | 3.1952e-08 | 0 | 3.1952e-08 | 8.2163e-08 | 0 | 8.2163e-08 | [16 empty] | 7.3.1.3 Ignition probability mapping showing the probability of ignition along the electric lines and equipmentWLDFRAggregatedAggregated | WLDFR | HFTD - Distribution - Tier 2 - 5QU CoRE ¦ 4QU LoRE | Red Flag Warning - Catastrophic Fires | Aggregated | Aggregated | 2051 | 1.3659e-06 | 0 | 375.6459 | 0.00051311 | 2051 | Mitigation | 0.08575 | 30 | 0 | esc | 0 | 0 | 0 | 0 | 0.0015435 | 2.1083e-09
[79 empty] | WLDFR | HFTD - Distribution - Tier 2 - 5QU CoRE ¦ 3QU LoRE | Red Flag Warning - Small Fires | 2041 | 7.0083e-07 | 3.5042e-07 | 9.0107e-07 | 0.091184 | 0.042438 | 0.0018418 | 0.046905 | 0 | 0 | 0 | 0.00058378 |  | 6.3905e-08 | 0 | 6.3905e-08 | 3.1952e-08 | 0 | 3.1952e-08 | 8.2163e-08 | 0 | 8.2163e-08 | [16 empty] | 7.3.1.3 Ignition probability mapping showing the probability of ignition along the electric lines and equipmentWLDFRAggregatedAggregated | WLDFR | HFTD - Distribution - Tier 2 - 5QU CoRE ¦ 4QU LoRE | Red Flag Warning - Destructive Fires | Aggregated | Aggregated | 2021 | 2.3373e-07 | 0 | 375.6459 | 8.7798e-05 | 2021 | Mitigation | 0.08575 | 30 | 0 | esc | 0.0012005 | 2.8059e-10 | 0.00060025 | 1.4029e-10 | 0 | 0
[79 empty] | WLDFR | HFTD - Distribution - Tier 2 - 5QU CoRE ¦ 3QU LoRE | Red Flag Warning - Small Fires | 2042 | 7.0083e-07 | 3.5042e-07 | 9.0107e-07 | 0.091184 | 0.042438 | 0.0018418 | 0.046905 | 0 | 0 | 0 | 0.00058378 |  | 6.3905e-08 | 0 | 6.3905e-08 | 3.1952e-08 | 0 | 3.1952e-08 | 8.2163e-08 | 0 | 8.2163e-08 | [16 empty] | 7.3.1.3 Ignition probability mapping showing the probability of ignition along the electric lines and equipmentWLDFRAggregatedAggregated | WLDFR | HFTD - Distribution - Tier 2 - 5QU CoRE ¦ 4QU LoRE | Red Flag Warning - Destructive Fires | Aggregated | Aggregated | 2022 | 2.3373e-07 | 0 | 375.6459 | 8.7798e-05 | 2022 | Mitigation | 0.08575 | 30 | 0 | esc | 0.0012005 | 2.8059e-10 | 0.00060025 | 1.4029e-10 | 0.0015435 | 3.6076e-10
[79 empty] | WLDFR | HFTD - Distribution - Tier 2 - 5QU CoRE ¦ 3QU LoRE | Red Flag Warning - Small Fires | 2043 | 7.0083e-07 | 3.5042e-07 | 9.0107e-07 | 0.095486 | 0.044306 | 0.0019228 | 0.049257 | 0 | 0 | 0 | 0.00058378 |  | 6.6919e-08 | 0 | 6.6919e-08 | 3.346e-08 | 0 | 3.346e-08 | 8.6039e-08 | 0 | 8.6039e-08 | [16 empty] | 7.3.1.3 Ignition probability mapping showing the probability of ignition along the electric lines and equipmentWLDFRAggregatedAggregated | WLDFR | HFTD - Distribution - Tier 2 - 5QU CoRE ¦ 4QU LoRE | Red Flag Warning - Destructive Fires | Aggregated | Aggregated | 2023 | 2.3373e-07 | 0 | 375.6459 | 8.7798e-05 | 2023 | Mitigation | 0.08575 | 30 | 0 | esc | 0.0012005 | 2.8059e-10 | 0.00060025 | 1.4029e-10 | 0.0015435 | 3.6076e-10
[79 empty] | WLDFR | HFTD - Distribution - Tier 2 - 5QU CoRE ¦ 3QU LoRE | Red Flag Warning - Small Fires | 2044 | 7.0083e-07 | 3.5042e-07 | 9.0107e-07 | 0.095486 | 0.044306 | 0.0019228 | 0.049257 | 0 | 0 | 0 | 0.00058378 |  | 6.6919e-08 | 0 | 6.6919e-08 | 3.346e-08 | 0 | 3.346e-08 | 8.6039e-08 | 0 | 8.6039e-08 | [16 empty] | 7.3.1.3 Ignition probability mapping showing the probability of ignition along the electric lines and equipmentWLDFRAggregatedAggregated | WLDFR | HFTD - Distribution - Tier 2 - 5QU CoRE ¦ 4QU LoRE | Red Flag Warning - Destructive Fires | Aggregated | Aggregated | 2024 | 2.3373e-07 | 0 | 375.6459 | 8.7798e-05 | 2024 | Mitigation | 0.08575 | 30 | 0 | esc | 0.0012005 | 2.8059e-10 | 0.00060025 | 1.4029e-10 | 0.0015435 | 3.6076e-10
[79 empty] | WLDFR | HFTD - Distribution - Tier 2 - 5QU CoRE ¦ 3QU LoRE | Red Flag Warning - Small Fires | 2045 | 7.0083e-07 | 3.5042e-07 | 9.0107e-07 | 0.095486 | 0.044306 | 0.0019228 | 0.049257 | 0 | 0 | 0 | 0.00058378 |  | 6.6919e-08 | 0 | 6.6919e-08 | 3.346e-08 | 0 | 3.346e-08 | 8.6039e-08 | 0 | 8.6039e-08 | [16 empty] | 7.3.1.3 Ignition probability mapping showing the probability of ignition along the electric lines and equipmentWLDFRAggregatedAggregated | WLDFR | HFTD - Distribution - Tier 2 - 5QU CoRE ¦ 4QU LoRE | Red Flag Warning - Destructive Fires | Aggregated | Aggregated | 2025 | 2.3373e-07 | 0 | 375.6459 | 8.7798e-05 | 2025 | Mitigation | 0.08575 | 30 | 0 | esc | 0.0012005 | 2.8059e-10 | 0.00060025 | 1.4029e-10 | 0.0015435 | 3.6076e-10
[79 empty] | WLDFR | HFTD - Distribution - Tier 2 - 5QU CoRE ¦ 3QU LoRE | Red Flag Warning - Small Fires | 2046 | 7.0083e-07 | 3.5042e-07 | 9.0107e-07 | 0.095486 | 0.044306 | 0.0019228 | 0.049257 | 0 | 0 | 0 | 0.00058378 |  | 6.6919e-08 | 0 | 6.6919e-08 | 3.346e-08 | 0 | 3.346e-08 | 8.6039e-08 | 0 | 8.6039e-08 | [16 empty] | 7.3.1.3 Ignition probability mapping showing the probability of ignition along the electric lines and equipmentWLDFRAggregatedAggregated | WLDFR | HFTD - Distribution - Tier 2 - 5QU CoRE ¦ 4QU LoRE | Red Flag Warning - Destructive Fires | Aggregated | Aggregated | 2026 | 2.3373e-07 | 0 | 375.6459 | 8.7798e-05 | 2026 | Mitigation | 0.08575 | 30 | 0 | esc | 0.0012005 | 2.8059e-10 | 0.00060025 | 1.4029e-10 | 0.0015435 | 3.6076e-10
[79 empty] | WLDFR | HFTD - Distribution - Tier 2 - 5QU CoRE ¦ 3QU LoRE | Red Flag Warning - Small Fires | 2047 | 7.0083e-07 | 3.5042e-07 | 9.0107e-07 | 0.095486 | 0.044306 | 0.0019228 | 0.049257 | 0 | 0 | 0 | 0.00058378 |  | 6.6919e-08 | 0 | 6.6919e-08 | 3.346e-08 | 0 | 3.346e-08 | 8.6039e-08 | 0 | 8.6039e-08 | [16 empty] | 7.3.1.3 Ignition probability mapping showing the probability of ignition along the electric lines and equipmentWLDFRAggregatedAggregated | WLDFR | HFTD - Distribution - Tier 2 - 5QU CoRE ¦ 4QU LoRE | Red Flag Warning - Destructive Fires | Aggregated | Aggregated | 2027 | 2.3373e-07 | 0 | 375.6459 | 8.7798e-05 | 2027 | Mitigation | 0.08575 | 30 | 0 | esc | 0.0012005 | 2.8059e-10 | 0.00060025 | 1.4029e-10 | 0.0015435 | 3.6076e-10
[79 empty] | WLDFR | HFTD - Distribution - Tier 2 - 5QU CoRE ¦ 3QU LoRE | Red Flag Warning - Small Fires | 2048 | 7.0083e-07 | 3.5042e-07 | 9.0107e-07 | 0.10007 | 0.04626 | 0.0020076 | 0.051804 | 0 | 0 | 0 | 0.00058378 |  | 7.0133e-08 | 0 | 7.0133e-08 | 3.5067e-08 | 0 | 3.5067e-08 | 9.0171e-08 | 0 | 9.0171e-08 | [16 empty] | 7.3.1.3 Ignition probability mapping showing the probability of ignition along the electric lines and equipmentWLDFRAggregatedAggregated | WLDFR | HFTD - Distribution - Tier 2 - 5QU CoRE ¦ 4QU LoRE | Red Flag Warning - Destructive Fires | Aggregated | Aggregated | 2028 | 2.3373e-07 | 0 | 375.6459 | 8.7798e-05 | 2028 | Mitigation | 0.08575 | 30 | 0 | esc | 0.0012005 | 2.8059e-10 | 0.00060025 | 1.4029e-10 | 0.0015435 | 3.6076e-10
[79 empty] | WLDFR | HFTD - Distribution - Tier 2 - 5QU CoRE ¦ 3QU LoRE | Red Flag Warning - Small Fires | 2049 | 7.0083e-07 | 3.5042e-07 | 9.0107e-07 | 0.10007 | 0.04626 | 0.0020076 | 0.051804 | 0 | 0 | 0 | 0.00058378 |  | 7.0133e-08 | 0 | 7.0133e-08 | 3.5067e-08 | 0 | 3.5067e-08 | 9.0171e-08 | 0 | 9.0171e-08 | [16 empty] | 7.3.1.3 Ignition probability mapping showing the probability of ignition along the electric lines and equipmentWLDFRAggregatedAggregated | WLDFR | HFTD - Distribution - Tier 2 - 5QU CoRE ¦ 4QU LoRE | Red Flag Warning - Destructive Fires | Aggregated | Aggregated | 2029 | 2.3373e-07 | 0 | 375.6459 | 8.7798e-05 | 2029 | Mitigation | 0.08575 | 30 | 0 | esc | 0.0012005 | 2.8059e-10 | 0.00060025 | 1.4029e-10 | 0.0015435 | 3.6076e-10
[79 empty] | WLDFR | HFTD - Distribution - Tier 2 - 5QU CoRE ¦ 3QU LoRE | Red Flag Warning - Small Fires | 2050 | 0 | 3.5042e-07 | 9.0107e-07 | 0.10007 | 0.04626 | 0.0020076 | 0.051804 | 0 | 0 | 0 | 0.00058378 |  | 0 | 0 | 0 | 3.5067e-08 | 0 | 3.5067e-08 | 9.0171e-08 | 0 | 9.0171e-08 | [16 empty] | 7.3.1.3 Ignition probability mapping showing the probability of ignition along the electric lines and equipmentWLDFRAggregatedAggregated | WLDFR | HFTD - Distribution - Tier 2 - 5QU CoRE ¦ 4QU LoRE | Red Flag Warning - Destructive Fires | Aggregated | Aggregated | 2030 | 2.3373e-07 | 0 | 375.6459 | 8.7798e-05 | 2030 | Mitigation | 0.08575 | 30 | 0 | esc | 0.0012005 | 2.8059e-10 | 0.00060025 | 1.4029e-10 | 0.0015435 | 3.6076e-10
[79 empty] | WLDFR | HFTD - Distribution - Tier 2 - 5QU CoRE ¦ 3QU LoRE | Red Flag Warning - Small Fires | 2051 | 0 | 0 | 9.0107e-07 | 0.10007 | 0.04626 | 0.0020076 | 0.051804 | 0 | 0 | 0 | 0.00058378 |  | 0 | 0 | 0 | 0 | 0 | 0 | 9.0171e-08 | 0 | 9.0171e-08 | [16 empty] | 7.3.1.3 Ignition probability mapping showing the probability of ignition along the electric lines and equipmentWLDFRAggregatedAggregated | WLDFR | HFTD - Distribution - Tier 2 - 5QU CoRE ¦ 4QU LoRE | Red Flag Warning - Destructive Fires | Aggregated | Aggregated | 2031 | 2.3373e-07 | 0 | 375.6459 | 8.7798e-05 | 2031 | Mitigation | 0.08575 | 30 | 0 | esc | 0.0012005 | 2.8059e-10 | 0.00060025 | 1.4029e-10 | 0.0015435 | 3.6076e-10
[79 empty] | WLDFR | HFTD - Distribution - Tier 2 - 5QU CoRE ¦ 3QU LoRE | Seismic - Non-Red Flag Warning - Catastrophic Fires | 2020 | 1.3266e-12 | 0 | 0 | 21083.8428 | 409.2237 | 13469.0878 | 7205.5313 | 0 | 0 | 0 | 1.1051e-09 |  | 2.797e-08 | 0 | 2.797e-08 | 0 | 0 | 0 | 0 | 0 | 0 | [16 empty] | 7.3.1.3 Ignition probability mapping showing the probability of ignition along the electric lines and equipmentWLDFRAggregatedAggregated | WLDFR | HFTD - Distribution - Tier 2 - 5QU CoRE ¦ 4QU LoRE | Red Flag Warning - Destructive Fires | Aggregated | Aggregated | 2032 | 2.3373e-07 | 0 | 375.6459 | 8.7798e-05 | 2032 | Mitigation | 0.08575 | 30 | 0 | esc | 0.0012005 | 2.8059e-10 | 0.00060025 | 1.4029e-10 | 0.0015435 | 3.6076e-10
[79 empty] | WLDFR | HFTD - Distribution - Tier 2 - 5QU CoRE ¦ 3QU LoRE | Seismic - Non-Red Flag Warning - Catastrophic Fires | 2021 | 1.3266e-12 | 6.6331e-13 | 0 | 21083.8428 | 409.2237 | 13469.0878 | 7205.5313 | 0 | 0 | 0 | 1.1051e-09 |  | 2.797e-08 | 0 | 2.797e-08 | 1.3985e-08 | 0 | 1.3985e-08 | 0 | 0 | 0 | [16 empty] | 7.3.1.3 Ignition probability mapping showing the probability of ignition along the electric lines and equipmentWLDFRAggregatedAggregated | WLDFR | HFTD - Distribution - Tier 2 - 5QU CoRE ¦ 4QU LoRE | Red Flag Warning - Destructive Fires | Aggregated | Aggregated | 2033 | 2.3373e-07 | 0 | 375.6459 | 8.7798e-05 | 2033 | Mitigation | 0.08575 | 30 | 0 | esc | 0.0012005 | 2.8059e-10 | 0.00060025 | 1.4029e-10 | 0.0015435 | 3.6076e-10
[79 empty] | WLDFR | HFTD - Distribution - Tier 2 - 5QU CoRE ¦ 3QU LoRE | Seismic - Non-Red Flag Warning - Catastrophic Fires | 2022 | 1.3266e-12 | 6.6331e-13 | 1.7057e-12 | 21083.8428 | 409.2237 | 13469.0878 | 7205.5313 | 0 | 0 | 0 | 1.1051e-09 |  | 2.797e-08 | 0 | 2.797e-08 | 1.3985e-08 | 0 | 1.3985e-08 | 3.5962e-08 | 0 | 3.5962e-08 | [16 empty] | 7.3.1.3 Ignition probability mapping showing the probability of ignition along the electric lines and equipmentWLDFRAggregatedAggregated | WLDFR | HFTD - Distribution - Tier 2 - 5QU CoRE ¦ 4QU LoRE | Red Flag Warning - Destructive Fires | Aggregated | Aggregated | 2034 | 2.3373e-07 | 0 | 375.6459 | 8.7798e-05 | 2034 | Mitigation | 0.08575 | 30 | 0 | esc | 0.0012005 | 2.8059e-10 | 0.00060025 | 1.4029e-10 | 0.0015435 | 3.6076e-10
[79 empty] | WLDFR | HFTD - Distribution - Tier 2 - 5QU CoRE ¦ 3QU LoRE | Seismic - Non-Red Flag Warning - Catastrophic Fires | 2023 | 1.3266e-12 | 6.6331e-13 | 1.7057e-12 | 21835.9781 | 428.6023 | 13939.561 | 7467.8148 | 0 | 0 | 0 | 1.1051e-09 |  | 2.8968e-08 | 0 | 2.8968e-08 | 1.4484e-08 | 0 | 1.4484e-08 | 3.7245e-08 | 0 | 3.7245e-08 | [16 empty] | 7.3.1.3 Ignition probability mapping showing the probability of ignition along the electric lines and equipmentWLDFRAggregatedAggregated | WLDFR | HFTD - Distribution - Tier 2 - 5QU CoRE ¦ 4QU LoRE | Red Flag Warning - Destructive Fires | Aggregated | Aggregated | 2035 | 2.3373e-07 | 0 | 375.6459 | 8.7798e-05 | 2035 | Mitigation | 0.08575 | 30 | 0 | esc | 0.0012005 | 2.8059e-10 | 0.00060025 | 1.4029e-10 | 0.0015435 | 3.6076e-10
[79 empty] | WLDFR | HFTD - Distribution - Tier 2 - 5QU CoRE ¦ 3QU LoRE | Seismic - Non-Red Flag Warning - Catastrophic Fires | 2024 | 1.3266e-12 | 6.6331e-13 | 1.7057e-12 | 21835.9781 | 428.6023 | 13939.561 | 7467.8148 | 0 | 0 | 0 | 1.1051e-09 |  | 2.8968e-08 | 0 | 2.8968e-08 | 1.4484e-08 | 0 | 1.4484e-08 | 3.7245e-08 | 0 | 3.7245e-08 | [16 empty] | 7.3.1.3 Ignition probability mapping showing the probability of ignition along the electric lines and equipmentWLDFRAggregatedAggregated | WLDFR | HFTD - Distribution - Tier 2 - 5QU CoRE ¦ 4QU LoRE | Red Flag Warning - Destructive Fires | Aggregated | Aggregated | 2036 | 2.3373e-07 | 0 | 375.6459 | 8.7798e-05 | 2036 | Mitigation | 0.08575 | 30 | 0 | esc | 0.0012005 | 2.8059e-10 | 0.00060025 | 1.4029e-10 | 0.0015435 | 3.6076e-10
[79 empty] | WLDFR | HFTD - Distribution - Tier 2 - 5QU CoRE ¦ 3QU LoRE | Seismic - Non-Red Flag Warning - Catastrophic Fires | 2025 | 1.3266e-12 | 6.6331e-13 | 1.7057e-12 | 21835.9781 | 428.6023 | 13939.561 | 7467.8148 | 0 | 0 | 0 | 1.1051e-09 |  | 2.8968e-08 | 0 | 2.8968e-08 | 1.4484e-08 | 0 | 1.4484e-08 | 3.7245e-08 | 0 | 3.7245e-08 | [16 empty] | 7.3.1.3 Ignition probability mapping showing the probability of ignition along the electric lines and equipmentWLDFRAggregatedAggregated | WLDFR | HFTD - Distribution - Tier 2 - 5QU CoRE ¦ 4QU LoRE | Red Flag Warning - Destructive Fires | Aggregated | Aggregated | 2037 | 2.3373e-07 | 0 | 375.6459 | 8.7798e-05 | 2037 | Mitigation | 0.08575 | 30 | 0 | esc | 0.0012005 | 2.8059e-10 | 0.00060025 | 1.4029e-10 | 0.0015435 | 3.6076e-10
[79 empty] | WLDFR | HFTD - Distribution - Tier 2 - 5QU CoRE ¦ 3QU LoRE | Seismic - Non-Red Flag Warning - Catastrophic Fires | 2026 | 1.3266e-12 | 6.6331e-13 | 1.7057e-12 | 21835.9781 | 428.6023 | 13939.561 | 7467.8148 | 0 | 0 | 0 | 1.1051e-09 |  | 2.8968e-08 | 0 | 2.8968e-08 | 1.4484e-08 | 0 | 1.4484e-08 | 3.7245e-08 | 0 | 3.7245e-08 | [16 empty] | 7.3.1.3 Ignition probability mapping showing the probability of ignition along the electric lines and equipmentWLDFRAggregatedAggregated | WLDFR | HFTD - Distribution - Tier 2 - 5QU CoRE ¦ 4QU LoRE | Red Flag Warning - Destructive Fires | Aggregated | Aggregated | 2038 | 2.3373e-07 | 0 | 375.6459 | 8.7798e-05 | 2038 | Mitigation | 0.08575 | 30 | 0 | esc | 0.0012005 | 2.8059e-10 | 0.00060025 | 1.4029e-10 | 0.0015435 | 3.6076e-10
[79 empty] | WLDFR | HFTD - Distribution - Tier 2 - 5QU CoRE ¦ 3QU LoRE | Seismic - Non-Red Flag Warning - Catastrophic Fires | 2027 | 1.3266e-12 | 6.6331e-13 | 1.7057e-12 | 21835.9781 | 428.6023 | 13939.561 | 7467.8148 | 0 | 0 | 0 | 1.1051e-09 |  | 2.8968e-08 | 0 | 2.8968e-08 | 1.4484e-08 | 0 | 1.4484e-08 | 3.7245e-08 | 0 | 3.7245e-08 | [16 empty] | 7.3.1.3 Ignition probability mapping showing the probability of ignition along the electric lines and equipmentWLDFRAggregatedAggregated | WLDFR | HFTD - Distribution - Tier 2 - 5QU CoRE ¦ 4QU LoRE | Red Flag Warning - Destructive Fires | Aggregated | Aggregated | 2039 | 2.3373e-07 | 0 | 375.6459 | 8.7798e-05 | 2039 | Mitigation | 0.08575 | 30 | 0 | esc | 0.0012005 | 2.8059e-10 | 0.00060025 | 1.4029e-10 | 0.0015435 | 3.6076e-10
[79 empty] | WLDFR | HFTD - Distribution - Tier 2 - 5QU CoRE ¦ 3QU LoRE | Seismic - Non-Red Flag Warning - Catastrophic Fires | 2028 | 1.3266e-12 | 6.6331e-13 | 1.7057e-12 | 22783.187 | 453.261 | 14531.3357 | 7798.5904 | 0 | 0 | 0 | 1.1051e-09 |  | 3.0225e-08 | 0 | 3.0225e-08 | 1.5112e-08 | 0 | 1.5112e-08 | 3.886e-08 | 0 | 3.886e-08 | [16 empty] | 7.3.1.3 Ignition probability mapping showing the probability of ignition along the electric lines and equipmentWLDFRAggregatedAggregated | WLDFR | HFTD - Distribution - Tier 2 - 5QU CoRE ¦ 4QU LoRE | Red Flag Warning - Destructive Fires | Aggregated | Aggregated | 2040 | 2.3373e-07 | 0 | 375.6459 | 8.7798e-05 | 2040 | Mitigation | 0.08575 | 30 | 0 | esc | 0.0012005 | 2.8059e-10 | 0.00060025 | 1.4029e-10 | 0.0015435 | 3.6076e-10
[79 empty] | WLDFR | HFTD - Distribution - Tier 2 - 5QU CoRE ¦ 3QU LoRE | Seismic - Non-Red Flag Warning - Catastrophic Fires | 2029 | 1.3266e-12 | 6.6331e-13 | 1.7057e-12 | 22783.187 | 453.261 | 14531.3357 | 7798.5904 | 0 | 0 | 0 | 1.1051e-09 |  | 3.0225e-08 | 0 | 3.0225e-08 | 1.5112e-08 | 0 | 1.5112e-08 | 3.886e-08 | 0 | 3.886e-08 | [16 empty] | 7.3.1.3 Ignition probability mapping showing the probability of ignition along the electric lines and equipmentWLDFRAggregatedAggregated | WLDFR | HFTD - Distribution - Tier 2 - 5QU CoRE ¦ 4QU LoRE | Red Flag Warning - Destructive Fires | Aggregated | Aggregated | 2041 | 2.3373e-07 | 0 | 375.6459 | 8.7798e-05 | 2041 | Mitigation | 0.08575 | 30 | 0 | esc | 0.0012005 | 2.8059e-10 | 0.00060025 | 1.4029e-10 | 0.0015435 | 3.6076e-10
[79 empty] | WLDFR | HFTD - Distribution - Tier 2 - 5QU CoRE ¦ 3QU LoRE | Seismic - Non-Red Flag Warning - Catastrophic Fires | 2030 | 1.3266e-12 | 6.6331e-13 | 1.7057e-12 | 22783.187 | 453.261 | 14531.3357 | 7798.5904 | 0 | 0 | 0 | 1.1051e-09 |  | 3.0225e-08 | 0 | 3.0225e-08 | 1.5112e-08 | 0 | 1.5112e-08 | 3.886e-08 | 0 | 3.886e-08 | [16 empty] | 7.3.1.3 Ignition probability mapping showing the probability of ignition along the electric lines and equipmentWLDFRAggregatedAggregated | WLDFR | HFTD - Distribution - Tier 2 - 5QU CoRE ¦ 4QU LoRE | Red Flag Warning - Destructive Fires | Aggregated | Aggregated | 2042 | 2.3373e-07 | 0 | 375.6459 | 8.7798e-05 | 2042 | Mitigation | 0.08575 | 30 | 0 | esc | 0.0012005 | 2.8059e-10 | 0.00060025 | 1.4029e-10 | 0.0015435 | 3.6076e-10
[79 empty] | WLDFR | HFTD - Distribution - Tier 2 - 5QU CoRE ¦ 3QU LoRE | Seismic - Non-Red Flag Warning - Catastrophic Fires | 2031 | 1.3266e-12 | 6.6331e-13 | 1.7057e-12 | 22783.187 | 453.261 | 14531.3357 | 7798.5904 | 0 | 0 | 0 | 1.1051e-09 |  | 3.0225e-08 | 0 | 3.0225e-08 | 1.5112e-08 | 0 | 1.5112e-08 | 3.886e-08 | 0 | 3.886e-08 | [16 empty] | 7.3.1.3 Ignition probability mapping showing the probability of ignition along the electric lines and equipmentWLDFRAggregatedAggregated | WLDFR | HFTD - Distribution - Tier 2 - 5QU CoRE ¦ 4QU LoRE | Red Flag Warning - Destructive Fires | Aggregated | Aggregated | 2043 | 2.3373e-07 | 0 | 375.6459 | 8.7798e-05 | 2043 | Mitigation | 0.08575 | 30 | 0 | esc | 0.0012005 | 2.8059e-10 | 0.00060025 | 1.4029e-10 | 0.0015435 | 3.6076e-10
[79 empty] | WLDFR | HFTD - Distribution - Tier 2 - 5QU CoRE ¦ 3QU LoRE | Seismic - Non-Red Flag Warning - Catastrophic Fires | 2032 | 1.3266e-12 | 6.6331e-13 | 1.7057e-12 | 22783.187 | 453.261 | 14531.3357 | 7798.5904 | 0 | 0 | 0 | 1.1051e-09 |  | 3.0225e-08 | 0 | 3.0225e-08 | 1.5112e-08 | 0 | 1.5112e-08 | 3.886e-08 | 0 | 3.886e-08 | [16 empty] | 7.3.1.3 Ignition probability mapping showing the probability of ignition along the electric lines and equipmentWLDFRAggregatedAggregated | WLDFR | HFTD - Distribution - Tier 2 - 5QU CoRE ¦ 4QU LoRE | Red Flag Warning - Destructive Fires | Aggregated | Aggregated | 2044 | 2.3373e-07 | 0 | 375.6459 | 8.7798e-05 | 2044 | Mitigation | 0.08575 | 30 | 0 | esc | 0.0012005 | 2.8059e-10 | 0.00060025 | 1.4029e-10 | 0.0015435 | 3.6076e-10
[79 empty] | WLDFR | HFTD - Distribution - Tier 2 - 5QU CoRE ¦ 3QU LoRE | Seismic - Non-Red Flag Warning - Catastrophic Fires | 2033 | 1.3266e-12 | 6.6331e-13 | 1.7057e-12 | 23835.2641 | 480.9649 | 15187.7294 | 8166.5698 | 0 | 0 | 0 | 1.1051e-09 |  | 3.162e-08 | 0 | 3.162e-08 | 1.581e-08 | 0 | 1.581e-08 | 4.0655e-08 | 0 | 4.0655e-08 | [16 empty] | 7.3.1.3 Ignition probability mapping showing the probability of ignition along the electric lines and equipmentWLDFRAggregatedAggregated | WLDFR | HFTD - Distribution - Tier 2 - 5QU CoRE ¦ 4QU LoRE | Red Flag Warning - Destructive Fires | Aggregated | Aggregated | 2045 | 2.3373e-07 | 0 | 375.6459 | 8.7798e-05 | 2045 | Mitigation | 0.08575 | 30 | 0 | esc | 0.0012005 | 2.8059e-10 | 0.00060025 | 1.4029e-10 | 0.0015435 | 3.6076e-10
[79 empty] | WLDFR | HFTD - Distribution - Tier 2 - 5QU CoRE ¦ 3QU LoRE | Seismic - Non-Red Flag Warning - Catastrophic Fires | 2034 | 1.3266e-12 | 6.6331e-13 | 1.7057e-12 | 23835.2641 | 480.9649 | 15187.7294 | 8166.5698 | 0 | 0 | 0 | 1.1051e-09 |  | 3.162e-08 | 0 | 3.162e-08 | 1.581e-08 | 0 | 1.581e-08 | 4.0655e-08 | 0 | 4.0655e-08 | [16 empty] | 7.3.1.3 Ignition probability mapping showing the probability of ignition along the electric lines and equipmentWLDFRAggregatedAggregated | WLDFR | HFTD - Distribution - Tier 2 - 5QU CoRE ¦ 4QU LoRE | Red Flag Warning - Destructive Fires | Aggregated | Aggregated | 2046 | 2.3373e-07 | 0 | 375.6459 | 8.7798e-05 | 2046 | Mitigation | 0.08575 | 30 | 0 | esc | 0.0012005 | 2.8059e-10 | 0.00060025 | 1.4029e-10 | 0.0015435 | 3.6076e-10
[79 empty] | WLDFR | HFTD - Distribution - Tier 2 - 5QU CoRE ¦ 3QU LoRE | Seismic - Non-Red Flag Warning - Catastrophic Fires | 2035 | 1.3266e-12 | 6.6331e-13 | 1.7057e-12 | 23835.2641 | 480.9649 | 15187.7294 | 8166.5698 | 0 | 0 | 0 | 1.1051e-09 |  | 3.162e-08 | 0 | 3.162e-08 | 1.581e-08 | 0 | 1.581e-08 | 4.0655e-08 | 0 | 4.0655e-08 | [16 empty] | 7.3.1.3 Ignition probability mapping showing the probability of ignition along the electric lines and equipmentWLDFRAggregatedAggregated | WLDFR | HFTD - Distribution - Tier 2 - 5QU CoRE ¦ 4QU LoRE | Red Flag Warning - Destructive Fires | Aggregated | Aggregated | 2047 | 2.3373e-07 | 0 | 375.6459 | 8.7798e-05 | 2047 | Mitigation | 0.08575 | 30 | 0 | esc | 0.0012005 | 2.8059e-10 | 0.00060025 | 1.4029e-10 | 0.0015435 | 3.6076e-10
[79 empty] | WLDFR | HFTD - Distribution - Tier 2 - 5QU CoRE ¦ 3QU LoRE | Seismic - Non-Red Flag Warning - Catastrophic Fires | 2036 | 1.3266e-12 | 6.6331e-13 | 1.7057e-12 | 23835.2641 | 480.9649 | 15187.7294 | 8166.5698 | 0 | 0 | 0 | 1.1051e-09 |  | 3.162e-08 | 0 | 3.162e-08 | 1.581e-08 | 0 | 1.581e-08 | 4.0655e-08 | 0 | 4.0655e-08 | [16 empty] | 7.3.1.3 Ignition probability mapping showing the probability of ignition along the electric lines and equipmentWLDFRAggregatedAggregated | WLDFR | HFTD - Distribution - Tier 2 - 5QU CoRE ¦ 4QU LoRE | Red Flag Warning - Destructive Fires | Aggregated | Aggregated | 2048 | 2.3373e-07 | 0 | 375.6459 | 8.7798e-05 | 2048 | Mitigation | 0.08575 | 30 | 0 | esc | 0.0012005 | 2.8059e-10 | 0.00060025 | 1.4029e-10 | 0.0015435 | 3.6076e-10
[79 empty] | WLDFR | HFTD - Distribution - Tier 2 - 5QU CoRE ¦ 3QU LoRE | Seismic - Non-Red Flag Warning - Catastrophic Fires | 2037 | 1.3266e-12 | 6.6331e-13 | 1.7057e-12 | 23835.2641 | 480.9649 | 15187.7294 | 8166.5698 | 0 | 0 | 0 | 1.1051e-09 |  | 3.162e-08 | 0 | 3.162e-08 | 1.581e-08 | 0 | 1.581e-08 | 4.0655e-08 | 0 | 4.0655e-08 | [16 empty] | 7.3.1.3 Ignition probability mapping showing the probability of ignition along the electric lines and equipmentWLDFRAggregatedAggregated | WLDFR | HFTD - Distribution - Tier 2 - 5QU CoRE ¦ 4QU LoRE | Red Flag Warning - Destructive Fires | Aggregated | Aggregated | 2049 | 2.3373e-07 | 0 | 375.6459 | 8.7798e-05 | 2049 | Mitigation | 0.08575 | 30 | 0 | esc | 0.0012005 | 2.8059e-10 | 0.00060025 | 1.4029e-10 | 0.0015435 | 3.6076e-10
[79 empty] | WLDFR | HFTD - Distribution - Tier 2 - 5QU CoRE ¦ 3QU LoRE | Seismic - Non-Red Flag Warning - Catastrophic Fires | 2038 | 1.3266e-12 | 6.6331e-13 | 1.7057e-12 | 24976.6418 | 511.3745 | 15898.8237 | 8566.4437 | 0 | 0 | 0 | 1.1051e-09 |  | 3.3134e-08 | 0 | 3.3134e-08 | 1.6567e-08 | 0 | 1.6567e-08 | 4.2601e-08 | 0 | 4.2601e-08 | [16 empty] | 7.3.1.3 Ignition probability mapping showing the probability of ignition along the electric lines and equipmentWLDFRAggregatedAggregated | WLDFR | HFTD - Distribution - Tier 2 - 5QU CoRE ¦ 4QU LoRE | Red Flag Warning - Destructive Fires | Aggregated | Aggregated | 2050 | 2.3373e-07 | 0 | 375.6459 | 8.7798e-05 | 2050 | Mitigation | 0.08575 | 30 | 0 | esc | 0 | 0 | 0.00060025 | 1.4029e-10 | 0.0015435 | 3.6076e-10
[79 empty] | WLDFR | HFTD - Distribution - Tier 2 - 5QU CoRE ¦ 3QU LoRE | Seismic - Non-Red Flag Warning - Catastrophic Fires | 2039 | 1.3266e-12 | 6.6331e-13 | 1.7057e-12 | 24976.6418 | 511.3745 | 15898.8237 | 8566.4437 | 0 | 0 | 0 | 1.1051e-09 |  | 3.3134e-08 | 0 | 3.3134e-08 | 1.6567e-08 | 0 | 1.6567e-08 | 4.2601e-08 | 0 | 4.2601e-08 | [16 empty] | 7.3.1.3 Ignition probability mapping showing the probability of ignition along the electric lines and equipmentWLDFRAggregatedAggregated | WLDFR | HFTD - Distribution - Tier 2 - 5QU CoRE ¦ 4QU LoRE | Red Flag Warning - Destructive Fires | Aggregated | Aggregated | 2051 | 2.3373e-07 | 0 | 375.6459 | 8.7798e-05 | 2051 | Mitigation | 0.08575 | 30 | 0 | esc | 0 | 0 | 0 | 0 | 0.0015435 | 3.6076e-10
[79 empty] | WLDFR | HFTD - Distribution - Tier 2 - 5QU CoRE ¦ 3QU LoRE | Seismic - Non-Red Flag Warning - Catastrophic Fires | 2040 | 1.3266e-12 | 6.6331e-13 | 1.7057e-12 | 24976.6418 | 511.3745 | 15898.8237 | 8566.4437 | 0 | 0 | 0 | 1.1051e-09 |  | 3.3134e-08 | 0 | 3.3134e-08 | 1.6567e-08 | 0 | 1.6567e-08 | 4.2601e-08 | 0 | 4.2601e-08 | [16 empty] | 7.3.1.3 Ignition probability mapping showing the probability of ignition along the electric lines and equipmentWLDFRAggregatedAggregated | WLDFR | HFTD - Distribution - Tier 2 - 5QU CoRE ¦ 4QU LoRE | Red Flag Warning - Large Fires | Aggregated | Aggregated | 2021 | 1.7431e-05 | 0 | 375.6459 | 0.0065479 | 2021 | Mitigation | 0.08575 | 30 | 0 | esc | 0.0012005 | 2.0926e-08 | 0.00060025 | 1.0463e-08 | 0 | 0
[79 empty] | WLDFR | HFTD - Distribution - Tier 2 - 5QU CoRE ¦ 3QU LoRE | Seismic - Non-Red Flag Warning - Catastrophic Fires | 2041 | 1.3266e-12 | 6.6331e-13 | 1.7057e-12 | 24976.6418 | 511.3745 | 15898.8237 | 8566.4437 | 0 | 0 | 0 | 1.1051e-09 |  | 3.3134e-08 | 0 | 3.3134e-08 | 1.6567e-08 | 0 | 1.6567e-08 | 4.2601e-08 | 0 | 4.2601e-08 | [16 empty] | 7.3.1.3 Ignition probability mapping showing the probability of ignition along the electric lines and equipmentWLDFRAggregatedAggregated | WLDFR | HFTD - Distribution - Tier 2 - 5QU CoRE ¦ 4QU LoRE | Red Flag Warning - Large Fires | Aggregated | Aggregated | 2022 | 1.7431e-05 | 0 | 375.6459 | 0.0065479 | 2022 | Mitigation | 0.08575 | 30 | 0 | esc | 0.0012005 | 2.0926e-08 | 0.00060025 | 1.0463e-08 | 0.0015435 | 2.6905e-08
[79 empty] | WLDFR | HFTD - Distribution - Tier 2 - 5QU CoRE ¦ 3QU LoRE | Seismic - Non-Red Flag Warning - Catastrophic Fires | 2042 | 1.3266e-12 | 6.6331e-13 | 1.7057e-12 | 24976.6418 | 511.3745 | 15898.8237 | 8566.4437 | 0 | 0 | 0 | 1.1051e-09 |  | 3.3134e-08 | 0 | 3.3134e-08 | 1.6567e-08 | 0 | 1.6567e-08 | 4.2601e-08 | 0 | 4.2601e-08 | [16 empty] | 7.3.1.3 Ignition probability mapping showing the probability of ignition along the electric lines and equipmentWLDFRAggregatedAggregated | WLDFR | HFTD - Distribution - Tier 2 - 5QU CoRE ¦ 4QU LoRE | Red Flag Warning - Large Fires | Aggregated | Aggregated | 2023 | 1.7431e-05 | 0 | 375.6459 | 0.0065479 | 2023 | Mitigation | 0.08575 | 30 | 0 | esc | 0.0012005 | 2.0926e-08 | 0.00060025 | 1.0463e-08 | 0.0015435 | 2.6905e-08
[79 empty] | WLDFR | HFTD - Distribution - Tier 2 - 5QU CoRE ¦ 3QU LoRE | Seismic - Non-Red Flag Warning - Catastrophic Fires | 2043 | 1.3266e-12 | 6.6331e-13 | 1.7057e-12 | 26191.7278 | 544.1291 | 16654.7414 | 8992.8573 | 0 | 0 | 0 | 1.1051e-09 |  | 3.4746e-08 | 0 | 3.4746e-08 | 1.7373e-08 | 0 | 1.7373e-08 | 4.4674e-08 | 0 | 4.4674e-08 | [16 empty] | 7.3.1.3 Ignition probability mapping showing the probability of ignition along the electric lines and equipmentWLDFRAggregatedAggregated | WLDFR | HFTD - Distribution - Tier 2 - 5QU CoRE ¦ 4QU LoRE | Red Flag Warning - Large Fires | Aggregated | Aggregated | 2024 | 1.7431e-05 | 0 | 375.6459 | 0.0065479 | 2024 | Mitigation | 0.08575 | 30 | 0 | esc | 0.0012005 | 2.0926e-08 | 0.00060025 | 1.0463e-08 | 0.0015435 | 2.6905e-08
[79 empty] | WLDFR | HFTD - Distribution - Tier 2 - 5QU CoRE ¦ 3QU LoRE | Seismic - Non-Red Flag Warning - Catastrophic Fires | 2044 | 1.3266e-12 | 6.6331e-13 | 1.7057e-12 | 26191.7278 | 544.1291 | 16654.7414 | 8992.8573 | 0 | 0 | 0 | 1.1051e-09 |  | 3.4746e-08 | 0 | 3.4746e-08 | 1.7373e-08 | 0 | 1.7373e-08 | 4.4674e-08 | 0 | 4.4674e-08 | [16 empty] | 7.3.1.3 Ignition probability mapping showing the probability of ignition along the electric lines and equipmentWLDFRAggregatedAggregated | WLDFR | HFTD - Distribution - Tier 2 - 5QU CoRE ¦ 4QU LoRE | Red Flag Warning - Large Fires | Aggregated | Aggregated | 2025 | 1.7431e-05 | 0 | 375.6459 | 0.0065479 | 2025 | Mitigation | 0.08575 | 30 | 0 | esc | 0.0012005 | 2.0926e-08 | 0.00060025 | 1.0463e-08 | 0.0015435 | 2.6905e-08
[79 empty] | WLDFR | HFTD - Distribution - Tier 2 - 5QU CoRE ¦ 3QU LoRE | Seismic - Non-Red Flag Warning - Catastrophic Fires | 2045 | 1.3266e-12 | 6.6331e-13 | 1.7057e-12 | 26191.7278 | 544.1291 | 16654.7414 | 8992.8573 | 0 | 0 | 0 | 1.1051e-09 |  | 3.4746e-08 | 0 | 3.4746e-08 | 1.7373e-08 | 0 | 1.7373e-08 | 4.4674e-08 | 0 | 4.4674e-08 | [16 empty] | 7.3.1.3 Ignition probability mapping showing the probability of ignition along the electric lines and equipmentWLDFRAggregatedAggregated | WLDFR | HFTD - Distribution - Tier 2 - 5QU CoRE ¦ 4QU LoRE | Red Flag Warning - Large Fires | Aggregated | Aggregated | 2026 | 1.7431e-05 | 0 | 375.6459 | 0.0065479 | 2026 | Mitigation | 0.08575 | 30 | 0 | esc | 0.0012005 | 2.0926e-08 | 0.00060025 | 1.0463e-08 | 0.0015435 | 2.6905e-08
[79 empty] | WLDFR | HFTD - Distribution - Tier 2 - 5QU CoRE ¦ 3QU LoRE | Seismic - Non-Red Flag Warning - Catastrophic Fires | 2046 | 1.3266e-12 | 6.6331e-13 | 1.7057e-12 | 26191.7278 | 544.1291 | 16654.7414 | 8992.8573 | 0 | 0 | 0 | 1.1051e-09 |  | 3.4746e-08 | 0 | 3.4746e-08 | 1.7373e-08 | 0 | 1.7373e-08 | 4.4674e-08 | 0 | 4.4674e-08 | [16 empty] | 7.3.1.3 Ignition probability mapping showing the probability of ignition along the electric lines and equipmentWLDFRAggregatedAggregated | WLDFR | HFTD - Distribution - Tier 2 - 5QU CoRE ¦ 4QU LoRE | Red Flag Warning - Large Fires | Aggregated | Aggregated | 2027 | 1.7431e-05 | 0 | 375.6459 | 0.0065479 | 2027 | Mitigation | 0.08575 | 30 | 0 | esc | 0.0012005 | 2.0926e-08 | 0.00060025 | 1.0463e-08 | 0.0015435 | 2.6905e-08
[79 empty] | WLDFR | HFTD - Distribution - Tier 2 - 5QU CoRE ¦ 3QU LoRE | Seismic - Non-Red Flag Warning - Catastrophic Fires | 2047 | 1.3266e-12 | 6.6331e-13 | 1.7057e-12 | 26191.7278 | 544.1291 | 16654.7414 | 8992.8573 | 0 | 0 | 0 | 1.1051e-09 |  | 3.4746e-08 | 0 | 3.4746e-08 | 1.7373e-08 | 0 | 1.7373e-08 | 4.4674e-08 | 0 | 4.4674e-08 | [16 empty] | 7.3.1.3 Ignition probability mapping showing the probability of ignition along the electric lines and equipmentWLDFRAggregatedAggregated | WLDFR | HFTD - Distribution - Tier 2 - 5QU CoRE ¦ 4QU LoRE | Red Flag Warning - Large Fires | Aggregated | Aggregated | 2028 | 1.7431e-05 | 0 | 375.6459 | 0.0065479 | 2028 | Mitigation | 0.08575 | 30 | 0 | esc | 0.0012005 | 2.0926e-08 | 0.00060025 | 1.0463e-08 | 0.0015435 | 2.6905e-08
[79 empty] | WLDFR | HFTD - Distribution - Tier 2 - 5QU CoRE ¦ 3QU LoRE | Seismic - Non-Red Flag Warning - Catastrophic Fires | 2048 | 1.3266e-12 | 6.6331e-13 | 1.7057e-12 | 27464.7227 | 578.8407 | 17445.538 | 9440.3441 | 0 | 0 | 0 | 1.1051e-09 |  | 3.6435e-08 | 0 | 3.6435e-08 | 1.8218e-08 | 0 | 1.8218e-08 | 4.6845e-08 | 0 | 4.6845e-08 | [16 empty] | 7.3.1.3 Ignition probability mapping showing the probability of ignition along the electric lines and equipmentWLDFRAggregatedAggregated | WLDFR | HFTD - Distribution - Tier 2 - 5QU CoRE ¦ 4QU LoRE | Red Flag Warning - Large Fires | Aggregated | Aggregated | 2029 | 1.7431e-05 | 0 | 375.6459 | 0.0065479 | 2029 | Mitigation | 0.08575 | 30 | 0 | esc | 0.0012005 | 2.0926e-08 | 0.00060025 | 1.0463e-08 | 0.0015435 | 2.6905e-08
[79 empty] | WLDFR | HFTD - Distribution - Tier 2 - 5QU CoRE ¦ 3QU LoRE | Seismic - Non-Red Flag Warning - Catastrophic Fires | 2049 | 1.3266e-12 | 6.6331e-13 | 1.7057e-12 | 27464.7227 | 578.8407 | 17445.538 | 9440.3441 | 0 | 0 | 0 | 1.1051e-09 |  | 3.6435e-08 | 0 | 3.6435e-08 | 1.8218e-08 | 0 | 1.8218e-08 | 4.6845e-08 | 0 | 4.6845e-08 | [16 empty] | 7.3.1.3 Ignition probability mapping showing the probability of ignition along the electric lines and equipmentWLDFRAggregatedAggregated | WLDFR | HFTD - Distribution - Tier 2 - 5QU CoRE ¦ 4QU LoRE | Red Flag Warning - Large Fires | Aggregated | Aggregated | 2030 | 1.7431e-05 | 0 | 375.6459 | 0.0065479 | 2030 | Mitigation | 0.08575 | 30 | 0 | esc | 0.0012005 | 2.0926e-08 | 0.00060025 | 1.0463e-08 | 0.0015435 | 2.6905e-08
[79 empty] | WLDFR | HFTD - Distribution - Tier 2 - 5QU CoRE ¦ 3QU LoRE | Seismic - Non-Red Flag Warning - Catastrophic Fires | 2050 | 0 | 6.6331e-13 | 1.7057e-12 | 27464.7227 | 578.8407 | 17445.538 | 9440.3441 | 0 | 0 | 0 | 1.1051e-09 |  | 0 | 0 | 0 | 1.8218e-08 | 0 | 1.8218e-08 | 4.6845e-08 | 0 | 4.6845e-08 | [16 empty] | 7.3.1.3 Ignition probability mapping showing the probability of ignition along the electric lines and equipmentWLDFRAggregatedAggregated | WLDFR | HFTD - Distribution - Tier 2 - 5QU CoRE ¦ 4QU LoRE | Red Flag Warning - Large Fires | Aggregated | Aggregated | 2031 | 1.7431e-05 | 0 | 375.6459 | 0.0065479 | 2031 | Mitigation | 0.08575 | 30 | 0 | esc | 0.0012005 | 2.0926e-08 | 0.00060025 | 1.0463e-08 | 0.0015435 | 2.6905e-08
[79 empty] | WLDFR | HFTD - Distribution - Tier 2 - 5QU CoRE ¦ 3QU LoRE | Seismic - Non-Red Flag Warning - Catastrophic Fires | 2051 | 0 | 0 | 1.7057e-12 | 27464.7227 | 578.8407 | 17445.538 | 9440.3441 | 0 | 0 | 0 | 1.1051e-09 |  | 0 | 0 | 0 | 0 | 0 | 0 | 4.6845e-08 | 0 | 4.6845e-08 | [16 empty] | 7.3.1.3 Ignition probability mapping showing the probability of ignition along the electric lines and equipmentWLDFRAggregatedAggregated | WLDFR | HFTD - Distribution - Tier 2 - 5QU CoRE ¦ 4QU LoRE | Red Flag Warning - Large Fires | Aggregated | Aggregated | 2032 | 1.7431e-05 | 0 | 375.6459 | 0.0065479 | 2032 | Mitigation | 0.08575 | 30 | 0 | esc | 0.0012005 | 2.0926e-08 | 0.00060025 | 1.0463e-08 | 0.0015435 | 2.6905e-08
[79 empty] | WLDFR | HFTD - Distribution - Tier 2 - 5QU CoRE ¦ 3QU LoRE | Seismic - Red Flag Warning - Catastrophic Fires | 2020 | 5.7215e-11 | 0 | 0 | 21083.8428 | 409.2237 | 13469.0878 | 7205.5313 | 0 | 0 | 0 | 4.766e-08 |  | 1.2063e-06 | 0 | 1.2063e-06 | 0 | 0 | 0 | 0 | 0 | 0 | [16 empty] | 7.3.1.3 Ignition probability mapping showing the probability of ignition along the electric lines and equipmentWLDFRAggregatedAggregated | WLDFR | HFTD - Distribution - Tier 2 - 5QU CoRE ¦ 4QU LoRE | Red Flag Warning - Large Fires | Aggregated | Aggregated | 2033 | 1.7431e-05 | 0 | 375.6459 | 0.0065479 | 2033 | Mitigation | 0.08575 | 30 | 0 | esc | 0.0012005 | 2.0926e-08 | 0.00060025 | 1.0463e-08 | 0.0015435 | 2.6905e-08
[79 empty] | WLDFR | HFTD - Distribution - Tier 2 - 5QU CoRE ¦ 3QU LoRE | Seismic - Red Flag Warning - Catastrophic Fires | 2021 | 5.7215e-11 | 2.8608e-11 | 0 | 21083.8428 | 409.2237 | 13469.0878 | 7205.5313 | 0 | 0 | 0 | 4.766e-08 |  | 1.2063e-06 | 0 | 1.2063e-06 | 6.0316e-07 | 0 | 6.0316e-07 | 0 | 0 | 0 | [16 empty] | 7.3.1.3 Ignition probability mapping showing the probability of ignition along the electric lines and equipmentWLDFRAggregatedAggregated | WLDFR | HFTD - Distribution - Tier 2 - 5QU CoRE ¦ 4QU LoRE | Red Flag Warning - Large Fires | Aggregated | Aggregated | 2034 | 1.7431e-05 | 0 | 375.6459 | 0.0065479 | 2034 | Mitigation | 0.08575 | 30 | 0 | esc | 0.0012005 | 2.0926e-08 | 0.00060025 | 1.0463e-08 | 0.0015435 | 2.6905e-08
[79 empty] | WLDFR | HFTD - Distribution - Tier 2 - 5QU CoRE ¦ 3QU LoRE | Seismic - Red Flag Warning - Catastrophic Fires | 2022 | 5.7215e-11 | 2.8608e-11 | 7.3563e-11 | 21083.8428 | 409.2237 | 13469.0878 | 7205.5313 | 0 | 0 | 0 | 4.766e-08 |  | 1.2063e-06 | 0 | 1.2063e-06 | 6.0316e-07 | 0 | 6.0316e-07 | 1.551e-06 | 0 | 1.551e-06 | [16 empty] | 7.3.1.3 Ignition probability mapping showing the probability of ignition along the electric lines and equipmentWLDFRAggregatedAggregated | WLDFR | HFTD - Distribution - Tier 2 - 5QU CoRE ¦ 4QU LoRE | Red Flag Warning - Large Fires | Aggregated | Aggregated | 2035 | 1.7431e-05 | 0 | 375.6459 | 0.0065479 | 2035 | Mitigation | 0.08575 | 30 | 0 | esc | 0.0012005 | 2.0926e-08 | 0.00060025 | 1.0463e-08 | 0.0015435 | 2.6905e-08
[79 empty] | WLDFR | HFTD - Distribution - Tier 2 - 5QU CoRE ¦ 3QU LoRE | Seismic - Red Flag Warning - Catastrophic Fires | 2023 | 5.7215e-11 | 2.8608e-11 | 7.3563e-11 | 21835.9781 | 428.6023 | 13939.561 | 7467.8148 | 0 | 0 | 0 | 4.766e-08 |  | 1.2494e-06 | 0 | 1.2494e-06 | 6.2468e-07 | 0 | 6.2468e-07 | 1.6063e-06 | 0 | 1.6063e-06 | [16 empty] | 7.3.1.3 Ignition probability mapping showing the probability of ignition along the electric lines and equipmentWLDFRAggregatedAggregated | WLDFR | HFTD - Distribution - Tier 2 - 5QU CoRE ¦ 4QU LoRE | Red Flag Warning - Large Fires | Aggregated | Aggregated | 2036 | 1.7431e-05 | 0 | 375.6459 | 0.0065479 | 2036 | Mitigation | 0.08575 | 30 | 0 | esc | 0.0012005 | 2.0926e-08 | 0.00060025 | 1.0463e-08 | 0.0015435 | 2.6905e-08
[79 empty] | WLDFR | HFTD - Distribution - Tier 2 - 5QU CoRE ¦ 3QU LoRE | Seismic - Red Flag Warning - Catastrophic Fires | 2024 | 5.7215e-11 | 2.8608e-11 | 7.3563e-11 | 21835.9781 | 428.6023 | 13939.561 | 7467.8148 | 0 | 0 | 0 | 4.766e-08 |  | 1.2494e-06 | 0 | 1.2494e-06 | 6.2468e-07 | 0 | 6.2468e-07 | 1.6063e-06 | 0 | 1.6063e-06 | [16 empty] | 7.3.1.3 Ignition probability mapping showing the probability of ignition along the electric lines and equipmentWLDFRAggregatedAggregated | WLDFR | HFTD - Distribution - Tier 2 - 5QU CoRE ¦ 4QU LoRE | Red Flag Warning - Large Fires | Aggregated | Aggregated | 2037 | 1.7431e-05 | 0 | 375.6459 | 0.0065479 | 2037 | Mitigation | 0.08575 | 30 | 0 | esc | 0.0012005 | 2.0926e-08 | 0.00060025 | 1.0463e-08 | 0.0015435 | 2.6905e-08
[79 empty] | WLDFR | HFTD - Distribution - Tier 2 - 5QU CoRE ¦ 3QU LoRE | Seismic - Red Flag Warning - Catastrophic Fires | 2025 | 5.7215e-11 | 2.8608e-11 | 7.3563e-11 | 21835.9781 | 428.6023 | 13939.561 | 7467.8148 | 0 | 0 | 0 | 4.766e-08 |  | 1.2494e-06 | 0 | 1.2494e-06 | 6.2468e-07 | 0 | 6.2468e-07 | 1.6063e-06 | 0 | 1.6063e-06 | [16 empty] | 7.3.1.3 Ignition probability mapping showing the probability of ignition along the electric lines and equipmentWLDFRAggregatedAggregated | WLDFR | HFTD - Distribution - Tier 2 - 5QU CoRE ¦ 4QU LoRE | Red Flag Warning - Large Fires | Aggregated | Aggregated | 2038 | 1.7431e-05 | 0 | 375.6459 | 0.0065479 | 2038 | Mitigation | 0.08575 | 30 | 0 | esc | 0.0012005 | 2.0926e-08 | 0.00060025 | 1.0463e-08 | 0.0015435 | 2.6905e-08
[79 empty] | WLDFR | HFTD - Distribution - Tier 2 - 5QU CoRE ¦ 3QU LoRE | Seismic - Red Flag Warning - Catastrophic Fires | 2026 | 5.7215e-11 | 2.8608e-11 | 7.3563e-11 | 21835.9781 | 428.6023 | 13939.561 | 7467.8148 | 0 | 0 | 0 | 4.766e-08 |  | 1.2494e-06 | 0 | 1.2494e-06 | 6.2468e-07 | 0 | 6.2468e-07 | 1.6063e-06 | 0 | 1.6063e-06 | [16 empty] | 7.3.1.3 Ignition probability mapping showing the probability of ignition along the electric lines and equipmentWLDFRAggregatedAggregated | WLDFR | HFTD - Distribution - Tier 2 - 5QU CoRE ¦ 4QU LoRE | Red Flag Warning - Large Fires | Aggregated | Aggregated | 2039 | 1.7431e-05 | 0 | 375.6459 | 0.0065479 | 2039 | Mitigation | 0.08575 | 30 | 0 | esc | 0.0012005 | 2.0926e-08 | 0.00060025 | 1.0463e-08 | 0.0015435 | 2.6905e-08
[79 empty] | WLDFR | HFTD - Distribution - Tier 2 - 5QU CoRE ¦ 3QU LoRE | Seismic - Red Flag Warning - Catastrophic Fires | 2027 | 5.7215e-11 | 2.8608e-11 | 7.3563e-11 | 21835.9781 | 428.6023 | 13939.561 | 7467.8148 | 0 | 0 | 0 | 4.766e-08 |  | 1.2494e-06 | 0 | 1.2494e-06 | 6.2468e-07 | 0 | 6.2468e-07 | 1.6063e-06 | 0 | 1.6063e-06 | [16 empty] | 7.3.1.3 Ignition probability mapping showing the probability of ignition along the electric lines and equipmentWLDFRAggregatedAggregated | WLDFR | HFTD - Distribution - Tier 2 - 5QU CoRE ¦ 4QU LoRE | Red Flag Warning - Large Fires | Aggregated | Aggregated | 2040 | 1.7431e-05 | 0 | 375.6459 | 0.0065479 | 2040 | Mitigation | 0.08575 | 30 | 0 | esc | 0.0012005 | 2.0926e-08 | 0.00060025 | 1.0463e-08 | 0.0015435 | 2.6905e-08
[79 empty] | WLDFR | HFTD - Distribution - Tier 2 - 5QU CoRE ¦ 3QU LoRE | Seismic - Red Flag Warning - Catastrophic Fires | 2028 | 5.7215e-11 | 2.8608e-11 | 7.3563e-11 | 22783.187 | 453.261 | 14531.3357 | 7798.5904 | 0 | 0 | 0 | 4.766e-08 |  | 1.3036e-06 | 0 | 1.3036e-06 | 6.5178e-07 | 0 | 6.5178e-07 | 1.676e-06 | 0 | 1.676e-06 | [16 empty] | 7.3.1.3 Ignition probability mapping showing the probability of ignition along the electric lines and equipmentWLDFRAggregatedAggregated | WLDFR | HFTD - Distribution - Tier 2 - 5QU CoRE ¦ 4QU LoRE | Red Flag Warning - Large Fires | Aggregated | Aggregated | 2041 | 1.7431e-05 | 0 | 375.6459 | 0.0065479 | 2041 | Mitigation | 0.08575 | 30 | 0 | esc | 0.0012005 | 2.0926e-08 | 0.00060025 | 1.0463e-08 | 0.0015435 | 2.6905e-08
[79 empty] | WLDFR | HFTD - Distribution - Tier 2 - 5QU CoRE ¦ 3QU LoRE | Seismic - Red Flag Warning - Catastrophic Fires | 2029 | 5.7215e-11 | 2.8608e-11 | 7.3563e-11 | 22783.187 | 453.261 | 14531.3357 | 7798.5904 | 0 | 0 | 0 | 4.766e-08 |  | 1.3036e-06 | 0 | 1.3036e-06 | 6.5178e-07 | 0 | 6.5178e-07 | 1.676e-06 | 0 | 1.676e-06 | [16 empty] | 7.3.1.3 Ignition probability mapping showing the probability of ignition along the electric lines and equipmentWLDFRAggregatedAggregated | WLDFR | HFTD - Distribution - Tier 2 - 5QU CoRE ¦ 4QU LoRE | Red Flag Warning - Large Fires | Aggregated | Aggregated | 2042 | 1.7431e-05 | 0 | 375.6459 | 0.0065479 | 2042 | Mitigation | 0.08575 | 30 | 0 | esc | 0.0012005 | 2.0926e-08 | 0.00060025 | 1.0463e-08 | 0.0015435 | 2.6905e-08
[79 empty] | WLDFR | HFTD - Distribution - Tier 2 - 5QU CoRE ¦ 3QU LoRE | Seismic - Red Flag Warning - Catastrophic Fires | 2030 | 5.7215e-11 | 2.8608e-11 | 7.3563e-11 | 22783.187 | 453.261 | 14531.3357 | 7798.5904 | 0 | 0 | 0 | 4.766e-08 |  | 1.3036e-06 | 0 | 1.3036e-06 | 6.5178e-07 | 0 | 6.5178e-07 | 1.676e-06 | 0 | 1.676e-06 | [16 empty] | 7.3.1.3 Ignition probability mapping showing the probability of ignition along the electric lines and equipmentWLDFRAggregatedAggregated | WLDFR | HFTD - Distribution - Tier 2 - 5QU CoRE ¦ 4QU LoRE | Red Flag Warning - Large Fires | Aggregated | Aggregated | 2043 | 1.7431e-05 | 0 | 375.6459 | 0.0065479 | 2043 | Mitigation | 0.08575 | 30 | 0 | esc | 0.0012005 | 2.0926e-08 | 0.00060025 | 1.0463e-08 | 0.0015435 | 2.6905e-08
[79 empty] | WLDFR | HFTD - Distribution - Tier 2 - 5QU CoRE ¦ 3QU LoRE | Seismic - Red Flag Warning - Catastrophic Fires | 2031 | 5.7215e-11 | 2.8608e-11 | 7.3563e-11 | 22783.187 | 453.261 | 14531.3357 | 7798.5904 | 0 | 0 | 0 | 4.766e-08 |  | 1.3036e-06 | 0 | 1.3036e-06 | 6.5178e-07 | 0 | 6.5178e-07 | 1.676e-06 | 0 | 1.676e-06 | [16 empty] | 7.3.1.3 Ignition probability mapping showing the probability of ignition along the electric lines and equipmentWLDFRAggregatedAggregated | WLDFR | HFTD - Distribution - Tier 2 - 5QU CoRE ¦ 4QU LoRE | Red Flag Warning - Large Fires | Aggregated | Aggregated | 2044 | 1.7431e-05 | 0 | 375.6459 | 0.0065479 | 2044 | Mitigation | 0.08575 | 30 | 0 | esc | 0.0012005 | 2.0926e-08 | 0.00060025 | 1.0463e-08 | 0.0015435 | 2.6905e-08
[79 empty] | WLDFR | HFTD - Distribution - Tier 2 - 5QU CoRE ¦ 3QU LoRE | Seismic - Red Flag Warning - Catastrophic Fires | 2032 | 5.7215e-11 | 2.8608e-11 | 7.3563e-11 | 22783.187 | 453.261 | 14531.3357 | 7798.5904 | 0 | 0 | 0 | 4.766e-08 |  | 1.3036e-06 | 0 | 1.3036e-06 | 6.5178e-07 | 0 | 6.5178e-07 | 1.676e-06 | 0 | 1.676e-06 | [16 empty] | 7.3.1.3 Ignition probability mapping showing the probability of ignition along the electric lines and equipmentWLDFRAggregatedAggregated | WLDFR | HFTD - Distribution - Tier 2 - 5QU CoRE ¦ 4QU LoRE | Red Flag Warning - Large Fires | Aggregated | Aggregated | 2045 | 1.7431e-05 | 0 | 375.6459 | 0.0065479 | 2045 | Mitigation | 0.08575 | 30 | 0 | esc | 0.0012005 | 2.0926e-08 | 0.00060025 | 1.0463e-08 | 0.0015435 | 2.6905e-08
[79 empty] | WLDFR | HFTD - Distribution - Tier 2 - 5QU CoRE ¦ 3QU LoRE | Seismic - Red Flag Warning - Catastrophic Fires | 2033 | 5.7215e-11 | 2.8608e-11 | 7.3563e-11 | 23835.2641 | 480.9649 | 15187.7294 | 8166.5698 | 0 | 0 | 0 | 4.766e-08 |  | 1.3637e-06 | 0 | 1.3637e-06 | 6.8187e-07 | 0 | 6.8187e-07 | 1.7534e-06 | 0 | 1.7534e-06 | [16 empty] | 7.3.1.3 Ignition probability mapping showing the probability of ignition along the electric lines and equipmentWLDFRAggregatedAggregated | WLDFR | HFTD - Distribution - Tier 2 - 5QU CoRE ¦ 4QU LoRE | Red Flag Warning - Large Fires | Aggregated | Aggregated | 2046 | 1.7431e-05 | 0 | 375.6459 | 0.0065479 | 2046 | Mitigation | 0.08575 | 30 | 0 | esc | 0.0012005 | 2.0926e-08 | 0.00060025 | 1.0463e-08 | 0.0015435 | 2.6905e-08
[79 empty] | WLDFR | HFTD - Distribution - Tier 2 - 5QU CoRE ¦ 3QU LoRE | Seismic - Red Flag Warning - Catastrophic Fires | 2034 | 5.7215e-11 | 2.8608e-11 | 7.3563e-11 | 23835.2641 | 480.9649 | 15187.7294 | 8166.5698 | 0 | 0 | 0 | 4.766e-08 |  | 1.3637e-06 | 0 | 1.3637e-06 | 6.8187e-07 | 0 | 6.8187e-07 | 1.7534e-06 | 0 | 1.7534e-06 | [16 empty] | 7.3.1.3 Ignition probability mapping showing the probability of ignition along the electric lines and equipmentWLDFRAggregatedAggregated | WLDFR | HFTD - Distribution - Tier 2 - 5QU CoRE ¦ 4QU LoRE | Red Flag Warning - Large Fires | Aggregated | Aggregated | 2047 | 1.7431e-05 | 0 | 375.6459 | 0.0065479 | 2047 | Mitigation | 0.08575 | 30 | 0 | esc | 0.0012005 | 2.0926e-08 | 0.00060025 | 1.0463e-08 | 0.0015435 | 2.6905e-08
[79 empty] | WLDFR | HFTD - Distribution - Tier 2 - 5QU CoRE ¦ 3QU LoRE | Seismic - Red Flag Warning - Catastrophic Fires | 2035 | 5.7215e-11 | 2.8608e-11 | 7.3563e-11 | 23835.2641 | 480.9649 | 15187.7294 | 8166.5698 | 0 | 0 | 0 | 4.766e-08 |  | 1.3637e-06 | 0 | 1.3637e-06 | 6.8187e-07 | 0 | 6.8187e-07 | 1.7534e-06 | 0 | 1.7534e-06 | [16 empty] | 7.3.1.3 Ignition probability mapping showing the probability of ignition along the electric lines and equipmentWLDFRAggregatedAggregated | WLDFR | HFTD - Distribution - Tier 2 - 5QU CoRE ¦ 4QU LoRE | Red Flag Warning - Large Fires | Aggregated | Aggregated | 2048 | 1.7431e-05 | 0 | 375.6459 | 0.0065479 | 2048 | Mitigation | 0.08575 | 30 | 0 | esc | 0.0012005 | 2.0926e-08 | 0.00060025 | 1.0463e-08 | 0.0015435 | 2.6905e-08
[79 empty] | WLDFR | HFTD - Distribution - Tier 2 - 5QU CoRE ¦ 3QU LoRE | Seismic - Red Flag Warning - Catastrophic Fires | 2036 | 5.7215e-11 | 2.8608e-11 | 7.3563e-11 | 23835.2641 | 480.9649 | 15187.7294 | 8166.5698 | 0 | 0 | 0 | 4.766e-08 |  | 1.3637e-06 | 0 | 1.3637e-06 | 6.8187e-07 | 0 | 6.8187e-07 | 1.7534e-06 | 0 | 1.7534e-06 | [16 empty] | 7.3.1.3 Ignition probability mapping showing the probability of ignition along the electric lines and equipmentWLDFRAggregatedAggregated | WLDFR | HFTD - Distribution - Tier 2 - 5QU CoRE ¦ 4QU LoRE | Red Flag Warning - Large Fires | Aggregated | Aggregated | 2049 | 1.7431e-05 | 0 | 375.6459 | 0.0065479 | 2049 | Mitigation | 0.08575 | 30 | 0 | esc | 0.0012005 | 2.0926e-08 | 0.00060025 | 1.0463e-08 | 0.0015435 | 2.6905e-08
[79 empty] | WLDFR | HFTD - Distribution - Tier 2 - 5QU CoRE ¦ 3QU LoRE | Seismic - Red Flag Warning - Catastrophic Fires | 2037 | 5.7215e-11 | 2.8608e-11 | 7.3563e-11 | 23835.2641 | 480.9649 | 15187.7294 | 8166.5698 | 0 | 0 | 0 | 4.766e-08 |  | 1.3637e-06 | 0 | 1.3637e-06 | 6.8187e-07 | 0 | 6.8187e-07 | 1.7534e-06 | 0 | 1.7534e-06 | [16 empty] | 7.3.1.3 Ignition probability mapping showing the probability of ignition along the electric lines and equipmentWLDFRAggregatedAggregated | WLDFR | HFTD - Distribution - Tier 2 - 5QU CoRE ¦ 4QU LoRE | Red Flag Warning - Large Fires | Aggregated | Aggregated | 2050 | 1.7431e-05 | 0 | 375.6459 | 0.0065479 | 2050 | Mitigation | 0.08575 | 30 | 0 | esc | 0 | 0 | 0.00060025 | 1.0463e-08 | 0.0015435 | 2.6905e-08
[79 empty] | WLDFR | HFTD - Distribution - Tier 2 - 5QU CoRE ¦ 3QU LoRE | Seismic - Red Flag Warning - Catastrophic Fires | 2038 | 5.7215e-11 | 2.8608e-11 | 7.3563e-11 | 24976.6418 | 511.3745 | 15898.8237 | 8566.4437 | 0 | 0 | 0 | 4.766e-08 |  | 1.4291e-06 | 0 | 1.4291e-06 | 7.1453e-07 | 0 | 7.1453e-07 | 1.8374e-06 | 0 | 1.8374e-06 | [16 empty] | 7.3.1.3 Ignition probability mapping showing the probability of ignition along the electric lines and equipmentWLDFRAggregatedAggregated | WLDFR | HFTD - Distribution - Tier 2 - 5QU CoRE ¦ 4QU LoRE | Red Flag Warning - Large Fires | Aggregated | Aggregated | 2051 | 1.7431e-05 | 0 | 375.6459 | 0.0065479 | 2051 | Mitigation | 0.08575 | 30 | 0 | esc | 0 | 0 | 0 | 0 | 0.0015435 | 2.6905e-08
[79 empty] | WLDFR | HFTD - Distribution - Tier 2 - 5QU CoRE ¦ 3QU LoRE | Seismic - Red Flag Warning - Catastrophic Fires | 2039 | 5.7215e-11 | 2.8608e-11 | 7.3563e-11 | 24976.6418 | 511.3745 | 15898.8237 | 8566.4437 | 0 | 0 | 0 | 4.766e-08 |  | 1.4291e-06 | 0 | 1.4291e-06 | 7.1453e-07 | 0 | 7.1453e-07 | 1.8374e-06 | 0 | 1.8374e-06 | [16 empty] | 7.3.1.3 Ignition probability mapping showing the probability of ignition along the electric lines and equipmentWLDFRAggregatedAggregated | WLDFR | HFTD - Distribution - Tier 2 - 5QU CoRE ¦ 4QU LoRE | Red Flag Warning - Small Fires | Aggregated | Aggregated | 2021 | 0.00042571 | 0 | 375.6459 | 0.15992 | 2021 | Mitigation | 0.08575 | 30 | 0 | esc | 0.0012005 | 5.1106e-07 | 0.00060025 | 2.5553e-07 | 0 | 0
[79 empty] | WLDFR | HFTD - Distribution - Tier 2 - 5QU CoRE ¦ 3QU LoRE | Seismic - Red Flag Warning - Catastrophic Fires | 2040 | 5.7215e-11 | 2.8608e-11 | 7.3563e-11 | 24976.6418 | 511.3745 | 15898.8237 | 8566.4437 | 0 | 0 | 0 | 4.766e-08 |  | 1.4291e-06 | 0 | 1.4291e-06 | 7.1453e-07 | 0 | 7.1453e-07 | 1.8374e-06 | 0 | 1.8374e-06 | [16 empty] | 7.3.1.3 Ignition probability mapping showing the probability of ignition along the electric lines and equipmentWLDFRAggregatedAggregated | WLDFR | HFTD - Distribution - Tier 2 - 5QU CoRE ¦ 4QU LoRE | Red Flag Warning - Small Fires | Aggregated | Aggregated | 2022 | 0.00042571 | 0 | 375.6459 | 0.15992 | 2022 | Mitigation | 0.08575 | 30 | 0 | esc | 0.0012005 | 5.1106e-07 | 0.00060025 | 2.5553e-07 | 0.0015435 | 6.5708e-07
[79 empty] | WLDFR | HFTD - Distribution - Tier 2 - 5QU CoRE ¦ 3QU LoRE | Seismic - Red Flag Warning - Catastrophic Fires | 2041 | 5.7215e-11 | 2.8608e-11 | 7.3563e-11 | 24976.6418 | 511.3745 | 15898.8237 | 8566.4437 | 0 | 0 | 0 | 4.766e-08 |  | 1.4291e-06 | 0 | 1.4291e-06 | 7.1453e-07 | 0 | 7.1453e-07 | 1.8374e-06 | 0 | 1.8374e-06 | [16 empty] | 7.3.1.3 Ignition probability mapping showing the probability of ignition along the electric lines and equipmentWLDFRAggregatedAggregated | WLDFR | HFTD - Distribution - Tier 2 - 5QU CoRE ¦ 4QU LoRE | Red Flag Warning - Small Fires | Aggregated | Aggregated | 2023 | 0.00042571 | 0 | 375.6459 | 0.15992 | 2023 | Mitigation | 0.08575 | 30 | 0 | esc | 0.0012005 | 5.1106e-07 | 0.00060025 | 2.5553e-07 | 0.0015435 | 6.5708e-07
[79 empty] | WLDFR | HFTD - Distribution - Tier 2 - 5QU CoRE ¦ 3QU LoRE | Seismic - Red Flag Warning - Catastrophic Fires | 2042 | 5.7215e-11 | 2.8608e-11 | 7.3563e-11 | 24976.6418 | 511.3745 | 15898.8237 | 8566.4437 | 0 | 0 | 0 | 4.766e-08 |  | 1.4291e-06 | 0 | 1.4291e-06 | 7.1453e-07 | 0 | 7.1453e-07 | 1.8374e-06 | 0 | 1.8374e-06 | [16 empty] | 7.3.1.3 Ignition probability mapping showing the probability of ignition along the electric lines and equipmentWLDFRAggregatedAggregated | WLDFR | HFTD - Distribution - Tier 2 - 5QU CoRE ¦ 4QU LoRE | Red Flag Warning - Small Fires | Aggregated | Aggregated | 2024 | 0.00042571 | 0 | 375.6459 | 0.15992 | 2024 | Mitigation | 0.08575 | 30 | 0 | esc | 0.0012005 | 5.1106e-07 | 0.00060025 | 2.5553e-07 | 0.0015435 | 6.5708e-07
[79 empty] | WLDFR | HFTD - Distribution - Tier 2 - 5QU CoRE ¦ 3QU LoRE | Seismic - Red Flag Warning - Catastrophic Fires | 2043 | 5.7215e-11 | 2.8608e-11 | 7.3563e-11 | 26191.7278 | 544.1291 | 16654.7414 | 8992.8573 | 0 | 0 | 0 | 4.766e-08 |  | 1.4986e-06 | 0 | 1.4986e-06 | 7.4929e-07 | 0 | 7.4929e-07 | 1.9267e-06 | 0 | 1.9267e-06 | [16 empty] | 7.3.1.3 Ignition probability mapping showing the probability of ignition along the electric lines and equipmentWLDFRAggregatedAggregated | WLDFR | HFTD - Distribution - Tier 2 - 5QU CoRE ¦ 4QU LoRE | Red Flag Warning - Small Fires | Aggregated | Aggregated | 2025 | 0.00042571 | 0 | 375.6459 | 0.15992 | 2025 | Mitigation | 0.08575 | 30 | 0 | esc | 0.0012005 | 5.1106e-07 | 0.00060025 | 2.5553e-07 | 0.0015435 | 6.5708e-07
[79 empty] | WLDFR | HFTD - Distribution - Tier 2 - 5QU CoRE ¦ 3QU LoRE | Seismic - Red Flag Warning - Catastrophic Fires | 2044 | 5.7215e-11 | 2.8608e-11 | 7.3563e-11 | 26191.7278 | 544.1291 | 16654.7414 | 8992.8573 | 0 | 0 | 0 | 4.766e-08 |  | 1.4986e-06 | 0 | 1.4986e-06 | 7.4929e-07 | 0 | 7.4929e-07 | 1.9267e-06 | 0 | 1.9267e-06 | [16 empty] | 7.3.1.3 Ignition probability mapping showing the probability of ignition along the electric lines and equipmentWLDFRAggregatedAggregated | WLDFR | HFTD - Distribution - Tier 2 - 5QU CoRE ¦ 4QU LoRE | Red Flag Warning - Small Fires | Aggregated | Aggregated | 2026 | 0.00042571 | 0 | 375.6459 | 0.15992 | 2026 | Mitigation | 0.08575 | 30 | 0 | esc | 0.0012005 | 5.1106e-07 | 0.00060025 | 2.5553e-07 | 0.0015435 | 6.5708e-07
[79 empty] | WLDFR | HFTD - Distribution - Tier 2 - 5QU CoRE ¦ 3QU LoRE | Seismic - Red Flag Warning - Catastrophic Fires | 2045 | 5.7215e-11 | 2.8608e-11 | 7.3563e-11 | 26191.7278 | 544.1291 | 16654.7414 | 8992.8573 | 0 | 0 | 0 | 4.766e-08 |  | 1.4986e-06 | 0 | 1.4986e-06 | 7.4929e-07 | 0 | 7.4929e-07 | 1.9267e-06 | 0 | 1.9267e-06 | [16 empty] | 7.3.1.3 Ignition probability mapping showing the probability of ignition along the electric lines and equipmentWLDFRAggregatedAggregated | WLDFR | HFTD - Distribution - Tier 2 - 5QU CoRE ¦ 4QU LoRE | Red Flag Warning - Small Fires | Aggregated | Aggregated | 2027 | 0.00042571 | 0 | 375.6459 | 0.15992 | 2027 | Mitigation | 0.08575 | 30 | 0 | esc | 0.0012005 | 5.1106e-07 | 0.00060025 | 2.5553e-07 | 0.0015435 | 6.5708e-07
[79 empty] | WLDFR | HFTD - Distribution - Tier 2 - 5QU CoRE ¦ 3QU LoRE | Seismic - Red Flag Warning - Catastrophic Fires | 2046 | 5.7215e-11 | 2.8608e-11 | 7.3563e-11 | 26191.7278 | 544.1291 | 16654.7414 | 8992.8573 | 0 | 0 | 0 | 4.766e-08 |  | 1.4986e-06 | 0 | 1.4986e-06 | 7.4929e-07 | 0 | 7.4929e-07 | 1.9267e-06 | 0 | 1.9267e-06 | [16 empty] | 7.3.1.3 Ignition probability mapping showing the probability of ignition along the electric lines and equipmentWLDFRAggregatedAggregated | WLDFR | HFTD - Distribution - Tier 2 - 5QU CoRE ¦ 4QU LoRE | Red Flag Warning - Small Fires | Aggregated | Aggregated | 2028 | 0.00042571 | 0 | 375.6459 | 0.15992 | 2028 | Mitigation | 0.08575 | 30 | 0 | esc | 0.0012005 | 5.1106e-07 | 0.00060025 | 2.5553e-07 | 0.0015435 | 6.5708e-07
[79 empty] | WLDFR | HFTD - Distribution - Tier 2 - 5QU CoRE ¦ 3QU LoRE | Seismic - Red Flag Warning - Catastrophic Fires | 2047 | 5.7215e-11 | 2.8608e-11 | 7.3563e-11 | 26191.7278 | 544.1291 | 16654.7414 | 8992.8573 | 0 | 0 | 0 | 4.766e-08 |  | 1.4986e-06 | 0 | 1.4986e-06 | 7.4929e-07 | 0 | 7.4929e-07 | 1.9267e-06 | 0 | 1.9267e-06 | [16 empty] | 7.3.1.3 Ignition probability mapping showing the probability of ignition along the electric lines and equipmentWLDFRAggregatedAggregated | WLDFR | HFTD - Distribution - Tier 2 - 5QU CoRE ¦ 4QU LoRE | Red Flag Warning - Small Fires | Aggregated | Aggregated | 2029 | 0.00042571 | 0 | 375.6459 | 0.15992 | 2029 | Mitigation | 0.08575 | 30 | 0 | esc | 0.0012005 | 5.1106e-07 | 0.00060025 | 2.5553e-07 | 0.0015435 | 6.5708e-07
[79 empty] | WLDFR | HFTD - Distribution - Tier 2 - 5QU CoRE ¦ 3QU LoRE | Seismic - Red Flag Warning - Catastrophic Fires | 2048 | 5.7215e-11 | 2.8608e-11 | 7.3563e-11 | 27464.7227 | 578.8407 | 17445.538 | 9440.3441 | 0 | 0 | 0 | 4.766e-08 |  | 1.5714e-06 | 0 | 1.5714e-06 | 7.857e-07 | 0 | 7.857e-07 | 2.0204e-06 | 0 | 2.0204e-06 | [16 empty] | 7.3.1.3 Ignition probability mapping showing the probability of ignition along the electric lines and equipmentWLDFRAggregatedAggregated | WLDFR | HFTD - Distribution - Tier 2 - 5QU CoRE ¦ 4QU LoRE | Red Flag Warning - Small Fires | Aggregated | Aggregated | 2030 | 0.00042571 | 0 | 375.6459 | 0.15992 | 2030 | Mitigation | 0.08575 | 30 | 0 | esc | 0.0012005 | 5.1106e-07 | 0.00060025 | 2.5553e-07 | 0.0015435 | 6.5708e-07
[79 empty] | WLDFR | HFTD - Distribution - Tier 2 - 5QU CoRE ¦ 3QU LoRE | Seismic - Red Flag Warning - Catastrophic Fires | 2049 | 5.7215e-11 | 2.8608e-11 | 7.3563e-11 | 27464.7227 | 578.8407 | 17445.538 | 9440.3441 | 0 | 0 | 0 | 4.766e-08 |  | 1.5714e-06 | 0 | 1.5714e-06 | 7.857e-07 | 0 | 7.857e-07 | 2.0204e-06 | 0 | 2.0204e-06 | [16 empty] | 7.3.1.3 Ignition probability mapping showing the probability of ignition along the electric lines and equipmentWLDFRAggregatedAggregated | WLDFR | HFTD - Distribution - Tier 2 - 5QU CoRE ¦ 4QU LoRE | Red Flag Warning - Small Fires | Aggregated | Aggregated | 2031 | 0.00042571 | 0 | 375.6459 | 0.15992 | 2031 | Mitigation | 0.08575 | 30 | 0 | esc | 0.0012005 | 5.1106e-07 | 0.00060025 | 2.5553e-07 | 0.0015435 | 6.5708e-07
[79 empty] | WLDFR | HFTD - Distribution - Tier 2 - 5QU CoRE ¦ 3QU LoRE | Seismic - Red Flag Warning - Catastrophic Fires | 2050 | 0 | 2.8608e-11 | 7.3563e-11 | 27464.7227 | 578.8407 | 17445.538 | 9440.3441 | 0 | 0 | 0 | 4.766e-08 |  | 0 | 0 | 0 | 7.857e-07 | 0 | 7.857e-07 | 2.0204e-06 | 0 | 2.0204e-06 | [16 empty] | 7.3.1.3 Ignition probability mapping showing the probability of ignition along the electric lines and equipmentWLDFRAggregatedAggregated | WLDFR | HFTD - Distribution - Tier 2 - 5QU CoRE ¦ 4QU LoRE | Red Flag Warning - Small Fires | Aggregated | Aggregated | 2032 | 0.00042571 | 0 | 375.6459 | 0.15992 | 2032 | Mitigation | 0.08575 | 30 | 0 | esc | 0.0012005 | 5.1106e-07 | 0.00060025 | 2.5553e-07 | 0.0015435 | 6.5708e-07
[79 empty] | WLDFR | HFTD - Distribution - Tier 2 - 5QU CoRE ¦ 3QU LoRE | Seismic - Red Flag Warning - Catastrophic Fires | 2051 | 0 | 0 | 7.3563e-11 | 27464.7227 | 578.8407 | 17445.538 | 9440.3441 | 0 | 0 | 0 | 4.766e-08 |  | 0 | 0 | 0 | 0 | 0 | 0 | 2.0204e-06 | 0 | 2.0204e-06 | [16 empty] | 7.3.1.3 Ignition probability mapping showing the probability of ignition along the electric lines and equipmentWLDFRAggregatedAggregated | WLDFR | HFTD - Distribution - Tier 2 - 5QU CoRE ¦ 4QU LoRE | Red Flag Warning - Small Fires | Aggregated | Aggregated | 2033 | 0.00042571 | 0 | 375.6459 | 0.15992 | 2033 | Mitigation | 0.08575 | 30 | 0 | esc | 0.0012005 | 5.1106e-07 | 0.00060025 | 2.5553e-07 | 0.0015435 | 6.5708e-07
[79 empty] | WLDFR | HFTD - Distribution - Tier 2 - 5QU CoRE ¦ 4QU LoRE | Non-Red Flag Warning - Catastrophic Fires | 2020 | 1.0709e-10 | 0 | 0 | 14146.1306 | 222.2294 | 8585.7228 | 5338.1784 | 0 | 0 | 0 | 8.9203e-08 |  | 1.5149e-06 | 0 | 1.5149e-06 | 0 | 0 | 0 | 0 | 0 | 0 | [16 empty] | 7.3.1.3 Ignition probability mapping showing the probability of ignition along the electric lines and equipmentWLDFRAggregatedAggregated | WLDFR | HFTD - Distribution - Tier 2 - 5QU CoRE ¦ 4QU LoRE | Red Flag Warning - Small Fires | Aggregated | Aggregated | 2034 | 0.00042571 | 0 | 375.6459 | 0.15992 | 2034 | Mitigation | 0.08575 | 30 | 0 | esc | 0.0012005 | 5.1106e-07 | 0.00060025 | 2.5553e-07 | 0.0015435 | 6.5708e-07
[79 empty] | WLDFR | HFTD - Distribution - Tier 2 - 5QU CoRE ¦ 4QU LoRE | Non-Red Flag Warning - Catastrophic Fires | 2021 | 1.0709e-10 | 5.3544e-11 | 0 | 14146.1306 | 222.2294 | 8585.7228 | 5338.1784 | 0 | 0 | 0 | 8.9203e-08 |  | 1.5149e-06 | 0 | 1.5149e-06 | 7.5744e-07 | 0 | 7.5744e-07 | 0 | 0 | 0 | [16 empty] | 7.3.1.3 Ignition probability mapping showing the probability of ignition along the electric lines and equipmentWLDFRAggregatedAggregated | WLDFR | HFTD - Distribution - Tier 2 - 5QU CoRE ¦ 4QU LoRE | Red Flag Warning - Small Fires | Aggregated | Aggregated | 2035 | 0.00042571 | 0 | 375.6459 | 0.15992 | 2035 | Mitigation | 0.08575 | 30 | 0 | esc | 0.0012005 | 5.1106e-07 | 0.00060025 | 2.5553e-07 | 0.0015435 | 6.5708e-07
[79 empty] | WLDFR | HFTD - Distribution - Tier 2 - 5QU CoRE ¦ 4QU LoRE | Non-Red Flag Warning - Catastrophic Fires | 2022 | 1.0709e-10 | 5.3544e-11 | 1.3768e-10 | 14146.1306 | 222.2294 | 8585.7228 | 5338.1784 | 0 | 0 | 0 | 8.9203e-08 |  | 1.5149e-06 | 0 | 1.5149e-06 | 7.5744e-07 | 0 | 7.5744e-07 | 1.9477e-06 | 0 | 1.9477e-06 | [16 empty] | 7.3.1.3 Ignition probability mapping showing the probability of ignition along the electric lines and equipmentWLDFRAggregatedAggregated | WLDFR | HFTD - Distribution - Tier 2 - 5QU CoRE ¦ 4QU LoRE | Red Flag Warning - Small Fires | Aggregated | Aggregated | 2036 | 0.00042571 | 0 | 375.6459 | 0.15992 | 2036 | Mitigation | 0.08575 | 30 | 0 | esc | 0.0012005 | 5.1106e-07 | 0.00060025 | 2.5553e-07 | 0.0015435 | 6.5708e-07
[79 empty] | WLDFR | HFTD - Distribution - Tier 2 - 5QU CoRE ¦ 4QU LoRE | Non-Red Flag Warning - Catastrophic Fires | 2023 | 1.0709e-10 | 5.3544e-11 | 1.3768e-10 | 14664.6376 | 233.2301 | 8896.516 | 5534.8915 | 0 | 0 | 0 | 8.9203e-08 |  | 1.5704e-06 | 0 | 1.5704e-06 | 7.8521e-07 | 0 | 7.8521e-07 | 2.0191e-06 | 0 | 2.0191e-06 | [16 empty] | 7.3.1.3 Ignition probability mapping showing the probability of ignition along the electric lines and equipmentWLDFRAggregatedAggregated | WLDFR | HFTD - Distribution - Tier 2 - 5QU CoRE ¦ 4QU LoRE | Red Flag Warning - Small Fires | Aggregated | Aggregated | 2037 | 0.00042571 | 0 | 375.6459 | 0.15992 | 2037 | Mitigation | 0.08575 | 30 | 0 | esc | 0.0012005 | 5.1106e-07 | 0.00060025 | 2.5553e-07 | 0.0015435 | 6.5708e-07
[79 empty] | WLDFR | HFTD - Distribution - Tier 2 - 5QU CoRE ¦ 4QU LoRE | Non-Red Flag Warning - Catastrophic Fires | 2024 | 1.0709e-10 | 5.3544e-11 | 1.3768e-10 | 14664.6376 | 233.2301 | 8896.516 | 5534.8915 | 0 | 0 | 0 | 8.9203e-08 |  | 1.5704e-06 | 0 | 1.5704e-06 | 7.8521e-07 | 0 | 7.8521e-07 | 2.0191e-06 | 0 | 2.0191e-06 | [16 empty] | 7.3.1.3 Ignition probability mapping showing the probability of ignition along the electric lines and equipmentWLDFRAggregatedAggregated | WLDFR | HFTD - Distribution - Tier 2 - 5QU CoRE ¦ 4QU LoRE | Red Flag Warning - Small Fires | Aggregated | Aggregated | 2038 | 0.00042571 | 0 | 375.6459 | 0.15992 | 2038 | Mitigation | 0.08575 | 30 | 0 | esc | 0.0012005 | 5.1106e-07 | 0.00060025 | 2.5553e-07 | 0.0015435 | 6.5708e-07
[79 empty] | WLDFR | HFTD - Distribution - Tier 2 - 5QU CoRE ¦ 4QU LoRE | Non-Red Flag Warning - Catastrophic Fires | 2025 | 1.0709e-10 | 5.3544e-11 | 1.3768e-10 | 14664.6376 | 233.2301 | 8896.516 | 5534.8915 | 0 | 0 | 0 | 8.9203e-08 |  | 1.5704e-06 | 0 | 1.5704e-06 | 7.8521e-07 | 0 | 7.8521e-07 | 2.0191e-06 | 0 | 2.0191e-06 | [16 empty] | 7.3.1.3 Ignition probability mapping showing the probability of ignition along the electric lines and equipmentWLDFRAggregatedAggregated | WLDFR | HFTD - Distribution - Tier 2 - 5QU CoRE ¦ 4QU LoRE | Red Flag Warning - Small Fires | Aggregated | Aggregated | 2039 | 0.00042571 | 0 | 375.6459 | 0.15992 | 2039 | Mitigation | 0.08575 | 30 | 0 | esc | 0.0012005 | 5.1106e-07 | 0.00060025 | 2.5553e-07 | 0.0015435 | 6.5708e-07
[79 empty] | WLDFR | HFTD - Distribution - Tier 2 - 5QU CoRE ¦ 4QU LoRE | Non-Red Flag Warning - Catastrophic Fires | 2026 | 1.0709e-10 | 5.3544e-11 | 1.3768e-10 | 14664.6376 | 233.2301 | 8896.516 | 5534.8915 | 0 | 0 | 0 | 8.9203e-08 |  | 1.5704e-06 | 0 | 1.5704e-06 | 7.8521e-07 | 0 | 7.8521e-07 | 2.0191e-06 | 0 | 2.0191e-06 | [16 empty] | 7.3.1.3 Ignition probability mapping showing the probability of ignition along the electric lines and equipmentWLDFRAggregatedAggregated | WLDFR | HFTD - Distribution - Tier 2 - 5QU CoRE ¦ 4QU LoRE | Red Flag Warning - Small Fires | Aggregated | Aggregated | 2040 | 0.00042571 | 0 | 375.6459 | 0.15992 | 2040 | Mitigation | 0.08575 | 30 | 0 | esc | 0.0012005 | 5.1106e-07 | 0.00060025 | 2.5553e-07 | 0.0015435 | 6.5708e-07
[79 empty] | WLDFR | HFTD - Distribution - Tier 2 - 5QU CoRE ¦ 4QU LoRE | Non-Red Flag Warning - Catastrophic Fires | 2027 | 1.0709e-10 | 5.3544e-11 | 1.3768e-10 | 14664.6376 | 233.2301 | 8896.516 | 5534.8915 | 0 | 0 | 0 | 8.9203e-08 |  | 1.5704e-06 | 0 | 1.5704e-06 | 7.8521e-07 | 0 | 7.8521e-07 | 2.0191e-06 | 0 | 2.0191e-06 | [16 empty] | 7.3.1.3 Ignition probability mapping showing the probability of ignition along the electric lines and equipmentWLDFRAggregatedAggregated | WLDFR | HFTD - Distribution - Tier 2 - 5QU CoRE ¦ 4QU LoRE | Red Flag Warning - Small Fires | Aggregated | Aggregated | 2041 | 0.00042571 | 0 | 375.6459 | 0.15992 | 2041 | Mitigation | 0.08575 | 30 | 0 | esc | 0.0012005 | 5.1106e-07 | 0.00060025 | 2.5553e-07 | 0.0015435 | 6.5708e-07
[79 empty] | WLDFR | HFTD - Distribution - Tier 2 - 5QU CoRE ¦ 4QU LoRE | Non-Red Flag Warning - Catastrophic Fires | 2028 | 1.0709e-10 | 5.3544e-11 | 1.3768e-10 | 15317.9909 | 247.273 | 9287.6491 | 5783.0689 | 0 | 0 | 0 | 8.9203e-08 |  | 1.6404e-06 | 0 | 1.6404e-06 | 8.2019e-07 | 0 | 8.2019e-07 | 2.1091e-06 | 0 | 2.1091e-06 | [16 empty] | 7.3.1.3 Ignition probability mapping showing the probability of ignition along the electric lines and equipmentWLDFRAggregatedAggregated | WLDFR | HFTD - Distribution - Tier 2 - 5QU CoRE ¦ 4QU LoRE | Red Flag Warning - Small Fires | Aggregated | Aggregated | 2042 | 0.00042571 | 0 | 375.6459 | 0.15992 | 2042 | Mitigation | 0.08575 | 30 | 0 | esc | 0.0012005 | 5.1106e-07 | 0.00060025 | 2.5553e-07 | 0.0015435 | 6.5708e-07
[79 empty] | WLDFR | HFTD - Distribution - Tier 2 - 5QU CoRE ¦ 4QU LoRE | Non-Red Flag Warning - Catastrophic Fires | 2029 | 1.0709e-10 | 5.3544e-11 | 1.3768e-10 | 15317.9909 | 247.273 | 9287.6491 | 5783.0689 | 0 | 0 | 0 | 8.9203e-08 |  | 1.6404e-06 | 0 | 1.6404e-06 | 8.2019e-07 | 0 | 8.2019e-07 | 2.1091e-06 | 0 | 2.1091e-06 | [16 empty] | 7.3.1.3 Ignition probability mapping showing the probability of ignition along the electric lines and equipmentWLDFRAggregatedAggregated | WLDFR | HFTD - Distribution - Tier 2 - 5QU CoRE ¦ 4QU LoRE | Red Flag Warning - Small Fires | Aggregated | Aggregated | 2043 | 0.00042571 | 0 | 375.6459 | 0.15992 | 2043 | Mitigation | 0.08575 | 30 | 0 | esc | 0.0012005 | 5.1106e-07 | 0.00060025 | 2.5553e-07 | 0.0015435 | 6.5708e-07
[79 empty] | WLDFR | HFTD - Distribution - Tier 2 - 5QU CoRE ¦ 4QU LoRE | Non-Red Flag Warning - Catastrophic Fires | 2030 | 1.0709e-10 | 5.3544e-11 | 1.3768e-10 | 15317.9909 | 247.273 | 9287.6491 | 5783.0689 | 0 | 0 | 0 | 8.9203e-08 |  | 1.6404e-06 | 0 | 1.6404e-06 | 8.2019e-07 | 0 | 8.2019e-07 | 2.1091e-06 | 0 | 2.1091e-06 | [16 empty] | 7.3.1.3 Ignition probability mapping showing the probability of ignition along the electric lines and equipmentWLDFRAggregatedAggregated | WLDFR | HFTD - Distribution - Tier 2 - 5QU CoRE ¦ 4QU LoRE | Red Flag Warning - Small Fires | Aggregated | Aggregated | 2044 | 0.00042571 | 0 | 375.6459 | 0.15992 | 2044 | Mitigation | 0.08575 | 30 | 0 | esc | 0.0012005 | 5.1106e-07 | 0.00060025 | 2.5553e-07 | 0.0015435 | 6.5708e-07
[79 empty] | WLDFR | HFTD - Distribution - Tier 2 - 5QU CoRE ¦ 4QU LoRE | Non-Red Flag Warning - Catastrophic Fires | 2031 | 1.0709e-10 | 5.3544e-11 | 1.3768e-10 | 15317.9909 | 247.273 | 9287.6491 | 5783.0689 | 0 | 0 | 0 | 8.9203e-08 |  | 1.6404e-06 | 0 | 1.6404e-06 | 8.2019e-07 | 0 | 8.2019e-07 | 2.1091e-06 | 0 | 2.1091e-06 | [16 empty] | 7.3.1.3 Ignition probability mapping showing the probability of ignition along the electric lines and equipmentWLDFRAggregatedAggregated | WLDFR | HFTD - Distribution - Tier 2 - 5QU CoRE ¦ 4QU LoRE | Red Flag Warning - Small Fires | Aggregated | Aggregated | 2045 | 0.00042571 | 0 | 375.6459 | 0.15992 | 2045 | Mitigation | 0.08575 | 30 | 0 | esc | 0.0012005 | 5.1106e-07 | 0.00060025 | 2.5553e-07 | 0.0015435 | 6.5708e-07
[79 empty] | WLDFR | HFTD - Distribution - Tier 2 - 5QU CoRE ¦ 4QU LoRE | Non-Red Flag Warning - Catastrophic Fires | 2032 | 1.0709e-10 | 5.3544e-11 | 1.3768e-10 | 15317.9909 | 247.273 | 9287.6491 | 5783.0689 | 0 | 0 | 0 | 8.9203e-08 |  | 1.6404e-06 | 0 | 1.6404e-06 | 8.2019e-07 | 0 | 8.2019e-07 | 2.1091e-06 | 0 | 2.1091e-06 | [16 empty] | 7.3.1.3 Ignition probability mapping showing the probability of ignition along the electric lines and equipmentWLDFRAggregatedAggregated | WLDFR | HFTD - Distribution - Tier 2 - 5QU CoRE ¦ 4QU LoRE | Red Flag Warning - Small Fires | Aggregated | Aggregated | 2046 | 0.00042571 | 0 | 375.6459 | 0.15992 | 2046 | Mitigation | 0.08575 | 30 | 0 | esc | 0.0012005 | 5.1106e-07 | 0.00060025 | 2.5553e-07 | 0.0015435 | 6.5708e-07
[79 empty] | WLDFR | HFTD - Distribution - Tier 2 - 5QU CoRE ¦ 4QU LoRE | Non-Red Flag Warning - Catastrophic Fires | 2033 | 1.0709e-10 | 5.3544e-11 | 1.3768e-10 | 16044.1264 | 263.1074 | 9721.74 | 6059.2791 | 0 | 0 | 0 | 8.9203e-08 |  | 1.7181e-06 | 0 | 1.7181e-06 | 8.5907e-07 | 0 | 8.5907e-07 | 2.209e-06 | 0 | 2.209e-06 | [16 empty] | 7.3.1.3 Ignition probability mapping showing the probability of ignition along the electric lines and equipmentWLDFRAggregatedAggregated | WLDFR | HFTD - Distribution - Tier 2 - 5QU CoRE ¦ 4QU LoRE | Red Flag Warning - Small Fires | Aggregated | Aggregated | 2047 | 0.00042571 | 0 | 375.6459 | 0.15992 | 2047 | Mitigation | 0.08575 | 30 | 0 | esc | 0.0012005 | 5.1106e-07 | 0.00060025 | 2.5553e-07 | 0.0015435 | 6.5708e-07
[79 empty] | WLDFR | HFTD - Distribution - Tier 2 - 5QU CoRE ¦ 4QU LoRE | Non-Red Flag Warning - Catastrophic Fires | 2034 | 1.0709e-10 | 5.3544e-11 | 1.3768e-10 | 16044.1264 | 263.1074 | 9721.74 | 6059.2791 | 0 | 0 | 0 | 8.9203e-08 |  | 1.7181e-06 | 0 | 1.7181e-06 | 8.5907e-07 | 0 | 8.5907e-07 | 2.209e-06 | 0 | 2.209e-06 | [16 empty] | 7.3.1.3 Ignition probability mapping showing the probability of ignition along the electric lines and equipmentWLDFRAggregatedAggregated | WLDFR | HFTD - Distribution - Tier 2 - 5QU CoRE ¦ 4QU LoRE | Red Flag Warning - Small Fires | Aggregated | Aggregated | 2048 | 0.00042571 | 0 | 375.6459 | 0.15992 | 2048 | Mitigation | 0.08575 | 30 | 0 | esc | 0.0012005 | 5.1106e-07 | 0.00060025 | 2.5553e-07 | 0.0015435 | 6.5708e-07
[79 empty] | WLDFR | HFTD - Distribution - Tier 2 - 5QU CoRE ¦ 4QU LoRE | Non-Red Flag Warning - Catastrophic Fires | 2035 | 1.0709e-10 | 5.3544e-11 | 1.3768e-10 | 16044.1264 | 263.1074 | 9721.74 | 6059.2791 | 0 | 0 | 0 | 8.9203e-08 |  | 1.7181e-06 | 0 | 1.7181e-06 | 8.5907e-07 | 0 | 8.5907e-07 | 2.209e-06 | 0 | 2.209e-06 | [16 empty] | 7.3.1.3 Ignition probability mapping showing the probability of ignition along the electric lines and equipmentWLDFRAggregatedAggregated | WLDFR | HFTD - Distribution - Tier 2 - 5QU CoRE ¦ 4QU LoRE | Red Flag Warning - Small Fires | Aggregated | Aggregated | 2049 | 0.00042571 | 0 | 375.6459 | 0.15992 | 2049 | Mitigation | 0.08575 | 30 | 0 | esc | 0.0012005 | 5.1106e-07 | 0.00060025 | 2.5553e-07 | 0.0015435 | 6.5708e-07
[79 empty] | WLDFR | HFTD - Distribution - Tier 2 - 5QU CoRE ¦ 4QU LoRE | Non-Red Flag Warning - Catastrophic Fires | 2036 | 1.0709e-10 | 5.3544e-11 | 1.3768e-10 | 16044.1264 | 263.1074 | 9721.74 | 6059.2791 | 0 | 0 | 0 | 8.9203e-08 |  | 1.7181e-06 | 0 | 1.7181e-06 | 8.5907e-07 | 0 | 8.5907e-07 | 2.209e-06 | 0 | 2.209e-06 | [16 empty] | 7.3.1.3 Ignition probability mapping showing the probability of ignition along the electric lines and equipmentWLDFRAggregatedAggregated | WLDFR | HFTD - Distribution - Tier 2 - 5QU CoRE ¦ 4QU LoRE | Red Flag Warning - Small Fires | Aggregated | Aggregated | 2050 | 0.00042571 | 0 | 375.6459 | 0.15992 | 2050 | Mitigation | 0.08575 | 30 | 0 | esc | 0 | 0 | 0.00060025 | 2.5553e-07 | 0.0015435 | 6.5708e-07
[79 empty] | WLDFR | HFTD - Distribution - Tier 2 - 5QU CoRE ¦ 4QU LoRE | Non-Red Flag Warning - Catastrophic Fires | 2037 | 1.0709e-10 | 5.3544e-11 | 1.3768e-10 | 16044.1264 | 263.1074 | 9721.74 | 6059.2791 | 0 | 0 | 0 | 8.9203e-08 |  | 1.7181e-06 | 0 | 1.7181e-06 | 8.5907e-07 | 0 | 8.5907e-07 | 2.209e-06 | 0 | 2.209e-06 | [16 empty] | 7.3.1.3 Ignition probability mapping showing the probability of ignition along the electric lines and equipmentWLDFRAggregatedAggregated | WLDFR | HFTD - Distribution - Tier 2 - 5QU CoRE ¦ 4QU LoRE | Red Flag Warning - Small Fires | Aggregated | Aggregated | 2051 | 0.00042571 | 0 | 375.6459 | 0.15992 | 2051 | Mitigation | 0.08575 | 30 | 0 | esc | 0 | 0 | 0 | 0 | 0.0015435 | 6.5708e-07
[79 empty] | WLDFR | HFTD - Distribution - Tier 2 - 5QU CoRE ¦ 4QU LoRE | Non-Red Flag Warning - Catastrophic Fires | 2038 | 1.0709e-10 | 5.3544e-11 | 1.3768e-10 | 16832.3912 | 280.5544 | 10192.2718 | 6359.5651 | 0 | 0 | 0 | 8.9203e-08 |  | 1.8026e-06 | 0 | 1.8026e-06 | 9.0128e-07 | 0 | 9.0128e-07 | 2.3176e-06 | 0 | 2.3176e-06 | [16 empty] | 7.3.1.3 Ignition probability mapping showing the probability of ignition along the electric lines and equipmentWLDFRAggregatedAggregated | WLDFR | HFTD - Distribution - Tier 2 - 5QU CoRE ¦ 4QU LoRE | Seismic - Non-Red Flag Warning - Catastrophic Fires | Aggregated | Aggregated | 2021 | 1.1618e-09 | 0 | 375.6459 | 4.3643e-07 | 2021 | Mitigation | 0.08575 | 30 | 0 | esc | 0.0012005 | 1.3947e-12 | 0.00060025 | 6.9737e-13 | 0 | 0
[79 empty] | WLDFR | HFTD - Distribution - Tier 2 - 5QU CoRE ¦ 4QU LoRE | Non-Red Flag Warning - Catastrophic Fires | 2039 | 1.0709e-10 | 5.3544e-11 | 1.3768e-10 | 16832.3912 | 280.5544 | 10192.2718 | 6359.5651 | 0 | 0 | 0 | 8.9203e-08 |  | 1.8026e-06 | 0 | 1.8026e-06 | 9.0128e-07 | 0 | 9.0128e-07 | 2.3176e-06 | 0 | 2.3176e-06 | [16 empty] | 7.3.1.3 Ignition probability mapping showing the probability of ignition along the electric lines and equipmentWLDFRAggregatedAggregated | WLDFR | HFTD - Distribution - Tier 2 - 5QU CoRE ¦ 4QU LoRE | Seismic - Non-Red Flag Warning - Catastrophic Fires | Aggregated | Aggregated | 2022 | 1.1618e-09 | 0 | 375.6459 | 4.3643e-07 | 2022 | Mitigation | 0.08575 | 30 | 0 | esc | 0.0012005 | 1.3947e-12 | 0.00060025 | 6.9737e-13 | 0.0015435 | 1.7932e-12
[79 empty] | WLDFR | HFTD - Distribution - Tier 2 - 5QU CoRE ¦ 4QU LoRE | Non-Red Flag Warning - Catastrophic Fires | 2040 | 1.0709e-10 | 5.3544e-11 | 1.3768e-10 | 16832.3912 | 280.5544 | 10192.2718 | 6359.5651 | 0 | 0 | 0 | 8.9203e-08 |  | 1.8026e-06 | 0 | 1.8026e-06 | 9.0128e-07 | 0 | 9.0128e-07 | 2.3176e-06 | 0 | 2.3176e-06 | [16 empty] | 7.3.1.3 Ignition probability mapping showing the probability of ignition along the electric lines and equipmentWLDFRAggregatedAggregated | WLDFR | HFTD - Distribution - Tier 2 - 5QU CoRE ¦ 4QU LoRE | Seismic - Non-Red Flag Warning - Catastrophic Fires | Aggregated | Aggregated | 2023 | 1.1618e-09 | 0 | 375.6459 | 4.3643e-07 | 2023 | Mitigation | 0.08575 | 30 | 0 | esc | 0.0012005 | 1.3947e-12 | 0.00060025 | 6.9737e-13 | 0.0015435 | 1.7932e-12
[79 empty] | WLDFR | HFTD - Distribution - Tier 2 - 5QU CoRE ¦ 4QU LoRE | Non-Red Flag Warning - Catastrophic Fires | 2041 | 1.0709e-10 | 5.3544e-11 | 1.3768e-10 | 16832.3912 | 280.5544 | 10192.2718 | 6359.5651 | 0 | 0 | 0 | 8.9203e-08 |  | 1.8026e-06 | 0 | 1.8026e-06 | 9.0128e-07 | 0 | 9.0128e-07 | 2.3176e-06 | 0 | 2.3176e-06 | [16 empty] | 7.3.1.3 Ignition probability mapping showing the probability of ignition along the electric lines and equipmentWLDFRAggregatedAggregated | WLDFR | HFTD - Distribution - Tier 2 - 5QU CoRE ¦ 4QU LoRE | Seismic - Non-Red Flag Warning - Catastrophic Fires | Aggregated | Aggregated | 2024 | 1.1618e-09 | 0 | 375.6459 | 4.3643e-07 | 2024 | Mitigation | 0.08575 | 30 | 0 | esc | 0.0012005 | 1.3947e-12 | 0.00060025 | 6.9737e-13 | 0.0015435 | 1.7932e-12
[79 empty] | WLDFR | HFTD - Distribution - Tier 2 - 5QU CoRE ¦ 4QU LoRE | Non-Red Flag Warning - Catastrophic Fires | 2042 | 1.0709e-10 | 5.3544e-11 | 1.3768e-10 | 16832.3912 | 280.5544 | 10192.2718 | 6359.5651 | 0 | 0 | 0 | 8.9203e-08 |  | 1.8026e-06 | 0 | 1.8026e-06 | 9.0128e-07 | 0 | 9.0128e-07 | 2.3176e-06 | 0 | 2.3176e-06 | [16 empty] | 7.3.1.3 Ignition probability mapping showing the probability of ignition along the electric lines and equipmentWLDFRAggregatedAggregated | WLDFR | HFTD - Distribution - Tier 2 - 5QU CoRE ¦ 4QU LoRE | Seismic - Non-Red Flag Warning - Catastrophic Fires | Aggregated | Aggregated | 2025 | 1.1618e-09 | 0 | 375.6459 | 4.3643e-07 | 2025 | Mitigation | 0.08575 | 30 | 0 | esc | 0.0012005 | 1.3947e-12 | 0.00060025 | 6.9737e-13 | 0.0015435 | 1.7932e-12
[79 empty] | WLDFR | HFTD - Distribution - Tier 2 - 5QU CoRE ¦ 4QU LoRE | Non-Red Flag Warning - Catastrophic Fires | 2043 | 1.0709e-10 | 5.3544e-11 | 1.3768e-10 | 17672.0852 | 299.42 | 10692.7362 | 6679.929 | 0 | 0 | 0 | 8.9203e-08 |  | 1.8925e-06 | 0 | 1.8925e-06 | 9.4624e-07 | 0 | 9.4624e-07 | 2.4332e-06 | 0 | 2.4332e-06 | [16 empty] | 7.3.1.3 Ignition probability mapping showing the probability of ignition along the electric lines and equipmentWLDFRAggregatedAggregated | WLDFR | HFTD - Distribution - Tier 2 - 5QU CoRE ¦ 4QU LoRE | Seismic - Non-Red Flag Warning - Catastrophic Fires | Aggregated | Aggregated | 2026 | 1.1618e-09 | 0 | 375.6459 | 4.3643e-07 | 2026 | Mitigation | 0.08575 | 30 | 0 | esc | 0.0012005 | 1.3947e-12 | 0.00060025 | 6.9737e-13 | 0.0015435 | 1.7932e-12
[79 empty] | WLDFR | HFTD - Distribution - Tier 2 - 5QU CoRE ¦ 4QU LoRE | Non-Red Flag Warning - Catastrophic Fires | 2044 | 1.0709e-10 | 5.3544e-11 | 1.3768e-10 | 17672.0852 | 299.42 | 10692.7362 | 6679.929 | 0 | 0 | 0 | 8.9203e-08 |  | 1.8925e-06 | 0 | 1.8925e-06 | 9.4624e-07 | 0 | 9.4624e-07 | 2.4332e-06 | 0 | 2.4332e-06 | [16 empty] | 7.3.1.3 Ignition probability mapping showing the probability of ignition along the electric lines and equipmentWLDFRAggregatedAggregated | WLDFR | HFTD - Distribution - Tier 2 - 5QU CoRE ¦ 4QU LoRE | Seismic - Non-Red Flag Warning - Catastrophic Fires | Aggregated | Aggregated | 2027 | 1.1618e-09 | 0 | 375.6459 | 4.3643e-07 | 2027 | Mitigation | 0.08575 | 30 | 0 | esc | 0.0012005 | 1.3947e-12 | 0.00060025 | 6.9737e-13 | 0.0015435 | 1.7932e-12
[79 empty] | WLDFR | HFTD - Distribution - Tier 2 - 5QU CoRE ¦ 4QU LoRE | Non-Red Flag Warning - Catastrophic Fires | 2045 | 1.0709e-10 | 5.3544e-11 | 1.3768e-10 | 17672.0852 | 299.42 | 10692.7362 | 6679.929 | 0 | 0 | 0 | 8.9203e-08 |  | 1.8925e-06 | 0 | 1.8925e-06 | 9.4624e-07 | 0 | 9.4624e-07 | 2.4332e-06 | 0 | 2.4332e-06 | [16 empty] | 7.3.1.3 Ignition probability mapping showing the probability of ignition along the electric lines and equipmentWLDFRAggregatedAggregated | WLDFR | HFTD - Distribution - Tier 2 - 5QU CoRE ¦ 4QU LoRE | Seismic - Non-Red Flag Warning - Catastrophic Fires | Aggregated | Aggregated | 2028 | 1.1618e-09 | 0 | 375.6459 | 4.3643e-07 | 2028 | Mitigation | 0.08575 | 30 | 0 | esc | 0.0012005 | 1.3947e-12 | 0.00060025 | 6.9737e-13 | 0.0015435 | 1.7932e-12
[79 empty] | WLDFR | HFTD - Distribution - Tier 2 - 5QU CoRE ¦ 4QU LoRE | Non-Red Flag Warning - Catastrophic Fires | 2046 | 1.0709e-10 | 5.3544e-11 | 1.3768e-10 | 17672.0852 | 299.42 | 10692.7362 | 6679.929 | 0 | 0 | 0 | 8.9203e-08 |  | 1.8925e-06 | 0 | 1.8925e-06 | 9.4624e-07 | 0 | 9.4624e-07 | 2.4332e-06 | 0 | 2.4332e-06 | [16 empty] | 7.3.1.3 Ignition probability mapping showing the probability of ignition along the electric lines and equipmentWLDFRAggregatedAggregated | WLDFR | HFTD - Distribution - Tier 2 - 5QU CoRE ¦ 4QU LoRE | Seismic - Non-Red Flag Warning - Catastrophic Fires | Aggregated | Aggregated | 2029 | 1.1618e-09 | 0 | 375.6459 | 4.3643e-07 | 2029 | Mitigation | 0.08575 | 30 | 0 | esc | 0.0012005 | 1.3947e-12 | 0.00060025 | 6.9737e-13 | 0.0015435 | 1.7932e-12
[79 empty] | WLDFR | HFTD - Distribution - Tier 2 - 5QU CoRE ¦ 4QU LoRE | Non-Red Flag Warning - Catastrophic Fires | 2047 | 1.0709e-10 | 5.3544e-11 | 1.3768e-10 | 17672.0852 | 299.42 | 10692.7362 | 6679.929 | 0 | 0 | 0 | 8.9203e-08 |  | 1.8925e-06 | 0 | 1.8925e-06 | 9.4624e-07 | 0 | 9.4624e-07 | 2.4332e-06 | 0 | 2.4332e-06 | [16 empty] | 7.3.1.3 Ignition probability mapping showing the probability of ignition along the electric lines and equipmentWLDFRAggregatedAggregated | WLDFR | HFTD - Distribution - Tier 2 - 5QU CoRE ¦ 4QU LoRE | Seismic - Non-Red Flag Warning - Catastrophic Fires | Aggregated | Aggregated | 2030 | 1.1618e-09 | 0 | 375.6459 | 4.3643e-07 | 2030 | Mitigation | 0.08575 | 30 | 0 | esc | 0.0012005 | 1.3947e-12 | 0.00060025 | 6.9737e-13 | 0.0015435 | 1.7932e-12
[79 empty] | WLDFR | HFTD - Distribution - Tier 2 - 5QU CoRE ¦ 4QU LoRE | Non-Red Flag Warning - Catastrophic Fires | 2048 | 1.0709e-10 | 5.3544e-11 | 1.3768e-10 | 18552.3348 | 319.4911 | 11216.5626 | 7016.281 | 0 | 0 | 0 | 8.9203e-08 |  | 1.9867e-06 | 0 | 1.9867e-06 | 9.9337e-07 | 0 | 9.9337e-07 | 2.5544e-06 | 0 | 2.5544e-06 | [16 empty] | 7.3.1.3 Ignition probability mapping showing the probability of ignition along the electric lines and equipmentWLDFRAggregatedAggregated | WLDFR | HFTD - Distribution - Tier 2 - 5QU CoRE ¦ 4QU LoRE | Seismic - Non-Red Flag Warning - Catastrophic Fires | Aggregated | Aggregated | 2031 | 1.1618e-09 | 0 | 375.6459 | 4.3643e-07 | 2031 | Mitigation | 0.08575 | 30 | 0 | esc | 0.0012005 | 1.3947e-12 | 0.00060025 | 6.9737e-13 | 0.0015435 | 1.7932e-12
[79 empty] | WLDFR | HFTD - Distribution - Tier 2 - 5QU CoRE ¦ 4QU LoRE | Non-Red Flag Warning - Catastrophic Fires | 2049 | 1.0709e-10 | 5.3544e-11 | 1.3768e-10 | 18552.3348 | 319.4911 | 11216.5626 | 7016.281 | 0 | 0 | 0 | 8.9203e-08 |  | 1.9867e-06 | 0 | 1.9867e-06 | 9.9337e-07 | 0 | 9.9337e-07 | 2.5544e-06 | 0 | 2.5544e-06 | [16 empty] | 7.3.1.3 Ignition probability mapping showing the probability of ignition along the electric lines and equipmentWLDFRAggregatedAggregated | WLDFR | HFTD - Distribution - Tier 2 - 5QU CoRE ¦ 4QU LoRE | Seismic - Non-Red Flag Warning - Catastrophic Fires | Aggregated | Aggregated | 2032 | 1.1618e-09 | 0 | 375.6459 | 4.3643e-07 | 2032 | Mitigation | 0.08575 | 30 | 0 | esc | 0.0012005 | 1.3947e-12 | 0.00060025 | 6.9737e-13 | 0.0015435 | 1.7932e-12
[79 empty] | WLDFR | HFTD - Distribution - Tier 2 - 5QU CoRE ¦ 4QU LoRE | Non-Red Flag Warning - Catastrophic Fires | 2050 | 0 | 5.3544e-11 | 1.3768e-10 | 18552.3348 | 319.4911 | 11216.5626 | 7016.281 | 0 | 0 | 0 | 8.9203e-08 |  | 0 | 0 | 0 | 9.9337e-07 | 0 | 9.9337e-07 | 2.5544e-06 | 0 | 2.5544e-06 | [16 empty] | 7.3.1.3 Ignition probability mapping showing the probability of ignition along the electric lines and equipmentWLDFRAggregatedAggregated | WLDFR | HFTD - Distribution - Tier 2 - 5QU CoRE ¦ 4QU LoRE | Seismic - Non-Red Flag Warning - Catastrophic Fires | Aggregated | Aggregated | 2033 | 1.1618e-09 | 0 | 375.6459 | 4.3643e-07 | 2033 | Mitigation | 0.08575 | 30 | 0 | esc | 0.0012005 | 1.3947e-12 | 0.00060025 | 6.9737e-13 | 0.0015435 | 1.7932e-12
[79 empty] | WLDFR | HFTD - Distribution - Tier 2 - 5QU CoRE ¦ 4QU LoRE | Non-Red Flag Warning - Catastrophic Fires | 2051 | 0 | 0 | 1.3768e-10 | 18552.3348 | 319.4911 | 11216.5626 | 7016.281 | 0 | 0 | 0 | 8.9203e-08 |  | 0 | 0 | 0 | 0 | 0 | 0 | 2.5544e-06 | 0 | 2.5544e-06 | [16 empty] | 7.3.1.3 Ignition probability mapping showing the probability of ignition along the electric lines and equipmentWLDFRAggregatedAggregated | WLDFR | HFTD - Distribution - Tier 2 - 5QU CoRE ¦ 4QU LoRE | Seismic - Non-Red Flag Warning - Catastrophic Fires | Aggregated | Aggregated | 2034 | 1.1618e-09 | 0 | 375.6459 | 4.3643e-07 | 2034 | Mitigation | 0.08575 | 30 | 0 | esc | 0.0012005 | 1.3947e-12 | 0.00060025 | 6.9737e-13 | 0.0015435 | 1.7932e-12
[79 empty] | WLDFR | HFTD - Distribution - Tier 2 - 5QU CoRE ¦ 4QU LoRE | Non-Red Flag Warning - Destructive Fires | 2020 | 1.1874e-10 | 0 | 0 | 8807.9522 | 222.2294 | 8585.7228 | 0 | 0 | 0 | 0 | 9.8913e-08 |  | 1.0459e-06 | 0 | 1.0459e-06 | 0 | 0 | 0 | 0 | 0 | 0 | [16 empty] | 7.3.1.3 Ignition probability mapping showing the probability of ignition along the electric lines and equipmentWLDFRAggregatedAggregated | WLDFR | HFTD - Distribution - Tier 2 - 5QU CoRE ¦ 4QU LoRE | Seismic - Non-Red Flag Warning - Catastrophic Fires | Aggregated | Aggregated | 2035 | 1.1618e-09 | 0 | 375.6459 | 4.3643e-07 | 2035 | Mitigation | 0.08575 | 30 | 0 | esc | 0.0012005 | 1.3947e-12 | 0.00060025 | 6.9737e-13 | 0.0015435 | 1.7932e-12
[79 empty] | WLDFR | HFTD - Distribution - Tier 2 - 5QU CoRE ¦ 4QU LoRE | Non-Red Flag Warning - Destructive Fires | 2021 | 1.1874e-10 | 5.9372e-11 | 0 | 8807.9522 | 222.2294 | 8585.7228 | 0 | 0 | 0 | 0 | 9.8913e-08 |  | 1.0459e-06 | 0 | 1.0459e-06 | 5.2295e-07 | 0 | 5.2295e-07 | 0 | 0 | 0 | [16 empty] | 7.3.1.3 Ignition probability mapping showing the probability of ignition along the electric lines and equipmentWLDFRAggregatedAggregated | WLDFR | HFTD - Distribution - Tier 2 - 5QU CoRE ¦ 4QU LoRE | Seismic - Non-Red Flag Warning - Catastrophic Fires | Aggregated | Aggregated | 2036 | 1.1618e-09 | 0 | 375.6459 | 4.3643e-07 | 2036 | Mitigation | 0.08575 | 30 | 0 | esc | 0.0012005 | 1.3947e-12 | 0.00060025 | 6.9737e-13 | 0.0015435 | 1.7932e-12
[79 empty] | WLDFR | HFTD - Distribution - Tier 2 - 5QU CoRE ¦ 4QU LoRE | Non-Red Flag Warning - Destructive Fires | 2022 | 1.1874e-10 | 5.9372e-11 | 1.5267e-10 | 8807.9522 | 222.2294 | 8585.7228 | 0 | 0 | 0 | 0 | 9.8913e-08 |  | 1.0459e-06 | 0 | 1.0459e-06 | 5.2295e-07 | 0 | 5.2295e-07 | 1.3447e-06 | 0 | 1.3447e-06 | [16 empty] | 7.3.1.3 Ignition probability mapping showing the probability of ignition along the electric lines and equipmentWLDFRAggregatedAggregated | WLDFR | HFTD - Distribution - Tier 2 - 5QU CoRE ¦ 4QU LoRE | Seismic - Non-Red Flag Warning - Catastrophic Fires | Aggregated | Aggregated | 2037 | 1.1618e-09 | 0 | 375.6459 | 4.3643e-07 | 2037 | Mitigation | 0.08575 | 30 | 0 | esc | 0.0012005 | 1.3947e-12 | 0.00060025 | 6.9737e-13 | 0.0015435 | 1.7932e-12
[79 empty] | WLDFR | HFTD - Distribution - Tier 2 - 5QU CoRE ¦ 4QU LoRE | Non-Red Flag Warning - Destructive Fires | 2023 | 1.1874e-10 | 5.9372e-11 | 1.5267e-10 | 9129.7461 | 233.2301 | 8896.516 | 0 | 0 | 0 | 0 | 9.8913e-08 |  | 1.0841e-06 | 0 | 1.0841e-06 | 5.4205e-07 | 0 | 5.4205e-07 | 1.3939e-06 | 0 | 1.3939e-06 | [16 empty] | 7.3.1.3 Ignition probability mapping showing the probability of ignition along the electric lines and equipmentWLDFRAggregatedAggregated | WLDFR | HFTD - Distribution - Tier 2 - 5QU CoRE ¦ 4QU LoRE | Seismic - Non-Red Flag Warning - Catastrophic Fires | Aggregated | Aggregated | 2038 | 1.1618e-09 | 0 | 375.6459 | 4.3643e-07 | 2038 | Mitigation | 0.08575 | 30 | 0 | esc | 0.0012005 | 1.3947e-12 | 0.00060025 | 6.9737e-13 | 0.0015435 | 1.7932e-12
[79 empty] | WLDFR | HFTD - Distribution - Tier 2 - 5QU CoRE ¦ 4QU LoRE | Non-Red Flag Warning - Destructive Fires | 2024 | 1.1874e-10 | 5.9372e-11 | 1.5267e-10 | 9129.7461 | 233.2301 | 8896.516 | 0 | 0 | 0 | 0 | 9.8913e-08 |  | 1.0841e-06 | 0 | 1.0841e-06 | 5.4205e-07 | 0 | 5.4205e-07 | 1.3939e-06 | 0 | 1.3939e-06 | [16 empty] | 7.3.1.3 Ignition probability mapping showing the probability of ignition along the electric lines and equipmentWLDFRAggregatedAggregated | WLDFR | HFTD - Distribution - Tier 2 - 5QU CoRE ¦ 4QU LoRE | Seismic - Non-Red Flag Warning - Catastrophic Fires | Aggregated | Aggregated | 2039 | 1.1618e-09 | 0 | 375.6459 | 4.3643e-07 | 2039 | Mitigation | 0.08575 | 30 | 0 | esc | 0.0012005 | 1.3947e-12 | 0.00060025 | 6.9737e-13 | 0.0015435 | 1.7932e-12
[79 empty] | WLDFR | HFTD - Distribution - Tier 2 - 5QU CoRE ¦ 4QU LoRE | Non-Red Flag Warning - Destructive Fires | 2025 | 1.1874e-10 | 5.9372e-11 | 1.5267e-10 | 9129.7461 | 233.2301 | 8896.516 | 0 | 0 | 0 | 0 | 9.8913e-08 |  | 1.0841e-06 | 0 | 1.0841e-06 | 5.4205e-07 | 0 | 5.4205e-07 | 1.3939e-06 | 0 | 1.3939e-06 | [16 empty] | 7.3.1.3 Ignition probability mapping showing the probability of ignition along the electric lines and equipmentWLDFRAggregatedAggregated | WLDFR | HFTD - Distribution - Tier 2 - 5QU CoRE ¦ 4QU LoRE | Seismic - Non-Red Flag Warning - Catastrophic Fires | Aggregated | Aggregated | 2040 | 1.1618e-09 | 0 | 375.6459 | 4.3643e-07 | 2040 | Mitigation | 0.08575 | 30 | 0 | esc | 0.0012005 | 1.3947e-12 | 0.00060025 | 6.9737e-13 | 0.0015435 | 1.7932e-12
[79 empty] | WLDFR | HFTD - Distribution - Tier 2 - 5QU CoRE ¦ 4QU LoRE | Non-Red Flag Warning - Destructive Fires | 2026 | 1.1874e-10 | 5.9372e-11 | 1.5267e-10 | 9129.7461 | 233.2301 | 8896.516 | 0 | 0 | 0 | 0 | 9.8913e-08 |  | 1.0841e-06 | 0 | 1.0841e-06 | 5.4205e-07 | 0 | 5.4205e-07 | 1.3939e-06 | 0 | 1.3939e-06 | [16 empty] | 7.3.1.3 Ignition probability mapping showing the probability of ignition along the electric lines and equipmentWLDFRAggregatedAggregated | WLDFR | HFTD - Distribution - Tier 2 - 5QU CoRE ¦ 4QU LoRE | Seismic - Non-Red Flag Warning - Catastrophic Fires | Aggregated | Aggregated | 2041 | 1.1618e-09 | 0 | 375.6459 | 4.3643e-07 | 2041 | Mitigation | 0.08575 | 30 | 0 | esc | 0.0012005 | 1.3947e-12 | 0.00060025 | 6.9737e-13 | 0.0015435 | 1.7932e-12
[79 empty] | WLDFR | HFTD - Distribution - Tier 2 - 5QU CoRE ¦ 4QU LoRE | Non-Red Flag Warning - Destructive Fires | 2027 | 1.1874e-10 | 5.9372e-11 | 1.5267e-10 | 9129.7461 | 233.2301 | 8896.516 | 0 | 0 | 0 | 0 | 9.8913e-08 |  | 1.0841e-06 | 0 | 1.0841e-06 | 5.4205e-07 | 0 | 5.4205e-07 | 1.3939e-06 | 0 | 1.3939e-06 | [16 empty] | 7.3.1.3 Ignition probability mapping showing the probability of ignition along the electric lines and equipmentWLDFRAggregatedAggregated | WLDFR | HFTD - Distribution - Tier 2 - 5QU CoRE ¦ 4QU LoRE | Seismic - Non-Red Flag Warning - Catastrophic Fires | Aggregated | Aggregated | 2042 | 1.1618e-09 | 0 | 375.6459 | 4.3643e-07 | 2042 | Mitigation | 0.08575 | 30 | 0 | esc | 0.0012005 | 1.3947e-12 | 0.00060025 | 6.9737e-13 | 0.0015435 | 1.7932e-12
[79 empty] | WLDFR | HFTD - Distribution - Tier 2 - 5QU CoRE ¦ 4QU LoRE | Non-Red Flag Warning - Destructive Fires | 2028 | 1.1874e-10 | 5.9372e-11 | 1.5267e-10 | 9534.9221 | 247.273 | 9287.6491 | 0 | 0 | 0 | 0 | 9.8913e-08 |  | 1.1322e-06 | 0 | 1.1322e-06 | 5.6611e-07 | 0 | 5.6611e-07 | 1.4557e-06 | 0 | 1.4557e-06 | [16 empty] | 7.3.1.3 Ignition probability mapping showing the probability of ignition along the electric lines and equipmentWLDFRAggregatedAggregated | WLDFR | HFTD - Distribution - Tier 2 - 5QU CoRE ¦ 4QU LoRE | Seismic - Non-Red Flag Warning - Catastrophic Fires | Aggregated | Aggregated | 2043 | 1.1618e-09 | 0 | 375.6459 | 4.3643e-07 | 2043 | Mitigation | 0.08575 | 30 | 0 | esc | 0.0012005 | 1.3947e-12 | 0.00060025 | 6.9737e-13 | 0.0015435 | 1.7932e-12
[79 empty] | WLDFR | HFTD - Distribution - Tier 2 - 5QU CoRE ¦ 4QU LoRE | Non-Red Flag Warning - Destructive Fires | 2029 | 1.1874e-10 | 5.9372e-11 | 1.5267e-10 | 9534.9221 | 247.273 | 9287.6491 | 0 | 0 | 0 | 0 | 9.8913e-08 |  | 1.1322e-06 | 0 | 1.1322e-06 | 5.6611e-07 | 0 | 5.6611e-07 | 1.4557e-06 | 0 | 1.4557e-06 | [16 empty] | 7.3.1.3 Ignition probability mapping showing the probability of ignition along the electric lines and equipmentWLDFRAggregatedAggregated | WLDFR | HFTD - Distribution - Tier 2 - 5QU CoRE ¦ 4QU LoRE | Seismic - Non-Red Flag Warning - Catastrophic Fires | Aggregated | Aggregated | 2044 | 1.1618e-09 | 0 | 375.6459 | 4.3643e-07 | 2044 | Mitigation | 0.08575 | 30 | 0 | esc | 0.0012005 | 1.3947e-12 | 0.00060025 | 6.9737e-13 | 0.0015435 | 1.7932e-12
[79 empty] | WLDFR | HFTD - Distribution - Tier 2 - 5QU CoRE ¦ 4QU LoRE | Non-Red Flag Warning - Destructive Fires | 2030 | 1.1874e-10 | 5.9372e-11 | 1.5267e-10 | 9534.9221 | 247.273 | 9287.6491 | 0 | 0 | 0 | 0 | 9.8913e-08 |  | 1.1322e-06 | 0 | 1.1322e-06 | 5.6611e-07 | 0 | 5.6611e-07 | 1.4557e-06 | 0 | 1.4557e-06 | [16 empty] | 7.3.1.3 Ignition probability mapping showing the probability of ignition along the electric lines and equipmentWLDFRAggregatedAggregated | WLDFR | HFTD - Distribution - Tier 2 - 5QU CoRE ¦ 4QU LoRE | Seismic - Non-Red Flag Warning - Catastrophic Fires | Aggregated | Aggregated | 2045 | 1.1618e-09 | 0 | 375.6459 | 4.3643e-07 | 2045 | Mitigation | 0.08575 | 30 | 0 | esc | 0.0012005 | 1.3947e-12 | 0.00060025 | 6.9737e-13 | 0.0015435 | 1.7932e-12
[79 empty] | WLDFR | HFTD - Distribution - Tier 2 - 5QU CoRE ¦ 4QU LoRE | Non-Red Flag Warning - Destructive Fires | 2031 | 1.1874e-10 | 5.9372e-11 | 1.5267e-10 | 9534.9221 | 247.273 | 9287.6491 | 0 | 0 | 0 | 0 | 9.8913e-08 |  | 1.1322e-06 | 0 | 1.1322e-06 | 5.6611e-07 | 0 | 5.6611e-07 | 1.4557e-06 | 0 | 1.4557e-06 | [16 empty] | 7.3.1.3 Ignition probability mapping showing the probability of ignition along the electric lines and equipmentWLDFRAggregatedAggregated | WLDFR | HFTD - Distribution - Tier 2 - 5QU CoRE ¦ 4QU LoRE | Seismic - Non-Red Flag Warning - Catastrophic Fires | Aggregated | Aggregated | 2046 | 1.1618e-09 | 0 | 375.6459 | 4.3643e-07 | 2046 | Mitigation | 0.08575 | 30 | 0 | esc | 0.0012005 | 1.3947e-12 | 0.00060025 | 6.9737e-13 | 0.0015435 | 1.7932e-12
[79 empty] | WLDFR | HFTD - Distribution - Tier 2 - 5QU CoRE ¦ 4QU LoRE | Non-Red Flag Warning - Destructive Fires | 2032 | 1.1874e-10 | 5.9372e-11 | 1.5267e-10 | 9534.9221 | 247.273 | 9287.6491 | 0 | 0 | 0 | 0 | 9.8913e-08 |  | 1.1322e-06 | 0 | 1.1322e-06 | 5.6611e-07 | 0 | 5.6611e-07 | 1.4557e-06 | 0 | 1.4557e-06 | [16 empty] | 7.3.1.3 Ignition probability mapping showing the probability of ignition along the electric lines and equipmentWLDFRAggregatedAggregated | WLDFR | HFTD - Distribution - Tier 2 - 5QU CoRE ¦ 4QU LoRE | Seismic - Non-Red Flag Warning - Catastrophic Fires | Aggregated | Aggregated | 2047 | 1.1618e-09 | 0 | 375.6459 | 4.3643e-07 | 2047 | Mitigation | 0.08575 | 30 | 0 | esc | 0.0012005 | 1.3947e-12 | 0.00060025 | 6.9737e-13 | 0.0015435 | 1.7932e-12
[79 empty] | WLDFR | HFTD - Distribution - Tier 2 - 5QU CoRE ¦ 4QU LoRE | Non-Red Flag Warning - Destructive Fires | 2033 | 1.1874e-10 | 5.9372e-11 | 1.5267e-10 | 9984.8474 | 263.1074 | 9721.74 | 0 | 0 | 0 | 0 | 9.8913e-08 |  | 1.1856e-06 | 0 | 1.1856e-06 | 5.9282e-07 | 0 | 5.9282e-07 | 1.5244e-06 | 0 | 1.5244e-06 | [16 empty] | 7.3.1.3 Ignition probability mapping showing the probability of ignition along the electric lines and equipmentWLDFRAggregatedAggregated | WLDFR | HFTD - Distribution - Tier 2 - 5QU CoRE ¦ 4QU LoRE | Seismic - Non-Red Flag Warning - Catastrophic Fires | Aggregated | Aggregated | 2048 | 1.1618e-09 | 0 | 375.6459 | 4.3643e-07 | 2048 | Mitigation | 0.08575 | 30 | 0 | esc | 0.0012005 | 1.3947e-12 | 0.00060025 | 6.9737e-13 | 0.0015435 | 1.7932e-12
[79 empty] | WLDFR | HFTD - Distribution - Tier 2 - 5QU CoRE ¦ 4QU LoRE | Non-Red Flag Warning - Destructive Fires | 2034 | 1.1874e-10 | 5.9372e-11 | 1.5267e-10 | 9984.8474 | 263.1074 | 9721.74 | 0 | 0 | 0 | 0 | 9.8913e-08 |  | 1.1856e-06 | 0 | 1.1856e-06 | 5.9282e-07 | 0 | 5.9282e-07 | 1.5244e-06 | 0 | 1.5244e-06 | [16 empty] | 7.3.1.3 Ignition probability mapping showing the probability of ignition along the electric lines and equipmentWLDFRAggregatedAggregated | WLDFR | HFTD - Distribution - Tier 2 - 5QU CoRE ¦ 4QU LoRE | Seismic - Non-Red Flag Warning - Catastrophic Fires | Aggregated | Aggregated | 2049 | 1.1618e-09 | 0 | 375.6459 | 4.3643e-07 | 2049 | Mitigation | 0.08575 | 30 | 0 | esc | 0.0012005 | 1.3947e-12 | 0.00060025 | 6.9737e-13 | 0.0015435 | 1.7932e-12
[79 empty] | WLDFR | HFTD - Distribution - Tier 2 - 5QU CoRE ¦ 4QU LoRE | Non-Red Flag Warning - Destructive Fires | 2035 | 1.1874e-10 | 5.9372e-11 | 1.5267e-10 | 9984.8474 | 263.1074 | 9721.74 | 0 | 0 | 0 | 0 | 9.8913e-08 |  | 1.1856e-06 | 0 | 1.1856e-06 | 5.9282e-07 | 0 | 5.9282e-07 | 1.5244e-06 | 0 | 1.5244e-06 | [16 empty] | 7.3.1.3 Ignition probability mapping showing the probability of ignition along the electric lines and equipmentWLDFRAggregatedAggregated | WLDFR | HFTD - Distribution - Tier 2 - 5QU CoRE ¦ 4QU LoRE | Seismic - Non-Red Flag Warning - Catastrophic Fires | Aggregated | Aggregated | 2050 | 1.1618e-09 | 0 | 375.6459 | 4.3643e-07 | 2050 | Mitigation | 0.08575 | 30 | 0 | esc | 0 | 0 | 0.00060025 | 6.9737e-13 | 0.0015435 | 1.7932e-12
[79 empty] | WLDFR | HFTD - Distribution - Tier 2 - 5QU CoRE ¦ 4QU LoRE | Non-Red Flag Warning - Destructive Fires | 2036 | 1.1874e-10 | 5.9372e-11 | 1.5267e-10 | 9984.8474 | 263.1074 | 9721.74 | 0 | 0 | 0 | 0 | 9.8913e-08 |  | 1.1856e-06 | 0 | 1.1856e-06 | 5.9282e-07 | 0 | 5.9282e-07 | 1.5244e-06 | 0 | 1.5244e-06 | [16 empty] | 7.3.1.3 Ignition probability mapping showing the probability of ignition along the electric lines and equipmentWLDFRAggregatedAggregated | WLDFR | HFTD - Distribution - Tier 2 - 5QU CoRE ¦ 4QU LoRE | Seismic - Non-Red Flag Warning - Catastrophic Fires | Aggregated | Aggregated | 2051 | 1.1618e-09 | 0 | 375.6459 | 4.3643e-07 | 2051 | Mitigation | 0.08575 | 30 | 0 | esc | 0 | 0 | 0 | 0 | 0.0015435 | 1.7932e-12
[79 empty] | WLDFR | HFTD - Distribution - Tier 2 - 5QU CoRE ¦ 4QU LoRE | Non-Red Flag Warning - Destructive Fires | 2037 | 1.1874e-10 | 5.9372e-11 | 1.5267e-10 | 9984.8474 | 263.1074 | 9721.74 | 0 | 0 | 0 | 0 | 9.8913e-08 |  | 1.1856e-06 | 0 | 1.1856e-06 | 5.9282e-07 | 0 | 5.9282e-07 | 1.5244e-06 | 0 | 1.5244e-06 | [16 empty] | 7.3.1.3 Ignition probability mapping showing the probability of ignition along the electric lines and equipmentWLDFRAggregatedAggregated | WLDFR | HFTD - Distribution - Tier 2 - 5QU CoRE ¦ 4QU LoRE | Seismic - Red Flag Warning - Catastrophic Fires | Aggregated | Aggregated | 2021 | 5.0107e-08 | 0 | 375.6459 | 1.8823e-05 | 2021 | Mitigation | 0.08575 | 30 | 0 | esc | 0.0012005 | 6.0154e-11 | 0.00060025 | 3.0077e-11 | 0 | 0
[79 empty] | WLDFR | HFTD - Distribution - Tier 2 - 5QU CoRE ¦ 4QU LoRE | Non-Red Flag Warning - Destructive Fires | 2038 | 1.1874e-10 | 5.9372e-11 | 1.5267e-10 | 10472.8261 | 280.5544 | 10192.2718 | 0 | 0 | 0 | 0 | 9.8913e-08 |  | 1.2436e-06 | 0 | 1.2436e-06 | 6.218e-07 | 0 | 6.218e-07 | 1.5989e-06 | 0 | 1.5989e-06 | [16 empty] | 7.3.1.3 Ignition probability mapping showing the probability of ignition along the electric lines and equipmentWLDFRAggregatedAggregated | WLDFR | HFTD - Distribution - Tier 2 - 5QU CoRE ¦ 4QU LoRE | Seismic - Red Flag Warning - Catastrophic Fires | Aggregated | Aggregated | 2022 | 5.0107e-08 | 0 | 375.6459 | 1.8823e-05 | 2022 | Mitigation | 0.08575 | 30 | 0 | esc | 0.0012005 | 6.0154e-11 | 0.00060025 | 3.0077e-11 | 0.0015435 | 7.7341e-11
[79 empty] | WLDFR | HFTD - Distribution - Tier 2 - 5QU CoRE ¦ 4QU LoRE | Non-Red Flag Warning - Destructive Fires | 2039 | 1.1874e-10 | 5.9372e-11 | 1.5267e-10 | 10472.8261 | 280.5544 | 10192.2718 | 0 | 0 | 0 | 0 | 9.8913e-08 |  | 1.2436e-06 | 0 | 1.2436e-06 | 6.218e-07 | 0 | 6.218e-07 | 1.5989e-06 | 0 | 1.5989e-06 | [16 empty] | 7.3.1.3 Ignition probability mapping showing the probability of ignition along the electric lines and equipmentWLDFRAggregatedAggregated | WLDFR | HFTD - Distribution - Tier 2 - 5QU CoRE ¦ 4QU LoRE | Seismic - Red Flag Warning - Catastrophic Fires | Aggregated | Aggregated | 2023 | 5.0107e-08 | 0 | 375.6459 | 1.8823e-05 | 2023 | Mitigation | 0.08575 | 30 | 0 | esc | 0.0012005 | 6.0154e-11 | 0.00060025 | 3.0077e-11 | 0.0015435 | 7.7341e-11
[79 empty] | WLDFR | HFTD - Distribution - Tier 2 - 5QU CoRE ¦ 4QU LoRE | Non-Red Flag Warning - Destructive Fires | 2040 | 1.1874e-10 | 5.9372e-11 | 1.5267e-10 | 10472.8261 | 280.5544 | 10192.2718 | 0 | 0 | 0 | 0 | 9.8913e-08 |  | 1.2436e-06 | 0 | 1.2436e-06 | 6.218e-07 | 0 | 6.218e-07 | 1.5989e-06 | 0 | 1.5989e-06 | [16 empty] | 7.3.1.3 Ignition probability mapping showing the probability of ignition along the electric lines and equipmentWLDFRAggregatedAggregated | WLDFR | HFTD - Distribution - Tier 2 - 5QU CoRE ¦ 4QU LoRE | Seismic - Red Flag Warning - Catastrophic Fires | Aggregated | Aggregated | 2024 | 5.0107e-08 | 0 | 375.6459 | 1.8823e-05 | 2024 | Mitigation | 0.08575 | 30 | 0 | esc | 0.0012005 | 6.0154e-11 | 0.00060025 | 3.0077e-11 | 0.0015435 | 7.7341e-11
[79 empty] | WLDFR | HFTD - Distribution - Tier 2 - 5QU CoRE ¦ 4QU LoRE | Non-Red Flag Warning - Destructive Fires | 2041 | 1.1874e-10 | 5.9372e-11 | 1.5267e-10 | 10472.8261 | 280.5544 | 10192.2718 | 0 | 0 | 0 | 0 | 9.8913e-08 |  | 1.2436e-06 | 0 | 1.2436e-06 | 6.218e-07 | 0 | 6.218e-07 | 1.5989e-06 | 0 | 1.5989e-06 | [16 empty] | 7.3.1.3 Ignition probability mapping showing the probability of ignition along the electric lines and equipmentWLDFRAggregatedAggregated | WLDFR | HFTD - Distribution - Tier 2 - 5QU CoRE ¦ 4QU LoRE | Seismic - Red Flag Warning - Catastrophic Fires | Aggregated | Aggregated | 2025 | 5.0107e-08 | 0 | 375.6459 | 1.8823e-05 | 2025 | Mitigation | 0.08575 | 30 | 0 | esc | 0.0012005 | 6.0154e-11 | 0.00060025 | 3.0077e-11 | 0.0015435 | 7.7341e-11
[79 empty] | WLDFR | HFTD - Distribution - Tier 2 - 5QU CoRE ¦ 4QU LoRE | Non-Red Flag Warning - Destructive Fires | 2042 | 1.1874e-10 | 5.9372e-11 | 1.5267e-10 | 10472.8261 | 280.5544 | 10192.2718 | 0 | 0 | 0 | 0 | 9.8913e-08 |  | 1.2436e-06 | 0 | 1.2436e-06 | 6.218e-07 | 0 | 6.218e-07 | 1.5989e-06 | 0 | 1.5989e-06 | [16 empty] | 7.3.1.3 Ignition probability mapping showing the probability of ignition along the electric lines and equipmentWLDFRAggregatedAggregated | WLDFR | HFTD - Distribution - Tier 2 - 5QU CoRE ¦ 4QU LoRE | Seismic - Red Flag Warning - Catastrophic Fires | Aggregated | Aggregated | 2026 | 5.0107e-08 | 0 | 375.6459 | 1.8823e-05 | 2026 | Mitigation | 0.08575 | 30 | 0 | esc | 0.0012005 | 6.0154e-11 | 0.00060025 | 3.0077e-11 | 0.0015435 | 7.7341e-11
[79 empty] | WLDFR | HFTD - Distribution - Tier 2 - 5QU CoRE ¦ 4QU LoRE | Non-Red Flag Warning - Destructive Fires | 2043 | 1.1874e-10 | 5.9372e-11 | 1.5267e-10 | 10992.1562 | 299.42 | 10692.7362 | 0 | 0 | 0 | 0 | 9.8913e-08 |  | 1.3053e-06 | 0 | 1.3053e-06 | 6.5263e-07 | 0 | 6.5263e-07 | 1.6782e-06 | 0 | 1.6782e-06 | [16 empty] | 7.3.1.3 Ignition probability mapping showing the probability of ignition along the electric lines and equipmentWLDFRAggregatedAggregated | WLDFR | HFTD - Distribution - Tier 2 - 5QU CoRE ¦ 4QU LoRE | Seismic - Red Flag Warning - Catastrophic Fires | Aggregated | Aggregated | 2027 | 5.0107e-08 | 0 | 375.6459 | 1.8823e-05 | 2027 | Mitigation | 0.08575 | 30 | 0 | esc | 0.0012005 | 6.0154e-11 | 0.00060025 | 3.0077e-11 | 0.0015435 | 7.7341e-11
[79 empty] | WLDFR | HFTD - Distribution - Tier 2 - 5QU CoRE ¦ 4QU LoRE | Non-Red Flag Warning - Destructive Fires | 2044 | 1.1874e-10 | 5.9372e-11 | 1.5267e-10 | 10992.1562 | 299.42 | 10692.7362 | 0 | 0 | 0 | 0 | 9.8913e-08 |  | 1.3053e-06 | 0 | 1.3053e-06 | 6.5263e-07 | 0 | 6.5263e-07 | 1.6782e-06 | 0 | 1.6782e-06 | [16 empty] | 7.3.1.3 Ignition probability mapping showing the probability of ignition along the electric lines and equipmentWLDFRAggregatedAggregated | WLDFR | HFTD - Distribution - Tier 2 - 5QU CoRE ¦ 4QU LoRE | Seismic - Red Flag Warning - Catastrophic Fires | Aggregated | Aggregated | 2028 | 5.0107e-08 | 0 | 375.6459 | 1.8823e-05 | 2028 | Mitigation | 0.08575 | 30 | 0 | esc | 0.0012005 | 6.0154e-11 | 0.00060025 | 3.0077e-11 | 0.0015435 | 7.7341e-11
[79 empty] | WLDFR | HFTD - Distribution - Tier 2 - 5QU CoRE ¦ 4QU LoRE | Non-Red Flag Warning - Destructive Fires | 2045 | 1.1874e-10 | 5.9372e-11 | 1.5267e-10 | 10992.1562 | 299.42 | 10692.7362 | 0 | 0 | 0 | 0 | 9.8913e-08 |  | 1.3053e-06 | 0 | 1.3053e-06 | 6.5263e-07 | 0 | 6.5263e-07 | 1.6782e-06 | 0 | 1.6782e-06 | [16 empty] | 7.3.1.3 Ignition probability mapping showing the probability of ignition along the electric lines and equipmentWLDFRAggregatedAggregated | WLDFR | HFTD - Distribution - Tier 2 - 5QU CoRE ¦ 4QU LoRE | Seismic - Red Flag Warning - Catastrophic Fires | Aggregated | Aggregated | 2029 | 5.0107e-08 | 0 | 375.6459 | 1.8823e-05 | 2029 | Mitigation | 0.08575 | 30 | 0 | esc | 0.0012005 | 6.0154e-11 | 0.00060025 | 3.0077e-11 | 0.0015435 | 7.7341e-11
[79 empty] | WLDFR | HFTD - Distribution - Tier 2 - 5QU CoRE ¦ 4QU LoRE | Non-Red Flag Warning - Destructive Fires | 2046 | 1.1874e-10 | 5.9372e-11 | 1.5267e-10 | 10992.1562 | 299.42 | 10692.7362 | 0 | 0 | 0 | 0 | 9.8913e-08 |  | 1.3053e-06 | 0 | 1.3053e-06 | 6.5263e-07 | 0 | 6.5263e-07 | 1.6782e-06 | 0 | 1.6782e-06 | [16 empty] | 7.3.1.3 Ignition probability mapping showing the probability of ignition along the electric lines and equipmentWLDFRAggregatedAggregated | WLDFR | HFTD - Distribution - Tier 2 - 5QU CoRE ¦ 4QU LoRE | Seismic - Red Flag Warning - Catastrophic Fires | Aggregated | Aggregated | 2030 | 5.0107e-08 | 0 | 375.6459 | 1.8823e-05 | 2030 | Mitigation | 0.08575 | 30 | 0 | esc | 0.0012005 | 6.0154e-11 | 0.00060025 | 3.0077e-11 | 0.0015435 | 7.7341e-11
[79 empty] | WLDFR | HFTD - Distribution - Tier 2 - 5QU CoRE ¦ 4QU LoRE | Non-Red Flag Warning - Destructive Fires | 2047 | 1.1874e-10 | 5.9372e-11 | 1.5267e-10 | 10992.1562 | 299.42 | 10692.7362 | 0 | 0 | 0 | 0 | 9.8913e-08 |  | 1.3053e-06 | 0 | 1.3053e-06 | 6.5263e-07 | 0 | 6.5263e-07 | 1.6782e-06 | 0 | 1.6782e-06 | [16 empty] | 7.3.1.3 Ignition probability mapping showing the probability of ignition along the electric lines and equipmentWLDFRAggregatedAggregated | WLDFR | HFTD - Distribution - Tier 2 - 5QU CoRE ¦ 4QU LoRE | Seismic - Red Flag Warning - Catastrophic Fires | Aggregated | Aggregated | 2031 | 5.0107e-08 | 0 | 375.6459 | 1.8823e-05 | 2031 | Mitigation | 0.08575 | 30 | 0 | esc | 0.0012005 | 6.0154e-11 | 0.00060025 | 3.0077e-11 | 0.0015435 | 7.7341e-11
[79 empty] | WLDFR | HFTD - Distribution - Tier 2 - 5QU CoRE ¦ 4QU LoRE | Non-Red Flag Warning - Destructive Fires | 2048 | 1.1874e-10 | 5.9372e-11 | 1.5267e-10 | 11536.0538 | 319.4911 | 11216.5626 | 0 | 0 | 0 | 0 | 9.8913e-08 |  | 1.3698e-06 | 0 | 1.3698e-06 | 6.8492e-07 | 0 | 6.8492e-07 | 1.7612e-06 | 0 | 1.7612e-06 | [16 empty] | 7.3.1.3 Ignition probability mapping showing the probability of ignition along the electric lines and equipmentWLDFRAggregatedAggregated | WLDFR | HFTD - Distribution - Tier 2 - 5QU CoRE ¦ 4QU LoRE | Seismic - Red Flag Warning - Catastrophic Fires | Aggregated | Aggregated | 2032 | 5.0107e-08 | 0 | 375.6459 | 1.8823e-05 | 2032 | Mitigation | 0.08575 | 30 | 0 | esc | 0.0012005 | 6.0154e-11 | 0.00060025 | 3.0077e-11 | 0.0015435 | 7.7341e-11
[79 empty] | WLDFR | HFTD - Distribution - Tier 2 - 5QU CoRE ¦ 4QU LoRE | Non-Red Flag Warning - Destructive Fires | 2049 | 1.1874e-10 | 5.9372e-11 | 1.5267e-10 | 11536.0538 | 319.4911 | 11216.5626 | 0 | 0 | 0 | 0 | 9.8913e-08 |  | 1.3698e-06 | 0 | 1.3698e-06 | 6.8492e-07 | 0 | 6.8492e-07 | 1.7612e-06 | 0 | 1.7612e-06 | [16 empty] | 7.3.1.3 Ignition probability mapping showing the probability of ignition along the electric lines and equipmentWLDFRAggregatedAggregated | WLDFR | HFTD - Distribution - Tier 2 - 5QU CoRE ¦ 4QU LoRE | Seismic - Red Flag Warning - Catastrophic Fires | Aggregated | Aggregated | 2033 | 5.0107e-08 | 0 | 375.6459 | 1.8823e-05 | 2033 | Mitigation | 0.08575 | 30 | 0 | esc | 0.0012005 | 6.0154e-11 | 0.00060025 | 3.0077e-11 | 0.0015435 | 7.7341e-11
[79 empty] | WLDFR | HFTD - Distribution - Tier 2 - 5QU CoRE ¦ 4QU LoRE | Non-Red Flag Warning - Destructive Fires | 2050 | 0 | 5.9372e-11 | 1.5267e-10 | 11536.0538 | 319.4911 | 11216.5626 | 0 | 0 | 0 | 0 | 9.8913e-08 |  | 0 | 0 | 0 | 6.8492e-07 | 0 | 6.8492e-07 | 1.7612e-06 | 0 | 1.7612e-06 | [16 empty] | 7.3.1.3 Ignition probability mapping showing the probability of ignition along the electric lines and equipmentWLDFRAggregatedAggregated | WLDFR | HFTD - Distribution - Tier 2 - 5QU CoRE ¦ 4QU LoRE | Seismic - Red Flag Warning - Catastrophic Fires | Aggregated | Aggregated | 2034 | 5.0107e-08 | 0 | 375.6459 | 1.8823e-05 | 2034 | Mitigation | 0.08575 | 30 | 0 | esc | 0.0012005 | 6.0154e-11 | 0.00060025 | 3.0077e-11 | 0.0015435 | 7.7341e-11
[79 empty] | WLDFR | HFTD - Distribution - Tier 2 - 5QU CoRE ¦ 4QU LoRE | Non-Red Flag Warning - Destructive Fires | 2051 | 0 | 0 | 1.5267e-10 | 11536.0538 | 319.4911 | 11216.5626 | 0 | 0 | 0 | 0 | 9.8913e-08 |  | 0 | 0 | 0 | 0 | 0 | 0 | 1.7612e-06 | 0 | 1.7612e-06 | [16 empty] | 7.3.1.3 Ignition probability mapping showing the probability of ignition along the electric lines and equipmentWLDFRAggregatedAggregated | WLDFR | HFTD - Distribution - Tier 2 - 5QU CoRE ¦ 4QU LoRE | Seismic - Red Flag Warning - Catastrophic Fires | Aggregated | Aggregated | 2035 | 5.0107e-08 | 0 | 375.6459 | 1.8823e-05 | 2035 | Mitigation | 0.08575 | 30 | 0 | esc | 0.0012005 | 6.0154e-11 | 0.00060025 | 3.0077e-11 | 0.0015435 | 7.7341e-11
[79 empty] | WLDFR | HFTD - Distribution - Tier 2 - 5QU CoRE ¦ 4QU LoRE | Non-Red Flag Warning - Large Fires | 2020 | 1.2848e-08 | 0 | 0 | 5.2406 | 0.69642 | 2.942 | 1.6022 | 0 | 0 | 0 | 1.0702e-05 |  | 6.7332e-08 | 0 | 6.7332e-08 | 0 | 0 | 0 | 0 | 0 | 0 | [16 empty] | 7.3.1.3 Ignition probability mapping showing the probability of ignition along the electric lines and equipmentWLDFRAggregatedAggregated | WLDFR | HFTD - Distribution - Tier 2 - 5QU CoRE ¦ 4QU LoRE | Seismic - Red Flag Warning - Catastrophic Fires | Aggregated | Aggregated | 2036 | 5.0107e-08 | 0 | 375.6459 | 1.8823e-05 | 2036 | Mitigation | 0.08575 | 30 | 0 | esc | 0.0012005 | 6.0154e-11 | 0.00060025 | 3.0077e-11 | 0.0015435 | 7.7341e-11
[79 empty] | WLDFR | HFTD - Distribution - Tier 2 - 5QU CoRE ¦ 4QU LoRE | Non-Red Flag Warning - Large Fires | 2021 | 1.2848e-08 | 6.4241e-09 | 0 | 5.2406 | 0.69642 | 2.942 | 1.6022 | 0 | 0 | 0 | 1.0702e-05 |  | 6.7332e-08 | 0 | 6.7332e-08 | 3.3666e-08 | 0 | 3.3666e-08 | 0 | 0 | 0 | [16 empty] | 7.3.1.3 Ignition probability mapping showing the probability of ignition along the electric lines and equipmentWLDFRAggregatedAggregated | WLDFR | HFTD - Distribution - Tier 2 - 5QU CoRE ¦ 4QU LoRE | Seismic - Red Flag Warning - Catastrophic Fires | Aggregated | Aggregated | 2037 | 5.0107e-08 | 0 | 375.6459 | 1.8823e-05 | 2037 | Mitigation | 0.08575 | 30 | 0 | esc | 0.0012005 | 6.0154e-11 | 0.00060025 | 3.0077e-11 | 0.0015435 | 7.7341e-11
[79 empty] | WLDFR | HFTD - Distribution - Tier 2 - 5QU CoRE ¦ 4QU LoRE | Non-Red Flag Warning - Large Fires | 2022 | 1.2848e-08 | 6.4241e-09 | 1.6519e-08 | 5.2406 | 0.69642 | 2.942 | 1.6022 | 0 | 0 | 0 | 1.0702e-05 |  | 6.7332e-08 | 0 | 6.7332e-08 | 3.3666e-08 | 0 | 3.3666e-08 | 8.6569e-08 | 0 | 8.6569e-08 | [16 empty] | 7.3.1.3 Ignition probability mapping showing the probability of ignition along the electric lines and equipmentWLDFRAggregatedAggregated | WLDFR | HFTD - Distribution - Tier 2 - 5QU CoRE ¦ 4QU LoRE | Seismic - Red Flag Warning - Catastrophic Fires | Aggregated | Aggregated | 2038 | 5.0107e-08 | 0 | 375.6459 | 1.8823e-05 | 2038 | Mitigation | 0.08575 | 30 | 0 | esc | 0.0012005 | 6.0154e-11 | 0.00060025 | 3.0077e-11 | 0.0015435 | 7.7341e-11
[79 empty] | WLDFR | HFTD - Distribution - Tier 2 - 5QU CoRE ¦ 4QU LoRE | Non-Red Flag Warning - Large Fires | 2023 | 1.2848e-08 | 6.4241e-09 | 1.6519e-08 | 5.475 | 0.71896 | 3.0715 | 1.6846 | 0 | 0 | 0 | 1.0702e-05 |  | 7.0344e-08 | 0 | 7.0344e-08 | 3.5172e-08 | 0 | 3.5172e-08 | 9.0443e-08 | 0 | 9.0443e-08 | [16 empty] | 7.3.1.3 Ignition probability mapping showing the probability of ignition along the electric lines and equipmentWLDFRAggregatedAggregated | WLDFR | HFTD - Distribution - Tier 2 - 5QU CoRE ¦ 4QU LoRE | Seismic - Red Flag Warning - Catastrophic Fires | Aggregated | Aggregated | 2039 | 5.0107e-08 | 0 | 375.6459 | 1.8823e-05 | 2039 | Mitigation | 0.08575 | 30 | 0 | esc | 0.0012005 | 6.0154e-11 | 0.00060025 | 3.0077e-11 | 0.0015435 | 7.7341e-11
[79 empty] | WLDFR | HFTD - Distribution - Tier 2 - 5QU CoRE ¦ 4QU LoRE | Non-Red Flag Warning - Large Fires | 2024 | 1.2848e-08 | 6.4241e-09 | 1.6519e-08 | 5.475 | 0.71896 | 3.0715 | 1.6846 | 0 | 0 | 0 | 1.0702e-05 |  | 7.0344e-08 | 0 | 7.0344e-08 | 3.5172e-08 | 0 | 3.5172e-08 | 9.0443e-08 | 0 | 9.0443e-08 | [16 empty] | 7.3.1.3 Ignition probability mapping showing the probability of ignition along the electric lines and equipmentWLDFRAggregatedAggregated | WLDFR | HFTD - Distribution - Tier 2 - 5QU CoRE ¦ 4QU LoRE | Seismic - Red Flag Warning - Catastrophic Fires | Aggregated | Aggregated | 2040 | 5.0107e-08 | 0 | 375.6459 | 1.8823e-05 | 2040 | Mitigation | 0.08575 | 30 | 0 | esc | 0.0012005 | 6.0154e-11 | 0.00060025 | 3.0077e-11 | 0.0015435 | 7.7341e-11
[79 empty] | WLDFR | HFTD - Distribution - Tier 2 - 5QU CoRE ¦ 4QU LoRE | Non-Red Flag Warning - Large Fires | 2025 | 1.2848e-08 | 6.4241e-09 | 1.6519e-08 | 5.475 | 0.71896 | 3.0715 | 1.6846 | 0 | 0 | 0 | 1.0702e-05 |  | 7.0344e-08 | 0 | 7.0344e-08 | 3.5172e-08 | 0 | 3.5172e-08 | 9.0443e-08 | 0 | 9.0443e-08 | [16 empty] | 7.3.1.3 Ignition probability mapping showing the probability of ignition along the electric lines and equipmentWLDFRAggregatedAggregated | WLDFR | HFTD - Distribution - Tier 2 - 5QU CoRE ¦ 4QU LoRE | Seismic - Red Flag Warning - Catastrophic Fires | Aggregated | Aggregated | 2041 | 5.0107e-08 | 0 | 375.6459 | 1.8823e-05 | 2041 | Mitigation | 0.08575 | 30 | 0 | esc | 0.0012005 | 6.0154e-11 | 0.00060025 | 3.0077e-11 | 0.0015435 | 7.7341e-11
[79 empty] | WLDFR | HFTD - Distribution - Tier 2 - 5QU CoRE ¦ 4QU LoRE | Non-Red Flag Warning - Large Fires | 2026 | 1.2848e-08 | 6.4241e-09 | 1.6519e-08 | 5.475 | 0.71896 | 3.0715 | 1.6846 | 0 | 0 | 0 | 1.0702e-05 |  | 7.0344e-08 | 0 | 7.0344e-08 | 3.5172e-08 | 0 | 3.5172e-08 | 9.0443e-08 | 0 | 9.0443e-08 | [16 empty] | 7.3.1.3 Ignition probability mapping showing the probability of ignition along the electric lines and equipmentWLDFRAggregatedAggregated | WLDFR | HFTD - Distribution - Tier 2 - 5QU CoRE ¦ 4QU LoRE | Seismic - Red Flag Warning - Catastrophic Fires | Aggregated | Aggregated | 2042 | 5.0107e-08 | 0 | 375.6459 | 1.8823e-05 | 2042 | Mitigation | 0.08575 | 30 | 0 | esc | 0.0012005 | 6.0154e-11 | 0.00060025 | 3.0077e-11 | 0.0015435 | 7.7341e-11
[79 empty] | WLDFR | HFTD - Distribution - Tier 2 - 5QU CoRE ¦ 4QU LoRE | Non-Red Flag Warning - Large Fires | 2027 | 1.2848e-08 | 6.4241e-09 | 1.6519e-08 | 5.475 | 0.71896 | 3.0715 | 1.6846 | 0 | 0 | 0 | 1.0702e-05 |  | 7.0344e-08 | 0 | 7.0344e-08 | 3.5172e-08 | 0 | 3.5172e-08 | 9.0443e-08 | 0 | 9.0443e-08 | [16 empty] | 7.3.1.3 Ignition probability mapping showing the probability of ignition along the electric lines and equipmentWLDFRAggregatedAggregated | WLDFR | HFTD - Distribution - Tier 2 - 5QU CoRE ¦ 4QU LoRE | Seismic - Red Flag Warning - Catastrophic Fires | Aggregated | Aggregated | 2043 | 5.0107e-08 | 0 | 375.6459 | 1.8823e-05 | 2043 | Mitigation | 0.08575 | 30 | 0 | esc | 0.0012005 | 6.0154e-11 | 0.00060025 | 3.0077e-11 | 0.0015435 | 7.7341e-11
[79 empty] | WLDFR | HFTD - Distribution - Tier 2 - 5QU CoRE ¦ 4QU LoRE | Non-Red Flag Warning - Large Fires | 2028 | 1.2848e-08 | 6.4241e-09 | 1.6519e-08 | 5.777 | 0.74734 | 3.238 | 1.7917 | 0 | 0 | 0 | 1.0702e-05 |  | 7.4224e-08 | 0 | 7.4224e-08 | 3.7112e-08 | 0 | 3.7112e-08 | 9.5431e-08 | 0 | 9.5431e-08 | [16 empty] | 7.3.1.3 Ignition probability mapping showing the probability of ignition along the electric lines and equipmentWLDFRAggregatedAggregated | WLDFR | HFTD - Distribution - Tier 2 - 5QU CoRE ¦ 4QU LoRE | Seismic - Red Flag Warning - Catastrophic Fires | Aggregated | Aggregated | 2044 | 5.0107e-08 | 0 | 375.6459 | 1.8823e-05 | 2044 | Mitigation | 0.08575 | 30 | 0 | esc | 0.0012005 | 6.0154e-11 | 0.00060025 | 3.0077e-11 | 0.0015435 | 7.7341e-11
[79 empty] | WLDFR | HFTD - Distribution - Tier 2 - 5QU CoRE ¦ 4QU LoRE | Non-Red Flag Warning - Large Fires | 2029 | 1.2848e-08 | 6.4241e-09 | 1.6519e-08 | 5.777 | 0.74734 | 3.238 | 1.7917 | 0 | 0 | 0 | 1.0702e-05 |  | 7.4224e-08 | 0 | 7.4224e-08 | 3.7112e-08 | 0 | 3.7112e-08 | 9.5431e-08 | 0 | 9.5431e-08 | [16 empty] | 7.3.1.3 Ignition probability mapping showing the probability of ignition along the electric lines and equipmentWLDFRAggregatedAggregated | WLDFR | HFTD - Distribution - Tier 2 - 5QU CoRE ¦ 4QU LoRE | Seismic - Red Flag Warning - Catastrophic Fires | Aggregated | Aggregated | 2045 | 5.0107e-08 | 0 | 375.6459 | 1.8823e-05 | 2045 | Mitigation | 0.08575 | 30 | 0 | esc | 0.0012005 | 6.0154e-11 | 0.00060025 | 3.0077e-11 | 0.0015435 | 7.7341e-11
[79 empty] | WLDFR | HFTD - Distribution - Tier 2 - 5QU CoRE ¦ 4QU LoRE | Non-Red Flag Warning - Large Fires | 2030 | 1.2848e-08 | 6.4241e-09 | 1.6519e-08 | 5.777 | 0.74734 | 3.238 | 1.7917 | 0 | 0 | 0 | 1.0702e-05 |  | 7.4224e-08 | 0 | 7.4224e-08 | 3.7112e-08 | 0 | 3.7112e-08 | 9.5431e-08 | 0 | 9.5431e-08 | [16 empty] | 7.3.1.3 Ignition probability mapping showing the probability of ignition along the electric lines and equipmentWLDFRAggregatedAggregated | WLDFR | HFTD - Distribution - Tier 2 - 5QU CoRE ¦ 4QU LoRE | Seismic - Red Flag Warning - Catastrophic Fires | Aggregated | Aggregated | 2046 | 5.0107e-08 | 0 | 375.6459 | 1.8823e-05 | 2046 | Mitigation | 0.08575 | 30 | 0 | esc | 0.0012005 | 6.0154e-11 | 0.00060025 | 3.0077e-11 | 0.0015435 | 7.7341e-11
[79 empty] | WLDFR | HFTD - Distribution - Tier 2 - 5QU CoRE ¦ 4QU LoRE | Non-Red Flag Warning - Large Fires | 2031 | 1.2848e-08 | 6.4241e-09 | 1.6519e-08 | 5.777 | 0.74734 | 3.238 | 1.7917 | 0 | 0 | 0 | 1.0702e-05 |  | 7.4224e-08 | 0 | 7.4224e-08 | 3.7112e-08 | 0 | 3.7112e-08 | 9.5431e-08 | 0 | 9.5431e-08 | [16 empty] | 7.3.1.3 Ignition probability mapping showing the probability of ignition along the electric lines and equipmentWLDFRAggregatedAggregated | WLDFR | HFTD - Distribution - Tier 2 - 5QU CoRE ¦ 4QU LoRE | Seismic - Red Flag Warning - Catastrophic Fires | Aggregated | Aggregated | 2047 | 5.0107e-08 | 0 | 375.6459 | 1.8823e-05 | 2047 | Mitigation | 0.08575 | 30 | 0 | esc | 0.0012005 | 6.0154e-11 | 0.00060025 | 3.0077e-11 | 0.0015435 | 7.7341e-11
[79 empty] | WLDFR | HFTD - Distribution - Tier 2 - 5QU CoRE ¦ 4QU LoRE | Non-Red Flag Warning - Large Fires | 2032 | 1.2848e-08 | 6.4241e-09 | 1.6519e-08 | 5.777 | 0.74734 | 3.238 | 1.7917 | 0 | 0 | 0 | 1.0702e-05 |  | 7.4224e-08 | 0 | 7.4224e-08 | 3.7112e-08 | 0 | 3.7112e-08 | 9.5431e-08 | 0 | 9.5431e-08 | [16 empty] | 7.3.1.3 Ignition probability mapping showing the probability of ignition along the electric lines and equipmentWLDFRAggregatedAggregated | WLDFR | HFTD - Distribution - Tier 2 - 5QU CoRE ¦ 4QU LoRE | Seismic - Red Flag Warning - Catastrophic Fires | Aggregated | Aggregated | 2048 | 5.0107e-08 | 0 | 375.6459 | 1.8823e-05 | 2048 | Mitigation | 0.08575 | 30 | 0 | esc | 0.0012005 | 6.0154e-11 | 0.00060025 | 3.0077e-11 | 0.0015435 | 7.7341e-11
[79 empty] | WLDFR | HFTD - Distribution - Tier 2 - 5QU CoRE ¦ 4QU LoRE | Non-Red Flag Warning - Large Fires | 2033 | 1.2848e-08 | 6.4241e-09 | 1.6519e-08 | 6.1205 | 0.77885 | 3.4265 | 1.9151 | 0 | 0 | 0 | 1.0702e-05 |  | 7.8637e-08 | 0 | 7.8637e-08 | 3.9319e-08 | 0 | 3.9319e-08 | 1.0111e-07 | 0 | 1.0111e-07 | [16 empty] | 7.3.1.3 Ignition probability mapping showing the probability of ignition along the electric lines and equipmentWLDFRAggregatedAggregated | WLDFR | HFTD - Distribution - Tier 2 - 5QU CoRE ¦ 4QU LoRE | Seismic - Red Flag Warning - Catastrophic Fires | Aggregated | Aggregated | 2049 | 5.0107e-08 | 0 | 375.6459 | 1.8823e-05 | 2049 | Mitigation | 0.08575 | 30 | 0 | esc | 0.0012005 | 6.0154e-11 | 0.00060025 | 3.0077e-11 | 0.0015435 | 7.7341e-11
[79 empty] | WLDFR | HFTD - Distribution - Tier 2 - 5QU CoRE ¦ 4QU LoRE | Non-Red Flag Warning - Large Fires | 2034 | 1.2848e-08 | 6.4241e-09 | 1.6519e-08 | 6.1205 | 0.77885 | 3.4265 | 1.9151 | 0 | 0 | 0 | 1.0702e-05 |  | 7.8637e-08 | 0 | 7.8637e-08 | 3.9319e-08 | 0 | 3.9319e-08 | 1.0111e-07 | 0 | 1.0111e-07 | [16 empty] | 7.3.1.3 Ignition probability mapping showing the probability of ignition along the electric lines and equipmentWLDFRAggregatedAggregated | WLDFR | HFTD - Distribution - Tier 2 - 5QU CoRE ¦ 4QU LoRE | Seismic - Red Flag Warning - Catastrophic Fires | Aggregated | Aggregated | 2050 | 5.0107e-08 | 0 | 375.6459 | 1.8823e-05 | 2050 | Mitigation | 0.08575 | 30 | 0 | esc | 0 | 0 | 0.00060025 | 3.0077e-11 | 0.0015435 | 7.7341e-11
[79 empty] | WLDFR | HFTD - Distribution - Tier 2 - 5QU CoRE ¦ 4QU LoRE | Non-Red Flag Warning - Large Fires | 2035 | 1.2848e-08 | 6.4241e-09 | 1.6519e-08 | 6.1205 | 0.77885 | 3.4265 | 1.9151 | 0 | 0 | 0 | 1.0702e-05 |  | 7.8637e-08 | 0 | 7.8637e-08 | 3.9319e-08 | 0 | 3.9319e-08 | 1.0111e-07 | 0 | 1.0111e-07 | [16 empty] | 7.3.1.3 Ignition probability mapping showing the probability of ignition along the electric lines and equipmentWLDFRAggregatedAggregated | WLDFR | HFTD - Distribution - Tier 2 - 5QU CoRE ¦ 4QU LoRE | Seismic - Red Flag Warning - Catastrophic Fires | Aggregated | Aggregated | 2051 | 5.0107e-08 | 0 | 375.6459 | 1.8823e-05 | 2051 | Mitigation | 0.08575 | 30 | 0 | esc | 0 | 0 | 0 | 0 | 0.0015435 | 7.7341e-11
[79 empty] | WLDFR | HFTD - Distribution - Tier 2 - 5QU CoRE ¦ 4QU LoRE | Non-Red Flag Warning - Large Fires | 2036 | 1.2848e-08 | 6.4241e-09 | 1.6519e-08 | 6.1205 | 0.77885 | 3.4265 | 1.9151 | 0 | 0 | 0 | 1.0702e-05 |  | 7.8637e-08 | 0 | 7.8637e-08 | 3.9319e-08 | 0 | 3.9319e-08 | 1.0111e-07 | 0 | 1.0111e-07 | [16 empty] | 7.3.1.3 Ignition probability mapping showing the probability of ignition along the electric lines and equipmentWLDFRAggregatedAggregated | WLDFR | HFTD - Distribution - Tier 2 - 5QU CoRE ¦ 5QU LoRE | Non-Red Flag Warning - Catastrophic Fires | Aggregated | Aggregated | 2021 | 5.4301e-08 | 0 | 415.2775 | 2.255e-05 | 2021 | Mitigation | 0.08575 | 30 | 0 | esc | 0.0012005 | 6.5188e-11 | 0.00060025 | 3.2594e-11 | 0 | 0
[79 empty] | WLDFR | HFTD - Distribution - Tier 2 - 5QU CoRE ¦ 4QU LoRE | Non-Red Flag Warning - Large Fires | 2037 | 1.2848e-08 | 6.4241e-09 | 1.6519e-08 | 6.1205 | 0.77885 | 3.4265 | 1.9151 | 0 | 0 | 0 | 1.0702e-05 |  | 7.8637e-08 | 0 | 7.8637e-08 | 3.9319e-08 | 0 | 3.9319e-08 | 1.0111e-07 | 0 | 1.0111e-07 | [16 empty] | 7.3.1.3 Ignition probability mapping showing the probability of ignition along the electric lines and equipmentWLDFRAggregatedAggregated | WLDFR | HFTD - Distribution - Tier 2 - 5QU CoRE ¦ 5QU LoRE | Non-Red Flag Warning - Catastrophic Fires | Aggregated | Aggregated | 2022 | 5.4301e-08 | 0 | 415.2775 | 2.255e-05 | 2022 | Mitigation | 0.08575 | 30 | 0 | esc | 0.0012005 | 6.5188e-11 | 0.00060025 | 3.2594e-11 | 0.0015435 | 8.3813e-11
[79 empty] | WLDFR | HFTD - Distribution - Tier 2 - 5QU CoRE ¦ 4QU LoRE | Non-Red Flag Warning - Large Fires | 2038 | 1.2848e-08 | 6.4241e-09 | 1.6519e-08 | 6.5028 | 0.81304 | 3.6355 | 2.0543 | 0 | 0 | 0 | 1.0702e-05 |  | 8.3549e-08 | 0 | 8.3549e-08 | 4.1775e-08 | 0 | 4.1775e-08 | 1.0742e-07 | 0 | 1.0742e-07 | [16 empty] | 7.3.1.3 Ignition probability mapping showing the probability of ignition along the electric lines and equipmentWLDFRAggregatedAggregated | WLDFR | HFTD - Distribution - Tier 2 - 5QU CoRE ¦ 5QU LoRE | Non-Red Flag Warning - Catastrophic Fires | Aggregated | Aggregated | 2023 | 5.4301e-08 | 0 | 415.2775 | 2.255e-05 | 2023 | Mitigation | 0.08575 | 30 | 0 | esc | 0.0012005 | 6.5188e-11 | 0.00060025 | 3.2594e-11 | 0.0015435 | 8.3813e-11
[79 empty] | WLDFR | HFTD - Distribution - Tier 2 - 5QU CoRE ¦ 4QU LoRE | Non-Red Flag Warning - Large Fires | 2039 | 1.2848e-08 | 6.4241e-09 | 1.6519e-08 | 6.5028 | 0.81304 | 3.6355 | 2.0543 | 0 | 0 | 0 | 1.0702e-05 |  | 8.3549e-08 | 0 | 8.3549e-08 | 4.1775e-08 | 0 | 4.1775e-08 | 1.0742e-07 | 0 | 1.0742e-07 | [16 empty] | 7.3.1.3 Ignition probability mapping showing the probability of ignition along the electric lines and equipmentWLDFRAggregatedAggregated | WLDFR | HFTD - Distribution - Tier 2 - 5QU CoRE ¦ 5QU LoRE | Non-Red Flag Warning - Catastrophic Fires | Aggregated | Aggregated | 2024 | 5.4301e-08 | 0 | 415.2775 | 2.255e-05 | 2024 | Mitigation | 0.08575 | 30 | 0 | esc | 0.0012005 | 6.5188e-11 | 0.00060025 | 3.2594e-11 | 0.0015435 | 8.3813e-11
[79 empty] | WLDFR | HFTD - Distribution - Tier 2 - 5QU CoRE ¦ 4QU LoRE | Non-Red Flag Warning - Large Fires | 2040 | 1.2848e-08 | 6.4241e-09 | 1.6519e-08 | 6.5028 | 0.81304 | 3.6355 | 2.0543 | 0 | 0 | 0 | 1.0702e-05 |  | 8.3549e-08 | 0 | 8.3549e-08 | 4.1775e-08 | 0 | 4.1775e-08 | 1.0742e-07 | 0 | 1.0742e-07 | [16 empty] | 7.3.1.3 Ignition probability mapping showing the probability of ignition along the electric lines and equipmentWLDFRAggregatedAggregated | WLDFR | HFTD - Distribution - Tier 2 - 5QU CoRE ¦ 5QU LoRE | Non-Red Flag Warning - Catastrophic Fires | Aggregated | Aggregated | 2025 | 5.4301e-08 | 0 | 415.2775 | 2.255e-05 | 2025 | Mitigation | 0.08575 | 30 | 0 | esc | 0.0012005 | 6.5188e-11 | 0.00060025 | 3.2594e-11 | 0.0015435 | 8.3813e-11
[79 empty] | WLDFR | HFTD - Distribution - Tier 2 - 5QU CoRE ¦ 4QU LoRE | Non-Red Flag Warning - Large Fires | 2041 | 1.2848e-08 | 6.4241e-09 | 1.6519e-08 | 6.5028 | 0.81304 | 3.6355 | 2.0543 | 0 | 0 | 0 | 1.0702e-05 |  | 8.3549e-08 | 0 | 8.3549e-08 | 4.1775e-08 | 0 | 4.1775e-08 | 1.0742e-07 | 0 | 1.0742e-07 | [16 empty] | 7.3.1.3 Ignition probability mapping showing the probability of ignition along the electric lines and equipmentWLDFRAggregatedAggregated | WLDFR | HFTD - Distribution - Tier 2 - 5QU CoRE ¦ 5QU LoRE | Non-Red Flag Warning - Catastrophic Fires | Aggregated | Aggregated | 2026 | 5.4301e-08 | 0 | 415.2775 | 2.255e-05 | 2026 | Mitigation | 0.08575 | 30 | 0 | esc | 0.0012005 | 6.5188e-11 | 0.00060025 | 3.2594e-11 | 0.0015435 | 8.3813e-11
[79 empty] | WLDFR | HFTD - Distribution - Tier 2 - 5QU CoRE ¦ 4QU LoRE | Non-Red Flag Warning - Large Fires | 2042 | 1.2848e-08 | 6.4241e-09 | 1.6519e-08 | 6.5028 | 0.81304 | 3.6355 | 2.0543 | 0 | 0 | 0 | 1.0702e-05 |  | 8.3549e-08 | 0 | 8.3549e-08 | 4.1775e-08 | 0 | 4.1775e-08 | 1.0742e-07 | 0 | 1.0742e-07 | [16 empty] | 7.3.1.3 Ignition probability mapping showing the probability of ignition along the electric lines and equipmentWLDFRAggregatedAggregated | WLDFR | HFTD - Distribution - Tier 2 - 5QU CoRE ¦ 5QU LoRE | Non-Red Flag Warning - Catastrophic Fires | Aggregated | Aggregated | 2027 | 5.4301e-08 | 0 | 415.2775 | 2.255e-05 | 2027 | Mitigation | 0.08575 | 30 | 0 | esc | 0.0012005 | 6.5188e-11 | 0.00060025 | 3.2594e-11 | 0.0015435 | 8.3813e-11
[79 empty] | WLDFR | HFTD - Distribution - Tier 2 - 5QU CoRE ¦ 4QU LoRE | Non-Red Flag Warning - Large Fires | 2043 | 1.2848e-08 | 6.4241e-09 | 1.6519e-08 | 6.9209 | 0.84944 | 3.8632 | 2.2083 | 0 | 0 | 0 | 1.0702e-05 |  | 8.8921e-08 | 0 | 8.8921e-08 | 4.4461e-08 | 0 | 4.4461e-08 | 1.1433e-07 | 0 | 1.1433e-07 | [16 empty] | 7.3.1.3 Ignition probability mapping showing the probability of ignition along the electric lines and equipmentWLDFRAggregatedAggregated | WLDFR | HFTD - Distribution - Tier 2 - 5QU CoRE ¦ 5QU LoRE | Non-Red Flag Warning - Catastrophic Fires | Aggregated | Aggregated | 2028 | 5.4301e-08 | 0 | 415.2775 | 2.255e-05 | 2028 | Mitigation | 0.08575 | 30 | 0 | esc | 0.0012005 | 6.5188e-11 | 0.00060025 | 3.2594e-11 | 0.0015435 | 8.3813e-11
[79 empty] | WLDFR | HFTD - Distribution - Tier 2 - 5QU CoRE ¦ 4QU LoRE | Non-Red Flag Warning - Large Fires | 2044 | 1.2848e-08 | 6.4241e-09 | 1.6519e-08 | 6.9209 | 0.84944 | 3.8632 | 2.2083 | 0 | 0 | 0 | 1.0702e-05 |  | 8.8921e-08 | 0 | 8.8921e-08 | 4.4461e-08 | 0 | 4.4461e-08 | 1.1433e-07 | 0 | 1.1433e-07 | [16 empty] | 7.3.1.3 Ignition probability mapping showing the probability of ignition along the electric lines and equipmentWLDFRAggregatedAggregated | WLDFR | HFTD - Distribution - Tier 2 - 5QU CoRE ¦ 5QU LoRE | Non-Red Flag Warning - Catastrophic Fires | Aggregated | Aggregated | 2029 | 5.4301e-08 | 0 | 415.2775 | 2.255e-05 | 2029 | Mitigation | 0.08575 | 30 | 0 | esc | 0.0012005 | 6.5188e-11 | 0.00060025 | 3.2594e-11 | 0.0015435 | 8.3813e-11
[79 empty] | WLDFR | HFTD - Distribution - Tier 2 - 5QU CoRE ¦ 4QU LoRE | Non-Red Flag Warning - Large Fires | 2045 | 1.2848e-08 | 6.4241e-09 | 1.6519e-08 | 6.9209 | 0.84944 | 3.8632 | 2.2083 | 0 | 0 | 0 | 1.0702e-05 |  | 8.8921e-08 | 0 | 8.8921e-08 | 4.4461e-08 | 0 | 4.4461e-08 | 1.1433e-07 | 0 | 1.1433e-07 | [16 empty] | 7.3.1.3 Ignition probability mapping showing the probability of ignition along the electric lines and equipmentWLDFRAggregatedAggregated | WLDFR | HFTD - Distribution - Tier 2 - 5QU CoRE ¦ 5QU LoRE | Non-Red Flag Warning - Catastrophic Fires | Aggregated | Aggregated | 2030 | 5.4301e-08 | 0 | 415.2775 | 2.255e-05 | 2030 | Mitigation | 0.08575 | 30 | 0 | esc | 0.0012005 | 6.5188e-11 | 0.00060025 | 3.2594e-11 | 0.0015435 | 8.3813e-11
[79 empty] | WLDFR | HFTD - Distribution - Tier 2 - 5QU CoRE ¦ 4QU LoRE | Non-Red Flag Warning - Large Fires | 2046 | 1.2848e-08 | 6.4241e-09 | 1.6519e-08 | 6.9209 | 0.84944 | 3.8632 | 2.2083 | 0 | 0 | 0 | 1.0702e-05 |  | 8.8921e-08 | 0 | 8.8921e-08 | 4.4461e-08 | 0 | 4.4461e-08 | 1.1433e-07 | 0 | 1.1433e-07 | [16 empty] | 7.3.1.3 Ignition probability mapping showing the probability of ignition along the electric lines and equipmentWLDFRAggregatedAggregated | WLDFR | HFTD - Distribution - Tier 2 - 5QU CoRE ¦ 5QU LoRE | Non-Red Flag Warning - Catastrophic Fires | Aggregated | Aggregated | 2031 | 5.4301e-08 | 0 | 415.2775 | 2.255e-05 | 2031 | Mitigation | 0.08575 | 30 | 0 | esc | 0.0012005 | 6.5188e-11 | 0.00060025 | 3.2594e-11 | 0.0015435 | 8.3813e-11
[79 empty] | WLDFR | HFTD - Distribution - Tier 2 - 5QU CoRE ¦ 4QU LoRE | Non-Red Flag Warning - Large Fires | 2047 | 1.2848e-08 | 6.4241e-09 | 1.6519e-08 | 6.9209 | 0.84944 | 3.8632 | 2.2083 | 0 | 0 | 0 | 1.0702e-05 |  | 8.8921e-08 | 0 | 8.8921e-08 | 4.4461e-08 | 0 | 4.4461e-08 | 1.1433e-07 | 0 | 1.1433e-07 | [16 empty] | 7.3.1.3 Ignition probability mapping showing the probability of ignition along the electric lines and equipmentWLDFRAggregatedAggregated | WLDFR | HFTD - Distribution - Tier 2 - 5QU CoRE ¦ 5QU LoRE | Non-Red Flag Warning - Catastrophic Fires | Aggregated | Aggregated | 2032 | 5.4301e-08 | 0 | 415.2775 | 2.255e-05 | 2032 | Mitigation | 0.08575 | 30 | 0 | esc | 0.0012005 | 6.5188e-11 | 0.00060025 | 3.2594e-11 | 0.0015435 | 8.3813e-11
[79 empty] | WLDFR | HFTD - Distribution - Tier 2 - 5QU CoRE ¦ 4QU LoRE | Non-Red Flag Warning - Large Fires | 2048 | 1.2848e-08 | 6.4241e-09 | 1.6519e-08 | 7.3713 | 0.88759 | 4.1075 | 2.3763 | 0 | 0 | 0 | 1.0702e-05 |  | 9.4709e-08 | 0 | 9.4709e-08 | 4.7354e-08 | 0 | 4.7354e-08 | 1.2177e-07 | 0 | 1.2177e-07 | [16 empty] | 7.3.1.3 Ignition probability mapping showing the probability of ignition along the electric lines and equipmentWLDFRAggregatedAggregated | WLDFR | HFTD - Distribution - Tier 2 - 5QU CoRE ¦ 5QU LoRE | Non-Red Flag Warning - Catastrophic Fires | Aggregated | Aggregated | 2033 | 5.4301e-08 | 0 | 415.2775 | 2.255e-05 | 2033 | Mitigation | 0.08575 | 30 | 0 | esc | 0.0012005 | 6.5188e-11 | 0.00060025 | 3.2594e-11 | 0.0015435 | 8.3813e-11
[79 empty] | WLDFR | HFTD - Distribution - Tier 2 - 5QU CoRE ¦ 4QU LoRE | Non-Red Flag Warning - Large Fires | 2049 | 1.2848e-08 | 6.4241e-09 | 1.6519e-08 | 7.3713 | 0.88759 | 4.1075 | 2.3763 | 0 | 0 | 0 | 1.0702e-05 |  | 9.4709e-08 | 0 | 9.4709e-08 | 4.7354e-08 | 0 | 4.7354e-08 | 1.2177e-07 | 0 | 1.2177e-07 | [16 empty] | 7.3.1.3 Ignition probability mapping showing the probability of ignition along the electric lines and equipmentWLDFRAggregatedAggregated | WLDFR | HFTD - Distribution - Tier 2 - 5QU CoRE ¦ 5QU LoRE | Non-Red Flag Warning - Catastrophic Fires | Aggregated | Aggregated | 2034 | 5.4301e-08 | 0 | 415.2775 | 2.255e-05 | 2034 | Mitigation | 0.08575 | 30 | 0 | esc | 0.0012005 | 6.5188e-11 | 0.00060025 | 3.2594e-11 | 0.0015435 | 8.3813e-11
[79 empty] | WLDFR | HFTD - Distribution - Tier 2 - 5QU CoRE ¦ 4QU LoRE | Non-Red Flag Warning - Large Fires | 2050 | 0 | 6.4241e-09 | 1.6519e-08 | 7.3713 | 0.88759 | 4.1075 | 2.3763 | 0 | 0 | 0 | 1.0702e-05 |  | 0 | 0 | 0 | 4.7354e-08 | 0 | 4.7354e-08 | 1.2177e-07 | 0 | 1.2177e-07 | [16 empty] | 7.3.1.3 Ignition probability mapping showing the probability of ignition along the electric lines and equipmentWLDFRAggregatedAggregated | WLDFR | HFTD - Distribution - Tier 2 - 5QU CoRE ¦ 5QU LoRE | Non-Red Flag Warning - Catastrophic Fires | Aggregated | Aggregated | 2035 | 5.4301e-08 | 0 | 415.2775 | 2.255e-05 | 2035 | Mitigation | 0.08575 | 30 | 0 | esc | 0.0012005 | 6.5188e-11 | 0.00060025 | 3.2594e-11 | 0.0015435 | 8.3813e-11
[79 empty] | WLDFR | HFTD - Distribution - Tier 2 - 5QU CoRE ¦ 4QU LoRE | Non-Red Flag Warning - Large Fires | 2051 | 0 | 0 | 1.6519e-08 | 7.3713 | 0.88759 | 4.1075 | 2.3763 | 0 | 0 | 0 | 1.0702e-05 |  | 0 | 0 | 0 | 0 | 0 | 0 | 1.2177e-07 | 0 | 1.2177e-07 | [16 empty] | 7.3.1.3 Ignition probability mapping showing the probability of ignition along the electric lines and equipmentWLDFRAggregatedAggregated | WLDFR | HFTD - Distribution - Tier 2 - 5QU CoRE ¦ 5QU LoRE | Non-Red Flag Warning - Catastrophic Fires | Aggregated | Aggregated | 2036 | 5.4301e-08 | 0 | 415.2775 | 2.255e-05 | 2036 | Mitigation | 0.08575 | 30 | 0 | esc | 0.0012005 | 6.5188e-11 | 0.00060025 | 3.2594e-11 | 0.0015435 | 8.3813e-11
[79 empty] | WLDFR | HFTD - Distribution - Tier 2 - 5QU CoRE ¦ 4QU LoRE | Non-Red Flag Warning - Small Fires | 2020 | 4.3081e-06 | 0 | 0 | 0.077901 | 0.036425 | 0.0015809 | 0.039895 | 0 | 0 | 0 | 0.0035886 |  | 3.356e-07 | 0 | 3.356e-07 | 0 | 0 | 0 | 0 | 0 | 0 | [16 empty] | 7.3.1.3 Ignition probability mapping showing the probability of ignition along the electric lines and equipmentWLDFRAggregatedAggregated | WLDFR | HFTD - Distribution - Tier 2 - 5QU CoRE ¦ 5QU LoRE | Non-Red Flag Warning - Catastrophic Fires | Aggregated | Aggregated | 2037 | 5.4301e-08 | 0 | 415.2775 | 2.255e-05 | 2037 | Mitigation | 0.08575 | 30 | 0 | esc | 0.0012005 | 6.5188e-11 | 0.00060025 | 3.2594e-11 | 0.0015435 | 8.3813e-11
[79 empty] | WLDFR | HFTD - Distribution - Tier 2 - 5QU CoRE ¦ 4QU LoRE | Non-Red Flag Warning - Small Fires | 2021 | 4.3081e-06 | 2.154e-06 | 0 | 0.077901 | 0.036425 | 0.0015809 | 0.039895 | 0 | 0 | 0 | 0.0035886 |  | 3.356e-07 | 0 | 3.356e-07 | 1.678e-07 | 0 | 1.678e-07 | 0 | 0 | 0 | [16 empty] | 7.3.1.3 Ignition probability mapping showing the probability of ignition along the electric lines and equipmentWLDFRAggregatedAggregated | WLDFR | HFTD - Distribution - Tier 2 - 5QU CoRE ¦ 5QU LoRE | Non-Red Flag Warning - Catastrophic Fires | Aggregated | Aggregated | 2038 | 5.4301e-08 | 0 | 415.2775 | 2.255e-05 | 2038 | Mitigation | 0.08575 | 30 | 0 | esc | 0.0012005 | 6.5188e-11 | 0.00060025 | 3.2594e-11 | 0.0015435 | 8.3813e-11
[79 empty] | WLDFR | HFTD - Distribution - Tier 2 - 5QU CoRE ¦ 4QU LoRE | Non-Red Flag Warning - Small Fires | 2022 | 4.3081e-06 | 2.154e-06 | 5.539e-06 | 0.077901 | 0.036425 | 0.0015809 | 0.039895 | 0 | 0 | 0 | 0.0035886 |  | 3.356e-07 | 0 | 3.356e-07 | 1.678e-07 | 0 | 1.678e-07 | 4.3149e-07 | 0 | 4.3149e-07 | [16 empty] | 7.3.1.3 Ignition probability mapping showing the probability of ignition along the electric lines and equipmentWLDFRAggregatedAggregated | WLDFR | HFTD - Distribution - Tier 2 - 5QU CoRE ¦ 5QU LoRE | Non-Red Flag Warning - Catastrophic Fires | Aggregated | Aggregated | 2039 | 5.4301e-08 | 0 | 415.2775 | 2.255e-05 | 2039 | Mitigation | 0.08575 | 30 | 0 | esc | 0.0012005 | 6.5188e-11 | 0.00060025 | 3.2594e-11 | 0.0015435 | 8.3813e-11
[79 empty] | WLDFR | HFTD - Distribution - Tier 2 - 5QU CoRE ¦ 4QU LoRE | Non-Red Flag Warning - Small Fires | 2023 | 4.3081e-06 | 2.154e-06 | 5.539e-06 | 0.080408 | 0.03759 | 0.0016314 | 0.041187 | 0 | 0 | 0 | 0.0035886 |  | 3.4641e-07 | 0 | 3.4641e-07 | 1.732e-07 | 0 | 1.732e-07 | 4.4538e-07 | 0 | 4.4538e-07 | [16 empty] | 7.3.1.3 Ignition probability mapping showing the probability of ignition along the electric lines and equipmentWLDFRAggregatedAggregated | WLDFR | HFTD - Distribution - Tier 2 - 5QU CoRE ¦ 5QU LoRE | Non-Red Flag Warning - Catastrophic Fires | Aggregated | Aggregated | 2040 | 5.4301e-08 | 0 | 415.2775 | 2.255e-05 | 2040 | Mitigation | 0.08575 | 30 | 0 | esc | 0.0012005 | 6.5188e-11 | 0.00060025 | 3.2594e-11 | 0.0015435 | 8.3813e-11
[79 empty] | WLDFR | HFTD - Distribution - Tier 2 - 5QU CoRE ¦ 4QU LoRE | Non-Red Flag Warning - Small Fires | 2024 | 4.3081e-06 | 2.154e-06 | 5.539e-06 | 0.080408 | 0.03759 | 0.0016314 | 0.041187 | 0 | 0 | 0 | 0.0035886 |  | 3.4641e-07 | 0 | 3.4641e-07 | 1.732e-07 | 0 | 1.732e-07 | 4.4538e-07 | 0 | 4.4538e-07 | [16 empty] | 7.3.1.3 Ignition probability mapping showing the probability of ignition along the electric lines and equipmentWLDFRAggregatedAggregated | WLDFR | HFTD - Distribution - Tier 2 - 5QU CoRE ¦ 5QU LoRE | Non-Red Flag Warning - Catastrophic Fires | Aggregated | Aggregated | 2041 | 5.4301e-08 | 0 | 415.2775 | 2.255e-05 | 2041 | Mitigation | 0.08575 | 30 | 0 | esc | 0.0012005 | 6.5188e-11 | 0.00060025 | 3.2594e-11 | 0.0015435 | 8.3813e-11
[79 empty] | WLDFR | HFTD - Distribution - Tier 2 - 5QU CoRE ¦ 4QU LoRE | Non-Red Flag Warning - Small Fires | 2025 | 4.3081e-06 | 2.154e-06 | 5.539e-06 | 0.080408 | 0.03759 | 0.0016314 | 0.041187 | 0 | 0 | 0 | 0.0035886 |  | 3.4641e-07 | 0 | 3.4641e-07 | 1.732e-07 | 0 | 1.732e-07 | 4.4538e-07 | 0 | 4.4538e-07 | [16 empty] | 7.3.1.3 Ignition probability mapping showing the probability of ignition along the electric lines and equipmentWLDFRAggregatedAggregated | WLDFR | HFTD - Distribution - Tier 2 - 5QU CoRE ¦ 5QU LoRE | Non-Red Flag Warning - Catastrophic Fires | Aggregated | Aggregated | 2042 | 5.4301e-08 | 0 | 415.2775 | 2.255e-05 | 2042 | Mitigation | 0.08575 | 30 | 0 | esc | 0.0012005 | 6.5188e-11 | 0.00060025 | 3.2594e-11 | 0.0015435 | 8.3813e-11
[79 empty] | WLDFR | HFTD - Distribution - Tier 2 - 5QU CoRE ¦ 4QU LoRE | Non-Red Flag Warning - Small Fires | 2026 | 4.3081e-06 | 2.154e-06 | 5.539e-06 | 0.080408 | 0.03759 | 0.0016314 | 0.041187 | 0 | 0 | 0 | 0.0035886 |  | 3.4641e-07 | 0 | 3.4641e-07 | 1.732e-07 | 0 | 1.732e-07 | 4.4538e-07 | 0 | 4.4538e-07 | [16 empty] | 7.3.1.3 Ignition probability mapping showing the probability of ignition along the electric lines and equipmentWLDFRAggregatedAggregated | WLDFR | HFTD - Distribution - Tier 2 - 5QU CoRE ¦ 5QU LoRE | Non-Red Flag Warning - Catastrophic Fires | Aggregated | Aggregated | 2043 | 5.4301e-08 | 0 | 415.2775 | 2.255e-05 | 2043 | Mitigation | 0.08575 | 30 | 0 | esc | 0.0012005 | 6.5188e-11 | 0.00060025 | 3.2594e-11 | 0.0015435 | 8.3813e-11
[79 empty] | WLDFR | HFTD - Distribution - Tier 2 - 5QU CoRE ¦ 4QU LoRE | Non-Red Flag Warning - Small Fires | 2027 | 4.3081e-06 | 2.154e-06 | 5.539e-06 | 0.080408 | 0.03759 | 0.0016314 | 0.041187 | 0 | 0 | 0 | 0.0035886 |  | 3.4641e-07 | 0 | 3.4641e-07 | 1.732e-07 | 0 | 1.732e-07 | 4.4538e-07 | 0 | 4.4538e-07 | [16 empty] | 7.3.1.3 Ignition probability mapping showing the probability of ignition along the electric lines and equipmentWLDFRAggregatedAggregated | WLDFR | HFTD - Distribution - Tier 2 - 5QU CoRE ¦ 5QU LoRE | Non-Red Flag Warning - Catastrophic Fires | Aggregated | Aggregated | 2044 | 5.4301e-08 | 0 | 415.2775 | 2.255e-05 | 2044 | Mitigation | 0.08575 | 30 | 0 | esc | 0.0012005 | 6.5188e-11 | 0.00060025 | 3.2594e-11 | 0.0015435 | 8.3813e-11
[79 empty] | WLDFR | HFTD - Distribution - Tier 2 - 5QU CoRE ¦ 4QU LoRE | Non-Red Flag Warning - Small Fires | 2028 | 4.3081e-06 | 2.154e-06 | 5.539e-06 | 0.083606 | 0.039055 | 0.001695 | 0.042856 | 0 | 0 | 0 | 0.0035886 |  | 3.6018e-07 | 0 | 3.6018e-07 | 1.8009e-07 | 0 | 1.8009e-07 | 4.6309e-07 | 0 | 4.6309e-07 | [16 empty] | 7.3.1.3 Ignition probability mapping showing the probability of ignition along the electric lines and equipmentWLDFRAggregatedAggregated | WLDFR | HFTD - Distribution - Tier 2 - 5QU CoRE ¦ 5QU LoRE | Non-Red Flag Warning - Catastrophic Fires | Aggregated | Aggregated | 2045 | 5.4301e-08 | 0 | 415.2775 | 2.255e-05 | 2045 | Mitigation | 0.08575 | 30 | 0 | esc | 0.0012005 | 6.5188e-11 | 0.00060025 | 3.2594e-11 | 0.0015435 | 8.3813e-11
[79 empty] | WLDFR | HFTD - Distribution - Tier 2 - 5QU CoRE ¦ 4QU LoRE | Non-Red Flag Warning - Small Fires | 2029 | 4.3081e-06 | 2.154e-06 | 5.539e-06 | 0.083606 | 0.039055 | 0.001695 | 0.042856 | 0 | 0 | 0 | 0.0035886 |  | 3.6018e-07 | 0 | 3.6018e-07 | 1.8009e-07 | 0 | 1.8009e-07 | 4.6309e-07 | 0 | 4.6309e-07 | [16 empty] | 7.3.1.3 Ignition probability mapping showing the probability of ignition along the electric lines and equipmentWLDFRAggregatedAggregated | WLDFR | HFTD - Distribution - Tier 2 - 5QU CoRE ¦ 5QU LoRE | Non-Red Flag Warning - Catastrophic Fires | Aggregated | Aggregated | 2046 | 5.4301e-08 | 0 | 415.2775 | 2.255e-05 | 2046 | Mitigation | 0.08575 | 30 | 0 | esc | 0.0012005 | 6.5188e-11 | 0.00060025 | 3.2594e-11 | 0.0015435 | 8.3813e-11
[79 empty] | WLDFR | HFTD - Distribution - Tier 2 - 5QU CoRE ¦ 4QU LoRE | Non-Red Flag Warning - Small Fires | 2030 | 4.3081e-06 | 2.154e-06 | 5.539e-06 | 0.083606 | 0.039055 | 0.001695 | 0.042856 | 0 | 0 | 0 | 0.0035886 |  | 3.6018e-07 | 0 | 3.6018e-07 | 1.8009e-07 | 0 | 1.8009e-07 | 4.6309e-07 | 0 | 4.6309e-07 | [16 empty] | 7.3.1.3 Ignition probability mapping showing the probability of ignition along the electric lines and equipmentWLDFRAggregatedAggregated | WLDFR | HFTD - Distribution - Tier 2 - 5QU CoRE ¦ 5QU LoRE | Non-Red Flag Warning - Catastrophic Fires | Aggregated | Aggregated | 2047 | 5.4301e-08 | 0 | 415.2775 | 2.255e-05 | 2047 | Mitigation | 0.08575 | 30 | 0 | esc | 0.0012005 | 6.5188e-11 | 0.00060025 | 3.2594e-11 | 0.0015435 | 8.3813e-11
[79 empty] | WLDFR | HFTD - Distribution - Tier 2 - 5QU CoRE ¦ 4QU LoRE | Non-Red Flag Warning - Small Fires | 2031 | 4.3081e-06 | 2.154e-06 | 5.539e-06 | 0.083606 | 0.039055 | 0.001695 | 0.042856 | 0 | 0 | 0 | 0.0035886 |  | 3.6018e-07 | 0 | 3.6018e-07 | 1.8009e-07 | 0 | 1.8009e-07 | 4.6309e-07 | 0 | 4.6309e-07 | [16 empty] | 7.3.1.3 Ignition probability mapping showing the probability of ignition along the electric lines and equipmentWLDFRAggregatedAggregated | WLDFR | HFTD - Distribution - Tier 2 - 5QU CoRE ¦ 5QU LoRE | Non-Red Flag Warning - Catastrophic Fires | Aggregated | Aggregated | 2048 | 5.4301e-08 | 0 | 415.2775 | 2.255e-05 | 2048 | Mitigation | 0.08575 | 30 | 0 | esc | 0.0012005 | 6.5188e-11 | 0.00060025 | 3.2594e-11 | 0.0015435 | 8.3813e-11
[79 empty] | WLDFR | HFTD - Distribution - Tier 2 - 5QU CoRE ¦ 4QU LoRE | Non-Red Flag Warning - Small Fires | 2032 | 4.3081e-06 | 2.154e-06 | 5.539e-06 | 0.083606 | 0.039055 | 0.001695 | 0.042856 | 0 | 0 | 0 | 0.0035886 |  | 3.6018e-07 | 0 | 3.6018e-07 | 1.8009e-07 | 0 | 1.8009e-07 | 4.6309e-07 | 0 | 4.6309e-07 | [16 empty] | 7.3.1.3 Ignition probability mapping showing the probability of ignition along the electric lines and equipmentWLDFRAggregatedAggregated | WLDFR | HFTD - Distribution - Tier 2 - 5QU CoRE ¦ 5QU LoRE | Non-Red Flag Warning - Catastrophic Fires | Aggregated | Aggregated | 2049 | 5.4301e-08 | 0 | 415.2775 | 2.255e-05 | 2049 | Mitigation | 0.08575 | 30 | 0 | esc | 0.0012005 | 6.5188e-11 | 0.00060025 | 3.2594e-11 | 0.0015435 | 8.3813e-11
[79 empty] | WLDFR | HFTD - Distribution - Tier 2 - 5QU CoRE ¦ 4QU LoRE | Non-Red Flag Warning - Small Fires | 2033 | 4.3081e-06 | 2.154e-06 | 5.539e-06 | 0.087211 | 0.040679 | 0.0017655 | 0.044766 | 0 | 0 | 0 | 0.0035886 |  | 3.7571e-07 | 0 | 3.7571e-07 | 1.8786e-07 | 0 | 1.8786e-07 | 4.8306e-07 | 0 | 4.8306e-07 | [16 empty] | 7.3.1.3 Ignition probability mapping showing the probability of ignition along the electric lines and equipmentWLDFRAggregatedAggregated | WLDFR | HFTD - Distribution - Tier 2 - 5QU CoRE ¦ 5QU LoRE | Non-Red Flag Warning - Catastrophic Fires | Aggregated | Aggregated | 2050 | 5.4301e-08 | 0 | 415.2775 | 2.255e-05 | 2050 | Mitigation | 0.08575 | 30 | 0 | esc | 0 | 0 | 0.00060025 | 3.2594e-11 | 0.0015435 | 8.3813e-11
[79 empty] | WLDFR | HFTD - Distribution - Tier 2 - 5QU CoRE ¦ 4QU LoRE | Non-Red Flag Warning - Small Fires | 2034 | 4.3081e-06 | 2.154e-06 | 5.539e-06 | 0.087211 | 0.040679 | 0.0017655 | 0.044766 | 0 | 0 | 0 | 0.0035886 |  | 3.7571e-07 | 0 | 3.7571e-07 | 1.8786e-07 | 0 | 1.8786e-07 | 4.8306e-07 | 0 | 4.8306e-07 | [16 empty] | 7.3.1.3 Ignition probability mapping showing the probability of ignition along the electric lines and equipmentWLDFRAggregatedAggregated | WLDFR | HFTD - Distribution - Tier 2 - 5QU CoRE ¦ 5QU LoRE | Non-Red Flag Warning - Catastrophic Fires | Aggregated | Aggregated | 2051 | 5.4301e-08 | 0 | 415.2775 | 2.255e-05 | 2051 | Mitigation | 0.08575 | 30 | 0 | esc | 0 | 0 | 0 | 0 | 0.0015435 | 8.3813e-11
[79 empty] | WLDFR | HFTD - Distribution - Tier 2 - 5QU CoRE ¦ 4QU LoRE | Non-Red Flag Warning - Small Fires | 2035 | 4.3081e-06 | 2.154e-06 | 5.539e-06 | 0.087211 | 0.040679 | 0.0017655 | 0.044766 | 0 | 0 | 0 | 0.0035886 |  | 3.7571e-07 | 0 | 3.7571e-07 | 1.8786e-07 | 0 | 1.8786e-07 | 4.8306e-07 | 0 | 4.8306e-07 | [16 empty] | 7.3.1.3 Ignition probability mapping showing the probability of ignition along the electric lines and equipmentWLDFRAggregatedAggregated | WLDFR | HFTD - Distribution - Tier 2 - 5QU CoRE ¦ 5QU LoRE | Non-Red Flag Warning - Destructive Fires | Aggregated | Aggregated | 2021 | 5.3932e-08 | 0 | 415.2775 | 2.2397e-05 | 2021 | Mitigation | 0.08575 | 30 | 0 | esc | 0.0012005 | 6.4746e-11 | 0.00060025 | 3.2373e-11 | 0 | 0
[79 empty] | WLDFR | HFTD - Distribution - Tier 2 - 5QU CoRE ¦ 4QU LoRE | Non-Red Flag Warning - Small Fires | 2036 | 4.3081e-06 | 2.154e-06 | 5.539e-06 | 0.087211 | 0.040679 | 0.0017655 | 0.044766 | 0 | 0 | 0 | 0.0035886 |  | 3.7571e-07 | 0 | 3.7571e-07 | 1.8786e-07 | 0 | 1.8786e-07 | 4.8306e-07 | 0 | 4.8306e-07 | [16 empty] | 7.3.1.3 Ignition probability mapping showing the probability of ignition along the electric lines and equipmentWLDFRAggregatedAggregated | WLDFR | HFTD - Distribution - Tier 2 - 5QU CoRE ¦ 5QU LoRE | Non-Red Flag Warning - Destructive Fires | Aggregated | Aggregated | 2022 | 5.3932e-08 | 0 | 415.2775 | 2.2397e-05 | 2022 | Mitigation | 0.08575 | 30 | 0 | esc | 0.0012005 | 6.4746e-11 | 0.00060025 | 3.2373e-11 | 0.0015435 | 8.3245e-11
[79 empty] | WLDFR | HFTD - Distribution - Tier 2 - 5QU CoRE ¦ 4QU LoRE | Non-Red Flag Warning - Small Fires | 2037 | 4.3081e-06 | 2.154e-06 | 5.539e-06 | 0.087211 | 0.040679 | 0.0017655 | 0.044766 | 0 | 0 | 0 | 0.0035886 |  | 3.7571e-07 | 0 | 3.7571e-07 | 1.8786e-07 | 0 | 1.8786e-07 | 4.8306e-07 | 0 | 4.8306e-07 | [16 empty] | 7.3.1.3 Ignition probability mapping showing the probability of ignition along the electric lines and equipmentWLDFRAggregatedAggregated | WLDFR | HFTD - Distribution - Tier 2 - 5QU CoRE ¦ 5QU LoRE | Non-Red Flag Warning - Destructive Fires | Aggregated | Aggregated | 2023 | 5.3932e-08 | 0 | 415.2775 | 2.2397e-05 | 2023 | Mitigation | 0.08575 | 30 | 0 | esc | 0.0012005 | 6.4746e-11 | 0.00060025 | 3.2373e-11 | 0.0015435 | 8.3245e-11
[79 empty] | WLDFR | HFTD - Distribution - Tier 2 - 5QU CoRE ¦ 4QU LoRE | Non-Red Flag Warning - Small Fires | 2038 | 4.3081e-06 | 2.154e-06 | 5.539e-06 | 0.091184 | 0.042438 | 0.0018418 | 0.046905 | 0 | 0 | 0 | 0.0035886 |  | 3.9283e-07 | 0 | 3.9283e-07 | 1.9641e-07 | 0 | 1.9641e-07 | 5.0507e-07 | 0 | 5.0507e-07 | [16 empty] | 7.3.1.3 Ignition probability mapping showing the probability of ignition along the electric lines and equipmentWLDFRAggregatedAggregated | WLDFR | HFTD - Distribution - Tier 2 - 5QU CoRE ¦ 5QU LoRE | Non-Red Flag Warning - Destructive Fires | Aggregated | Aggregated | 2024 | 5.3932e-08 | 0 | 415.2775 | 2.2397e-05 | 2024 | Mitigation | 0.08575 | 30 | 0 | esc | 0.0012005 | 6.4746e-11 | 0.00060025 | 3.2373e-11 | 0.0015435 | 8.3245e-11
[79 empty] | WLDFR | HFTD - Distribution - Tier 2 - 5QU CoRE ¦ 4QU LoRE | Non-Red Flag Warning - Small Fires | 2039 | 4.3081e-06 | 2.154e-06 | 5.539e-06 | 0.091184 | 0.042438 | 0.0018418 | 0.046905 | 0 | 0 | 0 | 0.0035886 |  | 3.9283e-07 | 0 | 3.9283e-07 | 1.9641e-07 | 0 | 1.9641e-07 | 5.0507e-07 | 0 | 5.0507e-07 | [16 empty] | 7.3.1.3 Ignition probability mapping showing the probability of ignition along the electric lines and equipmentWLDFRAggregatedAggregated | WLDFR | HFTD - Distribution - Tier 2 - 5QU CoRE ¦ 5QU LoRE | Non-Red Flag Warning - Destructive Fires | Aggregated | Aggregated | 2025 | 5.3932e-08 | 0 | 415.2775 | 2.2397e-05 | 2025 | Mitigation | 0.08575 | 30 | 0 | esc | 0.0012005 | 6.4746e-11 | 0.00060025 | 3.2373e-11 | 0.0015435 | 8.3245e-11
[79 empty] | WLDFR | HFTD - Distribution - Tier 2 - 5QU CoRE ¦ 4QU LoRE | Non-Red Flag Warning - Small Fires | 2040 | 4.3081e-06 | 2.154e-06 | 5.539e-06 | 0.091184 | 0.042438 | 0.0018418 | 0.046905 | 0 | 0 | 0 | 0.0035886 |  | 3.9283e-07 | 0 | 3.9283e-07 | 1.9641e-07 | 0 | 1.9641e-07 | 5.0507e-07 | 0 | 5.0507e-07 | [16 empty] | 7.3.1.3 Ignition probability mapping showing the probability of ignition along the electric lines and equipmentWLDFRAggregatedAggregated | WLDFR | HFTD - Distribution - Tier 2 - 5QU CoRE ¦ 5QU LoRE | Non-Red Flag Warning - Destructive Fires | Aggregated | Aggregated | 2026 | 5.3932e-08 | 0 | 415.2775 | 2.2397e-05 | 2026 | Mitigation | 0.08575 | 30 | 0 | esc | 0.0012005 | 6.4746e-11 | 0.00060025 | 3.2373e-11 | 0.0015435 | 8.3245e-11
[79 empty] | WLDFR | HFTD - Distribution - Tier 2 - 5QU CoRE ¦ 4QU LoRE | Non-Red Flag Warning - Small Fires | 2041 | 4.3081e-06 | 2.154e-06 | 5.539e-06 | 0.091184 | 0.042438 | 0.0018418 | 0.046905 | 0 | 0 | 0 | 0.0035886 |  | 3.9283e-07 | 0 | 3.9283e-07 | 1.9641e-07 | 0 | 1.9641e-07 | 5.0507e-07 | 0 | 5.0507e-07 | [16 empty] | 7.3.1.3 Ignition probability mapping showing the probability of ignition along the electric lines and equipmentWLDFRAggregatedAggregated | WLDFR | HFTD - Distribution - Tier 2 - 5QU CoRE ¦ 5QU LoRE | Non-Red Flag Warning - Destructive Fires | Aggregated | Aggregated | 2027 | 5.3932e-08 | 0 | 415.2775 | 2.2397e-05 | 2027 | Mitigation | 0.08575 | 30 | 0 | esc | 0.0012005 | 6.4746e-11 | 0.00060025 | 3.2373e-11 | 0.0015435 | 8.3245e-11
[79 empty] | WLDFR | HFTD - Distribution - Tier 2 - 5QU CoRE ¦ 4QU LoRE | Non-Red Flag Warning - Small Fires | 2042 | 4.3081e-06 | 2.154e-06 | 5.539e-06 | 0.091184 | 0.042438 | 0.0018418 | 0.046905 | 0 | 0 | 0 | 0.0035886 |  | 3.9283e-07 | 0 | 3.9283e-07 | 1.9641e-07 | 0 | 1.9641e-07 | 5.0507e-07 | 0 | 5.0507e-07 | [16 empty] | 7.3.1.3 Ignition probability mapping showing the probability of ignition along the electric lines and equipmentWLDFRAggregatedAggregated | WLDFR | HFTD - Distribution - Tier 2 - 5QU CoRE ¦ 5QU LoRE | Non-Red Flag Warning - Destructive Fires | Aggregated | Aggregated | 2028 | 5.3932e-08 | 0 | 415.2775 | 2.2397e-05 | 2028 | Mitigation | 0.08575 | 30 | 0 | esc | 0.0012005 | 6.4746e-11 | 0.00060025 | 3.2373e-11 | 0.0015435 | 8.3245e-11
[79 empty] | WLDFR | HFTD - Distribution - Tier 2 - 5QU CoRE ¦ 4QU LoRE | Non-Red Flag Warning - Small Fires | 2043 | 4.3081e-06 | 2.154e-06 | 5.539e-06 | 0.095486 | 0.044306 | 0.0019228 | 0.049257 | 0 | 0 | 0 | 0.0035886 |  | 4.1136e-07 | 0 | 4.1136e-07 | 2.0568e-07 | 0 | 2.0568e-07 | 5.2889e-07 | 0 | 5.2889e-07 | [16 empty] | 7.3.1.3 Ignition probability mapping showing the probability of ignition along the electric lines and equipmentWLDFRAggregatedAggregated | WLDFR | HFTD - Distribution - Tier 2 - 5QU CoRE ¦ 5QU LoRE | Non-Red Flag Warning - Destructive Fires | Aggregated | Aggregated | 2029 | 5.3932e-08 | 0 | 415.2775 | 2.2397e-05 | 2029 | Mitigation | 0.08575 | 30 | 0 | esc | 0.0012005 | 6.4746e-11 | 0.00060025 | 3.2373e-11 | 0.0015435 | 8.3245e-11
[79 empty] | WLDFR | HFTD - Distribution - Tier 2 - 5QU CoRE ¦ 4QU LoRE | Non-Red Flag Warning - Small Fires | 2044 | 4.3081e-06 | 2.154e-06 | 5.539e-06 | 0.095486 | 0.044306 | 0.0019228 | 0.049257 | 0 | 0 | 0 | 0.0035886 |  | 4.1136e-07 | 0 | 4.1136e-07 | 2.0568e-07 | 0 | 2.0568e-07 | 5.2889e-07 | 0 | 5.2889e-07 | [16 empty] | 7.3.1.3 Ignition probability mapping showing the probability of ignition along the electric lines and equipmentWLDFRAggregatedAggregated | WLDFR | HFTD - Distribution - Tier 2 - 5QU CoRE ¦ 5QU LoRE | Non-Red Flag Warning - Destructive Fires | Aggregated | Aggregated | 2030 | 5.3932e-08 | 0 | 415.2775 | 2.2397e-05 | 2030 | Mitigation | 0.08575 | 30 | 0 | esc | 0.0012005 | 6.4746e-11 | 0.00060025 | 3.2373e-11 | 0.0015435 | 8.3245e-11
[79 empty] | WLDFR | HFTD - Distribution - Tier 2 - 5QU CoRE ¦ 4QU LoRE | Non-Red Flag Warning - Small Fires | 2045 | 4.3081e-06 | 2.154e-06 | 5.539e-06 | 0.095486 | 0.044306 | 0.0019228 | 0.049257 | 0 | 0 | 0 | 0.0035886 |  | 4.1136e-07 | 0 | 4.1136e-07 | 2.0568e-07 | 0 | 2.0568e-07 | 5.2889e-07 | 0 | 5.2889e-07 | [16 empty] | 7.3.1.3 Ignition probability mapping showing the probability of ignition along the electric lines and equipmentWLDFRAggregatedAggregated | WLDFR | HFTD - Distribution - Tier 2 - 5QU CoRE ¦ 5QU LoRE | Non-Red Flag Warning - Destructive Fires | Aggregated | Aggregated | 2031 | 5.3932e-08 | 0 | 415.2775 | 2.2397e-05 | 2031 | Mitigation | 0.08575 | 30 | 0 | esc | 0.0012005 | 6.4746e-11 | 0.00060025 | 3.2373e-11 | 0.0015435 | 8.3245e-11
[79 empty] | WLDFR | HFTD - Distribution - Tier 2 - 5QU CoRE ¦ 4QU LoRE | Non-Red Flag Warning - Small Fires | 2046 | 4.3081e-06 | 2.154e-06 | 5.539e-06 | 0.095486 | 0.044306 | 0.0019228 | 0.049257 | 0 | 0 | 0 | 0.0035886 |  | 4.1136e-07 | 0 | 4.1136e-07 | 2.0568e-07 | 0 | 2.0568e-07 | 5.2889e-07 | 0 | 5.2889e-07 | [16 empty] | 7.3.1.3 Ignition probability mapping showing the probability of ignition along the electric lines and equipmentWLDFRAggregatedAggregated | WLDFR | HFTD - Distribution - Tier 2 - 5QU CoRE ¦ 5QU LoRE | Non-Red Flag Warning - Destructive Fires | Aggregated | Aggregated | 2032 | 5.3932e-08 | 0 | 415.2775 | 2.2397e-05 | 2032 | Mitigation | 0.08575 | 30 | 0 | esc | 0.0012005 | 6.4746e-11 | 0.00060025 | 3.2373e-11 | 0.0015435 | 8.3245e-11
[79 empty] | WLDFR | HFTD - Distribution - Tier 2 - 5QU CoRE ¦ 4QU LoRE | Non-Red Flag Warning - Small Fires | 2047 | 4.3081e-06 | 2.154e-06 | 5.539e-06 | 0.095486 | 0.044306 | 0.0019228 | 0.049257 | 0 | 0 | 0 | 0.0035886 |  | 4.1136e-07 | 0 | 4.1136e-07 | 2.0568e-07 | 0 | 2.0568e-07 | 5.2889e-07 | 0 | 5.2889e-07 | [16 empty] | 7.3.1.3 Ignition probability mapping showing the probability of ignition along the electric lines and equipmentWLDFRAggregatedAggregated | WLDFR | HFTD - Distribution - Tier 2 - 5QU CoRE ¦ 5QU LoRE | Non-Red Flag Warning - Destructive Fires | Aggregated | Aggregated | 2033 | 5.3932e-08 | 0 | 415.2775 | 2.2397e-05 | 2033 | Mitigation | 0.08575 | 30 | 0 | esc | 0.0012005 | 6.4746e-11 | 0.00060025 | 3.2373e-11 | 0.0015435 | 8.3245e-11
[79 empty] | WLDFR | HFTD - Distribution - Tier 2 - 5QU CoRE ¦ 4QU LoRE | Non-Red Flag Warning - Small Fires | 2048 | 4.3081e-06 | 2.154e-06 | 5.539e-06 | 0.10007 | 0.04626 | 0.0020076 | 0.051804 | 0 | 0 | 0 | 0.0035886 |  | 4.3112e-07 | 0 | 4.3112e-07 | 2.1556e-07 | 0 | 2.1556e-07 | 5.5429e-07 | 0 | 5.5429e-07 | [16 empty] | 7.3.1.3 Ignition probability mapping showing the probability of ignition along the electric lines and equipmentWLDFRAggregatedAggregated | WLDFR | HFTD - Distribution - Tier 2 - 5QU CoRE ¦ 5QU LoRE | Non-Red Flag Warning - Destructive Fires | Aggregated | Aggregated | 2034 | 5.3932e-08 | 0 | 415.2775 | 2.2397e-05 | 2034 | Mitigation | 0.08575 | 30 | 0 | esc | 0.0012005 | 6.4746e-11 | 0.00060025 | 3.2373e-11 | 0.0015435 | 8.3245e-11
[79 empty] | WLDFR | HFTD - Distribution - Tier 2 - 5QU CoRE ¦ 4QU LoRE | Non-Red Flag Warning - Small Fires | 2049 | 4.3081e-06 | 2.154e-06 | 5.539e-06 | 0.10007 | 0.04626 | 0.0020076 | 0.051804 | 0 | 0 | 0 | 0.0035886 |  | 4.3112e-07 | 0 | 4.3112e-07 | 2.1556e-07 | 0 | 2.1556e-07 | 5.5429e-07 | 0 | 5.5429e-07 | [16 empty] | 7.3.1.3 Ignition probability mapping showing the probability of ignition along the electric lines and equipmentWLDFRAggregatedAggregated | WLDFR | HFTD - Distribution - Tier 2 - 5QU CoRE ¦ 5QU LoRE | Non-Red Flag Warning - Destructive Fires | Aggregated | Aggregated | 2035 | 5.3932e-08 | 0 | 415.2775 | 2.2397e-05 | 2035 | Mitigation | 0.08575 | 30 | 0 | esc | 0.0012005 | 6.4746e-11 | 0.00060025 | 3.2373e-11 | 0.0015435 | 8.3245e-11
[79 empty] | WLDFR | HFTD - Distribution - Tier 2 - 5QU CoRE ¦ 4QU LoRE | Non-Red Flag Warning - Small Fires | 2050 | 0 | 2.154e-06 | 5.539e-06 | 0.10007 | 0.04626 | 0.0020076 | 0.051804 | 0 | 0 | 0 | 0.0035886 |  | 0 | 0 | 0 | 2.1556e-07 | 0 | 2.1556e-07 | 5.5429e-07 | 0 | 5.5429e-07 | [16 empty] | 7.3.1.3 Ignition probability mapping showing the probability of ignition along the electric lines and equipmentWLDFRAggregatedAggregated | WLDFR | HFTD - Distribution - Tier 2 - 5QU CoRE ¦ 5QU LoRE | Non-Red Flag Warning - Destructive Fires | Aggregated | Aggregated | 2036 | 5.3932e-08 | 0 | 415.2775 | 2.2397e-05 | 2036 | Mitigation | 0.08575 | 30 | 0 | esc | 0.0012005 | 6.4746e-11 | 0.00060025 | 3.2373e-11 | 0.0015435 | 8.3245e-11
[79 empty] | WLDFR | HFTD - Distribution - Tier 2 - 5QU CoRE ¦ 4QU LoRE | Non-Red Flag Warning - Small Fires | 2051 | 0 | 0 | 5.539e-06 | 0.10007 | 0.04626 | 0.0020076 | 0.051804 | 0 | 0 | 0 | 0.0035886 |  | 0 | 0 | 0 | 0 | 0 | 0 | 5.5429e-07 | 0 | 5.5429e-07 | [16 empty] | 7.3.1.3 Ignition probability mapping showing the probability of ignition along the electric lines and equipmentWLDFRAggregatedAggregated | WLDFR | HFTD - Distribution - Tier 2 - 5QU CoRE ¦ 5QU LoRE | Non-Red Flag Warning - Destructive Fires | Aggregated | Aggregated | 2037 | 5.3932e-08 | 0 | 415.2775 | 2.2397e-05 | 2037 | Mitigation | 0.08575 | 30 | 0 | esc | 0.0012005 | 6.4746e-11 | 0.00060025 | 3.2373e-11 | 0.0015435 | 8.3245e-11
[79 empty] | WLDFR | HFTD - Distribution - Tier 2 - 5QU CoRE ¦ 4QU LoRE | Red Flag Warning - Catastrophic Fires | 2020 | 1.6398e-09 | 0 | 0 | 14146.1306 | 222.2294 | 8585.7228 | 5338.1784 | 0 | 0 | 0 | 1.3659e-06 |  | 2.3197e-05 | 0 | 2.3197e-05 | 0 | 0 | 0 | 0 | 0 | 0 | [16 empty] | 7.3.1.3 Ignition probability mapping showing the probability of ignition along the electric lines and equipmentWLDFRAggregatedAggregated | WLDFR | HFTD - Distribution - Tier 2 - 5QU CoRE ¦ 5QU LoRE | Non-Red Flag Warning - Destructive Fires | Aggregated | Aggregated | 2038 | 5.3932e-08 | 0 | 415.2775 | 2.2397e-05 | 2038 | Mitigation | 0.08575 | 30 | 0 | esc | 0.0012005 | 6.4746e-11 | 0.00060025 | 3.2373e-11 | 0.0015435 | 8.3245e-11
[79 empty] | WLDFR | HFTD - Distribution - Tier 2 - 5QU CoRE ¦ 4QU LoRE | Red Flag Warning - Catastrophic Fires | 2021 | 1.6398e-09 | 8.1991e-10 | 0 | 14146.1306 | 222.2294 | 8585.7228 | 5338.1784 | 0 | 0 | 0 | 1.3659e-06 |  | 2.3197e-05 | 0 | 2.3197e-05 | 1.1599e-05 | 0 | 1.1599e-05 | 0 | 0 | 0 | [16 empty] | 7.3.1.3 Ignition probability mapping showing the probability of ignition along the electric lines and equipmentWLDFRAggregatedAggregated | WLDFR | HFTD - Distribution - Tier 2 - 5QU CoRE ¦ 5QU LoRE | Non-Red Flag Warning - Destructive Fires | Aggregated | Aggregated | 2039 | 5.3932e-08 | 0 | 415.2775 | 2.2397e-05 | 2039 | Mitigation | 0.08575 | 30 | 0 | esc | 0.0012005 | 6.4746e-11 | 0.00060025 | 3.2373e-11 | 0.0015435 | 8.3245e-11
[79 empty] | WLDFR | HFTD - Distribution - Tier 2 - 5QU CoRE ¦ 4QU LoRE | Red Flag Warning - Catastrophic Fires | 2022 | 1.6398e-09 | 8.1991e-10 | 2.1083e-09 | 14146.1306 | 222.2294 | 8585.7228 | 5338.1784 | 0 | 0 | 0 | 1.3659e-06 |  | 2.3197e-05 | 0 | 2.3197e-05 | 1.1599e-05 | 0 | 1.1599e-05 | 2.9825e-05 | 0 | 2.9825e-05 | [16 empty] | 7.3.1.3 Ignition probability mapping showing the probability of ignition along the electric lines and equipmentWLDFRAggregatedAggregated | WLDFR | HFTD - Distribution - Tier 2 - 5QU CoRE ¦ 5QU LoRE | Non-Red Flag Warning - Destructive Fires | Aggregated | Aggregated | 2040 | 5.3932e-08 | 0 | 415.2775 | 2.2397e-05 | 2040 | Mitigation | 0.08575 | 30 | 0 | esc | 0.0012005 | 6.4746e-11 | 0.00060025 | 3.2373e-11 | 0.0015435 | 8.3245e-11
[79 empty] | WLDFR | HFTD - Distribution - Tier 2 - 5QU CoRE ¦ 4QU LoRE | Red Flag Warning - Catastrophic Fires | 2023 | 1.6398e-09 | 8.1991e-10 | 2.1083e-09 | 14664.6376 | 233.2301 | 8896.516 | 5534.8915 | 0 | 0 | 0 | 1.3659e-06 |  | 2.4047e-05 | 0 | 2.4047e-05 | 1.2024e-05 | 0 | 1.2024e-05 | 3.0918e-05 | 0 | 3.0918e-05 | [16 empty] | 7.3.1.3 Ignition probability mapping showing the probability of ignition along the electric lines and equipmentWLDFRAggregatedAggregated | WLDFR | HFTD - Distribution - Tier 2 - 5QU CoRE ¦ 5QU LoRE | Non-Red Flag Warning - Destructive Fires | Aggregated | Aggregated | 2041 | 5.3932e-08 | 0 | 415.2775 | 2.2397e-05 | 2041 | Mitigation | 0.08575 | 30 | 0 | esc | 0.0012005 | 6.4746e-11 | 0.00060025 | 3.2373e-11 | 0.0015435 | 8.3245e-11
[79 empty] | WLDFR | HFTD - Distribution - Tier 2 - 5QU CoRE ¦ 4QU LoRE | Red Flag Warning - Catastrophic Fires | 2024 | 1.6398e-09 | 8.1991e-10 | 2.1083e-09 | 14664.6376 | 233.2301 | 8896.516 | 5534.8915 | 0 | 0 | 0 | 1.3659e-06 |  | 2.4047e-05 | 0 | 2.4047e-05 | 1.2024e-05 | 0 | 1.2024e-05 | 3.0918e-05 | 0 | 3.0918e-05 | [16 empty] | 7.3.1.3 Ignition probability mapping showing the probability of ignition along the electric lines and equipmentWLDFRAggregatedAggregated | WLDFR | HFTD - Distribution - Tier 2 - 5QU CoRE ¦ 5QU LoRE | Non-Red Flag Warning - Destructive Fires | Aggregated | Aggregated | 2042 | 5.3932e-08 | 0 | 415.2775 | 2.2397e-05 | 2042 | Mitigation | 0.08575 | 30 | 0 | esc | 0.0012005 | 6.4746e-11 | 0.00060025 | 3.2373e-11 | 0.0015435 | 8.3245e-11
[79 empty] | WLDFR | HFTD - Distribution - Tier 2 - 5QU CoRE ¦ 4QU LoRE | Red Flag Warning - Catastrophic Fires | 2025 | 1.6398e-09 | 8.1991e-10 | 2.1083e-09 | 14664.6376 | 233.2301 | 8896.516 | 5534.8915 | 0 | 0 | 0 | 1.3659e-06 |  | 2.4047e-05 | 0 | 2.4047e-05 | 1.2024e-05 | 0 | 1.2024e-05 | 3.0918e-05 | 0 | 3.0918e-05 | [16 empty] | 7.3.1.3 Ignition probability mapping showing the probability of ignition along the electric lines and equipmentWLDFRAggregatedAggregated | WLDFR | HFTD - Distribution - Tier 2 - 5QU CoRE ¦ 5QU LoRE | Non-Red Flag Warning - Destructive Fires | Aggregated | Aggregated | 2043 | 5.3932e-08 | 0 | 415.2775 | 2.2397e-05 | 2043 | Mitigation | 0.08575 | 30 | 0 | esc | 0.0012005 | 6.4746e-11 | 0.00060025 | 3.2373e-11 | 0.0015435 | 8.3245e-11
[79 empty] | WLDFR | HFTD - Distribution - Tier 2 - 5QU CoRE ¦ 4QU LoRE | Red Flag Warning - Catastrophic Fires | 2026 | 1.6398e-09 | 8.1991e-10 | 2.1083e-09 | 14664.6376 | 233.2301 | 8896.516 | 5534.8915 | 0 | 0 | 0 | 1.3659e-06 |  | 2.4047e-05 | 0 | 2.4047e-05 | 1.2024e-05 | 0 | 1.2024e-05 | 3.0918e-05 | 0 | 3.0918e-05 | [16 empty] | 7.3.1.3 Ignition probability mapping showing the probability of ignition along the electric lines and equipmentWLDFRAggregatedAggregated | WLDFR | HFTD - Distribution - Tier 2 - 5QU CoRE ¦ 5QU LoRE | Non-Red Flag Warning - Destructive Fires | Aggregated | Aggregated | 2044 | 5.3932e-08 | 0 | 415.2775 | 2.2397e-05 | 2044 | Mitigation | 0.08575 | 30 | 0 | esc | 0.0012005 | 6.4746e-11 | 0.00060025 | 3.2373e-11 | 0.0015435 | 8.3245e-11
[79 empty] | WLDFR | HFTD - Distribution - Tier 2 - 5QU CoRE ¦ 4QU LoRE | Red Flag Warning - Catastrophic Fires | 2027 | 1.6398e-09 | 8.1991e-10 | 2.1083e-09 | 14664.6376 | 233.2301 | 8896.516 | 5534.8915 | 0 | 0 | 0 | 1.3659e-06 |  | 2.4047e-05 | 0 | 2.4047e-05 | 1.2024e-05 | 0 | 1.2024e-05 | 3.0918e-05 | 0 | 3.0918e-05 | [16 empty] | 7.3.1.3 Ignition probability mapping showing the probability of ignition along the electric lines and equipmentWLDFRAggregatedAggregated | WLDFR | HFTD - Distribution - Tier 2 - 5QU CoRE ¦ 5QU LoRE | Non-Red Flag Warning - Destructive Fires | Aggregated | Aggregated | 2045 | 5.3932e-08 | 0 | 415.2775 | 2.2397e-05 | 2045 | Mitigation | 0.08575 | 30 | 0 | esc | 0.0012005 | 6.4746e-11 | 0.00060025 | 3.2373e-11 | 0.0015435 | 8.3245e-11
[79 empty] | WLDFR | HFTD - Distribution - Tier 2 - 5QU CoRE ¦ 4QU LoRE | Red Flag Warning - Catastrophic Fires | 2028 | 1.6398e-09 | 8.1991e-10 | 2.1083e-09 | 15317.9909 | 247.273 | 9287.6491 | 5783.0689 | 0 | 0 | 0 | 1.3659e-06 |  | 2.5119e-05 | 0 | 2.5119e-05 | 1.2559e-05 | 0 | 1.2559e-05 | 3.2295e-05 | 0 | 3.2295e-05 | [16 empty] | 7.3.1.3 Ignition probability mapping showing the probability of ignition along the electric lines and equipmentWLDFRAggregatedAggregated | WLDFR | HFTD - Distribution - Tier 2 - 5QU CoRE ¦ 5QU LoRE | Non-Red Flag Warning - Destructive Fires | Aggregated | Aggregated | 2046 | 5.3932e-08 | 0 | 415.2775 | 2.2397e-05 | 2046 | Mitigation | 0.08575 | 30 | 0 | esc | 0.0012005 | 6.4746e-11 | 0.00060025 | 3.2373e-11 | 0.0015435 | 8.3245e-11
[79 empty] | WLDFR | HFTD - Distribution - Tier 2 - 5QU CoRE ¦ 4QU LoRE | Red Flag Warning - Catastrophic Fires | 2029 | 1.6398e-09 | 8.1991e-10 | 2.1083e-09 | 15317.9909 | 247.273 | 9287.6491 | 5783.0689 | 0 | 0 | 0 | 1.3659e-06 |  | 2.5119e-05 | 0 | 2.5119e-05 | 1.2559e-05 | 0 | 1.2559e-05 | 3.2295e-05 | 0 | 3.2295e-05 | [16 empty] | 7.3.1.3 Ignition probability mapping showing the probability of ignition along the electric lines and equipmentWLDFRAggregatedAggregated | WLDFR | HFTD - Distribution - Tier 2 - 5QU CoRE ¦ 5QU LoRE | Non-Red Flag Warning - Destructive Fires | Aggregated | Aggregated | 2047 | 5.3932e-08 | 0 | 415.2775 | 2.2397e-05 | 2047 | Mitigation | 0.08575 | 30 | 0 | esc | 0.0012005 | 6.4746e-11 | 0.00060025 | 3.2373e-11 | 0.0015435 | 8.3245e-11
[79 empty] | WLDFR | HFTD - Distribution - Tier 2 - 5QU CoRE ¦ 4QU LoRE | Red Flag Warning - Catastrophic Fires | 2030 | 1.6398e-09 | 8.1991e-10 | 2.1083e-09 | 15317.9909 | 247.273 | 9287.6491 | 5783.0689 | 0 | 0 | 0 | 1.3659e-06 |  | 2.5119e-05 | 0 | 2.5119e-05 | 1.2559e-05 | 0 | 1.2559e-05 | 3.2295e-05 | 0 | 3.2295e-05 | [16 empty] | 7.3.1.3 Ignition probability mapping showing the probability of ignition along the electric lines and equipmentWLDFRAggregatedAggregated | WLDFR | HFTD - Distribution - Tier 2 - 5QU CoRE ¦ 5QU LoRE | Non-Red Flag Warning - Destructive Fires | Aggregated | Aggregated | 2048 | 5.3932e-08 | 0 | 415.2775 | 2.2397e-05 | 2048 | Mitigation | 0.08575 | 30 | 0 | esc | 0.0012005 | 6.4746e-11 | 0.00060025 | 3.2373e-11 | 0.0015435 | 8.3245e-11
[79 empty] | WLDFR | HFTD - Distribution - Tier 2 - 5QU CoRE ¦ 4QU LoRE | Red Flag Warning - Catastrophic Fires | 2031 | 1.6398e-09 | 8.1991e-10 | 2.1083e-09 | 15317.9909 | 247.273 | 9287.6491 | 5783.0689 | 0 | 0 | 0 | 1.3659e-06 |  | 2.5119e-05 | 0 | 2.5119e-05 | 1.2559e-05 | 0 | 1.2559e-05 | 3.2295e-05 | 0 | 3.2295e-05 | [16 empty] | 7.3.1.3 Ignition probability mapping showing the probability of ignition along the electric lines and equipmentWLDFRAggregatedAggregated | WLDFR | HFTD - Distribution - Tier 2 - 5QU CoRE ¦ 5QU LoRE | Non-Red Flag Warning - Destructive Fires | Aggregated | Aggregated | 2049 | 5.3932e-08 | 0 | 415.2775 | 2.2397e-05 | 2049 | Mitigation | 0.08575 | 30 | 0 | esc | 0.0012005 | 6.4746e-11 | 0.00060025 | 3.2373e-11 | 0.0015435 | 8.3245e-11
[79 empty] | WLDFR | HFTD - Distribution - Tier 2 - 5QU CoRE ¦ 4QU LoRE | Red Flag Warning - Catastrophic Fires | 2032 | 1.6398e-09 | 8.1991e-10 | 2.1083e-09 | 15317.9909 | 247.273 | 9287.6491 | 5783.0689 | 0 | 0 | 0 | 1.3659e-06 |  | 2.5119e-05 | 0 | 2.5119e-05 | 1.2559e-05 | 0 | 1.2559e-05 | 3.2295e-05 | 0 | 3.2295e-05 | [16 empty] | 7.3.1.3 Ignition probability mapping showing the probability of ignition along the electric lines and equipmentWLDFRAggregatedAggregated | WLDFR | HFTD - Distribution - Tier 2 - 5QU CoRE ¦ 5QU LoRE | Non-Red Flag Warning - Destructive Fires | Aggregated | Aggregated | 2050 | 5.3932e-08 | 0 | 415.2775 | 2.2397e-05 | 2050 | Mitigation | 0.08575 | 30 | 0 | esc | 0 | 0 | 0.00060025 | 3.2373e-11 | 0.0015435 | 8.3245e-11
[79 empty] | WLDFR | HFTD - Distribution - Tier 2 - 5QU CoRE ¦ 4QU LoRE | Red Flag Warning - Catastrophic Fires | 2033 | 1.6398e-09 | 8.1991e-10 | 2.1083e-09 | 16044.1264 | 263.1074 | 9721.74 | 6059.2791 | 0 | 0 | 0 | 1.3659e-06 |  | 2.6309e-05 | 0 | 2.6309e-05 | 1.3155e-05 | 0 | 1.3155e-05 | 3.3826e-05 | 0 | 3.3826e-05 | [16 empty] | 7.3.1.3 Ignition probability mapping showing the probability of ignition along the electric lines and equipmentWLDFRAggregatedAggregated | WLDFR | HFTD - Distribution - Tier 2 - 5QU CoRE ¦ 5QU LoRE | Non-Red Flag Warning - Destructive Fires | Aggregated | Aggregated | 2051 | 5.3932e-08 | 0 | 415.2775 | 2.2397e-05 | 2051 | Mitigation | 0.08575 | 30 | 0 | esc | 0 | 0 | 0 | 0 | 0.0015435 | 8.3245e-11
[79 empty] | WLDFR | HFTD - Distribution - Tier 2 - 5QU CoRE ¦ 4QU LoRE | Red Flag Warning - Catastrophic Fires | 2034 | 1.6398e-09 | 8.1991e-10 | 2.1083e-09 | 16044.1264 | 263.1074 | 9721.74 | 6059.2791 | 0 | 0 | 0 | 1.3659e-06 |  | 2.6309e-05 | 0 | 2.6309e-05 | 1.3155e-05 | 0 | 1.3155e-05 | 3.3826e-05 | 0 | 3.3826e-05 | [16 empty] | 7.3.1.3 Ignition probability mapping showing the probability of ignition along the electric lines and equipmentWLDFRAggregatedAggregated | WLDFR | HFTD - Distribution - Tier 2 - 5QU CoRE ¦ 5QU LoRE | Non-Red Flag Warning - Large Fires | Aggregated | Aggregated | 2021 | 6.0654e-06 | 0 | 415.2775 | 0.0025188 | 2021 | Mitigation | 0.08575 | 30 | 0 | esc | 0.0012005 | 7.2816e-09 | 0.00060025 | 3.6408e-09 | 0 | 0
[79 empty] | WLDFR | HFTD - Distribution - Tier 2 - 5QU CoRE ¦ 4QU LoRE | Red Flag Warning - Catastrophic Fires | 2035 | 1.6398e-09 | 8.1991e-10 | 2.1083e-09 | 16044.1264 | 263.1074 | 9721.74 | 6059.2791 | 0 | 0 | 0 | 1.3659e-06 |  | 2.6309e-05 | 0 | 2.6309e-05 | 1.3155e-05 | 0 | 1.3155e-05 | 3.3826e-05 | 0 | 3.3826e-05 | [16 empty] | 7.3.1.3 Ignition probability mapping showing the probability of ignition along the electric lines and equipmentWLDFRAggregatedAggregated | WLDFR | HFTD - Distribution - Tier 2 - 5QU CoRE ¦ 5QU LoRE | Non-Red Flag Warning - Large Fires | Aggregated | Aggregated | 2022 | 6.0654e-06 | 0 | 415.2775 | 0.0025188 | 2022 | Mitigation | 0.08575 | 30 | 0 | esc | 0.0012005 | 7.2816e-09 | 0.00060025 | 3.6408e-09 | 0.0015435 | 9.362e-09
[79 empty] | WLDFR | HFTD - Distribution - Tier 2 - 5QU CoRE ¦ 4QU LoRE | Red Flag Warning - Catastrophic Fires | 2036 | 1.6398e-09 | 8.1991e-10 | 2.1083e-09 | 16044.1264 | 263.1074 | 9721.74 | 6059.2791 | 0 | 0 | 0 | 1.3659e-06 |  | 2.6309e-05 | 0 | 2.6309e-05 | 1.3155e-05 | 0 | 1.3155e-05 | 3.3826e-05 | 0 | 3.3826e-05 | [16 empty] | 7.3.1.3 Ignition probability mapping showing the probability of ignition along the electric lines and equipmentWLDFRAggregatedAggregated | WLDFR | HFTD - Distribution - Tier 2 - 5QU CoRE ¦ 5QU LoRE | Non-Red Flag Warning - Large Fires | Aggregated | Aggregated | 2023 | 6.0654e-06 | 0 | 415.2775 | 0.0025188 | 2023 | Mitigation | 0.08575 | 30 | 0 | esc | 0.0012005 | 7.2816e-09 | 0.00060025 | 3.6408e-09 | 0.0015435 | 9.362e-09
[79 empty] | WLDFR | HFTD - Distribution - Tier 2 - 5QU CoRE ¦ 4QU LoRE | Red Flag Warning - Catastrophic Fires | 2037 | 1.6398e-09 | 8.1991e-10 | 2.1083e-09 | 16044.1264 | 263.1074 | 9721.74 | 6059.2791 | 0 | 0 | 0 | 1.3659e-06 |  | 2.6309e-05 | 0 | 2.6309e-05 | 1.3155e-05 | 0 | 1.3155e-05 | 3.3826e-05 | 0 | 3.3826e-05 | [16 empty] | 7.3.1.3 Ignition probability mapping showing the probability of ignition along the electric lines and equipmentWLDFRAggregatedAggregated | WLDFR | HFTD - Distribution - Tier 2 - 5QU CoRE ¦ 5QU LoRE | Non-Red Flag Warning - Large Fires | Aggregated | Aggregated | 2024 | 6.0654e-06 | 0 | 415.2775 | 0.0025188 | 2024 | Mitigation | 0.08575 | 30 | 0 | esc | 0.0012005 | 7.2816e-09 | 0.00060025 | 3.6408e-09 | 0.0015435 | 9.362e-09
[79 empty] | WLDFR | HFTD - Distribution - Tier 2 - 5QU CoRE ¦ 4QU LoRE | Red Flag Warning - Catastrophic Fires | 2038 | 1.6398e-09 | 8.1991e-10 | 2.1083e-09 | 16832.3912 | 280.5544 | 10192.2718 | 6359.5651 | 0 | 0 | 0 | 1.3659e-06 |  | 2.7602e-05 | 0 | 2.7602e-05 | 1.3801e-05 | 0 | 1.3801e-05 | 3.5488e-05 | 0 | 3.5488e-05 | [16 empty] | 7.3.1.3 Ignition probability mapping showing the probability of ignition along the electric lines and equipmentWLDFRAggregatedAggregated | WLDFR | HFTD - Distribution - Tier 2 - 5QU CoRE ¦ 5QU LoRE | Non-Red Flag Warning - Large Fires | Aggregated | Aggregated | 2025 | 6.0654e-06 | 0 | 415.2775 | 0.0025188 | 2025 | Mitigation | 0.08575 | 30 | 0 | esc | 0.0012005 | 7.2816e-09 | 0.00060025 | 3.6408e-09 | 0.0015435 | 9.362e-09
[79 empty] | WLDFR | HFTD - Distribution - Tier 2 - 5QU CoRE ¦ 4QU LoRE | Red Flag Warning - Catastrophic Fires | 2039 | 1.6398e-09 | 8.1991e-10 | 2.1083e-09 | 16832.3912 | 280.5544 | 10192.2718 | 6359.5651 | 0 | 0 | 0 | 1.3659e-06 |  | 2.7602e-05 | 0 | 2.7602e-05 | 1.3801e-05 | 0 | 1.3801e-05 | 3.5488e-05 | 0 | 3.5488e-05 | [16 empty] | 7.3.1.3 Ignition probability mapping showing the probability of ignition along the electric lines and equipmentWLDFRAggregatedAggregated | WLDFR | HFTD - Distribution - Tier 2 - 5QU CoRE ¦ 5QU LoRE | Non-Red Flag Warning - Large Fires | Aggregated | Aggregated | 2026 | 6.0654e-06 | 0 | 415.2775 | 0.0025188 | 2026 | Mitigation | 0.08575 | 30 | 0 | esc | 0.0012005 | 7.2816e-09 | 0.00060025 | 3.6408e-09 | 0.0015435 | 9.362e-09
[79 empty] | WLDFR | HFTD - Distribution - Tier 2 - 5QU CoRE ¦ 4QU LoRE | Red Flag Warning - Catastrophic Fires | 2040 | 1.6398e-09 | 8.1991e-10 | 2.1083e-09 | 16832.3912 | 280.5544 | 10192.2718 | 6359.5651 | 0 | 0 | 0 | 1.3659e-06 |  | 2.7602e-05 | 0 | 2.7602e-05 | 1.3801e-05 | 0 | 1.3801e-05 | 3.5488e-05 | 0 | 3.5488e-05 | [16 empty] | 7.3.1.3 Ignition probability mapping showing the probability of ignition along the electric lines and equipmentWLDFRAggregatedAggregated | WLDFR | HFTD - Distribution - Tier 2 - 5QU CoRE ¦ 5QU LoRE | Non-Red Flag Warning - Large Fires | Aggregated | Aggregated | 2027 | 6.0654e-06 | 0 | 415.2775 | 0.0025188 | 2027 | Mitigation | 0.08575 | 30 | 0 | esc | 0.0012005 | 7.2816e-09 | 0.00060025 | 3.6408e-09 | 0.0015435 | 9.362e-09
[79 empty] | WLDFR | HFTD - Distribution - Tier 2 - 5QU CoRE ¦ 4QU LoRE | Red Flag Warning - Catastrophic Fires | 2041 | 1.6398e-09 | 8.1991e-10 | 2.1083e-09 | 16832.3912 | 280.5544 | 10192.2718 | 6359.5651 | 0 | 0 | 0 | 1.3659e-06 |  | 2.7602e-05 | 0 | 2.7602e-05 | 1.3801e-05 | 0 | 1.3801e-05 | 3.5488e-05 | 0 | 3.5488e-05 | [16 empty] | 7.3.1.3 Ignition probability mapping showing the probability of ignition along the electric lines and equipmentWLDFRAggregatedAggregated | WLDFR | HFTD - Distribution - Tier 2 - 5QU CoRE ¦ 5QU LoRE | Non-Red Flag Warning - Large Fires | Aggregated | Aggregated | 2028 | 6.0654e-06 | 0 | 415.2775 | 0.0025188 | 2028 | Mitigation | 0.08575 | 30 | 0 | esc | 0.0012005 | 7.2816e-09 | 0.00060025 | 3.6408e-09 | 0.0015435 | 9.362e-09
[79 empty] | WLDFR | HFTD - Distribution - Tier 2 - 5QU CoRE ¦ 4QU LoRE | Red Flag Warning - Catastrophic Fires | 2042 | 1.6398e-09 | 8.1991e-10 | 2.1083e-09 | 16832.3912 | 280.5544 | 10192.2718 | 6359.5651 | 0 | 0 | 0 | 1.3659e-06 |  | 2.7602e-05 | 0 | 2.7602e-05 | 1.3801e-05 | 0 | 1.3801e-05 | 3.5488e-05 | 0 | 3.5488e-05 | [16 empty] | 7.3.1.3 Ignition probability mapping showing the probability of ignition along the electric lines and equipmentWLDFRAggregatedAggregated | WLDFR | HFTD - Distribution - Tier 2 - 5QU CoRE ¦ 5QU LoRE | Non-Red Flag Warning - Large Fires | Aggregated | Aggregated | 2029 | 6.0654e-06 | 0 | 415.2775 | 0.0025188 | 2029 | Mitigation | 0.08575 | 30 | 0 | esc | 0.0012005 | 7.2816e-09 | 0.00060025 | 3.6408e-09 | 0.0015435 | 9.362e-09
[79 empty] | WLDFR | HFTD - Distribution - Tier 2 - 5QU CoRE ¦ 4QU LoRE | Red Flag Warning - Catastrophic Fires | 2043 | 1.6398e-09 | 8.1991e-10 | 2.1083e-09 | 17672.0852 | 299.42 | 10692.7362 | 6679.929 | 0 | 0 | 0 | 1.3659e-06 |  | 2.8979e-05 | 0 | 2.8979e-05 | 1.4489e-05 | 0 | 1.4489e-05 | 3.7259e-05 | 0 | 3.7259e-05 | [16 empty] | 7.3.1.3 Ignition probability mapping showing the probability of ignition along the electric lines and equipmentWLDFRAggregatedAggregated | WLDFR | HFTD - Distribution - Tier 2 - 5QU CoRE ¦ 5QU LoRE | Non-Red Flag Warning - Large Fires | Aggregated | Aggregated | 2030 | 6.0654e-06 | 0 | 415.2775 | 0.0025188 | 2030 | Mitigation | 0.08575 | 30 | 0 | esc | 0.0012005 | 7.2816e-09 | 0.00060025 | 3.6408e-09 | 0.0015435 | 9.362e-09
[79 empty] | WLDFR | HFTD - Distribution - Tier 2 - 5QU CoRE ¦ 4QU LoRE | Red Flag Warning - Catastrophic Fires | 2044 | 1.6398e-09 | 8.1991e-10 | 2.1083e-09 | 17672.0852 | 299.42 | 10692.7362 | 6679.929 | 0 | 0 | 0 | 1.3659e-06 |  | 2.8979e-05 | 0 | 2.8979e-05 | 1.4489e-05 | 0 | 1.4489e-05 | 3.7259e-05 | 0 | 3.7259e-05 | [16 empty] | 7.3.1.3 Ignition probability mapping showing the probability of ignition along the electric lines and equipmentWLDFRAggregatedAggregated | WLDFR | HFTD - Distribution - Tier 2 - 5QU CoRE ¦ 5QU LoRE | Non-Red Flag Warning - Large Fires | Aggregated | Aggregated | 2031 | 6.0654e-06 | 0 | 415.2775 | 0.0025188 | 2031 | Mitigation | 0.08575 | 30 | 0 | esc | 0.0012005 | 7.2816e-09 | 0.00060025 | 3.6408e-09 | 0.0015435 | 9.362e-09
[79 empty] | WLDFR | HFTD - Distribution - Tier 2 - 5QU CoRE ¦ 4QU LoRE | Red Flag Warning - Catastrophic Fires | 2045 | 1.6398e-09 | 8.1991e-10 | 2.1083e-09 | 17672.0852 | 299.42 | 10692.7362 | 6679.929 | 0 | 0 | 0 | 1.3659e-06 |  | 2.8979e-05 | 0 | 2.8979e-05 | 1.4489e-05 | 0 | 1.4489e-05 | 3.7259e-05 | 0 | 3.7259e-05 | [16 empty] | 7.3.1.3 Ignition probability mapping showing the probability of ignition along the electric lines and equipmentWLDFRAggregatedAggregated | WLDFR | HFTD - Distribution - Tier 2 - 5QU CoRE ¦ 5QU LoRE | Non-Red Flag Warning - Large Fires | Aggregated | Aggregated | 2032 | 6.0654e-06 | 0 | 415.2775 | 0.0025188 | 2032 | Mitigation | 0.08575 | 30 | 0 | esc | 0.0012005 | 7.2816e-09 | 0.00060025 | 3.6408e-09 | 0.0015435 | 9.362e-09
[79 empty] | WLDFR | HFTD - Distribution - Tier 2 - 5QU CoRE ¦ 4QU LoRE | Red Flag Warning - Catastrophic Fires | 2046 | 1.6398e-09 | 8.1991e-10 | 2.1083e-09 | 17672.0852 | 299.42 | 10692.7362 | 6679.929 | 0 | 0 | 0 | 1.3659e-06 |  | 2.8979e-05 | 0 | 2.8979e-05 | 1.4489e-05 | 0 | 1.4489e-05 | 3.7259e-05 | 0 | 3.7259e-05 | [16 empty] | 7.3.1.3 Ignition probability mapping showing the probability of ignition along the electric lines and equipmentWLDFRAggregatedAggregated | WLDFR | HFTD - Distribution - Tier 2 - 5QU CoRE ¦ 5QU LoRE | Non-Red Flag Warning - Large Fires | Aggregated | Aggregated | 2033 | 6.0654e-06 | 0 | 415.2775 | 0.0025188 | 2033 | Mitigation | 0.08575 | 30 | 0 | esc | 0.0012005 | 7.2816e-09 | 0.00060025 | 3.6408e-09 | 0.0015435 | 9.362e-09
[79 empty] | WLDFR | HFTD - Distribution - Tier 2 - 5QU CoRE ¦ 4QU LoRE | Red Flag Warning - Catastrophic Fires | 2047 | 1.6398e-09 | 8.1991e-10 | 2.1083e-09 | 17672.0852 | 299.42 | 10692.7362 | 6679.929 | 0 | 0 | 0 | 1.3659e-06 |  | 2.8979e-05 | 0 | 2.8979e-05 | 1.4489e-05 | 0 | 1.4489e-05 | 3.7259e-05 | 0 | 3.7259e-05 | [16 empty] | 7.3.1.3 Ignition probability mapping showing the probability of ignition along the electric lines and equipmentWLDFRAggregatedAggregated | WLDFR | HFTD - Distribution - Tier 2 - 5QU CoRE ¦ 5QU LoRE | Non-Red Flag Warning - Large Fires | Aggregated | Aggregated | 2034 | 6.0654e-06 | 0 | 415.2775 | 0.0025188 | 2034 | Mitigation | 0.08575 | 30 | 0 | esc | 0.0012005 | 7.2816e-09 | 0.00060025 | 3.6408e-09 | 0.0015435 | 9.362e-09
[79 empty] | WLDFR | HFTD - Distribution - Tier 2 - 5QU CoRE ¦ 4QU LoRE | Red Flag Warning - Catastrophic Fires | 2048 | 1.6398e-09 | 8.1991e-10 | 2.1083e-09 | 18552.3348 | 319.4911 | 11216.5626 | 7016.281 | 0 | 0 | 0 | 1.3659e-06 |  | 3.0422e-05 | 0 | 3.0422e-05 | 1.5211e-05 | 0 | 1.5211e-05 | 3.9114e-05 | 0 | 3.9114e-05 | [16 empty] | 7.3.1.3 Ignition probability mapping showing the probability of ignition along the electric lines and equipmentWLDFRAggregatedAggregated | WLDFR | HFTD - Distribution - Tier 2 - 5QU CoRE ¦ 5QU LoRE | Non-Red Flag Warning - Large Fires | Aggregated | Aggregated | 2035 | 6.0654e-06 | 0 | 415.2775 | 0.0025188 | 2035 | Mitigation | 0.08575 | 30 | 0 | esc | 0.0012005 | 7.2816e-09 | 0.00060025 | 3.6408e-09 | 0.0015435 | 9.362e-09
[79 empty] | WLDFR | HFTD - Distribution - Tier 2 - 5QU CoRE ¦ 4QU LoRE | Red Flag Warning - Catastrophic Fires | 2049 | 1.6398e-09 | 8.1991e-10 | 2.1083e-09 | 18552.3348 | 319.4911 | 11216.5626 | 7016.281 | 0 | 0 | 0 | 1.3659e-06 |  | 3.0422e-05 | 0 | 3.0422e-05 | 1.5211e-05 | 0 | 1.5211e-05 | 3.9114e-05 | 0 | 3.9114e-05 | [16 empty] | 7.3.1.3 Ignition probability mapping showing the probability of ignition along the electric lines and equipmentWLDFRAggregatedAggregated | WLDFR | HFTD - Distribution - Tier 2 - 5QU CoRE ¦ 5QU LoRE | Non-Red Flag Warning - Large Fires | Aggregated | Aggregated | 2036 | 6.0654e-06 | 0 | 415.2775 | 0.0025188 | 2036 | Mitigation | 0.08575 | 30 | 0 | esc | 0.0012005 | 7.2816e-09 | 0.00060025 | 3.6408e-09 | 0.0015435 | 9.362e-09
[79 empty] | WLDFR | HFTD - Distribution - Tier 2 - 5QU CoRE ¦ 4QU LoRE | Red Flag Warning - Catastrophic Fires | 2050 | 0 | 8.1991e-10 | 2.1083e-09 | 18552.3348 | 319.4911 | 11216.5626 | 7016.281 | 0 | 0 | 0 | 1.3659e-06 |  | 0 | 0 | 0 | 1.5211e-05 | 0 | 1.5211e-05 | 3.9114e-05 | 0 | 3.9114e-05 | [16 empty] | 7.3.1.3 Ignition probability mapping showing the probability of ignition along the electric lines and equipmentWLDFRAggregatedAggregated | WLDFR | HFTD - Distribution - Tier 2 - 5QU CoRE ¦ 5QU LoRE | Non-Red Flag Warning - Large Fires | Aggregated | Aggregated | 2037 | 6.0654e-06 | 0 | 415.2775 | 0.0025188 | 2037 | Mitigation | 0.08575 | 30 | 0 | esc | 0.0012005 | 7.2816e-09 | 0.00060025 | 3.6408e-09 | 0.0015435 | 9.362e-09
[79 empty] | WLDFR | HFTD - Distribution - Tier 2 - 5QU CoRE ¦ 4QU LoRE | Red Flag Warning - Catastrophic Fires | 2051 | 0 | 0 | 2.1083e-09 | 18552.3348 | 319.4911 | 11216.5626 | 7016.281 | 0 | 0 | 0 | 1.3659e-06 |  | 0 | 0 | 0 | 0 | 0 | 0 | 3.9114e-05 | 0 | 3.9114e-05 | [16 empty] | 7.3.1.3 Ignition probability mapping showing the probability of ignition along the electric lines and equipmentWLDFRAggregatedAggregated | WLDFR | HFTD - Distribution - Tier 2 - 5QU CoRE ¦ 5QU LoRE | Non-Red Flag Warning - Large Fires | Aggregated | Aggregated | 2038 | 6.0654e-06 | 0 | 415.2775 | 0.0025188 | 2038 | Mitigation | 0.08575 | 30 | 0 | esc | 0.0012005 | 7.2816e-09 | 0.00060025 | 3.6408e-09 | 0.0015435 | 9.362e-09
[79 empty] | WLDFR | HFTD - Distribution - Tier 2 - 5QU CoRE ¦ 4QU LoRE | Red Flag Warning - Destructive Fires | 2020 | 2.8059e-10 | 0 | 0 | 8807.9522 | 222.2294 | 8585.7228 | 0 | 0 | 0 | 0 | 2.3373e-07 |  | 2.4714e-06 | 0 | 2.4714e-06 | 0 | 0 | 0 | 0 | 0 | 0 | [16 empty] | 7.3.1.3 Ignition probability mapping showing the probability of ignition along the electric lines and equipmentWLDFRAggregatedAggregated | WLDFR | HFTD - Distribution - Tier 2 - 5QU CoRE ¦ 5QU LoRE | Non-Red Flag Warning - Large Fires | Aggregated | Aggregated | 2039 | 6.0654e-06 | 0 | 415.2775 | 0.0025188 | 2039 | Mitigation | 0.08575 | 30 | 0 | esc | 0.0012005 | 7.2816e-09 | 0.00060025 | 3.6408e-09 | 0.0015435 | 9.362e-09
[79 empty] | WLDFR | HFTD - Distribution - Tier 2 - 5QU CoRE ¦ 4QU LoRE | Red Flag Warning - Destructive Fires | 2021 | 2.8059e-10 | 1.4029e-10 | 0 | 8807.9522 | 222.2294 | 8585.7228 | 0 | 0 | 0 | 0 | 2.3373e-07 |  | 2.4714e-06 | 0 | 2.4714e-06 | 1.2357e-06 | 0 | 1.2357e-06 | 0 | 0 | 0 | [16 empty] | 7.3.1.3 Ignition probability mapping showing the probability of ignition along the electric lines and equipmentWLDFRAggregatedAggregated | WLDFR | HFTD - Distribution - Tier 2 - 5QU CoRE ¦ 5QU LoRE | Non-Red Flag Warning - Large Fires | Aggregated | Aggregated | 2040 | 6.0654e-06 | 0 | 415.2775 | 0.0025188 | 2040 | Mitigation | 0.08575 | 30 | 0 | esc | 0.0012005 | 7.2816e-09 | 0.00060025 | 3.6408e-09 | 0.0015435 | 9.362e-09
[79 empty] | WLDFR | HFTD - Distribution - Tier 2 - 5QU CoRE ¦ 4QU LoRE | Red Flag Warning - Destructive Fires | 2022 | 2.8059e-10 | 1.4029e-10 | 3.6076e-10 | 8807.9522 | 222.2294 | 8585.7228 | 0 | 0 | 0 | 0 | 2.3373e-07 |  | 2.4714e-06 | 0 | 2.4714e-06 | 1.2357e-06 | 0 | 1.2357e-06 | 3.1775e-06 | 0 | 3.1775e-06 | [16 empty] | 7.3.1.3 Ignition probability mapping showing the probability of ignition along the electric lines and equipmentWLDFRAggregatedAggregated | WLDFR | HFTD - Distribution - Tier 2 - 5QU CoRE ¦ 5QU LoRE | Non-Red Flag Warning - Large Fires | Aggregated | Aggregated | 2041 | 6.0654e-06 | 0 | 415.2775 | 0.0025188 | 2041 | Mitigation | 0.08575 | 30 | 0 | esc | 0.0012005 | 7.2816e-09 | 0.00060025 | 3.6408e-09 | 0.0015435 | 9.362e-09
[79 empty] | WLDFR | HFTD - Distribution - Tier 2 - 5QU CoRE ¦ 4QU LoRE | Red Flag Warning - Destructive Fires | 2023 | 2.8059e-10 | 1.4029e-10 | 3.6076e-10 | 9129.7461 | 233.2301 | 8896.516 | 0 | 0 | 0 | 0 | 2.3373e-07 |  | 2.5617e-06 | 0 | 2.5617e-06 | 1.2808e-06 | 0 | 1.2808e-06 | 3.2936e-06 | 0 | 3.2936e-06 | [16 empty] | 7.3.1.3 Ignition probability mapping showing the probability of ignition along the electric lines and equipmentWLDFRAggregatedAggregated | WLDFR | HFTD - Distribution - Tier 2 - 5QU CoRE ¦ 5QU LoRE | Non-Red Flag Warning - Large Fires | Aggregated | Aggregated | 2042 | 6.0654e-06 | 0 | 415.2775 | 0.0025188 | 2042 | Mitigation | 0.08575 | 30 | 0 | esc | 0.0012005 | 7.2816e-09 | 0.00060025 | 3.6408e-09 | 0.0015435 | 9.362e-09
[79 empty] | WLDFR | HFTD - Distribution - Tier 2 - 5QU CoRE ¦ 4QU LoRE | Red Flag Warning - Destructive Fires | 2024 | 2.8059e-10 | 1.4029e-10 | 3.6076e-10 | 9129.7461 | 233.2301 | 8896.516 | 0 | 0 | 0 | 0 | 2.3373e-07 |  | 2.5617e-06 | 0 | 2.5617e-06 | 1.2808e-06 | 0 | 1.2808e-06 | 3.2936e-06 | 0 | 3.2936e-06 | [16 empty] | 7.3.1.3 Ignition probability mapping showing the probability of ignition along the electric lines and equipmentWLDFRAggregatedAggregated | WLDFR | HFTD - Distribution - Tier 2 - 5QU CoRE ¦ 5QU LoRE | Non-Red Flag Warning - Large Fires | Aggregated | Aggregated | 2043 | 6.0654e-06 | 0 | 415.2775 | 0.0025188 | 2043 | Mitigation | 0.08575 | 30 | 0 | esc | 0.0012005 | 7.2816e-09 | 0.00060025 | 3.6408e-09 | 0.0015435 | 9.362e-09
[79 empty] | WLDFR | HFTD - Distribution - Tier 2 - 5QU CoRE ¦ 4QU LoRE | Red Flag Warning - Destructive Fires | 2025 | 2.8059e-10 | 1.4029e-10 | 3.6076e-10 | 9129.7461 | 233.2301 | 8896.516 | 0 | 0 | 0 | 0 | 2.3373e-07 |  | 2.5617e-06 | 0 | 2.5617e-06 | 1.2808e-06 | 0 | 1.2808e-06 | 3.2936e-06 | 0 | 3.2936e-06 | [16 empty] | 7.3.1.3 Ignition probability mapping showing the probability of ignition along the electric lines and equipmentWLDFRAggregatedAggregated | WLDFR | HFTD - Distribution - Tier 2 - 5QU CoRE ¦ 5QU LoRE | Non-Red Flag Warning - Large Fires | Aggregated | Aggregated | 2044 | 6.0654e-06 | 0 | 415.2775 | 0.0025188 | 2044 | Mitigation | 0.08575 | 30 | 0 | esc | 0.0012005 | 7.2816e-09 | 0.00060025 | 3.6408e-09 | 0.0015435 | 9.362e-09
[79 empty] | WLDFR | HFTD - Distribution - Tier 2 - 5QU CoRE ¦ 4QU LoRE | Red Flag Warning - Destructive Fires | 2026 | 2.8059e-10 | 1.4029e-10 | 3.6076e-10 | 9129.7461 | 233.2301 | 8896.516 | 0 | 0 | 0 | 0 | 2.3373e-07 |  | 2.5617e-06 | 0 | 2.5617e-06 | 1.2808e-06 | 0 | 1.2808e-06 | 3.2936e-06 | 0 | 3.2936e-06 | [16 empty] | 7.3.1.3 Ignition probability mapping showing the probability of ignition along the electric lines and equipmentWLDFRAggregatedAggregated | WLDFR | HFTD - Distribution - Tier 2 - 5QU CoRE ¦ 5QU LoRE | Non-Red Flag Warning - Large Fires | Aggregated | Aggregated | 2045 | 6.0654e-06 | 0 | 415.2775 | 0.0025188 | 2045 | Mitigation | 0.08575 | 30 | 0 | esc | 0.0012005 | 7.2816e-09 | 0.00060025 | 3.6408e-09 | 0.0015435 | 9.362e-09
[79 empty] | WLDFR | HFTD - Distribution - Tier 2 - 5QU CoRE ¦ 4QU LoRE | Red Flag Warning - Destructive Fires | 2027 | 2.8059e-10 | 1.4029e-10 | 3.6076e-10 | 9129.7461 | 233.2301 | 8896.516 | 0 | 0 | 0 | 0 | 2.3373e-07 |  | 2.5617e-06 | 0 | 2.5617e-06 | 1.2808e-06 | 0 | 1.2808e-06 | 3.2936e-06 | 0 | 3.2936e-06 | [16 empty] | 7.3.1.3 Ignition probability mapping showing the probability of ignition along the electric lines and equipmentWLDFRAggregatedAggregated | WLDFR | HFTD - Distribution - Tier 2 - 5QU CoRE ¦ 5QU LoRE | Non-Red Flag Warning - Large Fires | Aggregated | Aggregated | 2046 | 6.0654e-06 | 0 | 415.2775 | 0.0025188 | 2046 | Mitigation | 0.08575 | 30 | 0 | esc | 0.0012005 | 7.2816e-09 | 0.00060025 | 3.6408e-09 | 0.0015435 | 9.362e-09
[79 empty] | WLDFR | HFTD - Distribution - Tier 2 - 5QU CoRE ¦ 4QU LoRE | Red Flag Warning - Destructive Fires | 2028 | 2.8059e-10 | 1.4029e-10 | 3.6076e-10 | 9534.9221 | 247.273 | 9287.6491 | 0 | 0 | 0 | 0 | 2.3373e-07 |  | 2.6754e-06 | 0 | 2.6754e-06 | 1.3377e-06 | 0 | 1.3377e-06 | 3.4398e-06 | 0 | 3.4398e-06 | [16 empty] | 7.3.1.3 Ignition probability mapping showing the probability of ignition along the electric lines and equipmentWLDFRAggregatedAggregated | WLDFR | HFTD - Distribution - Tier 2 - 5QU CoRE ¦ 5QU LoRE | Non-Red Flag Warning - Large Fires | Aggregated | Aggregated | 2047 | 6.0654e-06 | 0 | 415.2775 | 0.0025188 | 2047 | Mitigation | 0.08575 | 30 | 0 | esc | 0.0012005 | 7.2816e-09 | 0.00060025 | 3.6408e-09 | 0.0015435 | 9.362e-09
[79 empty] | WLDFR | HFTD - Distribution - Tier 2 - 5QU CoRE ¦ 4QU LoRE | Red Flag Warning - Destructive Fires | 2029 | 2.8059e-10 | 1.4029e-10 | 3.6076e-10 | 9534.9221 | 247.273 | 9287.6491 | 0 | 0 | 0 | 0 | 2.3373e-07 |  | 2.6754e-06 | 0 | 2.6754e-06 | 1.3377e-06 | 0 | 1.3377e-06 | 3.4398e-06 | 0 | 3.4398e-06 | [16 empty] | 7.3.1.3 Ignition probability mapping showing the probability of ignition along the electric lines and equipmentWLDFRAggregatedAggregated | WLDFR | HFTD - Distribution - Tier 2 - 5QU CoRE ¦ 5QU LoRE | Non-Red Flag Warning - Large Fires | Aggregated | Aggregated | 2048 | 6.0654e-06 | 0 | 415.2775 | 0.0025188 | 2048 | Mitigation | 0.08575 | 30 | 0 | esc | 0.0012005 | 7.2816e-09 | 0.00060025 | 3.6408e-09 | 0.0015435 | 9.362e-09
[79 empty] | WLDFR | HFTD - Distribution - Tier 2 - 5QU CoRE ¦ 4QU LoRE | Red Flag Warning - Destructive Fires | 2030 | 2.8059e-10 | 1.4029e-10 | 3.6076e-10 | 9534.9221 | 247.273 | 9287.6491 | 0 | 0 | 0 | 0 | 2.3373e-07 |  | 2.6754e-06 | 0 | 2.6754e-06 | 1.3377e-06 | 0 | 1.3377e-06 | 3.4398e-06 | 0 | 3.4398e-06 | [16 empty] | 7.3.1.3 Ignition probability mapping showing the probability of ignition along the electric lines and equipmentWLDFRAggregatedAggregated | WLDFR | HFTD - Distribution - Tier 2 - 5QU CoRE ¦ 5QU LoRE | Non-Red Flag Warning - Large Fires | Aggregated | Aggregated | 2049 | 6.0654e-06 | 0 | 415.2775 | 0.0025188 | 2049 | Mitigation | 0.08575 | 30 | 0 | esc | 0.0012005 | 7.2816e-09 | 0.00060025 | 3.6408e-09 | 0.0015435 | 9.362e-09
[79 empty] | WLDFR | HFTD - Distribution - Tier 2 - 5QU CoRE ¦ 4QU LoRE | Red Flag Warning - Destructive Fires | 2031 | 2.8059e-10 | 1.4029e-10 | 3.6076e-10 | 9534.9221 | 247.273 | 9287.6491 | 0 | 0 | 0 | 0 | 2.3373e-07 |  | 2.6754e-06 | 0 | 2.6754e-06 | 1.3377e-06 | 0 | 1.3377e-06 | 3.4398e-06 | 0 | 3.4398e-06 | [16 empty] | 7.3.1.3 Ignition probability mapping showing the probability of ignition along the electric lines and equipmentWLDFRAggregatedAggregated | WLDFR | HFTD - Distribution - Tier 2 - 5QU CoRE ¦ 5QU LoRE | Non-Red Flag Warning - Large Fires | Aggregated | Aggregated | 2050 | 6.0654e-06 | 0 | 415.2775 | 0.0025188 | 2050 | Mitigation | 0.08575 | 30 | 0 | esc | 0 | 0 | 0.00060025 | 3.6408e-09 | 0.0015435 | 9.362e-09
[79 empty] | WLDFR | HFTD - Distribution - Tier 2 - 5QU CoRE ¦ 4QU LoRE | Red Flag Warning - Destructive Fires | 2032 | 2.8059e-10 | 1.4029e-10 | 3.6076e-10 | 9534.9221 | 247.273 | 9287.6491 | 0 | 0 | 0 | 0 | 2.3373e-07 |  | 2.6754e-06 | 0 | 2.6754e-06 | 1.3377e-06 | 0 | 1.3377e-06 | 3.4398e-06 | 0 | 3.4398e-06 | [16 empty] | 7.3.1.3 Ignition probability mapping showing the probability of ignition along the electric lines and equipmentWLDFRAggregatedAggregated | WLDFR | HFTD - Distribution - Tier 2 - 5QU CoRE ¦ 5QU LoRE | Non-Red Flag Warning - Large Fires | Aggregated | Aggregated | 2051 | 6.0654e-06 | 0 | 415.2775 | 0.0025188 | 2051 | Mitigation | 0.08575 | 30 | 0 | esc | 0 | 0 | 0 | 0 | 0.0015435 | 9.362e-09
[79 empty] | WLDFR | HFTD - Distribution - Tier 2 - 5QU CoRE ¦ 4QU LoRE | Red Flag Warning - Destructive Fires | 2033 | 2.8059e-10 | 1.4029e-10 | 3.6076e-10 | 9984.8474 | 263.1074 | 9721.74 | 0 | 0 | 0 | 0 | 2.3373e-07 |  | 2.8016e-06 | 0 | 2.8016e-06 | 1.4008e-06 | 0 | 1.4008e-06 | 3.6021e-06 | 0 | 3.6021e-06 | [16 empty] | 7.3.1.3 Ignition probability mapping showing the probability of ignition along the electric lines and equipmentWLDFRAggregatedAggregated | WLDFR | HFTD - Distribution - Tier 2 - 5QU CoRE ¦ 5QU LoRE | Non-Red Flag Warning - Small Fires | Aggregated | Aggregated | 2021 | 0.0021752 | 0 | 415.2775 | 0.90332 | 2021 | Mitigation | 0.08575 | 30 | 0 | esc | 0.0012005 | 2.6114e-06 | 0.00060025 | 1.3057e-06 | 0 | 0
[79 empty] | WLDFR | HFTD - Distribution - Tier 2 - 5QU CoRE ¦ 4QU LoRE | Red Flag Warning - Destructive Fires | 2034 | 2.8059e-10 | 1.4029e-10 | 3.6076e-10 | 9984.8474 | 263.1074 | 9721.74 | 0 | 0 | 0 | 0 | 2.3373e-07 |  | 2.8016e-06 | 0 | 2.8016e-06 | 1.4008e-06 | 0 | 1.4008e-06 | 3.6021e-06 | 0 | 3.6021e-06 | [16 empty] | 7.3.1.3 Ignition probability mapping showing the probability of ignition along the electric lines and equipmentWLDFRAggregatedAggregated | WLDFR | HFTD - Distribution - Tier 2 - 5QU CoRE ¦ 5QU LoRE | Non-Red Flag Warning - Small Fires | Aggregated | Aggregated | 2022 | 0.0021752 | 0 | 415.2775 | 0.90332 | 2022 | Mitigation | 0.08575 | 30 | 0 | esc | 0.0012005 | 2.6114e-06 | 0.00060025 | 1.3057e-06 | 0.0015435 | 3.3575e-06
[79 empty] | WLDFR | HFTD - Distribution - Tier 2 - 5QU CoRE ¦ 4QU LoRE | Red Flag Warning - Destructive Fires | 2035 | 2.8059e-10 | 1.4029e-10 | 3.6076e-10 | 9984.8474 | 263.1074 | 9721.74 | 0 | 0 | 0 | 0 | 2.3373e-07 |  | 2.8016e-06 | 0 | 2.8016e-06 | 1.4008e-06 | 0 | 1.4008e-06 | 3.6021e-06 | 0 | 3.6021e-06 | [16 empty] | 7.3.1.3 Ignition probability mapping showing the probability of ignition along the electric lines and equipmentWLDFRAggregatedAggregated | WLDFR | HFTD - Distribution - Tier 2 - 5QU CoRE ¦ 5QU LoRE | Non-Red Flag Warning - Small Fires | Aggregated | Aggregated | 2023 | 0.0021752 | 0 | 415.2775 | 0.90332 | 2023 | Mitigation | 0.08575 | 30 | 0 | esc | 0.0012005 | 2.6114e-06 | 0.00060025 | 1.3057e-06 | 0.0015435 | 3.3575e-06
[79 empty] | WLDFR | HFTD - Distribution - Tier 2 - 5QU CoRE ¦ 4QU LoRE | Red Flag Warning - Destructive Fires | 2036 | 2.8059e-10 | 1.4029e-10 | 3.6076e-10 | 9984.8474 | 263.1074 | 9721.74 | 0 | 0 | 0 | 0 | 2.3373e-07 |  | 2.8016e-06 | 0 | 2.8016e-06 | 1.4008e-06 | 0 | 1.4008e-06 | 3.6021e-06 | 0 | 3.6021e-06 | [16 empty] | 7.3.1.3 Ignition probability mapping showing the probability of ignition along the electric lines and equipmentWLDFRAggregatedAggregated | WLDFR | HFTD - Distribution - Tier 2 - 5QU CoRE ¦ 5QU LoRE | Non-Red Flag Warning - Small Fires | Aggregated | Aggregated | 2024 | 0.0021752 | 0 | 415.2775 | 0.90332 | 2024 | Mitigation | 0.08575 | 30 | 0 | esc | 0.0012005 | 2.6114e-06 | 0.00060025 | 1.3057e-06 | 0.0015435 | 3.3575e-06
[79 empty] | WLDFR | HFTD - Distribution - Tier 2 - 5QU CoRE ¦ 4QU LoRE | Red Flag Warning - Destructive Fires | 2037 | 2.8059e-10 | 1.4029e-10 | 3.6076e-10 | 9984.8474 | 263.1074 | 9721.74 | 0 | 0 | 0 | 0 | 2.3373e-07 |  | 2.8016e-06 | 0 | 2.8016e-06 | 1.4008e-06 | 0 | 1.4008e-06 | 3.6021e-06 | 0 | 3.6021e-06 | [16 empty] | 7.3.1.3 Ignition probability mapping showing the probability of ignition along the electric lines and equipmentWLDFRAggregatedAggregated | WLDFR | HFTD - Distribution - Tier 2 - 5QU CoRE ¦ 5QU LoRE | Non-Red Flag Warning - Small Fires | Aggregated | Aggregated | 2025 | 0.0021752 | 0 | 415.2775 | 0.90332 | 2025 | Mitigation | 0.08575 | 30 | 0 | esc | 0.0012005 | 2.6114e-06 | 0.00060025 | 1.3057e-06 | 0.0015435 | 3.3575e-06
[79 empty] | WLDFR | HFTD - Distribution - Tier 2 - 5QU CoRE ¦ 4QU LoRE | Red Flag Warning - Destructive Fires | 2038 | 2.8059e-10 | 1.4029e-10 | 3.6076e-10 | 10472.8261 | 280.5544 | 10192.2718 | 0 | 0 | 0 | 0 | 2.3373e-07 |  | 2.9385e-06 | 0 | 2.9385e-06 | 1.4693e-06 | 0 | 1.4693e-06 | 3.7781e-06 | 0 | 3.7781e-06 | [16 empty] | 7.3.1.3 Ignition probability mapping showing the probability of ignition along the electric lines and equipmentWLDFRAggregatedAggregated | WLDFR | HFTD - Distribution - Tier 2 - 5QU CoRE ¦ 5QU LoRE | Non-Red Flag Warning - Small Fires | Aggregated | Aggregated | 2026 | 0.0021752 | 0 | 415.2775 | 0.90332 | 2026 | Mitigation | 0.08575 | 30 | 0 | esc | 0.0012005 | 2.6114e-06 | 0.00060025 | 1.3057e-06 | 0.0015435 | 3.3575e-06
[79 empty] | WLDFR | HFTD - Distribution - Tier 2 - 5QU CoRE ¦ 4QU LoRE | Red Flag Warning - Destructive Fires | 2039 | 2.8059e-10 | 1.4029e-10 | 3.6076e-10 | 10472.8261 | 280.5544 | 10192.2718 | 0 | 0 | 0 | 0 | 2.3373e-07 |  | 2.9385e-06 | 0 | 2.9385e-06 | 1.4693e-06 | 0 | 1.4693e-06 | 3.7781e-06 | 0 | 3.7781e-06 | [16 empty] | 7.3.1.3 Ignition probability mapping showing the probability of ignition along the electric lines and equipmentWLDFRAggregatedAggregated | WLDFR | HFTD - Distribution - Tier 2 - 5QU CoRE ¦ 5QU LoRE | Non-Red Flag Warning - Small Fires | Aggregated | Aggregated | 2027 | 0.0021752 | 0 | 415.2775 | 0.90332 | 2027 | Mitigation | 0.08575 | 30 | 0 | esc | 0.0012005 | 2.6114e-06 | 0.00060025 | 1.3057e-06 | 0.0015435 | 3.3575e-06
[79 empty] | WLDFR | HFTD - Distribution - Tier 2 - 5QU CoRE ¦ 4QU LoRE | Red Flag Warning - Destructive Fires | 2040 | 2.8059e-10 | 1.4029e-10 | 3.6076e-10 | 10472.8261 | 280.5544 | 10192.2718 | 0 | 0 | 0 | 0 | 2.3373e-07 |  | 2.9385e-06 | 0 | 2.9385e-06 | 1.4693e-06 | 0 | 1.4693e-06 | 3.7781e-06 | 0 | 3.7781e-06 | [16 empty] | 7.3.1.3 Ignition probability mapping showing the probability of ignition along the electric lines and equipmentWLDFRAggregatedAggregated | WLDFR | HFTD - Distribution - Tier 2 - 5QU CoRE ¦ 5QU LoRE | Non-Red Flag Warning - Small Fires | Aggregated | Aggregated | 2028 | 0.0021752 | 0 | 415.2775 | 0.90332 | 2028 | Mitigation | 0.08575 | 30 | 0 | esc | 0.0012005 | 2.6114e-06 | 0.00060025 | 1.3057e-06 | 0.0015435 | 3.3575e-06
[79 empty] | WLDFR | HFTD - Distribution - Tier 2 - 5QU CoRE ¦ 4QU LoRE | Red Flag Warning - Destructive Fires | 2041 | 2.8059e-10 | 1.4029e-10 | 3.6076e-10 | 10472.8261 | 280.5544 | 10192.2718 | 0 | 0 | 0 | 0 | 2.3373e-07 |  | 2.9385e-06 | 0 | 2.9385e-06 | 1.4693e-06 | 0 | 1.4693e-06 | 3.7781e-06 | 0 | 3.7781e-06 | [16 empty] | 7.3.1.3 Ignition probability mapping showing the probability of ignition along the electric lines and equipmentWLDFRAggregatedAggregated | WLDFR | HFTD - Distribution - Tier 2 - 5QU CoRE ¦ 5QU LoRE | Non-Red Flag Warning - Small Fires | Aggregated | Aggregated | 2029 | 0.0021752 | 0 | 415.2775 | 0.90332 | 2029 | Mitigation | 0.08575 | 30 | 0 | esc | 0.0012005 | 2.6114e-06 | 0.00060025 | 1.3057e-06 | 0.0015435 | 3.3575e-06
[79 empty] | WLDFR | HFTD - Distribution - Tier 2 - 5QU CoRE ¦ 4QU LoRE | Red Flag Warning - Destructive Fires | 2042 | 2.8059e-10 | 1.4029e-10 | 3.6076e-10 | 10472.8261 | 280.5544 | 10192.2718 | 0 | 0 | 0 | 0 | 2.3373e-07 |  | 2.9385e-06 | 0 | 2.9385e-06 | 1.4693e-06 | 0 | 1.4693e-06 | 3.7781e-06 | 0 | 3.7781e-06 | [16 empty] | 7.3.1.3 Ignition probability mapping showing the probability of ignition along the electric lines and equipmentWLDFRAggregatedAggregated | WLDFR | HFTD - Distribution - Tier 2 - 5QU CoRE ¦ 5QU LoRE | Non-Red Flag Warning - Small Fires | Aggregated | Aggregated | 2030 | 0.0021752 | 0 | 415.2775 | 0.90332 | 2030 | Mitigation | 0.08575 | 30 | 0 | esc | 0.0012005 | 2.6114e-06 | 0.00060025 | 1.3057e-06 | 0.0015435 | 3.3575e-06
[79 empty] | WLDFR | HFTD - Distribution - Tier 2 - 5QU CoRE ¦ 4QU LoRE | Red Flag Warning - Destructive Fires | 2043 | 2.8059e-10 | 1.4029e-10 | 3.6076e-10 | 10992.1562 | 299.42 | 10692.7362 | 0 | 0 | 0 | 0 | 2.3373e-07 |  | 3.0843e-06 | 0 | 3.0843e-06 | 1.5421e-06 | 0 | 1.5421e-06 | 3.9655e-06 | 0 | 3.9655e-06 | [16 empty] | 7.3.1.3 Ignition probability mapping showing the probability of ignition along the electric lines and equipmentWLDFRAggregatedAggregated | WLDFR | HFTD - Distribution - Tier 2 - 5QU CoRE ¦ 5QU LoRE | Non-Red Flag Warning - Small Fires | Aggregated | Aggregated | 2031 | 0.0021752 | 0 | 415.2775 | 0.90332 | 2031 | Mitigation | 0.08575 | 30 | 0 | esc | 0.0012005 | 2.6114e-06 | 0.00060025 | 1.3057e-06 | 0.0015435 | 3.3575e-06
[79 empty] | WLDFR | HFTD - Distribution - Tier 2 - 5QU CoRE ¦ 4QU LoRE | Red Flag Warning - Destructive Fires | 2044 | 2.8059e-10 | 1.4029e-10 | 3.6076e-10 | 10992.1562 | 299.42 | 10692.7362 | 0 | 0 | 0 | 0 | 2.3373e-07 |  | 3.0843e-06 | 0 | 3.0843e-06 | 1.5421e-06 | 0 | 1.5421e-06 | 3.9655e-06 | 0 | 3.9655e-06 | [16 empty] | 7.3.1.3 Ignition probability mapping showing the probability of ignition along the electric lines and equipmentWLDFRAggregatedAggregated | WLDFR | HFTD - Distribution - Tier 2 - 5QU CoRE ¦ 5QU LoRE | Non-Red Flag Warning - Small Fires | Aggregated | Aggregated | 2032 | 0.0021752 | 0 | 415.2775 | 0.90332 | 2032 | Mitigation | 0.08575 | 30 | 0 | esc | 0.0012005 | 2.6114e-06 | 0.00060025 | 1.3057e-06 | 0.0015435 | 3.3575e-06
[79 empty] | WLDFR | HFTD - Distribution - Tier 2 - 5QU CoRE ¦ 4QU LoRE | Red Flag Warning - Destructive Fires | 2045 | 2.8059e-10 | 1.4029e-10 | 3.6076e-10 | 10992.1562 | 299.42 | 10692.7362 | 0 | 0 | 0 | 0 | 2.3373e-07 |  | 3.0843e-06 | 0 | 3.0843e-06 | 1.5421e-06 | 0 | 1.5421e-06 | 3.9655e-06 | 0 | 3.9655e-06 | [16 empty] | 7.3.1.3 Ignition probability mapping showing the probability of ignition along the electric lines and equipmentWLDFRAggregatedAggregated | WLDFR | HFTD - Distribution - Tier 2 - 5QU CoRE ¦ 5QU LoRE | Non-Red Flag Warning - Small Fires | Aggregated | Aggregated | 2033 | 0.0021752 | 0 | 415.2775 | 0.90332 | 2033 | Mitigation | 0.08575 | 30 | 0 | esc | 0.0012005 | 2.6114e-06 | 0.00060025 | 1.3057e-06 | 0.0015435 | 3.3575e-06
[79 empty] | WLDFR | HFTD - Distribution - Tier 2 - 5QU CoRE ¦ 4QU LoRE | Red Flag Warning - Destructive Fires | 2046 | 2.8059e-10 | 1.4029e-10 | 3.6076e-10 | 10992.1562 | 299.42 | 10692.7362 | 0 | 0 | 0 | 0 | 2.3373e-07 |  | 3.0843e-06 | 0 | 3.0843e-06 | 1.5421e-06 | 0 | 1.5421e-06 | 3.9655e-06 | 0 | 3.9655e-06 | [16 empty] | 7.3.1.3 Ignition probability mapping showing the probability of ignition along the electric lines and equipmentWLDFRAggregatedAggregated | WLDFR | HFTD - Distribution - Tier 2 - 5QU CoRE ¦ 5QU LoRE | Non-Red Flag Warning - Small Fires | Aggregated | Aggregated | 2034 | 0.0021752 | 0 | 415.2775 | 0.90332 | 2034 | Mitigation | 0.08575 | 30 | 0 | esc | 0.0012005 | 2.6114e-06 | 0.00060025 | 1.3057e-06 | 0.0015435 | 3.3575e-06
[79 empty] | WLDFR | HFTD - Distribution - Tier 2 - 5QU CoRE ¦ 4QU LoRE | Red Flag Warning - Destructive Fires | 2047 | 2.8059e-10 | 1.4029e-10 | 3.6076e-10 | 10992.1562 | 299.42 | 10692.7362 | 0 | 0 | 0 | 0 | 2.3373e-07 |  | 3.0843e-06 | 0 | 3.0843e-06 | 1.5421e-06 | 0 | 1.5421e-06 | 3.9655e-06 | 0 | 3.9655e-06 | [16 empty] | 7.3.1.3 Ignition probability mapping showing the probability of ignition along the electric lines and equipmentWLDFRAggregatedAggregated | WLDFR | HFTD - Distribution - Tier 2 - 5QU CoRE ¦ 5QU LoRE | Non-Red Flag Warning - Small Fires | Aggregated | Aggregated | 2035 | 0.0021752 | 0 | 415.2775 | 0.90332 | 2035 | Mitigation | 0.08575 | 30 | 0 | esc | 0.0012005 | 2.6114e-06 | 0.00060025 | 1.3057e-06 | 0.0015435 | 3.3575e-06
[79 empty] | WLDFR | HFTD - Distribution - Tier 2 - 5QU CoRE ¦ 4QU LoRE | Red Flag Warning - Destructive Fires | 2048 | 2.8059e-10 | 1.4029e-10 | 3.6076e-10 | 11536.0538 | 319.4911 | 11216.5626 | 0 | 0 | 0 | 0 | 2.3373e-07 |  | 3.2369e-06 | 0 | 3.2369e-06 | 1.6184e-06 | 0 | 1.6184e-06 | 4.1617e-06 | 0 | 4.1617e-06 | [16 empty] | 7.3.1.3 Ignition probability mapping showing the probability of ignition along the electric lines and equipmentWLDFRAggregatedAggregated | WLDFR | HFTD - Distribution - Tier 2 - 5QU CoRE ¦ 5QU LoRE | Non-Red Flag Warning - Small Fires | Aggregated | Aggregated | 2036 | 0.0021752 | 0 | 415.2775 | 0.90332 | 2036 | Mitigation | 0.08575 | 30 | 0 | esc | 0.0012005 | 2.6114e-06 | 0.00060025 | 1.3057e-06 | 0.0015435 | 3.3575e-06
[79 empty] | WLDFR | HFTD - Distribution - Tier 2 - 5QU CoRE ¦ 4QU LoRE | Red Flag Warning - Destructive Fires | 2049 | 2.8059e-10 | 1.4029e-10 | 3.6076e-10 | 11536.0538 | 319.4911 | 11216.5626 | 0 | 0 | 0 | 0 | 2.3373e-07 |  | 3.2369e-06 | 0 | 3.2369e-06 | 1.6184e-06 | 0 | 1.6184e-06 | 4.1617e-06 | 0 | 4.1617e-06 | [16 empty] | 7.3.1.3 Ignition probability mapping showing the probability of ignition along the electric lines and equipmentWLDFRAggregatedAggregated | WLDFR | HFTD - Distribution - Tier 2 - 5QU CoRE ¦ 5QU LoRE | Non-Red Flag Warning - Small Fires | Aggregated | Aggregated | 2037 | 0.0021752 | 0 | 415.2775 | 0.90332 | 2037 | Mitigation | 0.08575 | 30 | 0 | esc | 0.0012005 | 2.6114e-06 | 0.00060025 | 1.3057e-06 | 0.0015435 | 3.3575e-06
[79 empty] | WLDFR | HFTD - Distribution - Tier 2 - 5QU CoRE ¦ 4QU LoRE | Red Flag Warning - Destructive Fires | 2050 | 0 | 1.4029e-10 | 3.6076e-10 | 11536.0538 | 319.4911 | 11216.5626 | 0 | 0 | 0 | 0 | 2.3373e-07 |  | 0 | 0 | 0 | 1.6184e-06 | 0 | 1.6184e-06 | 4.1617e-06 | 0 | 4.1617e-06 | [16 empty] | 7.3.1.3 Ignition probability mapping showing the probability of ignition along the electric lines and equipmentWLDFRAggregatedAggregated | WLDFR | HFTD - Distribution - Tier 2 - 5QU CoRE ¦ 5QU LoRE | Non-Red Flag Warning - Small Fires | Aggregated | Aggregated | 2038 | 0.0021752 | 0 | 415.2775 | 0.90332 | 2038 | Mitigation | 0.08575 | 30 | 0 | esc | 0.0012005 | 2.6114e-06 | 0.00060025 | 1.3057e-06 | 0.0015435 | 3.3575e-06
[79 empty] | WLDFR | HFTD - Distribution - Tier 2 - 5QU CoRE ¦ 4QU LoRE | Red Flag Warning - Destructive Fires | 2051 | 0 | 0 | 3.6076e-10 | 11536.0538 | 319.4911 | 11216.5626 | 0 | 0 | 0 | 0 | 2.3373e-07 |  | 0 | 0 | 0 | 0 | 0 | 0 | 4.1617e-06 | 0 | 4.1617e-06 | [16 empty] | 7.3.1.3 Ignition probability mapping showing the probability of ignition along the electric lines and equipmentWLDFRAggregatedAggregated | WLDFR | HFTD - Distribution - Tier 2 - 5QU CoRE ¦ 5QU LoRE | Non-Red Flag Warning - Small Fires | Aggregated | Aggregated | 2039 | 0.0021752 | 0 | 415.2775 | 0.90332 | 2039 | Mitigation | 0.08575 | 30 | 0 | esc | 0.0012005 | 2.6114e-06 | 0.00060025 | 1.3057e-06 | 0.0015435 | 3.3575e-06
[79 empty] | WLDFR | HFTD - Distribution - Tier 2 - 5QU CoRE ¦ 4QU LoRE | Red Flag Warning - Large Fires | 2020 | 2.0926e-08 | 0 | 0 | 5.2406 | 0.69642 | 2.942 | 1.6022 | 0 | 0 | 0 | 1.7431e-05 |  | 1.0966e-07 | 0 | 1.0966e-07 | 0 | 0 | 0 | 0 | 0 | 0 | [16 empty] | 7.3.1.3 Ignition probability mapping showing the probability of ignition along the electric lines and equipmentWLDFRAggregatedAggregated | WLDFR | HFTD - Distribution - Tier 2 - 5QU CoRE ¦ 5QU LoRE | Non-Red Flag Warning - Small Fires | Aggregated | Aggregated | 2040 | 0.0021752 | 0 | 415.2775 | 0.90332 | 2040 | Mitigation | 0.08575 | 30 | 0 | esc | 0.0012005 | 2.6114e-06 | 0.00060025 | 1.3057e-06 | 0.0015435 | 3.3575e-06
[79 empty] | WLDFR | HFTD - Distribution - Tier 2 - 5QU CoRE ¦ 4QU LoRE | Red Flag Warning - Large Fires | 2021 | 2.0926e-08 | 1.0463e-08 | 0 | 5.2406 | 0.69642 | 2.942 | 1.6022 | 0 | 0 | 0 | 1.7431e-05 |  | 1.0966e-07 | 0 | 1.0966e-07 | 5.4832e-08 | 0 | 5.4832e-08 | 0 | 0 | 0 | [16 empty] | 7.3.1.3 Ignition probability mapping showing the probability of ignition along the electric lines and equipmentWLDFRAggregatedAggregated | WLDFR | HFTD - Distribution - Tier 2 - 5QU CoRE ¦ 5QU LoRE | Non-Red Flag Warning - Small Fires | Aggregated | Aggregated | 2041 | 0.0021752 | 0 | 415.2775 | 0.90332 | 2041 | Mitigation | 0.08575 | 30 | 0 | esc | 0.0012005 | 2.6114e-06 | 0.00060025 | 1.3057e-06 | 0.0015435 | 3.3575e-06
[79 empty] | WLDFR | HFTD - Distribution - Tier 2 - 5QU CoRE ¦ 4QU LoRE | Red Flag Warning - Large Fires | 2022 | 2.0926e-08 | 1.0463e-08 | 2.6905e-08 | 5.2406 | 0.69642 | 2.942 | 1.6022 | 0 | 0 | 0 | 1.7431e-05 |  | 1.0966e-07 | 0 | 1.0966e-07 | 5.4832e-08 | 0 | 5.4832e-08 | 1.41e-07 | 0 | 1.41e-07 | [16 empty] | 7.3.1.3 Ignition probability mapping showing the probability of ignition along the electric lines and equipmentWLDFRAggregatedAggregated | WLDFR | HFTD - Distribution - Tier 2 - 5QU CoRE ¦ 5QU LoRE | Non-Red Flag Warning - Small Fires | Aggregated | Aggregated | 2042 | 0.0021752 | 0 | 415.2775 | 0.90332 | 2042 | Mitigation | 0.08575 | 30 | 0 | esc | 0.0012005 | 2.6114e-06 | 0.00060025 | 1.3057e-06 | 0.0015435 | 3.3575e-06
[79 empty] | WLDFR | HFTD - Distribution - Tier 2 - 5QU CoRE ¦ 4QU LoRE | Red Flag Warning - Large Fires | 2023 | 2.0926e-08 | 1.0463e-08 | 2.6905e-08 | 5.475 | 0.71896 | 3.0715 | 1.6846 | 0 | 0 | 0 | 1.7431e-05 |  | 1.1457e-07 | 0 | 1.1457e-07 | 5.7286e-08 | 0 | 5.7286e-08 | 1.4731e-07 | 0 | 1.4731e-07 | [16 empty] | 7.3.1.3 Ignition probability mapping showing the probability of ignition along the electric lines and equipmentWLDFRAggregatedAggregated | WLDFR | HFTD - Distribution - Tier 2 - 5QU CoRE ¦ 5QU LoRE | Non-Red Flag Warning - Small Fires | Aggregated | Aggregated | 2043 | 0.0021752 | 0 | 415.2775 | 0.90332 | 2043 | Mitigation | 0.08575 | 30 | 0 | esc | 0.0012005 | 2.6114e-06 | 0.00060025 | 1.3057e-06 | 0.0015435 | 3.3575e-06
[79 empty] | WLDFR | HFTD - Distribution - Tier 2 - 5QU CoRE ¦ 4QU LoRE | Red Flag Warning - Large Fires | 2024 | 2.0926e-08 | 1.0463e-08 | 2.6905e-08 | 5.475 | 0.71896 | 3.0715 | 1.6846 | 0 | 0 | 0 | 1.7431e-05 |  | 1.1457e-07 | 0 | 1.1457e-07 | 5.7286e-08 | 0 | 5.7286e-08 | 1.4731e-07 | 0 | 1.4731e-07 | [16 empty] | 7.3.1.3 Ignition probability mapping showing the probability of ignition along the electric lines and equipmentWLDFRAggregatedAggregated | WLDFR | HFTD - Distribution - Tier 2 - 5QU CoRE ¦ 5QU LoRE | Non-Red Flag Warning - Small Fires | Aggregated | Aggregated | 2044 | 0.0021752 | 0 | 415.2775 | 0.90332 | 2044 | Mitigation | 0.08575 | 30 | 0 | esc | 0.0012005 | 2.6114e-06 | 0.00060025 | 1.3057e-06 | 0.0015435 | 3.3575e-06
[79 empty] | WLDFR | HFTD - Distribution - Tier 2 - 5QU CoRE ¦ 4QU LoRE | Red Flag Warning - Large Fires | 2025 | 2.0926e-08 | 1.0463e-08 | 2.6905e-08 | 5.475 | 0.71896 | 3.0715 | 1.6846 | 0 | 0 | 0 | 1.7431e-05 |  | 1.1457e-07 | 0 | 1.1457e-07 | 5.7286e-08 | 0 | 5.7286e-08 | 1.4731e-07 | 0 | 1.4731e-07 | [16 empty] | 7.3.1.3 Ignition probability mapping showing the probability of ignition along the electric lines and equipmentWLDFRAggregatedAggregated | WLDFR | HFTD - Distribution - Tier 2 - 5QU CoRE ¦ 5QU LoRE | Non-Red Flag Warning - Small Fires | Aggregated | Aggregated | 2045 | 0.0021752 | 0 | 415.2775 | 0.90332 | 2045 | Mitigation | 0.08575 | 30 | 0 | esc | 0.0012005 | 2.6114e-06 | 0.00060025 | 1.3057e-06 | 0.0015435 | 3.3575e-06
[79 empty] | WLDFR | HFTD - Distribution - Tier 2 - 5QU CoRE ¦ 4QU LoRE | Red Flag Warning - Large Fires | 2026 | 2.0926e-08 | 1.0463e-08 | 2.6905e-08 | 5.475 | 0.71896 | 3.0715 | 1.6846 | 0 | 0 | 0 | 1.7431e-05 |  | 1.1457e-07 | 0 | 1.1457e-07 | 5.7286e-08 | 0 | 5.7286e-08 | 1.4731e-07 | 0 | 1.4731e-07 | [16 empty] | 7.3.1.3 Ignition probability mapping showing the probability of ignition along the electric lines and equipmentWLDFRAggregatedAggregated | WLDFR | HFTD - Distribution - Tier 2 - 5QU CoRE ¦ 5QU LoRE | Non-Red Flag Warning - Small Fires | Aggregated | Aggregated | 2046 | 0.0021752 | 0 | 415.2775 | 0.90332 | 2046 | Mitigation | 0.08575 | 30 | 0 | esc | 0.0012005 | 2.6114e-06 | 0.00060025 | 1.3057e-06 | 0.0015435 | 3.3575e-06
[79 empty] | WLDFR | HFTD - Distribution - Tier 2 - 5QU CoRE ¦ 4QU LoRE | Red Flag Warning - Large Fires | 2027 | 2.0926e-08 | 1.0463e-08 | 2.6905e-08 | 5.475 | 0.71896 | 3.0715 | 1.6846 | 0 | 0 | 0 | 1.7431e-05 |  | 1.1457e-07 | 0 | 1.1457e-07 | 5.7286e-08 | 0 | 5.7286e-08 | 1.4731e-07 | 0 | 1.4731e-07 | [16 empty] | 7.3.1.3 Ignition probability mapping showing the probability of ignition along the electric lines and equipmentWLDFRAggregatedAggregated | WLDFR | HFTD - Distribution - Tier 2 - 5QU CoRE ¦ 5QU LoRE | Non-Red Flag Warning - Small Fires | Aggregated | Aggregated | 2047 | 0.0021752 | 0 | 415.2775 | 0.90332 | 2047 | Mitigation | 0.08575 | 30 | 0 | esc | 0.0012005 | 2.6114e-06 | 0.00060025 | 1.3057e-06 | 0.0015435 | 3.3575e-06
[79 empty] | WLDFR | HFTD - Distribution - Tier 2 - 5QU CoRE ¦ 4QU LoRE | Red Flag Warning - Large Fires | 2028 | 2.0926e-08 | 1.0463e-08 | 2.6905e-08 | 5.777 | 0.74734 | 3.238 | 1.7917 | 0 | 0 | 0 | 1.7431e-05 |  | 1.2089e-07 | 0 | 1.2089e-07 | 6.0445e-08 | 0 | 6.0445e-08 | 1.5543e-07 | 0 | 1.5543e-07 | [16 empty] | 7.3.1.3 Ignition probability mapping showing the probability of ignition along the electric lines and equipmentWLDFRAggregatedAggregated | WLDFR | HFTD - Distribution - Tier 2 - 5QU CoRE ¦ 5QU LoRE | Non-Red Flag Warning - Small Fires | Aggregated | Aggregated | 2048 | 0.0021752 | 0 | 415.2775 | 0.90332 | 2048 | Mitigation | 0.08575 | 30 | 0 | esc | 0.0012005 | 2.6114e-06 | 0.00060025 | 1.3057e-06 | 0.0015435 | 3.3575e-06
[79 empty] | WLDFR | HFTD - Distribution - Tier 2 - 5QU CoRE ¦ 4QU LoRE | Red Flag Warning - Large Fires | 2029 | 2.0926e-08 | 1.0463e-08 | 2.6905e-08 | 5.777 | 0.74734 | 3.238 | 1.7917 | 0 | 0 | 0 | 1.7431e-05 |  | 1.2089e-07 | 0 | 1.2089e-07 | 6.0445e-08 | 0 | 6.0445e-08 | 1.5543e-07 | 0 | 1.5543e-07 | [16 empty] | 7.3.1.3 Ignition probability mapping showing the probability of ignition along the electric lines and equipmentWLDFRAggregatedAggregated | WLDFR | HFTD - Distribution - Tier 2 - 5QU CoRE ¦ 5QU LoRE | Non-Red Flag Warning - Small Fires | Aggregated | Aggregated | 2049 | 0.0021752 | 0 | 415.2775 | 0.90332 | 2049 | Mitigation | 0.08575 | 30 | 0 | esc | 0.0012005 | 2.6114e-06 | 0.00060025 | 1.3057e-06 | 0.0015435 | 3.3575e-06
[79 empty] | WLDFR | HFTD - Distribution - Tier 2 - 5QU CoRE ¦ 4QU LoRE | Red Flag Warning - Large Fires | 2030 | 2.0926e-08 | 1.0463e-08 | 2.6905e-08 | 5.777 | 0.74734 | 3.238 | 1.7917 | 0 | 0 | 0 | 1.7431e-05 |  | 1.2089e-07 | 0 | 1.2089e-07 | 6.0445e-08 | 0 | 6.0445e-08 | 1.5543e-07 | 0 | 1.5543e-07 | [16 empty] | 7.3.1.3 Ignition probability mapping showing the probability of ignition along the electric lines and equipmentWLDFRAggregatedAggregated | WLDFR | HFTD - Distribution - Tier 2 - 5QU CoRE ¦ 5QU LoRE | Non-Red Flag Warning - Small Fires | Aggregated | Aggregated | 2050 | 0.0021752 | 0 | 415.2775 | 0.90332 | 2050 | Mitigation | 0.08575 | 30 | 0 | esc | 0 | 0 | 0.00060025 | 1.3057e-06 | 0.0015435 | 3.3575e-06
[79 empty] | WLDFR | HFTD - Distribution - Tier 2 - 5QU CoRE ¦ 4QU LoRE | Red Flag Warning - Large Fires | 2031 | 2.0926e-08 | 1.0463e-08 | 2.6905e-08 | 5.777 | 0.74734 | 3.238 | 1.7917 | 0 | 0 | 0 | 1.7431e-05 |  | 1.2089e-07 | 0 | 1.2089e-07 | 6.0445e-08 | 0 | 6.0445e-08 | 1.5543e-07 | 0 | 1.5543e-07 | [16 empty] | 7.3.1.3 Ignition probability mapping showing the probability of ignition along the electric lines and equipmentWLDFRAggregatedAggregated | WLDFR | HFTD - Distribution - Tier 2 - 5QU CoRE ¦ 5QU LoRE | Non-Red Flag Warning - Small Fires | Aggregated | Aggregated | 2051 | 0.0021752 | 0 | 415.2775 | 0.90332 | 2051 | Mitigation | 0.08575 | 30 | 0 | esc | 0 | 0 | 0 | 0 | 0.0015435 | 3.3575e-06
[79 empty] | WLDFR | HFTD - Distribution - Tier 2 - 5QU CoRE ¦ 4QU LoRE | Red Flag Warning - Large Fires | 2032 | 2.0926e-08 | 1.0463e-08 | 2.6905e-08 | 5.777 | 0.74734 | 3.238 | 1.7917 | 0 | 0 | 0 | 1.7431e-05 |  | 1.2089e-07 | 0 | 1.2089e-07 | 6.0445e-08 | 0 | 6.0445e-08 | 1.5543e-07 | 0 | 1.5543e-07 | [16 empty] | 7.3.1.3 Ignition probability mapping showing the probability of ignition along the electric lines and equipmentWLDFRAggregatedAggregated | WLDFR | HFTD - Distribution - Tier 2 - 5QU CoRE ¦ 5QU LoRE | Red Flag Warning - Catastrophic Fires | Aggregated | Aggregated | 2021 | 6.1248e-07 | 0 | 415.2775 | 0.00025435 | 2021 | Mitigation | 0.08575 | 30 | 0 | esc | 0.0012005 | 7.3529e-10 | 0.00060025 | 3.6764e-10 | 0 | 0
[79 empty] | WLDFR | HFTD - Distribution - Tier 2 - 5QU CoRE ¦ 4QU LoRE | Red Flag Warning - Large Fires | 2033 | 2.0926e-08 | 1.0463e-08 | 2.6905e-08 | 6.1205 | 0.77885 | 3.4265 | 1.9151 | 0 | 0 | 0 | 1.7431e-05 |  | 1.2808e-07 | 0 | 1.2808e-07 | 6.4039e-08 | 0 | 6.4039e-08 | 1.6467e-07 | 0 | 1.6467e-07 | [16 empty] | 7.3.1.3 Ignition probability mapping showing the probability of ignition along the electric lines and equipmentWLDFRAggregatedAggregated | WLDFR | HFTD - Distribution - Tier 2 - 5QU CoRE ¦ 5QU LoRE | Red Flag Warning - Catastrophic Fires | Aggregated | Aggregated | 2022 | 6.1248e-07 | 0 | 415.2775 | 0.00025435 | 2022 | Mitigation | 0.08575 | 30 | 0 | esc | 0.0012005 | 7.3529e-10 | 0.00060025 | 3.6764e-10 | 0.0015435 | 9.4537e-10
[79 empty] | WLDFR | HFTD - Distribution - Tier 2 - 5QU CoRE ¦ 4QU LoRE | Red Flag Warning - Large Fires | 2034 | 2.0926e-08 | 1.0463e-08 | 2.6905e-08 | 6.1205 | 0.77885 | 3.4265 | 1.9151 | 0 | 0 | 0 | 1.7431e-05 |  | 1.2808e-07 | 0 | 1.2808e-07 | 6.4039e-08 | 0 | 6.4039e-08 | 1.6467e-07 | 0 | 1.6467e-07 | [16 empty] | 7.3.1.3 Ignition probability mapping showing the probability of ignition along the electric lines and equipmentWLDFRAggregatedAggregated | WLDFR | HFTD - Distribution - Tier 2 - 5QU CoRE ¦ 5QU LoRE | Red Flag Warning - Catastrophic Fires | Aggregated | Aggregated | 2023 | 6.1248e-07 | 0 | 415.2775 | 0.00025435 | 2023 | Mitigation | 0.08575 | 30 | 0 | esc | 0.0012005 | 7.3529e-10 | 0.00060025 | 3.6764e-10 | 0.0015435 | 9.4537e-10
[79 empty] | WLDFR | HFTD - Distribution - Tier 2 - 5QU CoRE ¦ 4QU LoRE | Red Flag Warning - Large Fires | 2035 | 2.0926e-08 | 1.0463e-08 | 2.6905e-08 | 6.1205 | 0.77885 | 3.4265 | 1.9151 | 0 | 0 | 0 | 1.7431e-05 |  | 1.2808e-07 | 0 | 1.2808e-07 | 6.4039e-08 | 0 | 6.4039e-08 | 1.6467e-07 | 0 | 1.6467e-07 | [16 empty] | 7.3.1.3 Ignition probability mapping showing the probability of ignition along the electric lines and equipmentWLDFRAggregatedAggregated | WLDFR | HFTD - Distribution - Tier 2 - 5QU CoRE ¦ 5QU LoRE | Red Flag Warning - Catastrophic Fires | Aggregated | Aggregated | 2024 | 6.1248e-07 | 0 | 415.2775 | 0.00025435 | 2024 | Mitigation | 0.08575 | 30 | 0 | esc | 0.0012005 | 7.3529e-10 | 0.00060025 | 3.6764e-10 | 0.0015435 | 9.4537e-10
[79 empty] | WLDFR | HFTD - Distribution - Tier 2 - 5QU CoRE ¦ 4QU LoRE | Red Flag Warning - Large Fires | 2036 | 2.0926e-08 | 1.0463e-08 | 2.6905e-08 | 6.1205 | 0.77885 | 3.4265 | 1.9151 | 0 | 0 | 0 | 1.7431e-05 |  | 1.2808e-07 | 0 | 1.2808e-07 | 6.4039e-08 | 0 | 6.4039e-08 | 1.6467e-07 | 0 | 1.6467e-07 | [16 empty] | 7.3.1.3 Ignition probability mapping showing the probability of ignition along the electric lines and equipmentWLDFRAggregatedAggregated | WLDFR | HFTD - Distribution - Tier 2 - 5QU CoRE ¦ 5QU LoRE | Red Flag Warning - Catastrophic Fires | Aggregated | Aggregated | 2025 | 6.1248e-07 | 0 | 415.2775 | 0.00025435 | 2025 | Mitigation | 0.08575 | 30 | 0 | esc | 0.0012005 | 7.3529e-10 | 0.00060025 | 3.6764e-10 | 0.0015435 | 9.4537e-10
[79 empty] | WLDFR | HFTD - Distribution - Tier 2 - 5QU CoRE ¦ 4QU LoRE | Red Flag Warning - Large Fires | 2037 | 2.0926e-08 | 1.0463e-08 | 2.6905e-08 | 6.1205 | 0.77885 | 3.4265 | 1.9151 | 0 | 0 | 0 | 1.7431e-05 |  | 1.2808e-07 | 0 | 1.2808e-07 | 6.4039e-08 | 0 | 6.4039e-08 | 1.6467e-07 | 0 | 1.6467e-07 | [16 empty] | 7.3.1.3 Ignition probability mapping showing the probability of ignition along the electric lines and equipmentWLDFRAggregatedAggregated | WLDFR | HFTD - Distribution - Tier 2 - 5QU CoRE ¦ 5QU LoRE | Red Flag Warning - Catastrophic Fires | Aggregated | Aggregated | 2026 | 6.1248e-07 | 0 | 415.2775 | 0.00025435 | 2026 | Mitigation | 0.08575 | 30 | 0 | esc | 0.0012005 | 7.3529e-10 | 0.00060025 | 3.6764e-10 | 0.0015435 | 9.4537e-10
[79 empty] | WLDFR | HFTD - Distribution - Tier 2 - 5QU CoRE ¦ 4QU LoRE | Red Flag Warning - Large Fires | 2038 | 2.0926e-08 | 1.0463e-08 | 2.6905e-08 | 6.5028 | 0.81304 | 3.6355 | 2.0543 | 0 | 0 | 0 | 1.7431e-05 |  | 1.3608e-07 | 0 | 1.3608e-07 | 6.8039e-08 | 0 | 6.8039e-08 | 1.7496e-07 | 0 | 1.7496e-07 | [16 empty] | 7.3.1.3 Ignition probability mapping showing the probability of ignition along the electric lines and equipmentWLDFRAggregatedAggregated | WLDFR | HFTD - Distribution - Tier 2 - 5QU CoRE ¦ 5QU LoRE | Red Flag Warning - Catastrophic Fires | Aggregated | Aggregated | 2027 | 6.1248e-07 | 0 | 415.2775 | 0.00025435 | 2027 | Mitigation | 0.08575 | 30 | 0 | esc | 0.0012005 | 7.3529e-10 | 0.00060025 | 3.6764e-10 | 0.0015435 | 9.4537e-10
[79 empty] | WLDFR | HFTD - Distribution - Tier 2 - 5QU CoRE ¦ 4QU LoRE | Red Flag Warning - Large Fires | 2039 | 2.0926e-08 | 1.0463e-08 | 2.6905e-08 | 6.5028 | 0.81304 | 3.6355 | 2.0543 | 0 | 0 | 0 | 1.7431e-05 |  | 1.3608e-07 | 0 | 1.3608e-07 | 6.8039e-08 | 0 | 6.8039e-08 | 1.7496e-07 | 0 | 1.7496e-07 | [16 empty] | 7.3.1.3 Ignition probability mapping showing the probability of ignition along the electric lines and equipmentWLDFRAggregatedAggregated | WLDFR | HFTD - Distribution - Tier 2 - 5QU CoRE ¦ 5QU LoRE | Red Flag Warning - Catastrophic Fires | Aggregated | Aggregated | 2028 | 6.1248e-07 | 0 | 415.2775 | 0.00025435 | 2028 | Mitigation | 0.08575 | 30 | 0 | esc | 0.0012005 | 7.3529e-10 | 0.00060025 | 3.6764e-10 | 0.0015435 | 9.4537e-10
[79 empty] | WLDFR | HFTD - Distribution - Tier 2 - 5QU CoRE ¦ 4QU LoRE | Red Flag Warning - Large Fires | 2040 | 2.0926e-08 | 1.0463e-08 | 2.6905e-08 | 6.5028 | 0.81304 | 3.6355 | 2.0543 | 0 | 0 | 0 | 1.7431e-05 |  | 1.3608e-07 | 0 | 1.3608e-07 | 6.8039e-08 | 0 | 6.8039e-08 | 1.7496e-07 | 0 | 1.7496e-07 | [16 empty] | 7.3.1.3 Ignition probability mapping showing the probability of ignition along the electric lines and equipmentWLDFRAggregatedAggregated | WLDFR | HFTD - Distribution - Tier 2 - 5QU CoRE ¦ 5QU LoRE | Red Flag Warning - Catastrophic Fires | Aggregated | Aggregated | 2029 | 6.1248e-07 | 0 | 415.2775 | 0.00025435 | 2029 | Mitigation | 0.08575 | 30 | 0 | esc | 0.0012005 | 7.3529e-10 | 0.00060025 | 3.6764e-10 | 0.0015435 | 9.4537e-10
[79 empty] | WLDFR | HFTD - Distribution - Tier 2 - 5QU CoRE ¦ 4QU LoRE | Red Flag Warning - Large Fires | 2041 | 2.0926e-08 | 1.0463e-08 | 2.6905e-08 | 6.5028 | 0.81304 | 3.6355 | 2.0543 | 0 | 0 | 0 | 1.7431e-05 |  | 1.3608e-07 | 0 | 1.3608e-07 | 6.8039e-08 | 0 | 6.8039e-08 | 1.7496e-07 | 0 | 1.7496e-07 | [16 empty] | 7.3.1.3 Ignition probability mapping showing the probability of ignition along the electric lines and equipmentWLDFRAggregatedAggregated | WLDFR | HFTD - Distribution - Tier 2 - 5QU CoRE ¦ 5QU LoRE | Red Flag Warning - Catastrophic Fires | Aggregated | Aggregated | 2030 | 6.1248e-07 | 0 | 415.2775 | 0.00025435 | 2030 | Mitigation | 0.08575 | 30 | 0 | esc | 0.0012005 | 7.3529e-10 | 0.00060025 | 3.6764e-10 | 0.0015435 | 9.4537e-10
[79 empty] | WLDFR | HFTD - Distribution - Tier 2 - 5QU CoRE ¦ 4QU LoRE | Red Flag Warning - Large Fires | 2042 | 2.0926e-08 | 1.0463e-08 | 2.6905e-08 | 6.5028 | 0.81304 | 3.6355 | 2.0543 | 0 | 0 | 0 | 1.7431e-05 |  | 1.3608e-07 | 0 | 1.3608e-07 | 6.8039e-08 | 0 | 6.8039e-08 | 1.7496e-07 | 0 | 1.7496e-07 | [16 empty] | 7.3.1.3 Ignition probability mapping showing the probability of ignition along the electric lines and equipmentWLDFRAggregatedAggregated | WLDFR | HFTD - Distribution - Tier 2 - 5QU CoRE ¦ 5QU LoRE | Red Flag Warning - Catastrophic Fires | Aggregated | Aggregated | 2031 | 6.1248e-07 | 0 | 415.2775 | 0.00025435 | 2031 | Mitigation | 0.08575 | 30 | 0 | esc | 0.0012005 | 7.3529e-10 | 0.00060025 | 3.6764e-10 | 0.0015435 | 9.4537e-10
[79 empty] | WLDFR | HFTD - Distribution - Tier 2 - 5QU CoRE ¦ 4QU LoRE | Red Flag Warning - Large Fires | 2043 | 2.0926e-08 | 1.0463e-08 | 2.6905e-08 | 6.9209 | 0.84944 | 3.8632 | 2.2083 | 0 | 0 | 0 | 1.7431e-05 |  | 1.4483e-07 | 0 | 1.4483e-07 | 7.2414e-08 | 0 | 7.2414e-08 | 1.8621e-07 | 0 | 1.8621e-07 | [16 empty] | 7.3.1.3 Ignition probability mapping showing the probability of ignition along the electric lines and equipmentWLDFRAggregatedAggregated | WLDFR | HFTD - Distribution - Tier 2 - 5QU CoRE ¦ 5QU LoRE | Red Flag Warning - Catastrophic Fires | Aggregated | Aggregated | 2032 | 6.1248e-07 | 0 | 415.2775 | 0.00025435 | 2032 | Mitigation | 0.08575 | 30 | 0 | esc | 0.0012005 | 7.3529e-10 | 0.00060025 | 3.6764e-10 | 0.0015435 | 9.4537e-10
[79 empty] | WLDFR | HFTD - Distribution - Tier 2 - 5QU CoRE ¦ 4QU LoRE | Red Flag Warning - Large Fires | 2044 | 2.0926e-08 | 1.0463e-08 | 2.6905e-08 | 6.9209 | 0.84944 | 3.8632 | 2.2083 | 0 | 0 | 0 | 1.7431e-05 |  | 1.4483e-07 | 0 | 1.4483e-07 | 7.2414e-08 | 0 | 7.2414e-08 | 1.8621e-07 | 0 | 1.8621e-07 | [16 empty] | 7.3.1.3 Ignition probability mapping showing the probability of ignition along the electric lines and equipmentWLDFRAggregatedAggregated | WLDFR | HFTD - Distribution - Tier 2 - 5QU CoRE ¦ 5QU LoRE | Red Flag Warning - Catastrophic Fires | Aggregated | Aggregated | 2033 | 6.1248e-07 | 0 | 415.2775 | 0.00025435 | 2033 | Mitigation | 0.08575 | 30 | 0 | esc | 0.0012005 | 7.3529e-10 | 0.00060025 | 3.6764e-10 | 0.0015435 | 9.4537e-10
[79 empty] | WLDFR | HFTD - Distribution - Tier 2 - 5QU CoRE ¦ 4QU LoRE | Red Flag Warning - Large Fires | 2045 | 2.0926e-08 | 1.0463e-08 | 2.6905e-08 | 6.9209 | 0.84944 | 3.8632 | 2.2083 | 0 | 0 | 0 | 1.7431e-05 |  | 1.4483e-07 | 0 | 1.4483e-07 | 7.2414e-08 | 0 | 7.2414e-08 | 1.8621e-07 | 0 | 1.8621e-07 | [16 empty] | 7.3.1.3 Ignition probability mapping showing the probability of ignition along the electric lines and equipmentWLDFRAggregatedAggregated | WLDFR | HFTD - Distribution - Tier 2 - 5QU CoRE ¦ 5QU LoRE | Red Flag Warning - Catastrophic Fires | Aggregated | Aggregated | 2034 | 6.1248e-07 | 0 | 415.2775 | 0.00025435 | 2034 | Mitigation | 0.08575 | 30 | 0 | esc | 0.0012005 | 7.3529e-10 | 0.00060025 | 3.6764e-10 | 0.0015435 | 9.4537e-10
[79 empty] | WLDFR | HFTD - Distribution - Tier 2 - 5QU CoRE ¦ 4QU LoRE | Red Flag Warning - Large Fires | 2046 | 2.0926e-08 | 1.0463e-08 | 2.6905e-08 | 6.9209 | 0.84944 | 3.8632 | 2.2083 | 0 | 0 | 0 | 1.7431e-05 |  | 1.4483e-07 | 0 | 1.4483e-07 | 7.2414e-08 | 0 | 7.2414e-08 | 1.8621e-07 | 0 | 1.8621e-07 | [16 empty] | 7.3.1.3 Ignition probability mapping showing the probability of ignition along the electric lines and equipmentWLDFRAggregatedAggregated | WLDFR | HFTD - Distribution - Tier 2 - 5QU CoRE ¦ 5QU LoRE | Red Flag Warning - Catastrophic Fires | Aggregated | Aggregated | 2035 | 6.1248e-07 | 0 | 415.2775 | 0.00025435 | 2035 | Mitigation | 0.08575 | 30 | 0 | esc | 0.0012005 | 7.3529e-10 | 0.00060025 | 3.6764e-10 | 0.0015435 | 9.4537e-10
[79 empty] | WLDFR | HFTD - Distribution - Tier 2 - 5QU CoRE ¦ 4QU LoRE | Red Flag Warning - Large Fires | 2047 | 2.0926e-08 | 1.0463e-08 | 2.6905e-08 | 6.9209 | 0.84944 | 3.8632 | 2.2083 | 0 | 0 | 0 | 1.7431e-05 |  | 1.4483e-07 | 0 | 1.4483e-07 | 7.2414e-08 | 0 | 7.2414e-08 | 1.8621e-07 | 0 | 1.8621e-07 | [16 empty] | 7.3.1.3 Ignition probability mapping showing the probability of ignition along the electric lines and equipmentWLDFRAggregatedAggregated | WLDFR | HFTD - Distribution - Tier 2 - 5QU CoRE ¦ 5QU LoRE | Red Flag Warning - Catastrophic Fires | Aggregated | Aggregated | 2036 | 6.1248e-07 | 0 | 415.2775 | 0.00025435 | 2036 | Mitigation | 0.08575 | 30 | 0 | esc | 0.0012005 | 7.3529e-10 | 0.00060025 | 3.6764e-10 | 0.0015435 | 9.4537e-10
[79 empty] | WLDFR | HFTD - Distribution - Tier 2 - 5QU CoRE ¦ 4QU LoRE | Red Flag Warning - Large Fires | 2048 | 2.0926e-08 | 1.0463e-08 | 2.6905e-08 | 7.3713 | 0.88759 | 4.1075 | 2.3763 | 0 | 0 | 0 | 1.7431e-05 |  | 1.5425e-07 | 0 | 1.5425e-07 | 7.7127e-08 | 0 | 7.7127e-08 | 1.9833e-07 | 0 | 1.9833e-07 | [16 empty] | 7.3.1.3 Ignition probability mapping showing the probability of ignition along the electric lines and equipmentWLDFRAggregatedAggregated | WLDFR | HFTD - Distribution - Tier 2 - 5QU CoRE ¦ 5QU LoRE | Red Flag Warning - Catastrophic Fires | Aggregated | Aggregated | 2037 | 6.1248e-07 | 0 | 415.2775 | 0.00025435 | 2037 | Mitigation | 0.08575 | 30 | 0 | esc | 0.0012005 | 7.3529e-10 | 0.00060025 | 3.6764e-10 | 0.0015435 | 9.4537e-10
[79 empty] | WLDFR | HFTD - Distribution - Tier 2 - 5QU CoRE ¦ 4QU LoRE | Red Flag Warning - Large Fires | 2049 | 2.0926e-08 | 1.0463e-08 | 2.6905e-08 | 7.3713 | 0.88759 | 4.1075 | 2.3763 | 0 | 0 | 0 | 1.7431e-05 |  | 1.5425e-07 | 0 | 1.5425e-07 | 7.7127e-08 | 0 | 7.7127e-08 | 1.9833e-07 | 0 | 1.9833e-07 | [16 empty] | 7.3.1.3 Ignition probability mapping showing the probability of ignition along the electric lines and equipmentWLDFRAggregatedAggregated | WLDFR | HFTD - Distribution - Tier 2 - 5QU CoRE ¦ 5QU LoRE | Red Flag Warning - Catastrophic Fires | Aggregated | Aggregated | 2038 | 6.1248e-07 | 0 | 415.2775 | 0.00025435 | 2038 | Mitigation | 0.08575 | 30 | 0 | esc | 0.0012005 | 7.3529e-10 | 0.00060025 | 3.6764e-10 | 0.0015435 | 9.4537e-10
[79 empty] | WLDFR | HFTD - Distribution - Tier 2 - 5QU CoRE ¦ 4QU LoRE | Red Flag Warning - Large Fires | 2050 | 0 | 1.0463e-08 | 2.6905e-08 | 7.3713 | 0.88759 | 4.1075 | 2.3763 | 0 | 0 | 0 | 1.7431e-05 |  | 0 | 0 | 0 | 7.7127e-08 | 0 | 7.7127e-08 | 1.9833e-07 | 0 | 1.9833e-07 | [16 empty] | 7.3.1.3 Ignition probability mapping showing the probability of ignition along the electric lines and equipmentWLDFRAggregatedAggregated | WLDFR | HFTD - Distribution - Tier 2 - 5QU CoRE ¦ 5QU LoRE | Red Flag Warning - Catastrophic Fires | Aggregated | Aggregated | 2039 | 6.1248e-07 | 0 | 415.2775 | 0.00025435 | 2039 | Mitigation | 0.08575 | 30 | 0 | esc | 0.0012005 | 7.3529e-10 | 0.00060025 | 3.6764e-10 | 0.0015435 | 9.4537e-10
[79 empty] | WLDFR | HFTD - Distribution - Tier 2 - 5QU CoRE ¦ 4QU LoRE | Red Flag Warning - Large Fires | 2051 | 0 | 0 | 2.6905e-08 | 7.3713 | 0.88759 | 4.1075 | 2.3763 | 0 | 0 | 0 | 1.7431e-05 |  | 0 | 0 | 0 | 0 | 0 | 0 | 1.9833e-07 | 0 | 1.9833e-07 | [16 empty] | 7.3.1.3 Ignition probability mapping showing the probability of ignition along the electric lines and equipmentWLDFRAggregatedAggregated | WLDFR | HFTD - Distribution - Tier 2 - 5QU CoRE ¦ 5QU LoRE | Red Flag Warning - Catastrophic Fires | Aggregated | Aggregated | 2040 | 6.1248e-07 | 0 | 415.2775 | 0.00025435 | 2040 | Mitigation | 0.08575 | 30 | 0 | esc | 0.0012005 | 7.3529e-10 | 0.00060025 | 3.6764e-10 | 0.0015435 | 9.4537e-10
[79 empty] | WLDFR | HFTD - Distribution - Tier 2 - 5QU CoRE ¦ 4QU LoRE | Red Flag Warning - Small Fires | 2020 | 5.1106e-07 | 0 | 0 | 0.077901 | 0.036425 | 0.0015809 | 0.039895 | 0 | 0 | 0 | 0.00042571 |  | 3.9812e-08 | 0 | 3.9812e-08 | 0 | 0 | 0 | 0 | 0 | 0 | [16 empty] | 7.3.1.3 Ignition probability mapping showing the probability of ignition along the electric lines and equipmentWLDFRAggregatedAggregated | WLDFR | HFTD - Distribution - Tier 2 - 5QU CoRE ¦ 5QU LoRE | Red Flag Warning - Catastrophic Fires | Aggregated | Aggregated | 2041 | 6.1248e-07 | 0 | 415.2775 | 0.00025435 | 2041 | Mitigation | 0.08575 | 30 | 0 | esc | 0.0012005 | 7.3529e-10 | 0.00060025 | 3.6764e-10 | 0.0015435 | 9.4537e-10
[79 empty] | WLDFR | HFTD - Distribution - Tier 2 - 5QU CoRE ¦ 4QU LoRE | Red Flag Warning - Small Fires | 2021 | 5.1106e-07 | 2.5553e-07 | 0 | 0.077901 | 0.036425 | 0.0015809 | 0.039895 | 0 | 0 | 0 | 0.00042571 |  | 3.9812e-08 | 0 | 3.9812e-08 | 1.9906e-08 | 0 | 1.9906e-08 | 0 | 0 | 0 | [16 empty] | 7.3.1.3 Ignition probability mapping showing the probability of ignition along the electric lines and equipmentWLDFRAggregatedAggregated | WLDFR | HFTD - Distribution - Tier 2 - 5QU CoRE ¦ 5QU LoRE | Red Flag Warning - Catastrophic Fires | Aggregated | Aggregated | 2042 | 6.1248e-07 | 0 | 415.2775 | 0.00025435 | 2042 | Mitigation | 0.08575 | 30 | 0 | esc | 0.0012005 | 7.3529e-10 | 0.00060025 | 3.6764e-10 | 0.0015435 | 9.4537e-10
[79 empty] | WLDFR | HFTD - Distribution - Tier 2 - 5QU CoRE ¦ 4QU LoRE | Red Flag Warning - Small Fires | 2022 | 5.1106e-07 | 2.5553e-07 | 6.5708e-07 | 0.077901 | 0.036425 | 0.0015809 | 0.039895 | 0 | 0 | 0 | 0.00042571 |  | 3.9812e-08 | 0 | 3.9812e-08 | 1.9906e-08 | 0 | 1.9906e-08 | 5.1187e-08 | 0 | 5.1187e-08 | [16 empty] | 7.3.1.3 Ignition probability mapping showing the probability of ignition along the electric lines and equipmentWLDFRAggregatedAggregated | WLDFR | HFTD - Distribution - Tier 2 - 5QU CoRE ¦ 5QU LoRE | Red Flag Warning - Catastrophic Fires | Aggregated | Aggregated | 2043 | 6.1248e-07 | 0 | 415.2775 | 0.00025435 | 2043 | Mitigation | 0.08575 | 30 | 0 | esc | 0.0012005 | 7.3529e-10 | 0.00060025 | 3.6764e-10 | 0.0015435 | 9.4537e-10
[79 empty] | WLDFR | HFTD - Distribution - Tier 2 - 5QU CoRE ¦ 4QU LoRE | Red Flag Warning - Small Fires | 2023 | 5.1106e-07 | 2.5553e-07 | 6.5708e-07 | 0.080408 | 0.03759 | 0.0016314 | 0.041187 | 0 | 0 | 0 | 0.00042571 |  | 4.1094e-08 | 0 | 4.1094e-08 | 2.0547e-08 | 0 | 2.0547e-08 | 5.2835e-08 | 0 | 5.2835e-08 | [16 empty] | 7.3.1.3 Ignition probability mapping showing the probability of ignition along the electric lines and equipmentWLDFRAggregatedAggregated | WLDFR | HFTD - Distribution - Tier 2 - 5QU CoRE ¦ 5QU LoRE | Red Flag Warning - Catastrophic Fires | Aggregated | Aggregated | 2044 | 6.1248e-07 | 0 | 415.2775 | 0.00025435 | 2044 | Mitigation | 0.08575 | 30 | 0 | esc | 0.0012005 | 7.3529e-10 | 0.00060025 | 3.6764e-10 | 0.0015435 | 9.4537e-10
[79 empty] | WLDFR | HFTD - Distribution - Tier 2 - 5QU CoRE ¦ 4QU LoRE | Red Flag Warning - Small Fires | 2024 | 5.1106e-07 | 2.5553e-07 | 6.5708e-07 | 0.080408 | 0.03759 | 0.0016314 | 0.041187 | 0 | 0 | 0 | 0.00042571 |  | 4.1094e-08 | 0 | 4.1094e-08 | 2.0547e-08 | 0 | 2.0547e-08 | 5.2835e-08 | 0 | 5.2835e-08 | [16 empty] | 7.3.1.3 Ignition probability mapping showing the probability of ignition along the electric lines and equipmentWLDFRAggregatedAggregated | WLDFR | HFTD - Distribution - Tier 2 - 5QU CoRE ¦ 5QU LoRE | Red Flag Warning - Catastrophic Fires | Aggregated | Aggregated | 2045 | 6.1248e-07 | 0 | 415.2775 | 0.00025435 | 2045 | Mitigation | 0.08575 | 30 | 0 | esc | 0.0012005 | 7.3529e-10 | 0.00060025 | 3.6764e-10 | 0.0015435 | 9.4537e-10
[79 empty] | WLDFR | HFTD - Distribution - Tier 2 - 5QU CoRE ¦ 4QU LoRE | Red Flag Warning - Small Fires | 2025 | 5.1106e-07 | 2.5553e-07 | 6.5708e-07 | 0.080408 | 0.03759 | 0.0016314 | 0.041187 | 0 | 0 | 0 | 0.00042571 |  | 4.1094e-08 | 0 | 4.1094e-08 | 2.0547e-08 | 0 | 2.0547e-08 | 5.2835e-08 | 0 | 5.2835e-08 | [16 empty] | 7.3.1.3 Ignition probability mapping showing the probability of ignition along the electric lines and equipmentWLDFRAggregatedAggregated | WLDFR | HFTD - Distribution - Tier 2 - 5QU CoRE ¦ 5QU LoRE | Red Flag Warning - Catastrophic Fires | Aggregated | Aggregated | 2046 | 6.1248e-07 | 0 | 415.2775 | 0.00025435 | 2046 | Mitigation | 0.08575 | 30 | 0 | esc | 0.0012005 | 7.3529e-10 | 0.00060025 | 3.6764e-10 | 0.0015435 | 9.4537e-10
[79 empty] | WLDFR | HFTD - Distribution - Tier 2 - 5QU CoRE ¦ 4QU LoRE | Red Flag Warning - Small Fires | 2026 | 5.1106e-07 | 2.5553e-07 | 6.5708e-07 | 0.080408 | 0.03759 | 0.0016314 | 0.041187 | 0 | 0 | 0 | 0.00042571 |  | 4.1094e-08 | 0 | 4.1094e-08 | 2.0547e-08 | 0 | 2.0547e-08 | 5.2835e-08 | 0 | 5.2835e-08 | [16 empty] | 7.3.1.3 Ignition probability mapping showing the probability of ignition along the electric lines and equipmentWLDFRAggregatedAggregated | WLDFR | HFTD - Distribution - Tier 2 - 5QU CoRE ¦ 5QU LoRE | Red Flag Warning - Catastrophic Fires | Aggregated | Aggregated | 2047 | 6.1248e-07 | 0 | 415.2775 | 0.00025435 | 2047 | Mitigation | 0.08575 | 30 | 0 | esc | 0.0012005 | 7.3529e-10 | 0.00060025 | 3.6764e-10 | 0.0015435 | 9.4537e-10
[79 empty] | WLDFR | HFTD - Distribution - Tier 2 - 5QU CoRE ¦ 4QU LoRE | Red Flag Warning - Small Fires | 2027 | 5.1106e-07 | 2.5553e-07 | 6.5708e-07 | 0.080408 | 0.03759 | 0.0016314 | 0.041187 | 0 | 0 | 0 | 0.00042571 |  | 4.1094e-08 | 0 | 4.1094e-08 | 2.0547e-08 | 0 | 2.0547e-08 | 5.2835e-08 | 0 | 5.2835e-08 | [16 empty] | 7.3.1.3 Ignition probability mapping showing the probability of ignition along the electric lines and equipmentWLDFRAggregatedAggregated | WLDFR | HFTD - Distribution - Tier 2 - 5QU CoRE ¦ 5QU LoRE | Red Flag Warning - Catastrophic Fires | Aggregated | Aggregated | 2048 | 6.1248e-07 | 0 | 415.2775 | 0.00025435 | 2048 | Mitigation | 0.08575 | 30 | 0 | esc | 0.0012005 | 7.3529e-10 | 0.00060025 | 3.6764e-10 | 0.0015435 | 9.4537e-10
[79 empty] | WLDFR | HFTD - Distribution - Tier 2 - 5QU CoRE ¦ 4QU LoRE | Red Flag Warning - Small Fires | 2028 | 5.1106e-07 | 2.5553e-07 | 6.5708e-07 | 0.083606 | 0.039055 | 0.001695 | 0.042856 | 0 | 0 | 0 | 0.00042571 |  | 4.2728e-08 | 0 | 4.2728e-08 | 2.1364e-08 | 0 | 2.1364e-08 | 5.4936e-08 | 0 | 5.4936e-08 | [16 empty] | 7.3.1.3 Ignition probability mapping showing the probability of ignition along the electric lines and equipmentWLDFRAggregatedAggregated | WLDFR | HFTD - Distribution - Tier 2 - 5QU CoRE ¦ 5QU LoRE | Red Flag Warning - Catastrophic Fires | Aggregated | Aggregated | 2049 | 6.1248e-07 | 0 | 415.2775 | 0.00025435 | 2049 | Mitigation | 0.08575 | 30 | 0 | esc | 0.0012005 | 7.3529e-10 | 0.00060025 | 3.6764e-10 | 0.0015435 | 9.4537e-10
[79 empty] | WLDFR | HFTD - Distribution - Tier 2 - 5QU CoRE ¦ 4QU LoRE | Red Flag Warning - Small Fires | 2029 | 5.1106e-07 | 2.5553e-07 | 6.5708e-07 | 0.083606 | 0.039055 | 0.001695 | 0.042856 | 0 | 0 | 0 | 0.00042571 |  | 4.2728e-08 | 0 | 4.2728e-08 | 2.1364e-08 | 0 | 2.1364e-08 | 5.4936e-08 | 0 | 5.4936e-08 | [16 empty] | 7.3.1.3 Ignition probability mapping showing the probability of ignition along the electric lines and equipmentWLDFRAggregatedAggregated | WLDFR | HFTD - Distribution - Tier 2 - 5QU CoRE ¦ 5QU LoRE | Red Flag Warning - Catastrophic Fires | Aggregated | Aggregated | 2050 | 6.1248e-07 | 0 | 415.2775 | 0.00025435 | 2050 | Mitigation | 0.08575 | 30 | 0 | esc | 0 | 0 | 0.00060025 | 3.6764e-10 | 0.0015435 | 9.4537e-10
[79 empty] | WLDFR | HFTD - Distribution - Tier 2 - 5QU CoRE ¦ 4QU LoRE | Red Flag Warning - Small Fires | 2030 | 5.1106e-07 | 2.5553e-07 | 6.5708e-07 | 0.083606 | 0.039055 | 0.001695 | 0.042856 | 0 | 0 | 0 | 0.00042571 |  | 4.2728e-08 | 0 | 4.2728e-08 | 2.1364e-08 | 0 | 2.1364e-08 | 5.4936e-08 | 0 | 5.4936e-08 | [16 empty] | 7.3.1.3 Ignition probability mapping showing the probability of ignition along the electric lines and equipmentWLDFRAggregatedAggregated | WLDFR | HFTD - Distribution - Tier 2 - 5QU CoRE ¦ 5QU LoRE | Red Flag Warning - Catastrophic Fires | Aggregated | Aggregated | 2051 | 6.1248e-07 | 0 | 415.2775 | 0.00025435 | 2051 | Mitigation | 0.08575 | 30 | 0 | esc | 0 | 0 | 0 | 0 | 0.0015435 | 9.4537e-10
[79 empty] | WLDFR | HFTD - Distribution - Tier 2 - 5QU CoRE ¦ 4QU LoRE | Red Flag Warning - Small Fires | 2031 | 5.1106e-07 | 2.5553e-07 | 6.5708e-07 | 0.083606 | 0.039055 | 0.001695 | 0.042856 | 0 | 0 | 0 | 0.00042571 |  | 4.2728e-08 | 0 | 4.2728e-08 | 2.1364e-08 | 0 | 2.1364e-08 | 5.4936e-08 | 0 | 5.4936e-08 | [16 empty] | 7.3.1.3 Ignition probability mapping showing the probability of ignition along the electric lines and equipmentWLDFRAggregatedAggregated | WLDFR | HFTD - Distribution - Tier 2 - 5QU CoRE ¦ 5QU LoRE | Red Flag Warning - Destructive Fires | Aggregated | Aggregated | 2021 | 1.1247e-07 | 0 | 415.2775 | 4.6706e-05 | 2021 | Mitigation | 0.08575 | 30 | 0 | esc | 0.0012005 | 1.3502e-10 | 0.00060025 | 6.751e-11 | 0 | 0
[79 empty] | WLDFR | HFTD - Distribution - Tier 2 - 5QU CoRE ¦ 4QU LoRE | Red Flag Warning - Small Fires | 2032 | 5.1106e-07 | 2.5553e-07 | 6.5708e-07 | 0.083606 | 0.039055 | 0.001695 | 0.042856 | 0 | 0 | 0 | 0.00042571 |  | 4.2728e-08 | 0 | 4.2728e-08 | 2.1364e-08 | 0 | 2.1364e-08 | 5.4936e-08 | 0 | 5.4936e-08 | [16 empty] | 7.3.1.3 Ignition probability mapping showing the probability of ignition along the electric lines and equipmentWLDFRAggregatedAggregated | WLDFR | HFTD - Distribution - Tier 2 - 5QU CoRE ¦ 5QU LoRE | Red Flag Warning - Destructive Fires | Aggregated | Aggregated | 2022 | 1.1247e-07 | 0 | 415.2775 | 4.6706e-05 | 2022 | Mitigation | 0.08575 | 30 | 0 | esc | 0.0012005 | 1.3502e-10 | 0.00060025 | 6.751e-11 | 0.0015435 | 1.736e-10
[79 empty] | WLDFR | HFTD - Distribution - Tier 2 - 5QU CoRE ¦ 4QU LoRE | Red Flag Warning - Small Fires | 2033 | 5.1106e-07 | 2.5553e-07 | 6.5708e-07 | 0.087211 | 0.040679 | 0.0017655 | 0.044766 | 0 | 0 | 0 | 0.00042571 |  | 4.457e-08 | 0 | 4.457e-08 | 2.2285e-08 | 0 | 2.2285e-08 | 5.7305e-08 | 0 | 5.7305e-08 | [16 empty] | 7.3.1.3 Ignition probability mapping showing the probability of ignition along the electric lines and equipmentWLDFRAggregatedAggregated | WLDFR | HFTD - Distribution - Tier 2 - 5QU CoRE ¦ 5QU LoRE | Red Flag Warning - Destructive Fires | Aggregated | Aggregated | 2023 | 1.1247e-07 | 0 | 415.2775 | 4.6706e-05 | 2023 | Mitigation | 0.08575 | 30 | 0 | esc | 0.0012005 | 1.3502e-10 | 0.00060025 | 6.751e-11 | 0.0015435 | 1.736e-10
[79 empty] | WLDFR | HFTD - Distribution - Tier 2 - 5QU CoRE ¦ 4QU LoRE | Red Flag Warning - Small Fires | 2034 | 5.1106e-07 | 2.5553e-07 | 6.5708e-07 | 0.087211 | 0.040679 | 0.0017655 | 0.044766 | 0 | 0 | 0 | 0.00042571 |  | 4.457e-08 | 0 | 4.457e-08 | 2.2285e-08 | 0 | 2.2285e-08 | 5.7305e-08 | 0 | 5.7305e-08 | [16 empty] | 7.3.1.3 Ignition probability mapping showing the probability of ignition along the electric lines and equipmentWLDFRAggregatedAggregated | WLDFR | HFTD - Distribution - Tier 2 - 5QU CoRE ¦ 5QU LoRE | Red Flag Warning - Destructive Fires | Aggregated | Aggregated | 2024 | 1.1247e-07 | 0 | 415.2775 | 4.6706e-05 | 2024 | Mitigation | 0.08575 | 30 | 0 | esc | 0.0012005 | 1.3502e-10 | 0.00060025 | 6.751e-11 | 0.0015435 | 1.736e-10
[79 empty] | WLDFR | HFTD - Distribution - Tier 2 - 5QU CoRE ¦ 4QU LoRE | Red Flag Warning - Small Fires | 2035 | 5.1106e-07 | 2.5553e-07 | 6.5708e-07 | 0.087211 | 0.040679 | 0.0017655 | 0.044766 | 0 | 0 | 0 | 0.00042571 |  | 4.457e-08 | 0 | 4.457e-08 | 2.2285e-08 | 0 | 2.2285e-08 | 5.7305e-08 | 0 | 5.7305e-08 | [16 empty] | 7.3.1.3 Ignition probability mapping showing the probability of ignition along the electric lines and equipmentWLDFRAggregatedAggregated | WLDFR | HFTD - Distribution - Tier 2 - 5QU CoRE ¦ 5QU LoRE | Red Flag Warning - Destructive Fires | Aggregated | Aggregated | 2025 | 1.1247e-07 | 0 | 415.2775 | 4.6706e-05 | 2025 | Mitigation | 0.08575 | 30 | 0 | esc | 0.0012005 | 1.3502e-10 | 0.00060025 | 6.751e-11 | 0.0015435 | 1.736e-10
[79 empty] | WLDFR | HFTD - Distribution - Tier 2 - 5QU CoRE ¦ 4QU LoRE | Red Flag Warning - Small Fires | 2036 | 5.1106e-07 | 2.5553e-07 | 6.5708e-07 | 0.087211 | 0.040679 | 0.0017655 | 0.044766 | 0 | 0 | 0 | 0.00042571 |  | 4.457e-08 | 0 | 4.457e-08 | 2.2285e-08 | 0 | 2.2285e-08 | 5.7305e-08 | 0 | 5.7305e-08 | [16 empty] | 7.3.1.3 Ignition probability mapping showing the probability of ignition along the electric lines and equipmentWLDFRAggregatedAggregated | WLDFR | HFTD - Distribution - Tier 2 - 5QU CoRE ¦ 5QU LoRE | Red Flag Warning - Destructive Fires | Aggregated | Aggregated | 2026 | 1.1247e-07 | 0 | 415.2775 | 4.6706e-05 | 2026 | Mitigation | 0.08575 | 30 | 0 | esc | 0.0012005 | 1.3502e-10 | 0.00060025 | 6.751e-11 | 0.0015435 | 1.736e-10
[79 empty] | WLDFR | HFTD - Distribution - Tier 2 - 5QU CoRE ¦ 4QU LoRE | Red Flag Warning - Small Fires | 2037 | 5.1106e-07 | 2.5553e-07 | 6.5708e-07 | 0.087211 | 0.040679 | 0.0017655 | 0.044766 | 0 | 0 | 0 | 0.00042571 |  | 4.457e-08 | 0 | 4.457e-08 | 2.2285e-08 | 0 | 2.2285e-08 | 5.7305e-08 | 0 | 5.7305e-08 | [16 empty] | 7.3.1.3 Ignition probability mapping showing the probability of ignition along the electric lines and equipmentWLDFRAggregatedAggregated | WLDFR | HFTD - Distribution - Tier 2 - 5QU CoRE ¦ 5QU LoRE | Red Flag Warning - Destructive Fires | Aggregated | Aggregated | 2027 | 1.1247e-07 | 0 | 415.2775 | 4.6706e-05 | 2027 | Mitigation | 0.08575 | 30 | 0 | esc | 0.0012005 | 1.3502e-10 | 0.00060025 | 6.751e-11 | 0.0015435 | 1.736e-10
[79 empty] | WLDFR | HFTD - Distribution - Tier 2 - 5QU CoRE ¦ 4QU LoRE | Red Flag Warning - Small Fires | 2038 | 5.1106e-07 | 2.5553e-07 | 6.5708e-07 | 0.091184 | 0.042438 | 0.0018418 | 0.046905 | 0 | 0 | 0 | 0.00042571 |  | 4.6601e-08 | 0 | 4.6601e-08 | 2.33e-08 | 0 | 2.33e-08 | 5.9915e-08 | 0 | 5.9915e-08 | [16 empty] | 7.3.1.3 Ignition probability mapping showing the probability of ignition along the electric lines and equipmentWLDFRAggregatedAggregated | WLDFR | HFTD - Distribution - Tier 2 - 5QU CoRE ¦ 5QU LoRE | Red Flag Warning - Destructive Fires | Aggregated | Aggregated | 2028 | 1.1247e-07 | 0 | 415.2775 | 4.6706e-05 | 2028 | Mitigation | 0.08575 | 30 | 0 | esc | 0.0012005 | 1.3502e-10 | 0.00060025 | 6.751e-11 | 0.0015435 | 1.736e-10
[79 empty] | WLDFR | HFTD - Distribution - Tier 2 - 5QU CoRE ¦ 4QU LoRE | Red Flag Warning - Small Fires | 2039 | 5.1106e-07 | 2.5553e-07 | 6.5708e-07 | 0.091184 | 0.042438 | 0.0018418 | 0.046905 | 0 | 0 | 0 | 0.00042571 |  | 4.6601e-08 | 0 | 4.6601e-08 | 2.33e-08 | 0 | 2.33e-08 | 5.9915e-08 | 0 | 5.9915e-08 | [16 empty] | 7.3.1.3 Ignition probability mapping showing the probability of ignition along the electric lines and equipmentWLDFRAggregatedAggregated | WLDFR | HFTD - Distribution - Tier 2 - 5QU CoRE ¦ 5QU LoRE | Red Flag Warning - Destructive Fires | Aggregated | Aggregated | 2029 | 1.1247e-07 | 0 | 415.2775 | 4.6706e-05 | 2029 | Mitigation | 0.08575 | 30 | 0 | esc | 0.0012005 | 1.3502e-10 | 0.00060025 | 6.751e-11 | 0.0015435 | 1.736e-10
[79 empty] | WLDFR | HFTD - Distribution - Tier 2 - 5QU CoRE ¦ 4QU LoRE | Red Flag Warning - Small Fires | 2040 | 5.1106e-07 | 2.5553e-07 | 6.5708e-07 | 0.091184 | 0.042438 | 0.0018418 | 0.046905 | 0 | 0 | 0 | 0.00042571 |  | 4.6601e-08 | 0 | 4.6601e-08 | 2.33e-08 | 0 | 2.33e-08 | 5.9915e-08 | 0 | 5.9915e-08 | [16 empty] | 7.3.1.3 Ignition probability mapping showing the probability of ignition along the electric lines and equipmentWLDFRAggregatedAggregated | WLDFR | HFTD - Distribution - Tier 2 - 5QU CoRE ¦ 5QU LoRE | Red Flag Warning - Destructive Fires | Aggregated | Aggregated | 2030 | 1.1247e-07 | 0 | 415.2775 | 4.6706e-05 | 2030 | Mitigation | 0.08575 | 30 | 0 | esc | 0.0012005 | 1.3502e-10 | 0.00060025 | 6.751e-11 | 0.0015435 | 1.736e-10
[79 empty] | WLDFR | HFTD - Distribution - Tier 2 - 5QU CoRE ¦ 4QU LoRE | Red Flag Warning - Small Fires | 2041 | 5.1106e-07 | 2.5553e-07 | 6.5708e-07 | 0.091184 | 0.042438 | 0.0018418 | 0.046905 | 0 | 0 | 0 | 0.00042571 |  | 4.6601e-08 | 0 | 4.6601e-08 | 2.33e-08 | 0 | 2.33e-08 | 5.9915e-08 | 0 | 5.9915e-08 | [16 empty] | 7.3.1.3 Ignition probability mapping showing the probability of ignition along the electric lines and equipmentWLDFRAggregatedAggregated | WLDFR | HFTD - Distribution - Tier 2 - 5QU CoRE ¦ 5QU LoRE | Red Flag Warning - Destructive Fires | Aggregated | Aggregated | 2031 | 1.1247e-07 | 0 | 415.2775 | 4.6706e-05 | 2031 | Mitigation | 0.08575 | 30 | 0 | esc | 0.0012005 | 1.3502e-10 | 0.00060025 | 6.751e-11 | 0.0015435 | 1.736e-10
[79 empty] | WLDFR | HFTD - Distribution - Tier 2 - 5QU CoRE ¦ 4QU LoRE | Red Flag Warning - Small Fires | 2042 | 5.1106e-07 | 2.5553e-07 | 6.5708e-07 | 0.091184 | 0.042438 | 0.0018418 | 0.046905 | 0 | 0 | 0 | 0.00042571 |  | 4.6601e-08 | 0 | 4.6601e-08 | 2.33e-08 | 0 | 2.33e-08 | 5.9915e-08 | 0 | 5.9915e-08 | [16 empty] | 7.3.1.3 Ignition probability mapping showing the probability of ignition along the electric lines and equipmentWLDFRAggregatedAggregated | WLDFR | HFTD - Distribution - Tier 2 - 5QU CoRE ¦ 5QU LoRE | Red Flag Warning - Destructive Fires | Aggregated | Aggregated | 2032 | 1.1247e-07 | 0 | 415.2775 | 4.6706e-05 | 2032 | Mitigation | 0.08575 | 30 | 0 | esc | 0.0012005 | 1.3502e-10 | 0.00060025 | 6.751e-11 | 0.0015435 | 1.736e-10
[79 empty] | WLDFR | HFTD - Distribution - Tier 2 - 5QU CoRE ¦ 4QU LoRE | Red Flag Warning - Small Fires | 2043 | 5.1106e-07 | 2.5553e-07 | 6.5708e-07 | 0.095486 | 0.044306 | 0.0019228 | 0.049257 | 0 | 0 | 0 | 0.00042571 |  | 4.8799e-08 | 0 | 4.8799e-08 | 2.44e-08 | 0 | 2.44e-08 | 6.2742e-08 | 0 | 6.2742e-08 | [16 empty] | 7.3.1.3 Ignition probability mapping showing the probability of ignition along the electric lines and equipmentWLDFRAggregatedAggregated | WLDFR | HFTD - Distribution - Tier 2 - 5QU CoRE ¦ 5QU LoRE | Red Flag Warning - Destructive Fires | Aggregated | Aggregated | 2033 | 1.1247e-07 | 0 | 415.2775 | 4.6706e-05 | 2033 | Mitigation | 0.08575 | 30 | 0 | esc | 0.0012005 | 1.3502e-10 | 0.00060025 | 6.751e-11 | 0.0015435 | 1.736e-10
[79 empty] | WLDFR | HFTD - Distribution - Tier 2 - 5QU CoRE ¦ 4QU LoRE | Red Flag Warning - Small Fires | 2044 | 5.1106e-07 | 2.5553e-07 | 6.5708e-07 | 0.095486 | 0.044306 | 0.0019228 | 0.049257 | 0 | 0 | 0 | 0.00042571 |  | 4.8799e-08 | 0 | 4.8799e-08 | 2.44e-08 | 0 | 2.44e-08 | 6.2742e-08 | 0 | 6.2742e-08 | [16 empty] | 7.3.1.3 Ignition probability mapping showing the probability of ignition along the electric lines and equipmentWLDFRAggregatedAggregated | WLDFR | HFTD - Distribution - Tier 2 - 5QU CoRE ¦ 5QU LoRE | Red Flag Warning - Destructive Fires | Aggregated | Aggregated | 2034 | 1.1247e-07 | 0 | 415.2775 | 4.6706e-05 | 2034 | Mitigation | 0.08575 | 30 | 0 | esc | 0.0012005 | 1.3502e-10 | 0.00060025 | 6.751e-11 | 0.0015435 | 1.736e-10
[79 empty] | WLDFR | HFTD - Distribution - Tier 2 - 5QU CoRE ¦ 4QU LoRE | Red Flag Warning - Small Fires | 2045 | 5.1106e-07 | 2.5553e-07 | 6.5708e-07 | 0.095486 | 0.044306 | 0.0019228 | 0.049257 | 0 | 0 | 0 | 0.00042571 |  | 4.8799e-08 | 0 | 4.8799e-08 | 2.44e-08 | 0 | 2.44e-08 | 6.2742e-08 | 0 | 6.2742e-08 | [16 empty] | 7.3.1.3 Ignition probability mapping showing the probability of ignition along the electric lines and equipmentWLDFRAggregatedAggregated | WLDFR | HFTD - Distribution - Tier 2 - 5QU CoRE ¦ 5QU LoRE | Red Flag Warning - Destructive Fires | Aggregated | Aggregated | 2035 | 1.1247e-07 | 0 | 415.2775 | 4.6706e-05 | 2035 | Mitigation | 0.08575 | 30 | 0 | esc | 0.0012005 | 1.3502e-10 | 0.00060025 | 6.751e-11 | 0.0015435 | 1.736e-10
[79 empty] | WLDFR | HFTD - Distribution - Tier 2 - 5QU CoRE ¦ 4QU LoRE | Red Flag Warning - Small Fires | 2046 | 5.1106e-07 | 2.5553e-07 | 6.5708e-07 | 0.095486 | 0.044306 | 0.0019228 | 0.049257 | 0 | 0 | 0 | 0.00042571 |  | 4.8799e-08 | 0 | 4.8799e-08 | 2.44e-08 | 0 | 2.44e-08 | 6.2742e-08 | 0 | 6.2742e-08 | [16 empty] | 7.3.1.3 Ignition probability mapping showing the probability of ignition along the electric lines and equipmentWLDFRAggregatedAggregated | WLDFR | HFTD - Distribution - Tier 2 - 5QU CoRE ¦ 5QU LoRE | Red Flag Warning - Destructive Fires | Aggregated | Aggregated | 2036 | 1.1247e-07 | 0 | 415.2775 | 4.6706e-05 | 2036 | Mitigation | 0.08575 | 30 | 0 | esc | 0.0012005 | 1.3502e-10 | 0.00060025 | 6.751e-11 | 0.0015435 | 1.736e-10
[79 empty] | WLDFR | HFTD - Distribution - Tier 2 - 5QU CoRE ¦ 4QU LoRE | Red Flag Warning - Small Fires | 2047 | 5.1106e-07 | 2.5553e-07 | 6.5708e-07 | 0.095486 | 0.044306 | 0.0019228 | 0.049257 | 0 | 0 | 0 | 0.00042571 |  | 4.8799e-08 | 0 | 4.8799e-08 | 2.44e-08 | 0 | 2.44e-08 | 6.2742e-08 | 0 | 6.2742e-08 | [16 empty] | 7.3.1.3 Ignition probability mapping showing the probability of ignition along the electric lines and equipmentWLDFRAggregatedAggregated | WLDFR | HFTD - Distribution - Tier 2 - 5QU CoRE ¦ 5QU LoRE | Red Flag Warning - Destructive Fires | Aggregated | Aggregated | 2037 | 1.1247e-07 | 0 | 415.2775 | 4.6706e-05 | 2037 | Mitigation | 0.08575 | 30 | 0 | esc | 0.0012005 | 1.3502e-10 | 0.00060025 | 6.751e-11 | 0.0015435 | 1.736e-10
[79 empty] | WLDFR | HFTD - Distribution - Tier 2 - 5QU CoRE ¦ 4QU LoRE | Red Flag Warning - Small Fires | 2048 | 5.1106e-07 | 2.5553e-07 | 6.5708e-07 | 0.10007 | 0.04626 | 0.0020076 | 0.051804 | 0 | 0 | 0 | 0.00042571 |  | 5.1143e-08 | 0 | 5.1143e-08 | 2.5572e-08 | 0 | 2.5572e-08 | 6.5755e-08 | 0 | 6.5755e-08 | [16 empty] | 7.3.1.3 Ignition probability mapping showing the probability of ignition along the electric lines and equipmentWLDFRAggregatedAggregated | WLDFR | HFTD - Distribution - Tier 2 - 5QU CoRE ¦ 5QU LoRE | Red Flag Warning - Destructive Fires | Aggregated | Aggregated | 2038 | 1.1247e-07 | 0 | 415.2775 | 4.6706e-05 | 2038 | Mitigation | 0.08575 | 30 | 0 | esc | 0.0012005 | 1.3502e-10 | 0.00060025 | 6.751e-11 | 0.0015435 | 1.736e-10
[79 empty] | WLDFR | HFTD - Distribution - Tier 2 - 5QU CoRE ¦ 4QU LoRE | Red Flag Warning - Small Fires | 2049 | 5.1106e-07 | 2.5553e-07 | 6.5708e-07 | 0.10007 | 0.04626 | 0.0020076 | 0.051804 | 0 | 0 | 0 | 0.00042571 |  | 5.1143e-08 | 0 | 5.1143e-08 | 2.5572e-08 | 0 | 2.5572e-08 | 6.5755e-08 | 0 | 6.5755e-08 | [16 empty] | 7.3.1.3 Ignition probability mapping showing the probability of ignition along the electric lines and equipmentWLDFRAggregatedAggregated | WLDFR | HFTD - Distribution - Tier 2 - 5QU CoRE ¦ 5QU LoRE | Red Flag Warning - Destructive Fires | Aggregated | Aggregated | 2039 | 1.1247e-07 | 0 | 415.2775 | 4.6706e-05 | 2039 | Mitigation | 0.08575 | 30 | 0 | esc | 0.0012005 | 1.3502e-10 | 0.00060025 | 6.751e-11 | 0.0015435 | 1.736e-10
[79 empty] | WLDFR | HFTD - Distribution - Tier 2 - 5QU CoRE ¦ 4QU LoRE | Red Flag Warning - Small Fires | 2050 | 0 | 2.5553e-07 | 6.5708e-07 | 0.10007 | 0.04626 | 0.0020076 | 0.051804 | 0 | 0 | 0 | 0.00042571 |  | 0 | 0 | 0 | 2.5572e-08 | 0 | 2.5572e-08 | 6.5755e-08 | 0 | 6.5755e-08 | [16 empty] | 7.3.1.3 Ignition probability mapping showing the probability of ignition along the electric lines and equipmentWLDFRAggregatedAggregated | WLDFR | HFTD - Distribution - Tier 2 - 5QU CoRE ¦ 5QU LoRE | Red Flag Warning - Destructive Fires | Aggregated | Aggregated | 2040 | 1.1247e-07 | 0 | 415.2775 | 4.6706e-05 | 2040 | Mitigation | 0.08575 | 30 | 0 | esc | 0.0012005 | 1.3502e-10 | 0.00060025 | 6.751e-11 | 0.0015435 | 1.736e-10
[79 empty] | WLDFR | HFTD - Distribution - Tier 2 - 5QU CoRE ¦ 4QU LoRE | Red Flag Warning - Small Fires | 2051 | 0 | 0 | 6.5708e-07 | 0.10007 | 0.04626 | 0.0020076 | 0.051804 | 0 | 0 | 0 | 0.00042571 |  | 0 | 0 | 0 | 0 | 0 | 0 | 6.5755e-08 | 0 | 6.5755e-08 | [16 empty] | 7.3.1.3 Ignition probability mapping showing the probability of ignition along the electric lines and equipmentWLDFRAggregatedAggregated | WLDFR | HFTD - Distribution - Tier 2 - 5QU CoRE ¦ 5QU LoRE | Red Flag Warning - Destructive Fires | Aggregated | Aggregated | 2041 | 1.1247e-07 | 0 | 415.2775 | 4.6706e-05 | 2041 | Mitigation | 0.08575 | 30 | 0 | esc | 0.0012005 | 1.3502e-10 | 0.00060025 | 6.751e-11 | 0.0015435 | 1.736e-10
[79 empty] | WLDFR | HFTD - Distribution - Tier 2 - 5QU CoRE ¦ 4QU LoRE | Seismic - Non-Red Flag Warning - Catastrophic Fires | 2020 | 1.3947e-12 | 0 | 0 | 21083.8428 | 409.2237 | 13469.0878 | 7205.5313 | 0 | 0 | 0 | 1.1618e-09 |  | 2.9407e-08 | 0 | 2.9407e-08 | 0 | 0 | 0 | 0 | 0 | 0 | [16 empty] | 7.3.1.3 Ignition probability mapping showing the probability of ignition along the electric lines and equipmentWLDFRAggregatedAggregated | WLDFR | HFTD - Distribution - Tier 2 - 5QU CoRE ¦ 5QU LoRE | Red Flag Warning - Destructive Fires | Aggregated | Aggregated | 2042 | 1.1247e-07 | 0 | 415.2775 | 4.6706e-05 | 2042 | Mitigation | 0.08575 | 30 | 0 | esc | 0.0012005 | 1.3502e-10 | 0.00060025 | 6.751e-11 | 0.0015435 | 1.736e-10
[79 empty] | WLDFR | HFTD - Distribution - Tier 2 - 5QU CoRE ¦ 4QU LoRE | Seismic - Non-Red Flag Warning - Catastrophic Fires | 2021 | 1.3947e-12 | 6.9737e-13 | 0 | 21083.8428 | 409.2237 | 13469.0878 | 7205.5313 | 0 | 0 | 0 | 1.1618e-09 |  | 2.9407e-08 | 0 | 2.9407e-08 | 1.4703e-08 | 0 | 1.4703e-08 | 0 | 0 | 0 | [16 empty] | 7.3.1.3 Ignition probability mapping showing the probability of ignition along the electric lines and equipmentWLDFRAggregatedAggregated | WLDFR | HFTD - Distribution - Tier 2 - 5QU CoRE ¦ 5QU LoRE | Red Flag Warning - Destructive Fires | Aggregated | Aggregated | 2043 | 1.1247e-07 | 0 | 415.2775 | 4.6706e-05 | 2043 | Mitigation | 0.08575 | 30 | 0 | esc | 0.0012005 | 1.3502e-10 | 0.00060025 | 6.751e-11 | 0.0015435 | 1.736e-10
[79 empty] | WLDFR | HFTD - Distribution - Tier 2 - 5QU CoRE ¦ 4QU LoRE | Seismic - Non-Red Flag Warning - Catastrophic Fires | 2022 | 1.3947e-12 | 6.9737e-13 | 1.7932e-12 | 21083.8428 | 409.2237 | 13469.0878 | 7205.5313 | 0 | 0 | 0 | 1.1618e-09 |  | 2.9407e-08 | 0 | 2.9407e-08 | 1.4703e-08 | 0 | 1.4703e-08 | 3.7809e-08 | 0 | 3.7809e-08 | [16 empty] | 7.3.1.3 Ignition probability mapping showing the probability of ignition along the electric lines and equipmentWLDFRAggregatedAggregated | WLDFR | HFTD - Distribution - Tier 2 - 5QU CoRE ¦ 5QU LoRE | Red Flag Warning - Destructive Fires | Aggregated | Aggregated | 2044 | 1.1247e-07 | 0 | 415.2775 | 4.6706e-05 | 2044 | Mitigation | 0.08575 | 30 | 0 | esc | 0.0012005 | 1.3502e-10 | 0.00060025 | 6.751e-11 | 0.0015435 | 1.736e-10
[79 empty] | WLDFR | HFTD - Distribution - Tier 2 - 5QU CoRE ¦ 4QU LoRE | Seismic - Non-Red Flag Warning - Catastrophic Fires | 2023 | 1.3947e-12 | 6.9737e-13 | 1.7932e-12 | 21835.9781 | 428.6023 | 13939.561 | 7467.8148 | 0 | 0 | 0 | 1.1618e-09 |  | 3.0456e-08 | 0 | 3.0456e-08 | 1.5228e-08 | 0 | 1.5228e-08 | 3.9157e-08 | 0 | 3.9157e-08 | [16 empty] | 7.3.1.3 Ignition probability mapping showing the probability of ignition along the electric lines and equipmentWLDFRAggregatedAggregated | WLDFR | HFTD - Distribution - Tier 2 - 5QU CoRE ¦ 5QU LoRE | Red Flag Warning - Destructive Fires | Aggregated | Aggregated | 2045 | 1.1247e-07 | 0 | 415.2775 | 4.6706e-05 | 2045 | Mitigation | 0.08575 | 30 | 0 | esc | 0.0012005 | 1.3502e-10 | 0.00060025 | 6.751e-11 | 0.0015435 | 1.736e-10
[79 empty] | WLDFR | HFTD - Distribution - Tier 2 - 5QU CoRE ¦ 4QU LoRE | Seismic - Non-Red Flag Warning - Catastrophic Fires | 2024 | 1.3947e-12 | 6.9737e-13 | 1.7932e-12 | 21835.9781 | 428.6023 | 13939.561 | 7467.8148 | 0 | 0 | 0 | 1.1618e-09 |  | 3.0456e-08 | 0 | 3.0456e-08 | 1.5228e-08 | 0 | 1.5228e-08 | 3.9157e-08 | 0 | 3.9157e-08 | [16 empty] | 7.3.1.3 Ignition probability mapping showing the probability of ignition along the electric lines and equipmentWLDFRAggregatedAggregated | WLDFR | HFTD - Distribution - Tier 2 - 5QU CoRE ¦ 5QU LoRE | Red Flag Warning - Destructive Fires | Aggregated | Aggregated | 2046 | 1.1247e-07 | 0 | 415.2775 | 4.6706e-05 | 2046 | Mitigation | 0.08575 | 30 | 0 | esc | 0.0012005 | 1.3502e-10 | 0.00060025 | 6.751e-11 | 0.0015435 | 1.736e-10
[79 empty] | WLDFR | HFTD - Distribution - Tier 2 - 5QU CoRE ¦ 4QU LoRE | Seismic - Non-Red Flag Warning - Catastrophic Fires | 2025 | 1.3947e-12 | 6.9737e-13 | 1.7932e-12 | 21835.9781 | 428.6023 | 13939.561 | 7467.8148 | 0 | 0 | 0 | 1.1618e-09 |  | 3.0456e-08 | 0 | 3.0456e-08 | 1.5228e-08 | 0 | 1.5228e-08 | 3.9157e-08 | 0 | 3.9157e-08 | [16 empty] | 7.3.1.3 Ignition probability mapping showing the probability of ignition along the electric lines and equipmentWLDFRAggregatedAggregated | WLDFR | HFTD - Distribution - Tier 2 - 5QU CoRE ¦ 5QU LoRE | Red Flag Warning - Destructive Fires | Aggregated | Aggregated | 2047 | 1.1247e-07 | 0 | 415.2775 | 4.6706e-05 | 2047 | Mitigation | 0.08575 | 30 | 0 | esc | 0.0012005 | 1.3502e-10 | 0.00060025 | 6.751e-11 | 0.0015435 | 1.736e-10
[79 empty] | WLDFR | HFTD - Distribution - Tier 2 - 5QU CoRE ¦ 4QU LoRE | Seismic - Non-Red Flag Warning - Catastrophic Fires | 2026 | 1.3947e-12 | 6.9737e-13 | 1.7932e-12 | 21835.9781 | 428.6023 | 13939.561 | 7467.8148 | 0 | 0 | 0 | 1.1618e-09 |  | 3.0456e-08 | 0 | 3.0456e-08 | 1.5228e-08 | 0 | 1.5228e-08 | 3.9157e-08 | 0 | 3.9157e-08 | [16 empty] | 7.3.1.3 Ignition probability mapping showing the probability of ignition along the electric lines and equipmentWLDFRAggregatedAggregated | WLDFR | HFTD - Distribution - Tier 2 - 5QU CoRE ¦ 5QU LoRE | Red Flag Warning - Destructive Fires | Aggregated | Aggregated | 2048 | 1.1247e-07 | 0 | 415.2775 | 4.6706e-05 | 2048 | Mitigation | 0.08575 | 30 | 0 | esc | 0.0012005 | 1.3502e-10 | 0.00060025 | 6.751e-11 | 0.0015435 | 1.736e-10
[79 empty] | WLDFR | HFTD - Distribution - Tier 2 - 5QU CoRE ¦ 4QU LoRE | Seismic - Non-Red Flag Warning - Catastrophic Fires | 2027 | 1.3947e-12 | 6.9737e-13 | 1.7932e-12 | 21835.9781 | 428.6023 | 13939.561 | 7467.8148 | 0 | 0 | 0 | 1.1618e-09 |  | 3.0456e-08 | 0 | 3.0456e-08 | 1.5228e-08 | 0 | 1.5228e-08 | 3.9157e-08 | 0 | 3.9157e-08 | [16 empty] | 7.3.1.3 Ignition probability mapping showing the probability of ignition along the electric lines and equipmentWLDFRAggregatedAggregated | WLDFR | HFTD - Distribution - Tier 2 - 5QU CoRE ¦ 5QU LoRE | Red Flag Warning - Destructive Fires | Aggregated | Aggregated | 2049 | 1.1247e-07 | 0 | 415.2775 | 4.6706e-05 | 2049 | Mitigation | 0.08575 | 30 | 0 | esc | 0.0012005 | 1.3502e-10 | 0.00060025 | 6.751e-11 | 0.0015435 | 1.736e-10
[79 empty] | WLDFR | HFTD - Distribution - Tier 2 - 5QU CoRE ¦ 4QU LoRE | Seismic - Non-Red Flag Warning - Catastrophic Fires | 2028 | 1.3947e-12 | 6.9737e-13 | 1.7932e-12 | 22783.187 | 453.261 | 14531.3357 | 7798.5904 | 0 | 0 | 0 | 1.1618e-09 |  | 3.1777e-08 | 0 | 3.1777e-08 | 1.5888e-08 | 0 | 1.5888e-08 | 4.0856e-08 | 0 | 4.0856e-08 | [16 empty] | 7.3.1.3 Ignition probability mapping showing the probability of ignition along the electric lines and equipmentWLDFRAggregatedAggregated | WLDFR | HFTD - Distribution - Tier 2 - 5QU CoRE ¦ 5QU LoRE | Red Flag Warning - Destructive Fires | Aggregated | Aggregated | 2050 | 1.1247e-07 | 0 | 415.2775 | 4.6706e-05 | 2050 | Mitigation | 0.08575 | 30 | 0 | esc | 0 | 0 | 0.00060025 | 6.751e-11 | 0.0015435 | 1.736e-10
[79 empty] | WLDFR | HFTD - Distribution - Tier 2 - 5QU CoRE ¦ 4QU LoRE | Seismic - Non-Red Flag Warning - Catastrophic Fires | 2029 | 1.3947e-12 | 6.9737e-13 | 1.7932e-12 | 22783.187 | 453.261 | 14531.3357 | 7798.5904 | 0 | 0 | 0 | 1.1618e-09 |  | 3.1777e-08 | 0 | 3.1777e-08 | 1.5888e-08 | 0 | 1.5888e-08 | 4.0856e-08 | 0 | 4.0856e-08 | [16 empty] | 7.3.1.3 Ignition probability mapping showing the probability of ignition along the electric lines and equipmentWLDFRAggregatedAggregated | WLDFR | HFTD - Distribution - Tier 2 - 5QU CoRE ¦ 5QU LoRE | Red Flag Warning - Destructive Fires | Aggregated | Aggregated | 2051 | 1.1247e-07 | 0 | 415.2775 | 4.6706e-05 | 2051 | Mitigation | 0.08575 | 30 | 0 | esc | 0 | 0 | 0 | 0 | 0.0015435 | 1.736e-10
[79 empty] | WLDFR | HFTD - Distribution - Tier 2 - 5QU CoRE ¦ 4QU LoRE | Seismic - Non-Red Flag Warning - Catastrophic Fires | 2030 | 1.3947e-12 | 6.9737e-13 | 1.7932e-12 | 22783.187 | 453.261 | 14531.3357 | 7798.5904 | 0 | 0 | 0 | 1.1618e-09 |  | 3.1777e-08 | 0 | 3.1777e-08 | 1.5888e-08 | 0 | 1.5888e-08 | 4.0856e-08 | 0 | 4.0856e-08 | [16 empty] | 7.3.1.3 Ignition probability mapping showing the probability of ignition along the electric lines and equipmentWLDFRAggregatedAggregated | WLDFR | HFTD - Distribution - Tier 2 - 5QU CoRE ¦ 5QU LoRE | Red Flag Warning - Large Fires | Aggregated | Aggregated | 2021 | 1.0018e-05 | 0 | 415.2775 | 0.0041603 | 2021 | Mitigation | 0.08575 | 30 | 0 | esc | 0.0012005 | 1.2027e-08 | 0.00060025 | 6.0134e-09 | 0 | 0
[79 empty] | WLDFR | HFTD - Distribution - Tier 2 - 5QU CoRE ¦ 4QU LoRE | Seismic - Non-Red Flag Warning - Catastrophic Fires | 2031 | 1.3947e-12 | 6.9737e-13 | 1.7932e-12 | 22783.187 | 453.261 | 14531.3357 | 7798.5904 | 0 | 0 | 0 | 1.1618e-09 |  | 3.1777e-08 | 0 | 3.1777e-08 | 1.5888e-08 | 0 | 1.5888e-08 | 4.0856e-08 | 0 | 4.0856e-08 | [16 empty] | 7.3.1.3 Ignition probability mapping showing the probability of ignition along the electric lines and equipmentWLDFRAggregatedAggregated | WLDFR | HFTD - Distribution - Tier 2 - 5QU CoRE ¦ 5QU LoRE | Red Flag Warning - Large Fires | Aggregated | Aggregated | 2022 | 1.0018e-05 | 0 | 415.2775 | 0.0041603 | 2022 | Mitigation | 0.08575 | 30 | 0 | esc | 0.0012005 | 1.2027e-08 | 0.00060025 | 6.0134e-09 | 0.0015435 | 1.5463e-08
[79 empty] | WLDFR | HFTD - Distribution - Tier 2 - 5QU CoRE ¦ 4QU LoRE | Seismic - Non-Red Flag Warning - Catastrophic Fires | 2032 | 1.3947e-12 | 6.9737e-13 | 1.7932e-12 | 22783.187 | 453.261 | 14531.3357 | 7798.5904 | 0 | 0 | 0 | 1.1618e-09 |  | 3.1777e-08 | 0 | 3.1777e-08 | 1.5888e-08 | 0 | 1.5888e-08 | 4.0856e-08 | 0 | 4.0856e-08 | [16 empty] | 7.3.1.3 Ignition probability mapping showing the probability of ignition along the electric lines and equipmentWLDFRAggregatedAggregated | WLDFR | HFTD - Distribution - Tier 2 - 5QU CoRE ¦ 5QU LoRE | Red Flag Warning - Large Fires | Aggregated | Aggregated | 2023 | 1.0018e-05 | 0 | 415.2775 | 0.0041603 | 2023 | Mitigation | 0.08575 | 30 | 0 | esc | 0.0012005 | 1.2027e-08 | 0.00060025 | 6.0134e-09 | 0.0015435 | 1.5463e-08
[79 empty] | WLDFR | HFTD - Distribution - Tier 2 - 5QU CoRE ¦ 4QU LoRE | Seismic - Non-Red Flag Warning - Catastrophic Fires | 2033 | 1.3947e-12 | 6.9737e-13 | 1.7932e-12 | 23835.2641 | 480.9649 | 15187.7294 | 8166.5698 | 0 | 0 | 0 | 1.1618e-09 |  | 3.3244e-08 | 0 | 3.3244e-08 | 1.6622e-08 | 0 | 1.6622e-08 | 4.2743e-08 | 0 | 4.2743e-08 | [16 empty] | 7.3.1.3 Ignition probability mapping showing the probability of ignition along the electric lines and equipmentWLDFRAggregatedAggregated | WLDFR | HFTD - Distribution - Tier 2 - 5QU CoRE ¦ 5QU LoRE | Red Flag Warning - Large Fires | Aggregated | Aggregated | 2024 | 1.0018e-05 | 0 | 415.2775 | 0.0041603 | 2024 | Mitigation | 0.08575 | 30 | 0 | esc | 0.0012005 | 1.2027e-08 | 0.00060025 | 6.0134e-09 | 0.0015435 | 1.5463e-08
[79 empty] | WLDFR | HFTD - Distribution - Tier 2 - 5QU CoRE ¦ 4QU LoRE | Seismic - Non-Red Flag Warning - Catastrophic Fires | 2034 | 1.3947e-12 | 6.9737e-13 | 1.7932e-12 | 23835.2641 | 480.9649 | 15187.7294 | 8166.5698 | 0 | 0 | 0 | 1.1618e-09 |  | 3.3244e-08 | 0 | 3.3244e-08 | 1.6622e-08 | 0 | 1.6622e-08 | 4.2743e-08 | 0 | 4.2743e-08 | [16 empty] | 7.3.1.3 Ignition probability mapping showing the probability of ignition along the electric lines and equipmentWLDFRAggregatedAggregated | WLDFR | HFTD - Distribution - Tier 2 - 5QU CoRE ¦ 5QU LoRE | Red Flag Warning - Large Fires | Aggregated | Aggregated | 2025 | 1.0018e-05 | 0 | 415.2775 | 0.0041603 | 2025 | Mitigation | 0.08575 | 30 | 0 | esc | 0.0012005 | 1.2027e-08 | 0.00060025 | 6.0134e-09 | 0.0015435 | 1.5463e-08
[79 empty] | WLDFR | HFTD - Distribution - Tier 2 - 5QU CoRE ¦ 4QU LoRE | Seismic - Non-Red Flag Warning - Catastrophic Fires | 2035 | 1.3947e-12 | 6.9737e-13 | 1.7932e-12 | 23835.2641 | 480.9649 | 15187.7294 | 8166.5698 | 0 | 0 | 0 | 1.1618e-09 |  | 3.3244e-08 | 0 | 3.3244e-08 | 1.6622e-08 | 0 | 1.6622e-08 | 4.2743e-08 | 0 | 4.2743e-08 | [16 empty] | 7.3.1.3 Ignition probability mapping showing the probability of ignition along the electric lines and equipmentWLDFRAggregatedAggregated | WLDFR | HFTD - Distribution - Tier 2 - 5QU CoRE ¦ 5QU LoRE | Red Flag Warning - Large Fires | Aggregated | Aggregated | 2026 | 1.0018e-05 | 0 | 415.2775 | 0.0041603 | 2026 | Mitigation | 0.08575 | 30 | 0 | esc | 0.0012005 | 1.2027e-08 | 0.00060025 | 6.0134e-09 | 0.0015435 | 1.5463e-08
[79 empty] | WLDFR | HFTD - Distribution - Tier 2 - 5QU CoRE ¦ 4QU LoRE | Seismic - Non-Red Flag Warning - Catastrophic Fires | 2036 | 1.3947e-12 | 6.9737e-13 | 1.7932e-12 | 23835.2641 | 480.9649 | 15187.7294 | 8166.5698 | 0 | 0 | 0 | 1.1618e-09 |  | 3.3244e-08 | 0 | 3.3244e-08 | 1.6622e-08 | 0 | 1.6622e-08 | 4.2743e-08 | 0 | 4.2743e-08 | [16 empty] | 7.3.1.3 Ignition probability mapping showing the probability of ignition along the electric lines and equipmentWLDFRAggregatedAggregated | WLDFR | HFTD - Distribution - Tier 2 - 5QU CoRE ¦ 5QU LoRE | Red Flag Warning - Large Fires | Aggregated | Aggregated | 2027 | 1.0018e-05 | 0 | 415.2775 | 0.0041603 | 2027 | Mitigation | 0.08575 | 30 | 0 | esc | 0.0012005 | 1.2027e-08 | 0.00060025 | 6.0134e-09 | 0.0015435 | 1.5463e-08
[79 empty] | WLDFR | HFTD - Distribution - Tier 2 - 5QU CoRE ¦ 4QU LoRE | Seismic - Non-Red Flag Warning - Catastrophic Fires | 2037 | 1.3947e-12 | 6.9737e-13 | 1.7932e-12 | 23835.2641 | 480.9649 | 15187.7294 | 8166.5698 | 0 | 0 | 0 | 1.1618e-09 |  | 3.3244e-08 | 0 | 3.3244e-08 | 1.6622e-08 | 0 | 1.6622e-08 | 4.2743e-08 | 0 | 4.2743e-08 | [16 empty] | 7.3.1.3 Ignition probability mapping showing the probability of ignition along the electric lines and equipmentWLDFRAggregatedAggregated | WLDFR | HFTD - Distribution - Tier 2 - 5QU CoRE ¦ 5QU LoRE | Red Flag Warning - Large Fires | Aggregated | Aggregated | 2028 | 1.0018e-05 | 0 | 415.2775 | 0.0041603 | 2028 | Mitigation | 0.08575 | 30 | 0 | esc | 0.0012005 | 1.2027e-08 | 0.00060025 | 6.0134e-09 | 0.0015435 | 1.5463e-08
[79 empty] | WLDFR | HFTD - Distribution - Tier 2 - 5QU CoRE ¦ 4QU LoRE | Seismic - Non-Red Flag Warning - Catastrophic Fires | 2038 | 1.3947e-12 | 6.9737e-13 | 1.7932e-12 | 24976.6418 | 511.3745 | 15898.8237 | 8566.4437 | 0 | 0 | 0 | 1.1618e-09 |  | 3.4836e-08 | 0 | 3.4836e-08 | 1.7418e-08 | 0 | 1.7418e-08 | 4.4789e-08 | 0 | 4.4789e-08 | [16 empty] | 7.3.1.3 Ignition probability mapping showing the probability of ignition along the electric lines and equipmentWLDFRAggregatedAggregated | WLDFR | HFTD - Distribution - Tier 2 - 5QU CoRE ¦ 5QU LoRE | Red Flag Warning - Large Fires | Aggregated | Aggregated | 2029 | 1.0018e-05 | 0 | 415.2775 | 0.0041603 | 2029 | Mitigation | 0.08575 | 30 | 0 | esc | 0.0012005 | 1.2027e-08 | 0.00060025 | 6.0134e-09 | 0.0015435 | 1.5463e-08
[79 empty] | WLDFR | HFTD - Distribution - Tier 2 - 5QU CoRE ¦ 4QU LoRE | Seismic - Non-Red Flag Warning - Catastrophic Fires | 2039 | 1.3947e-12 | 6.9737e-13 | 1.7932e-12 | 24976.6418 | 511.3745 | 15898.8237 | 8566.4437 | 0 | 0 | 0 | 1.1618e-09 |  | 3.4836e-08 | 0 | 3.4836e-08 | 1.7418e-08 | 0 | 1.7418e-08 | 4.4789e-08 | 0 | 4.4789e-08 | [16 empty] | 7.3.1.3 Ignition probability mapping showing the probability of ignition along the electric lines and equipmentWLDFRAggregatedAggregated | WLDFR | HFTD - Distribution - Tier 2 - 5QU CoRE ¦ 5QU LoRE | Red Flag Warning - Large Fires | Aggregated | Aggregated | 2030 | 1.0018e-05 | 0 | 415.2775 | 0.0041603 | 2030 | Mitigation | 0.08575 | 30 | 0 | esc | 0.0012005 | 1.2027e-08 | 0.00060025 | 6.0134e-09 | 0.0015435 | 1.5463e-08
[79 empty] | WLDFR | HFTD - Distribution - Tier 2 - 5QU CoRE ¦ 4QU LoRE | Seismic - Non-Red Flag Warning - Catastrophic Fires | 2040 | 1.3947e-12 | 6.9737e-13 | 1.7932e-12 | 24976.6418 | 511.3745 | 15898.8237 | 8566.4437 | 0 | 0 | 0 | 1.1618e-09 |  | 3.4836e-08 | 0 | 3.4836e-08 | 1.7418e-08 | 0 | 1.7418e-08 | 4.4789e-08 | 0 | 4.4789e-08 | [16 empty] | 7.3.1.3 Ignition probability mapping showing the probability of ignition along the electric lines and equipmentWLDFRAggregatedAggregated | WLDFR | HFTD - Distribution - Tier 2 - 5QU CoRE ¦ 5QU LoRE | Red Flag Warning - Large Fires | Aggregated | Aggregated | 2031 | 1.0018e-05 | 0 | 415.2775 | 0.0041603 | 2031 | Mitigation | 0.08575 | 30 | 0 | esc | 0.0012005 | 1.2027e-08 | 0.00060025 | 6.0134e-09 | 0.0015435 | 1.5463e-08
[79 empty] | WLDFR | HFTD - Distribution - Tier 2 - 5QU CoRE ¦ 4QU LoRE | Seismic - Non-Red Flag Warning - Catastrophic Fires | 2041 | 1.3947e-12 | 6.9737e-13 | 1.7932e-12 | 24976.6418 | 511.3745 | 15898.8237 | 8566.4437 | 0 | 0 | 0 | 1.1618e-09 |  | 3.4836e-08 | 0 | 3.4836e-08 | 1.7418e-08 | 0 | 1.7418e-08 | 4.4789e-08 | 0 | 4.4789e-08 | [16 empty] | 7.3.1.3 Ignition probability mapping showing the probability of ignition along the electric lines and equipmentWLDFRAggregatedAggregated | WLDFR | HFTD - Distribution - Tier 2 - 5QU CoRE ¦ 5QU LoRE | Red Flag Warning - Large Fires | Aggregated | Aggregated | 2032 | 1.0018e-05 | 0 | 415.2775 | 0.0041603 | 2032 | Mitigation | 0.08575 | 30 | 0 | esc | 0.0012005 | 1.2027e-08 | 0.00060025 | 6.0134e-09 | 0.0015435 | 1.5463e-08
[79 empty] | WLDFR | HFTD - Distribution - Tier 2 - 5QU CoRE ¦ 4QU LoRE | Seismic - Non-Red Flag Warning - Catastrophic Fires | 2042 | 1.3947e-12 | 6.9737e-13 | 1.7932e-12 | 24976.6418 | 511.3745 | 15898.8237 | 8566.4437 | 0 | 0 | 0 | 1.1618e-09 |  | 3.4836e-08 | 0 | 3.4836e-08 | 1.7418e-08 | 0 | 1.7418e-08 | 4.4789e-08 | 0 | 4.4789e-08 | [16 empty] | 7.3.1.3 Ignition probability mapping showing the probability of ignition along the electric lines and equipmentWLDFRAggregatedAggregated | WLDFR | HFTD - Distribution - Tier 2 - 5QU CoRE ¦ 5QU LoRE | Red Flag Warning - Large Fires | Aggregated | Aggregated | 2033 | 1.0018e-05 | 0 | 415.2775 | 0.0041603 | 2033 | Mitigation | 0.08575 | 30 | 0 | esc | 0.0012005 | 1.2027e-08 | 0.00060025 | 6.0134e-09 | 0.0015435 | 1.5463e-08
[79 empty] | WLDFR | HFTD - Distribution - Tier 2 - 5QU CoRE ¦ 4QU LoRE | Seismic - Non-Red Flag Warning - Catastrophic Fires | 2043 | 1.3947e-12 | 6.9737e-13 | 1.7932e-12 | 26191.7278 | 544.1291 | 16654.7414 | 8992.8573 | 0 | 0 | 0 | 1.1618e-09 |  | 3.6531e-08 | 0 | 3.6531e-08 | 1.8265e-08 | 0 | 1.8265e-08 | 4.6968e-08 | 0 | 4.6968e-08 | [16 empty] | 7.3.1.3 Ignition probability mapping showing the probability of ignition along the electric lines and equipmentWLDFRAggregatedAggregated | WLDFR | HFTD - Distribution - Tier 2 - 5QU CoRE ¦ 5QU LoRE | Red Flag Warning - Large Fires | Aggregated | Aggregated | 2034 | 1.0018e-05 | 0 | 415.2775 | 0.0041603 | 2034 | Mitigation | 0.08575 | 30 | 0 | esc | 0.0012005 | 1.2027e-08 | 0.00060025 | 6.0134e-09 | 0.0015435 | 1.5463e-08
[79 empty] | WLDFR | HFTD - Distribution - Tier 2 - 5QU CoRE ¦ 4QU LoRE | Seismic - Non-Red Flag Warning - Catastrophic Fires | 2044 | 1.3947e-12 | 6.9737e-13 | 1.7932e-12 | 26191.7278 | 544.1291 | 16654.7414 | 8992.8573 | 0 | 0 | 0 | 1.1618e-09 |  | 3.6531e-08 | 0 | 3.6531e-08 | 1.8265e-08 | 0 | 1.8265e-08 | 4.6968e-08 | 0 | 4.6968e-08 | [16 empty] | 7.3.1.3 Ignition probability mapping showing the probability of ignition along the electric lines and equipmentWLDFRAggregatedAggregated | WLDFR | HFTD - Distribution - Tier 2 - 5QU CoRE ¦ 5QU LoRE | Red Flag Warning - Large Fires | Aggregated | Aggregated | 2035 | 1.0018e-05 | 0 | 415.2775 | 0.0041603 | 2035 | Mitigation | 0.08575 | 30 | 0 | esc | 0.0012005 | 1.2027e-08 | 0.00060025 | 6.0134e-09 | 0.0015435 | 1.5463e-08
[79 empty] | WLDFR | HFTD - Distribution - Tier 2 - 5QU CoRE ¦ 4QU LoRE | Seismic - Non-Red Flag Warning - Catastrophic Fires | 2045 | 1.3947e-12 | 6.9737e-13 | 1.7932e-12 | 26191.7278 | 544.1291 | 16654.7414 | 8992.8573 | 0 | 0 | 0 | 1.1618e-09 |  | 3.6531e-08 | 0 | 3.6531e-08 | 1.8265e-08 | 0 | 1.8265e-08 | 4.6968e-08 | 0 | 4.6968e-08 | [16 empty] | 7.3.1.3 Ignition probability mapping showing the probability of ignition along the electric lines and equipmentWLDFRAggregatedAggregated | WLDFR | HFTD - Distribution - Tier 2 - 5QU CoRE ¦ 5QU LoRE | Red Flag Warning - Large Fires | Aggregated | Aggregated | 2036 | 1.0018e-05 | 0 | 415.2775 | 0.0041603 | 2036 | Mitigation | 0.08575 | 30 | 0 | esc | 0.0012005 | 1.2027e-08 | 0.00060025 | 6.0134e-09 | 0.0015435 | 1.5463e-08
[79 empty] | WLDFR | HFTD - Distribution - Tier 2 - 5QU CoRE ¦ 4QU LoRE | Seismic - Non-Red Flag Warning - Catastrophic Fires | 2046 | 1.3947e-12 | 6.9737e-13 | 1.7932e-12 | 26191.7278 | 544.1291 | 16654.7414 | 8992.8573 | 0 | 0 | 0 | 1.1618e-09 |  | 3.6531e-08 | 0 | 3.6531e-08 | 1.8265e-08 | 0 | 1.8265e-08 | 4.6968e-08 | 0 | 4.6968e-08 | [16 empty] | 7.3.1.3 Ignition probability mapping showing the probability of ignition along the electric lines and equipmentWLDFRAggregatedAggregated | WLDFR | HFTD - Distribution - Tier 2 - 5QU CoRE ¦ 5QU LoRE | Red Flag Warning - Large Fires | Aggregated | Aggregated | 2037 | 1.0018e-05 | 0 | 415.2775 | 0.0041603 | 2037 | Mitigation | 0.08575 | 30 | 0 | esc | 0.0012005 | 1.2027e-08 | 0.00060025 | 6.0134e-09 | 0.0015435 | 1.5463e-08
[79 empty] | WLDFR | HFTD - Distribution - Tier 2 - 5QU CoRE ¦ 4QU LoRE | Seismic - Non-Red Flag Warning - Catastrophic Fires | 2047 | 1.3947e-12 | 6.9737e-13 | 1.7932e-12 | 26191.7278 | 544.1291 | 16654.7414 | 8992.8573 | 0 | 0 | 0 | 1.1618e-09 |  | 3.6531e-08 | 0 | 3.6531e-08 | 1.8265e-08 | 0 | 1.8265e-08 | 4.6968e-08 | 0 | 4.6968e-08 | [16 empty] | 7.3.1.3 Ignition probability mapping showing the probability of ignition along the electric lines and equipmentWLDFRAggregatedAggregated | WLDFR | HFTD - Distribution - Tier 2 - 5QU CoRE ¦ 5QU LoRE | Red Flag Warning - Large Fires | Aggregated | Aggregated | 2038 | 1.0018e-05 | 0 | 415.2775 | 0.0041603 | 2038 | Mitigation | 0.08575 | 30 | 0 | esc | 0.0012005 | 1.2027e-08 | 0.00060025 | 6.0134e-09 | 0.0015435 | 1.5463e-08
[79 empty] | WLDFR | HFTD - Distribution - Tier 2 - 5QU CoRE ¦ 4QU LoRE | Seismic - Non-Red Flag Warning - Catastrophic Fires | 2048 | 1.3947e-12 | 6.9737e-13 | 1.7932e-12 | 27464.7227 | 578.8407 | 17445.538 | 9440.3441 | 0 | 0 | 0 | 1.1618e-09 |  | 3.8306e-08 | 0 | 3.8306e-08 | 1.9153e-08 | 0 | 1.9153e-08 | 4.9251e-08 | 0 | 4.9251e-08 | [16 empty] | 7.3.1.3 Ignition probability mapping showing the probability of ignition along the electric lines and equipmentWLDFRAggregatedAggregated | WLDFR | HFTD - Distribution - Tier 2 - 5QU CoRE ¦ 5QU LoRE | Red Flag Warning - Large Fires | Aggregated | Aggregated | 2039 | 1.0018e-05 | 0 | 415.2775 | 0.0041603 | 2039 | Mitigation | 0.08575 | 30 | 0 | esc | 0.0012005 | 1.2027e-08 | 0.00060025 | 6.0134e-09 | 0.0015435 | 1.5463e-08
[79 empty] | WLDFR | HFTD - Distribution - Tier 2 - 5QU CoRE ¦ 4QU LoRE | Seismic - Non-Red Flag Warning - Catastrophic Fires | 2049 | 1.3947e-12 | 6.9737e-13 | 1.7932e-12 | 27464.7227 | 578.8407 | 17445.538 | 9440.3441 | 0 | 0 | 0 | 1.1618e-09 |  | 3.8306e-08 | 0 | 3.8306e-08 | 1.9153e-08 | 0 | 1.9153e-08 | 4.9251e-08 | 0 | 4.9251e-08 | [16 empty] | 7.3.1.3 Ignition probability mapping showing the probability of ignition along the electric lines and equipmentWLDFRAggregatedAggregated | WLDFR | HFTD - Distribution - Tier 2 - 5QU CoRE ¦ 5QU LoRE | Red Flag Warning - Large Fires | Aggregated | Aggregated | 2040 | 1.0018e-05 | 0 | 415.2775 | 0.0041603 | 2040 | Mitigation | 0.08575 | 30 | 0 | esc | 0.0012005 | 1.2027e-08 | 0.00060025 | 6.0134e-09 | 0.0015435 | 1.5463e-08
[79 empty] | WLDFR | HFTD - Distribution - Tier 2 - 5QU CoRE ¦ 4QU LoRE | Seismic - Non-Red Flag Warning - Catastrophic Fires | 2050 | 0 | 6.9737e-13 | 1.7932e-12 | 27464.7227 | 578.8407 | 17445.538 | 9440.3441 | 0 | 0 | 0 | 1.1618e-09 |  | 0 | 0 | 0 | 1.9153e-08 | 0 | 1.9153e-08 | 4.9251e-08 | 0 | 4.9251e-08 | [16 empty] | 7.3.1.3 Ignition probability mapping showing the probability of ignition along the electric lines and equipmentWLDFRAggregatedAggregated | WLDFR | HFTD - Distribution - Tier 2 - 5QU CoRE ¦ 5QU LoRE | Red Flag Warning - Large Fires | Aggregated | Aggregated | 2041 | 1.0018e-05 | 0 | 415.2775 | 0.0041603 | 2041 | Mitigation | 0.08575 | 30 | 0 | esc | 0.0012005 | 1.2027e-08 | 0.00060025 | 6.0134e-09 | 0.0015435 | 1.5463e-08
[79 empty] | WLDFR | HFTD - Distribution - Tier 2 - 5QU CoRE ¦ 4QU LoRE | Seismic - Non-Red Flag Warning - Catastrophic Fires | 2051 | 0 | 0 | 1.7932e-12 | 27464.7227 | 578.8407 | 17445.538 | 9440.3441 | 0 | 0 | 0 | 1.1618e-09 |  | 0 | 0 | 0 | 0 | 0 | 0 | 4.9251e-08 | 0 | 4.9251e-08 | [16 empty] | 7.3.1.3 Ignition probability mapping showing the probability of ignition along the electric lines and equipmentWLDFRAggregatedAggregated | WLDFR | HFTD - Distribution - Tier 2 - 5QU CoRE ¦ 5QU LoRE | Red Flag Warning - Large Fires | Aggregated | Aggregated | 2042 | 1.0018e-05 | 0 | 415.2775 | 0.0041603 | 2042 | Mitigation | 0.08575 | 30 | 0 | esc | 0.0012005 | 1.2027e-08 | 0.00060025 | 6.0134e-09 | 0.0015435 | 1.5463e-08
[79 empty] | WLDFR | HFTD - Distribution - Tier 2 - 5QU CoRE ¦ 4QU LoRE | Seismic - Red Flag Warning - Catastrophic Fires | 2020 | 6.0154e-11 | 0 | 0 | 21083.8428 | 409.2237 | 13469.0878 | 7205.5313 | 0 | 0 | 0 | 5.0107e-08 |  | 1.2683e-06 | 0 | 1.2683e-06 | 0 | 0 | 0 | 0 | 0 | 0 | [16 empty] | 7.3.1.3 Ignition probability mapping showing the probability of ignition along the electric lines and equipmentWLDFRAggregatedAggregated | WLDFR | HFTD - Distribution - Tier 2 - 5QU CoRE ¦ 5QU LoRE | Red Flag Warning - Large Fires | Aggregated | Aggregated | 2043 | 1.0018e-05 | 0 | 415.2775 | 0.0041603 | 2043 | Mitigation | 0.08575 | 30 | 0 | esc | 0.0012005 | 1.2027e-08 | 0.00060025 | 6.0134e-09 | 0.0015435 | 1.5463e-08
[79 empty] | WLDFR | HFTD - Distribution - Tier 2 - 5QU CoRE ¦ 4QU LoRE | Seismic - Red Flag Warning - Catastrophic Fires | 2021 | 6.0154e-11 | 3.0077e-11 | 0 | 21083.8428 | 409.2237 | 13469.0878 | 7205.5313 | 0 | 0 | 0 | 5.0107e-08 |  | 1.2683e-06 | 0 | 1.2683e-06 | 6.3414e-07 | 0 | 6.3414e-07 | 0 | 0 | 0 | [16 empty] | 7.3.1.3 Ignition probability mapping showing the probability of ignition along the electric lines and equipmentWLDFRAggregatedAggregated | WLDFR | HFTD - Distribution - Tier 2 - 5QU CoRE ¦ 5QU LoRE | Red Flag Warning - Large Fires | Aggregated | Aggregated | 2044 | 1.0018e-05 | 0 | 415.2775 | 0.0041603 | 2044 | Mitigation | 0.08575 | 30 | 0 | esc | 0.0012005 | 1.2027e-08 | 0.00060025 | 6.0134e-09 | 0.0015435 | 1.5463e-08
[79 empty] | WLDFR | HFTD - Distribution - Tier 2 - 5QU CoRE ¦ 4QU LoRE | Seismic - Red Flag Warning - Catastrophic Fires | 2022 | 6.0154e-11 | 3.0077e-11 | 7.7341e-11 | 21083.8428 | 409.2237 | 13469.0878 | 7205.5313 | 0 | 0 | 0 | 5.0107e-08 |  | 1.2683e-06 | 0 | 1.2683e-06 | 6.3414e-07 | 0 | 6.3414e-07 | 1.6306e-06 | 0 | 1.6306e-06 | [16 empty] | 7.3.1.3 Ignition probability mapping showing the probability of ignition along the electric lines and equipmentWLDFRAggregatedAggregated | WLDFR | HFTD - Distribution - Tier 2 - 5QU CoRE ¦ 5QU LoRE | Red Flag Warning - Large Fires | Aggregated | Aggregated | 2045 | 1.0018e-05 | 0 | 415.2775 | 0.0041603 | 2045 | Mitigation | 0.08575 | 30 | 0 | esc | 0.0012005 | 1.2027e-08 | 0.00060025 | 6.0134e-09 | 0.0015435 | 1.5463e-08
[79 empty] | WLDFR | HFTD - Distribution - Tier 2 - 5QU CoRE ¦ 4QU LoRE | Seismic - Red Flag Warning - Catastrophic Fires | 2023 | 6.0154e-11 | 3.0077e-11 | 7.7341e-11 | 21835.9781 | 428.6023 | 13939.561 | 7467.8148 | 0 | 0 | 0 | 5.0107e-08 |  | 1.3135e-06 | 0 | 1.3135e-06 | 6.5676e-07 | 0 | 6.5676e-07 | 1.6888e-06 | 0 | 1.6888e-06 | [16 empty] | 7.3.1.3 Ignition probability mapping showing the probability of ignition along the electric lines and equipmentWLDFRAggregatedAggregated | WLDFR | HFTD - Distribution - Tier 2 - 5QU CoRE ¦ 5QU LoRE | Red Flag Warning - Large Fires | Aggregated | Aggregated | 2046 | 1.0018e-05 | 0 | 415.2775 | 0.0041603 | 2046 | Mitigation | 0.08575 | 30 | 0 | esc | 0.0012005 | 1.2027e-08 | 0.00060025 | 6.0134e-09 | 0.0015435 | 1.5463e-08
[79 empty] | WLDFR | HFTD - Distribution - Tier 2 - 5QU CoRE ¦ 4QU LoRE | Seismic - Red Flag Warning - Catastrophic Fires | 2024 | 6.0154e-11 | 3.0077e-11 | 7.7341e-11 | 21835.9781 | 428.6023 | 13939.561 | 7467.8148 | 0 | 0 | 0 | 5.0107e-08 |  | 1.3135e-06 | 0 | 1.3135e-06 | 6.5676e-07 | 0 | 6.5676e-07 | 1.6888e-06 | 0 | 1.6888e-06 | [16 empty] | 7.3.1.3 Ignition probability mapping showing the probability of ignition along the electric lines and equipmentWLDFRAggregatedAggregated | WLDFR | HFTD - Distribution - Tier 2 - 5QU CoRE ¦ 5QU LoRE | Red Flag Warning - Large Fires | Aggregated | Aggregated | 2047 | 1.0018e-05 | 0 | 415.2775 | 0.0041603 | 2047 | Mitigation | 0.08575 | 30 | 0 | esc | 0.0012005 | 1.2027e-08 | 0.00060025 | 6.0134e-09 | 0.0015435 | 1.5463e-08
[79 empty] | WLDFR | HFTD - Distribution - Tier 2 - 5QU CoRE ¦ 4QU LoRE | Seismic - Red Flag Warning - Catastrophic Fires | 2025 | 6.0154e-11 | 3.0077e-11 | 7.7341e-11 | 21835.9781 | 428.6023 | 13939.561 | 7467.8148 | 0 | 0 | 0 | 5.0107e-08 |  | 1.3135e-06 | 0 | 1.3135e-06 | 6.5676e-07 | 0 | 6.5676e-07 | 1.6888e-06 | 0 | 1.6888e-06 | [16 empty] | 7.3.1.3 Ignition probability mapping showing the probability of ignition along the electric lines and equipmentWLDFRAggregatedAggregated | WLDFR | HFTD - Distribution - Tier 2 - 5QU CoRE ¦ 5QU LoRE | Red Flag Warning - Large Fires | Aggregated | Aggregated | 2048 | 1.0018e-05 | 0 | 415.2775 | 0.0041603 | 2048 | Mitigation | 0.08575 | 30 | 0 | esc | 0.0012005 | 1.2027e-08 | 0.00060025 | 6.0134e-09 | 0.0015435 | 1.5463e-08
[79 empty] | WLDFR | HFTD - Distribution - Tier 2 - 5QU CoRE ¦ 4QU LoRE | Seismic - Red Flag Warning - Catastrophic Fires | 2026 | 6.0154e-11 | 3.0077e-11 | 7.7341e-11 | 21835.9781 | 428.6023 | 13939.561 | 7467.8148 | 0 | 0 | 0 | 5.0107e-08 |  | 1.3135e-06 | 0 | 1.3135e-06 | 6.5676e-07 | 0 | 6.5676e-07 | 1.6888e-06 | 0 | 1.6888e-06 | [16 empty] | 7.3.1.3 Ignition probability mapping showing the probability of ignition along the electric lines and equipmentWLDFRAggregatedAggregated | WLDFR | HFTD - Distribution - Tier 2 - 5QU CoRE ¦ 5QU LoRE | Red Flag Warning - Large Fires | Aggregated | Aggregated | 2049 | 1.0018e-05 | 0 | 415.2775 | 0.0041603 | 2049 | Mitigation | 0.08575 | 30 | 0 | esc | 0.0012005 | 1.2027e-08 | 0.00060025 | 6.0134e-09 | 0.0015435 | 1.5463e-08
[79 empty] | WLDFR | HFTD - Distribution - Tier 2 - 5QU CoRE ¦ 4QU LoRE | Seismic - Red Flag Warning - Catastrophic Fires | 2027 | 6.0154e-11 | 3.0077e-11 | 7.7341e-11 | 21835.9781 | 428.6023 | 13939.561 | 7467.8148 | 0 | 0 | 0 | 5.0107e-08 |  | 1.3135e-06 | 0 | 1.3135e-06 | 6.5676e-07 | 0 | 6.5676e-07 | 1.6888e-06 | 0 | 1.6888e-06 | [16 empty] | 7.3.1.3 Ignition probability mapping showing the probability of ignition along the electric lines and equipmentWLDFRAggregatedAggregated | WLDFR | HFTD - Distribution - Tier 2 - 5QU CoRE ¦ 5QU LoRE | Red Flag Warning - Large Fires | Aggregated | Aggregated | 2050 | 1.0018e-05 | 0 | 415.2775 | 0.0041603 | 2050 | Mitigation | 0.08575 | 30 | 0 | esc | 0 | 0 | 0.00060025 | 6.0134e-09 | 0.0015435 | 1.5463e-08
[79 empty] | WLDFR | HFTD - Distribution - Tier 2 - 5QU CoRE ¦ 4QU LoRE | Seismic - Red Flag Warning - Catastrophic Fires | 2028 | 6.0154e-11 | 3.0077e-11 | 7.7341e-11 | 22783.187 | 453.261 | 14531.3357 | 7798.5904 | 0 | 0 | 0 | 5.0107e-08 |  | 1.3705e-06 | 0 | 1.3705e-06 | 6.8525e-07 | 0 | 6.8525e-07 | 1.7621e-06 | 0 | 1.7621e-06 | [16 empty] | 7.3.1.3 Ignition probability mapping showing the probability of ignition along the electric lines and equipmentWLDFRAggregatedAggregated | WLDFR | HFTD - Distribution - Tier 2 - 5QU CoRE ¦ 5QU LoRE | Red Flag Warning - Large Fires | Aggregated | Aggregated | 2051 | 1.0018e-05 | 0 | 415.2775 | 0.0041603 | 2051 | Mitigation | 0.08575 | 30 | 0 | esc | 0 | 0 | 0 | 0 | 0.0015435 | 1.5463e-08
[79 empty] | WLDFR | HFTD - Distribution - Tier 2 - 5QU CoRE ¦ 4QU LoRE | Seismic - Red Flag Warning - Catastrophic Fires | 2029 | 6.0154e-11 | 3.0077e-11 | 7.7341e-11 | 22783.187 | 453.261 | 14531.3357 | 7798.5904 | 0 | 0 | 0 | 5.0107e-08 |  | 1.3705e-06 | 0 | 1.3705e-06 | 6.8525e-07 | 0 | 6.8525e-07 | 1.7621e-06 | 0 | 1.7621e-06 | [16 empty] | 7.3.1.3 Ignition probability mapping showing the probability of ignition along the electric lines and equipmentWLDFRAggregatedAggregated | WLDFR | HFTD - Distribution - Tier 2 - 5QU CoRE ¦ 5QU LoRE | Red Flag Warning - Small Fires | Aggregated | Aggregated | 2021 | 0.00023753 | 0 | 415.2775 | 0.098643 | 2021 | Mitigation | 0.08575 | 30 | 0 | esc | 0.0012005 | 2.8516e-07 | 0.00060025 | 1.4258e-07 | 0 | 0
[79 empty] | WLDFR | HFTD - Distribution - Tier 2 - 5QU CoRE ¦ 4QU LoRE | Seismic - Red Flag Warning - Catastrophic Fires | 2030 | 6.0154e-11 | 3.0077e-11 | 7.7341e-11 | 22783.187 | 453.261 | 14531.3357 | 7798.5904 | 0 | 0 | 0 | 5.0107e-08 |  | 1.3705e-06 | 0 | 1.3705e-06 | 6.8525e-07 | 0 | 6.8525e-07 | 1.7621e-06 | 0 | 1.7621e-06 | [16 empty] | 7.3.1.3 Ignition probability mapping showing the probability of ignition along the electric lines and equipmentWLDFRAggregatedAggregated | WLDFR | HFTD - Distribution - Tier 2 - 5QU CoRE ¦ 5QU LoRE | Red Flag Warning - Small Fires | Aggregated | Aggregated | 2022 | 0.00023753 | 0 | 415.2775 | 0.098643 | 2022 | Mitigation | 0.08575 | 30 | 0 | esc | 0.0012005 | 2.8516e-07 | 0.00060025 | 1.4258e-07 | 0.0015435 | 3.6663e-07
[79 empty] | WLDFR | HFTD - Distribution - Tier 2 - 5QU CoRE ¦ 4QU LoRE | Seismic - Red Flag Warning - Catastrophic Fires | 2031 | 6.0154e-11 | 3.0077e-11 | 7.7341e-11 | 22783.187 | 453.261 | 14531.3357 | 7798.5904 | 0 | 0 | 0 | 5.0107e-08 |  | 1.3705e-06 | 0 | 1.3705e-06 | 6.8525e-07 | 0 | 6.8525e-07 | 1.7621e-06 | 0 | 1.7621e-06 | [16 empty] | 7.3.1.3 Ignition probability mapping showing the probability of ignition along the electric lines and equipmentWLDFRAggregatedAggregated | WLDFR | HFTD - Distribution - Tier 2 - 5QU CoRE ¦ 5QU LoRE | Red Flag Warning - Small Fires | Aggregated | Aggregated | 2023 | 0.00023753 | 0 | 415.2775 | 0.098643 | 2023 | Mitigation | 0.08575 | 30 | 0 | esc | 0.0012005 | 2.8516e-07 | 0.00060025 | 1.4258e-07 | 0.0015435 | 3.6663e-07
[79 empty] | WLDFR | HFTD - Distribution - Tier 2 - 5QU CoRE ¦ 4QU LoRE | Seismic - Red Flag Warning - Catastrophic Fires | 2032 | 6.0154e-11 | 3.0077e-11 | 7.7341e-11 | 22783.187 | 453.261 | 14531.3357 | 7798.5904 | 0 | 0 | 0 | 5.0107e-08 |  | 1.3705e-06 | 0 | 1.3705e-06 | 6.8525e-07 | 0 | 6.8525e-07 | 1.7621e-06 | 0 | 1.7621e-06 | [16 empty] | 7.3.1.3 Ignition probability mapping showing the probability of ignition along the electric lines and equipmentWLDFRAggregatedAggregated | WLDFR | HFTD - Distribution - Tier 2 - 5QU CoRE ¦ 5QU LoRE | Red Flag Warning - Small Fires | Aggregated | Aggregated | 2024 | 0.00023753 | 0 | 415.2775 | 0.098643 | 2024 | Mitigation | 0.08575 | 30 | 0 | esc | 0.0012005 | 2.8516e-07 | 0.00060025 | 1.4258e-07 | 0.0015435 | 3.6663e-07
[79 empty] | WLDFR | HFTD - Distribution - Tier 2 - 5QU CoRE ¦ 4QU LoRE | Seismic - Red Flag Warning - Catastrophic Fires | 2033 | 6.0154e-11 | 3.0077e-11 | 7.7341e-11 | 23835.2641 | 480.9649 | 15187.7294 | 8166.5698 | 0 | 0 | 0 | 5.0107e-08 |  | 1.4338e-06 | 0 | 1.4338e-06 | 7.1689e-07 | 0 | 7.1689e-07 | 1.8434e-06 | 0 | 1.8434e-06 | [16 empty] | 7.3.1.3 Ignition probability mapping showing the probability of ignition along the electric lines and equipmentWLDFRAggregatedAggregated | WLDFR | HFTD - Distribution - Tier 2 - 5QU CoRE ¦ 5QU LoRE | Red Flag Warning - Small Fires | Aggregated | Aggregated | 2025 | 0.00023753 | 0 | 415.2775 | 0.098643 | 2025 | Mitigation | 0.08575 | 30 | 0 | esc | 0.0012005 | 2.8516e-07 | 0.00060025 | 1.4258e-07 | 0.0015435 | 3.6663e-07
[79 empty] | WLDFR | HFTD - Distribution - Tier 2 - 5QU CoRE ¦ 4QU LoRE | Seismic - Red Flag Warning - Catastrophic Fires | 2034 | 6.0154e-11 | 3.0077e-11 | 7.7341e-11 | 23835.2641 | 480.9649 | 15187.7294 | 8166.5698 | 0 | 0 | 0 | 5.0107e-08 |  | 1.4338e-06 | 0 | 1.4338e-06 | 7.1689e-07 | 0 | 7.1689e-07 | 1.8434e-06 | 0 | 1.8434e-06 | [16 empty] | 7.3.1.3 Ignition probability mapping showing the probability of ignition along the electric lines and equipmentWLDFRAggregatedAggregated | WLDFR | HFTD - Distribution - Tier 2 - 5QU CoRE ¦ 5QU LoRE | Red Flag Warning - Small Fires | Aggregated | Aggregated | 2026 | 0.00023753 | 0 | 415.2775 | 0.098643 | 2026 | Mitigation | 0.08575 | 30 | 0 | esc | 0.0012005 | 2.8516e-07 | 0.00060025 | 1.4258e-07 | 0.0015435 | 3.6663e-07
[79 empty] | WLDFR | HFTD - Distribution - Tier 2 - 5QU CoRE ¦ 4QU LoRE | Seismic - Red Flag Warning - Catastrophic Fires | 2035 | 6.0154e-11 | 3.0077e-11 | 7.7341e-11 | 23835.2641 | 480.9649 | 15187.7294 | 8166.5698 | 0 | 0 | 0 | 5.0107e-08 |  | 1.4338e-06 | 0 | 1.4338e-06 | 7.1689e-07 | 0 | 7.1689e-07 | 1.8434e-06 | 0 | 1.8434e-06 | [16 empty] | 7.3.1.3 Ignition probability mapping showing the probability of ignition along the electric lines and equipmentWLDFRAggregatedAggregated | WLDFR | HFTD - Distribution - Tier 2 - 5QU CoRE ¦ 5QU LoRE | Red Flag Warning - Small Fires | Aggregated | Aggregated | 2027 | 0.00023753 | 0 | 415.2775 | 0.098643 | 2027 | Mitigation | 0.08575 | 30 | 0 | esc | 0.0012005 | 2.8516e-07 | 0.00060025 | 1.4258e-07 | 0.0015435 | 3.6663e-07
[79 empty] | WLDFR | HFTD - Distribution - Tier 2 - 5QU CoRE ¦ 4QU LoRE | Seismic - Red Flag Warning - Catastrophic Fires | 2036 | 6.0154e-11 | 3.0077e-11 | 7.7341e-11 | 23835.2641 | 480.9649 | 15187.7294 | 8166.5698 | 0 | 0 | 0 | 5.0107e-08 |  | 1.4338e-06 | 0 | 1.4338e-06 | 7.1689e-07 | 0 | 7.1689e-07 | 1.8434e-06 | 0 | 1.8434e-06 | [16 empty] | 7.3.1.3 Ignition probability mapping showing the probability of ignition along the electric lines and equipmentWLDFRAggregatedAggregated | WLDFR | HFTD - Distribution - Tier 2 - 5QU CoRE ¦ 5QU LoRE | Red Flag Warning - Small Fires | Aggregated | Aggregated | 2028 | 0.00023753 | 0 | 415.2775 | 0.098643 | 2028 | Mitigation | 0.08575 | 30 | 0 | esc | 0.0012005 | 2.8516e-07 | 0.00060025 | 1.4258e-07 | 0.0015435 | 3.6663e-07
[79 empty] | WLDFR | HFTD - Distribution - Tier 2 - 5QU CoRE ¦ 4QU LoRE | Seismic - Red Flag Warning - Catastrophic Fires | 2037 | 6.0154e-11 | 3.0077e-11 | 7.7341e-11 | 23835.2641 | 480.9649 | 15187.7294 | 8166.5698 | 0 | 0 | 0 | 5.0107e-08 |  | 1.4338e-06 | 0 | 1.4338e-06 | 7.1689e-07 | 0 | 7.1689e-07 | 1.8434e-06 | 0 | 1.8434e-06 | [16 empty] | 7.3.1.3 Ignition probability mapping showing the probability of ignition along the electric lines and equipmentWLDFRAggregatedAggregated | WLDFR | HFTD - Distribution - Tier 2 - 5QU CoRE ¦ 5QU LoRE | Red Flag Warning - Small Fires | Aggregated | Aggregated | 2029 | 0.00023753 | 0 | 415.2775 | 0.098643 | 2029 | Mitigation | 0.08575 | 30 | 0 | esc | 0.0012005 | 2.8516e-07 | 0.00060025 | 1.4258e-07 | 0.0015435 | 3.6663e-07
[79 empty] | WLDFR | HFTD - Distribution - Tier 2 - 5QU CoRE ¦ 4QU LoRE | Seismic - Red Flag Warning - Catastrophic Fires | 2038 | 6.0154e-11 | 3.0077e-11 | 7.7341e-11 | 24976.6418 | 511.3745 | 15898.8237 | 8566.4437 | 0 | 0 | 0 | 5.0107e-08 |  | 1.5024e-06 | 0 | 1.5024e-06 | 7.5122e-07 | 0 | 7.5122e-07 | 1.9317e-06 | 0 | 1.9317e-06 | [16 empty] | 7.3.1.3 Ignition probability mapping showing the probability of ignition along the electric lines and equipmentWLDFRAggregatedAggregated | WLDFR | HFTD - Distribution - Tier 2 - 5QU CoRE ¦ 5QU LoRE | Red Flag Warning - Small Fires | Aggregated | Aggregated | 2030 | 0.00023753 | 0 | 415.2775 | 0.098643 | 2030 | Mitigation | 0.08575 | 30 | 0 | esc | 0.0012005 | 2.8516e-07 | 0.00060025 | 1.4258e-07 | 0.0015435 | 3.6663e-07
[79 empty] | WLDFR | HFTD - Distribution - Tier 2 - 5QU CoRE ¦ 4QU LoRE | Seismic - Red Flag Warning - Catastrophic Fires | 2039 | 6.0154e-11 | 3.0077e-11 | 7.7341e-11 | 24976.6418 | 511.3745 | 15898.8237 | 8566.4437 | 0 | 0 | 0 | 5.0107e-08 |  | 1.5024e-06 | 0 | 1.5024e-06 | 7.5122e-07 | 0 | 7.5122e-07 | 1.9317e-06 | 0 | 1.9317e-06 | [16 empty] | 7.3.1.3 Ignition probability mapping showing the probability of ignition along the electric lines and equipmentWLDFRAggregatedAggregated | WLDFR | HFTD - Distribution - Tier 2 - 5QU CoRE ¦ 5QU LoRE | Red Flag Warning - Small Fires | Aggregated | Aggregated | 2031 | 0.00023753 | 0 | 415.2775 | 0.098643 | 2031 | Mitigation | 0.08575 | 30 | 0 | esc | 0.0012005 | 2.8516e-07 | 0.00060025 | 1.4258e-07 | 0.0015435 | 3.6663e-07
[79 empty] | WLDFR | HFTD - Distribution - Tier 2 - 5QU CoRE ¦ 4QU LoRE | Seismic - Red Flag Warning - Catastrophic Fires | 2040 | 6.0154e-11 | 3.0077e-11 | 7.7341e-11 | 24976.6418 | 511.3745 | 15898.8237 | 8566.4437 | 0 | 0 | 0 | 5.0107e-08 |  | 1.5024e-06 | 0 | 1.5024e-06 | 7.5122e-07 | 0 | 7.5122e-07 | 1.9317e-06 | 0 | 1.9317e-06 | [16 empty] | 7.3.1.3 Ignition probability mapping showing the probability of ignition along the electric lines and equipmentWLDFRAggregatedAggregated | WLDFR | HFTD - Distribution - Tier 2 - 5QU CoRE ¦ 5QU LoRE | Red Flag Warning - Small Fires | Aggregated | Aggregated | 2032 | 0.00023753 | 0 | 415.2775 | 0.098643 | 2032 | Mitigation | 0.08575 | 30 | 0 | esc | 0.0012005 | 2.8516e-07 | 0.00060025 | 1.4258e-07 | 0.0015435 | 3.6663e-07
[79 empty] | WLDFR | HFTD - Distribution - Tier 2 - 5QU CoRE ¦ 4QU LoRE | Seismic - Red Flag Warning - Catastrophic Fires | 2041 | 6.0154e-11 | 3.0077e-11 | 7.7341e-11 | 24976.6418 | 511.3745 | 15898.8237 | 8566.4437 | 0 | 0 | 0 | 5.0107e-08 |  | 1.5024e-06 | 0 | 1.5024e-06 | 7.5122e-07 | 0 | 7.5122e-07 | 1.9317e-06 | 0 | 1.9317e-06 | [16 empty] | 7.3.1.3 Ignition probability mapping showing the probability of ignition along the electric lines and equipmentWLDFRAggregatedAggregated | WLDFR | HFTD - Distribution - Tier 2 - 5QU CoRE ¦ 5QU LoRE | Red Flag Warning - Small Fires | Aggregated | Aggregated | 2033 | 0.00023753 | 0 | 415.2775 | 0.098643 | 2033 | Mitigation | 0.08575 | 30 | 0 | esc | 0.0012005 | 2.8516e-07 | 0.00060025 | 1.4258e-07 | 0.0015435 | 3.6663e-07
[79 empty] | WLDFR | HFTD - Distribution - Tier 2 - 5QU CoRE ¦ 4QU LoRE | Seismic - Red Flag Warning - Catastrophic Fires | 2042 | 6.0154e-11 | 3.0077e-11 | 7.7341e-11 | 24976.6418 | 511.3745 | 15898.8237 | 8566.4437 | 0 | 0 | 0 | 5.0107e-08 |  | 1.5024e-06 | 0 | 1.5024e-06 | 7.5122e-07 | 0 | 7.5122e-07 | 1.9317e-06 | 0 | 1.9317e-06 | [16 empty] | 7.3.1.3 Ignition probability mapping showing the probability of ignition along the electric lines and equipmentWLDFRAggregatedAggregated | WLDFR | HFTD - Distribution - Tier 2 - 5QU CoRE ¦ 5QU LoRE | Red Flag Warning - Small Fires | Aggregated | Aggregated | 2034 | 0.00023753 | 0 | 415.2775 | 0.098643 | 2034 | Mitigation | 0.08575 | 30 | 0 | esc | 0.0012005 | 2.8516e-07 | 0.00060025 | 1.4258e-07 | 0.0015435 | 3.6663e-07
[79 empty] | WLDFR | HFTD - Distribution - Tier 2 - 5QU CoRE ¦ 4QU LoRE | Seismic - Red Flag Warning - Catastrophic Fires | 2043 | 6.0154e-11 | 3.0077e-11 | 7.7341e-11 | 26191.7278 | 544.1291 | 16654.7414 | 8992.8573 | 0 | 0 | 0 | 5.0107e-08 |  | 1.5755e-06 | 0 | 1.5755e-06 | 7.8777e-07 | 0 | 7.8777e-07 | 2.0257e-06 | 0 | 2.0257e-06 | [16 empty] | 7.3.1.3 Ignition probability mapping showing the probability of ignition along the electric lines and equipmentWLDFRAggregatedAggregated | WLDFR | HFTD - Distribution - Tier 2 - 5QU CoRE ¦ 5QU LoRE | Red Flag Warning - Small Fires | Aggregated | Aggregated | 2035 | 0.00023753 | 0 | 415.2775 | 0.098643 | 2035 | Mitigation | 0.08575 | 30 | 0 | esc | 0.0012005 | 2.8516e-07 | 0.00060025 | 1.4258e-07 | 0.0015435 | 3.6663e-07
[79 empty] | WLDFR | HFTD - Distribution - Tier 2 - 5QU CoRE ¦ 4QU LoRE | Seismic - Red Flag Warning - Catastrophic Fires | 2044 | 6.0154e-11 | 3.0077e-11 | 7.7341e-11 | 26191.7278 | 544.1291 | 16654.7414 | 8992.8573 | 0 | 0 | 0 | 5.0107e-08 |  | 1.5755e-06 | 0 | 1.5755e-06 | 7.8777e-07 | 0 | 7.8777e-07 | 2.0257e-06 | 0 | 2.0257e-06 | [16 empty] | 7.3.1.3 Ignition probability mapping showing the probability of ignition along the electric lines and equipmentWLDFRAggregatedAggregated | WLDFR | HFTD - Distribution - Tier 2 - 5QU CoRE ¦ 5QU LoRE | Red Flag Warning - Small Fires | Aggregated | Aggregated | 2036 | 0.00023753 | 0 | 415.2775 | 0.098643 | 2036 | Mitigation | 0.08575 | 30 | 0 | esc | 0.0012005 | 2.8516e-07 | 0.00060025 | 1.4258e-07 | 0.0015435 | 3.6663e-07
[79 empty] | WLDFR | HFTD - Distribution - Tier 2 - 5QU CoRE ¦ 4QU LoRE | Seismic - Red Flag Warning - Catastrophic Fires | 2045 | 6.0154e-11 | 3.0077e-11 | 7.7341e-11 | 26191.7278 | 544.1291 | 16654.7414 | 8992.8573 | 0 | 0 | 0 | 5.0107e-08 |  | 1.5755e-06 | 0 | 1.5755e-06 | 7.8777e-07 | 0 | 7.8777e-07 | 2.0257e-06 | 0 | 2.0257e-06 | [16 empty] | 7.3.1.3 Ignition probability mapping showing the probability of ignition along the electric lines and equipmentWLDFRAggregatedAggregated | WLDFR | HFTD - Distribution - Tier 2 - 5QU CoRE ¦ 5QU LoRE | Red Flag Warning - Small Fires | Aggregated | Aggregated | 2037 | 0.00023753 | 0 | 415.2775 | 0.098643 | 2037 | Mitigation | 0.08575 | 30 | 0 | esc | 0.0012005 | 2.8516e-07 | 0.00060025 | 1.4258e-07 | 0.0015435 | 3.6663e-07
[79 empty] | WLDFR | HFTD - Distribution - Tier 2 - 5QU CoRE ¦ 4QU LoRE | Seismic - Red Flag Warning - Catastrophic Fires | 2046 | 6.0154e-11 | 3.0077e-11 | 7.7341e-11 | 26191.7278 | 544.1291 | 16654.7414 | 8992.8573 | 0 | 0 | 0 | 5.0107e-08 |  | 1.5755e-06 | 0 | 1.5755e-06 | 7.8777e-07 | 0 | 7.8777e-07 | 2.0257e-06 | 0 | 2.0257e-06 | [16 empty] | 7.3.1.3 Ignition probability mapping showing the probability of ignition along the electric lines and equipmentWLDFRAggregatedAggregated | WLDFR | HFTD - Distribution - Tier 2 - 5QU CoRE ¦ 5QU LoRE | Red Flag Warning - Small Fires | Aggregated | Aggregated | 2038 | 0.00023753 | 0 | 415.2775 | 0.098643 | 2038 | Mitigation | 0.08575 | 30 | 0 | esc | 0.0012005 | 2.8516e-07 | 0.00060025 | 1.4258e-07 | 0.0015435 | 3.6663e-07
[79 empty] | WLDFR | HFTD - Distribution - Tier 2 - 5QU CoRE ¦ 4QU LoRE | Seismic - Red Flag Warning - Catastrophic Fires | 2047 | 6.0154e-11 | 3.0077e-11 | 7.7341e-11 | 26191.7278 | 544.1291 | 16654.7414 | 8992.8573 | 0 | 0 | 0 | 5.0107e-08 |  | 1.5755e-06 | 0 | 1.5755e-06 | 7.8777e-07 | 0 | 7.8777e-07 | 2.0257e-06 | 0 | 2.0257e-06 | [16 empty] | 7.3.1.3 Ignition probability mapping showing the probability of ignition along the electric lines and equipmentWLDFRAggregatedAggregated | WLDFR | HFTD - Distribution - Tier 2 - 5QU CoRE ¦ 5QU LoRE | Red Flag Warning - Small Fires | Aggregated | Aggregated | 2039 | 0.00023753 | 0 | 415.2775 | 0.098643 | 2039 | Mitigation | 0.08575 | 30 | 0 | esc | 0.0012005 | 2.8516e-07 | 0.00060025 | 1.4258e-07 | 0.0015435 | 3.6663e-07
[79 empty] | WLDFR | HFTD - Distribution - Tier 2 - 5QU CoRE ¦ 4QU LoRE | Seismic - Red Flag Warning - Catastrophic Fires | 2048 | 6.0154e-11 | 3.0077e-11 | 7.7341e-11 | 27464.7227 | 578.8407 | 17445.538 | 9440.3441 | 0 | 0 | 0 | 5.0107e-08 |  | 1.6521e-06 | 0 | 1.6521e-06 | 8.2605e-07 | 0 | 8.2605e-07 | 2.1241e-06 | 0 | 2.1241e-06 | [16 empty] | 7.3.1.3 Ignition probability mapping showing the probability of ignition along the electric lines and equipmentWLDFRAggregatedAggregated | WLDFR | HFTD - Distribution - Tier 2 - 5QU CoRE ¦ 5QU LoRE | Red Flag Warning - Small Fires | Aggregated | Aggregated | 2040 | 0.00023753 | 0 | 415.2775 | 0.098643 | 2040 | Mitigation | 0.08575 | 30 | 0 | esc | 0.0012005 | 2.8516e-07 | 0.00060025 | 1.4258e-07 | 0.0015435 | 3.6663e-07
[79 empty] | WLDFR | HFTD - Distribution - Tier 2 - 5QU CoRE ¦ 4QU LoRE | Seismic - Red Flag Warning - Catastrophic Fires | 2049 | 6.0154e-11 | 3.0077e-11 | 7.7341e-11 | 27464.7227 | 578.8407 | 17445.538 | 9440.3441 | 0 | 0 | 0 | 5.0107e-08 |  | 1.6521e-06 | 0 | 1.6521e-06 | 8.2605e-07 | 0 | 8.2605e-07 | 2.1241e-06 | 0 | 2.1241e-06 | [16 empty] | 7.3.1.3 Ignition probability mapping showing the probability of ignition along the electric lines and equipmentWLDFRAggregatedAggregated | WLDFR | HFTD - Distribution - Tier 2 - 5QU CoRE ¦ 5QU LoRE | Red Flag Warning - Small Fires | Aggregated | Aggregated | 2041 | 0.00023753 | 0 | 415.2775 | 0.098643 | 2041 | Mitigation | 0.08575 | 30 | 0 | esc | 0.0012005 | 2.8516e-07 | 0.00060025 | 1.4258e-07 | 0.0015435 | 3.6663e-07
[79 empty] | WLDFR | HFTD - Distribution - Tier 2 - 5QU CoRE ¦ 4QU LoRE | Seismic - Red Flag Warning - Catastrophic Fires | 2050 | 0 | 3.0077e-11 | 7.7341e-11 | 27464.7227 | 578.8407 | 17445.538 | 9440.3441 | 0 | 0 | 0 | 5.0107e-08 |  | 0 | 0 | 0 | 8.2605e-07 | 0 | 8.2605e-07 | 2.1241e-06 | 0 | 2.1241e-06 | [16 empty] | 7.3.1.3 Ignition probability mapping showing the probability of ignition along the electric lines and equipmentWLDFRAggregatedAggregated | WLDFR | HFTD - Distribution - Tier 2 - 5QU CoRE ¦ 5QU LoRE | Red Flag Warning - Small Fires | Aggregated | Aggregated | 2042 | 0.00023753 | 0 | 415.2775 | 0.098643 | 2042 | Mitigation | 0.08575 | 30 | 0 | esc | 0.0012005 | 2.8516e-07 | 0.00060025 | 1.4258e-07 | 0.0015435 | 3.6663e-07
[79 empty] | WLDFR | HFTD - Distribution - Tier 2 - 5QU CoRE ¦ 4QU LoRE | Seismic - Red Flag Warning - Catastrophic Fires | 2051 | 0 | 0 | 7.7341e-11 | 27464.7227 | 578.8407 | 17445.538 | 9440.3441 | 0 | 0 | 0 | 5.0107e-08 |  | 0 | 0 | 0 | 0 | 0 | 0 | 2.1241e-06 | 0 | 2.1241e-06 | [16 empty] | 7.3.1.3 Ignition probability mapping showing the probability of ignition along the electric lines and equipmentWLDFRAggregatedAggregated | WLDFR | HFTD - Distribution - Tier 2 - 5QU CoRE ¦ 5QU LoRE | Red Flag Warning - Small Fires | Aggregated | Aggregated | 2043 | 0.00023753 | 0 | 415.2775 | 0.098643 | 2043 | Mitigation | 0.08575 | 30 | 0 | esc | 0.0012005 | 2.8516e-07 | 0.00060025 | 1.4258e-07 | 0.0015435 | 3.6663e-07
[79 empty] | WLDFR | HFTD - Distribution - Tier 2 - 5QU CoRE ¦ 5QU LoRE | Non-Red Flag Warning - Catastrophic Fires | 2020 | 6.5188e-11 | 0 | 0 | 14146.1306 | 222.2294 | 8585.7228 | 5338.1784 | 0 | 0 | 0 | 5.4301e-08 |  | 9.2216e-07 | 0 | 9.2216e-07 | 0 | 0 | 0 | 0 | 0 | 0 | [16 empty] | 7.3.1.3 Ignition probability mapping showing the probability of ignition along the electric lines and equipmentWLDFRAggregatedAggregated | WLDFR | HFTD - Distribution - Tier 2 - 5QU CoRE ¦ 5QU LoRE | Red Flag Warning - Small Fires | Aggregated | Aggregated | 2044 | 0.00023753 | 0 | 415.2775 | 0.098643 | 2044 | Mitigation | 0.08575 | 30 | 0 | esc | 0.0012005 | 2.8516e-07 | 0.00060025 | 1.4258e-07 | 0.0015435 | 3.6663e-07
[79 empty] | WLDFR | HFTD - Distribution - Tier 2 - 5QU CoRE ¦ 5QU LoRE | Non-Red Flag Warning - Catastrophic Fires | 2021 | 6.5188e-11 | 3.2594e-11 | 0 | 14146.1306 | 222.2294 | 8585.7228 | 5338.1784 | 0 | 0 | 0 | 5.4301e-08 |  | 9.2216e-07 | 0 | 9.2216e-07 | 4.6108e-07 | 0 | 4.6108e-07 | 0 | 0 | 0 | [16 empty] | 7.3.1.3 Ignition probability mapping showing the probability of ignition along the electric lines and equipmentWLDFRAggregatedAggregated | WLDFR | HFTD - Distribution - Tier 2 - 5QU CoRE ¦ 5QU LoRE | Red Flag Warning - Small Fires | Aggregated | Aggregated | 2045 | 0.00023753 | 0 | 415.2775 | 0.098643 | 2045 | Mitigation | 0.08575 | 30 | 0 | esc | 0.0012005 | 2.8516e-07 | 0.00060025 | 1.4258e-07 | 0.0015435 | 3.6663e-07
[79 empty] | WLDFR | HFTD - Distribution - Tier 2 - 5QU CoRE ¦ 5QU LoRE | Non-Red Flag Warning - Catastrophic Fires | 2022 | 6.5188e-11 | 3.2594e-11 | 8.3813e-11 | 14146.1306 | 222.2294 | 8585.7228 | 5338.1784 | 0 | 0 | 0 | 5.4301e-08 |  | 9.2216e-07 | 0 | 9.2216e-07 | 4.6108e-07 | 0 | 4.6108e-07 | 1.1856e-06 | 0 | 1.1856e-06 | [16 empty] | 7.3.1.3 Ignition probability mapping showing the probability of ignition along the electric lines and equipmentWLDFRAggregatedAggregated | WLDFR | HFTD - Distribution - Tier 2 - 5QU CoRE ¦ 5QU LoRE | Red Flag Warning - Small Fires | Aggregated | Aggregated | 2046 | 0.00023753 | 0 | 415.2775 | 0.098643 | 2046 | Mitigation | 0.08575 | 30 | 0 | esc | 0.0012005 | 2.8516e-07 | 0.00060025 | 1.4258e-07 | 0.0015435 | 3.6663e-07
[79 empty] | WLDFR | HFTD - Distribution - Tier 2 - 5QU CoRE ¦ 5QU LoRE | Non-Red Flag Warning - Catastrophic Fires | 2023 | 6.5188e-11 | 3.2594e-11 | 8.3813e-11 | 14664.6376 | 233.2301 | 8896.516 | 5534.8915 | 0 | 0 | 0 | 5.4301e-08 |  | 9.5596e-07 | 0 | 9.5596e-07 | 4.7798e-07 | 0 | 4.7798e-07 | 1.2291e-06 | 0 | 1.2291e-06 | [16 empty] | 7.3.1.3 Ignition probability mapping showing the probability of ignition along the electric lines and equipmentWLDFRAggregatedAggregated | WLDFR | HFTD - Distribution - Tier 2 - 5QU CoRE ¦ 5QU LoRE | Red Flag Warning - Small Fires | Aggregated | Aggregated | 2047 | 0.00023753 | 0 | 415.2775 | 0.098643 | 2047 | Mitigation | 0.08575 | 30 | 0 | esc | 0.0012005 | 2.8516e-07 | 0.00060025 | 1.4258e-07 | 0.0015435 | 3.6663e-07
[79 empty] | WLDFR | HFTD - Distribution - Tier 2 - 5QU CoRE ¦ 5QU LoRE | Non-Red Flag Warning - Catastrophic Fires | 2024 | 6.5188e-11 | 3.2594e-11 | 8.3813e-11 | 14664.6376 | 233.2301 | 8896.516 | 5534.8915 | 0 | 0 | 0 | 5.4301e-08 |  | 9.5596e-07 | 0 | 9.5596e-07 | 4.7798e-07 | 0 | 4.7798e-07 | 1.2291e-06 | 0 | 1.2291e-06 | [16 empty] | 7.3.1.3 Ignition probability mapping showing the probability of ignition along the electric lines and equipmentWLDFRAggregatedAggregated | WLDFR | HFTD - Distribution - Tier 2 - 5QU CoRE ¦ 5QU LoRE | Red Flag Warning - Small Fires | Aggregated | Aggregated | 2048 | 0.00023753 | 0 | 415.2775 | 0.098643 | 2048 | Mitigation | 0.08575 | 30 | 0 | esc | 0.0012005 | 2.8516e-07 | 0.00060025 | 1.4258e-07 | 0.0015435 | 3.6663e-07
[79 empty] | WLDFR | HFTD - Distribution - Tier 2 - 5QU CoRE ¦ 5QU LoRE | Non-Red Flag Warning - Catastrophic Fires | 2025 | 6.5188e-11 | 3.2594e-11 | 8.3813e-11 | 14664.6376 | 233.2301 | 8896.516 | 5534.8915 | 0 | 0 | 0 | 5.4301e-08 |  | 9.5596e-07 | 0 | 9.5596e-07 | 4.7798e-07 | 0 | 4.7798e-07 | 1.2291e-06 | 0 | 1.2291e-06 | [16 empty] | 7.3.1.3 Ignition probability mapping showing the probability of ignition along the electric lines and equipmentWLDFRAggregatedAggregated | WLDFR | HFTD - Distribution - Tier 2 - 5QU CoRE ¦ 5QU LoRE | Red Flag Warning - Small Fires | Aggregated | Aggregated | 2049 | 0.00023753 | 0 | 415.2775 | 0.098643 | 2049 | Mitigation | 0.08575 | 30 | 0 | esc | 0.0012005 | 2.8516e-07 | 0.00060025 | 1.4258e-07 | 0.0015435 | 3.6663e-07
[79 empty] | WLDFR | HFTD - Distribution - Tier 2 - 5QU CoRE ¦ 5QU LoRE | Non-Red Flag Warning - Catastrophic Fires | 2026 | 6.5188e-11 | 3.2594e-11 | 8.3813e-11 | 14664.6376 | 233.2301 | 8896.516 | 5534.8915 | 0 | 0 | 0 | 5.4301e-08 |  | 9.5596e-07 | 0 | 9.5596e-07 | 4.7798e-07 | 0 | 4.7798e-07 | 1.2291e-06 | 0 | 1.2291e-06 | [16 empty] | 7.3.1.3 Ignition probability mapping showing the probability of ignition along the electric lines and equipmentWLDFRAggregatedAggregated | WLDFR | HFTD - Distribution - Tier 2 - 5QU CoRE ¦ 5QU LoRE | Red Flag Warning - Small Fires | Aggregated | Aggregated | 2050 | 0.00023753 | 0 | 415.2775 | 0.098643 | 2050 | Mitigation | 0.08575 | 30 | 0 | esc | 0 | 0 | 0.00060025 | 1.4258e-07 | 0.0015435 | 3.6663e-07
[79 empty] | WLDFR | HFTD - Distribution - Tier 2 - 5QU CoRE ¦ 5QU LoRE | Non-Red Flag Warning - Catastrophic Fires | 2027 | 6.5188e-11 | 3.2594e-11 | 8.3813e-11 | 14664.6376 | 233.2301 | 8896.516 | 5534.8915 | 0 | 0 | 0 | 5.4301e-08 |  | 9.5596e-07 | 0 | 9.5596e-07 | 4.7798e-07 | 0 | 4.7798e-07 | 1.2291e-06 | 0 | 1.2291e-06 | [16 empty] | 7.3.1.3 Ignition probability mapping showing the probability of ignition along the electric lines and equipmentWLDFRAggregatedAggregated | WLDFR | HFTD - Distribution - Tier 2 - 5QU CoRE ¦ 5QU LoRE | Red Flag Warning - Small Fires | Aggregated | Aggregated | 2051 | 0.00023753 | 0 | 415.2775 | 0.098643 | 2051 | Mitigation | 0.08575 | 30 | 0 | esc | 0 | 0 | 0 | 0 | 0.0015435 | 3.6663e-07
[79 empty] | WLDFR | HFTD - Distribution - Tier 2 - 5QU CoRE ¦ 5QU LoRE | Non-Red Flag Warning - Catastrophic Fires | 2028 | 6.5188e-11 | 3.2594e-11 | 8.3813e-11 | 15317.9909 | 247.273 | 9287.6491 | 5783.0689 | 0 | 0 | 0 | 5.4301e-08 |  | 9.9855e-07 | 0 | 9.9855e-07 | 4.9928e-07 | 0 | 4.9928e-07 | 1.2839e-06 | 0 | 1.2839e-06 | [16 empty] | 7.3.1.3 Ignition probability mapping showing the probability of ignition along the electric lines and equipmentWLDFRAggregatedAggregated | WLDFR | HFTD - Distribution - Tier 2 - 5QU CoRE ¦ 5QU LoRE | Seismic - Non-Red Flag Warning - Catastrophic Fires | Aggregated | Aggregated | 2021 | 1.7053e-09 | 0 | 415.2775 | 7.0817e-07 | 2021 | Mitigation | 0.08575 | 30 | 0 | esc | 0.0012005 | 2.0472e-12 | 0.00060025 | 1.0236e-12 | 0 | 0
[79 empty] | WLDFR | HFTD - Distribution - Tier 2 - 5QU CoRE ¦ 5QU LoRE | Non-Red Flag Warning - Catastrophic Fires | 2029 | 6.5188e-11 | 3.2594e-11 | 8.3813e-11 | 15317.9909 | 247.273 | 9287.6491 | 5783.0689 | 0 | 0 | 0 | 5.4301e-08 |  | 9.9855e-07 | 0 | 9.9855e-07 | 4.9928e-07 | 0 | 4.9928e-07 | 1.2839e-06 | 0 | 1.2839e-06 | [16 empty] | 7.3.1.3 Ignition probability mapping showing the probability of ignition along the electric lines and equipmentWLDFRAggregatedAggregated | WLDFR | HFTD - Distribution - Tier 2 - 5QU CoRE ¦ 5QU LoRE | Seismic - Non-Red Flag Warning - Catastrophic Fires | Aggregated | Aggregated | 2022 | 1.7053e-09 | 0 | 415.2775 | 7.0817e-07 | 2022 | Mitigation | 0.08575 | 30 | 0 | esc | 0.0012005 | 2.0472e-12 | 0.00060025 | 1.0236e-12 | 0.0015435 | 2.6321e-12
[79 empty] | WLDFR | HFTD - Distribution - Tier 2 - 5QU CoRE ¦ 5QU LoRE | Non-Red Flag Warning - Catastrophic Fires | 2030 | 6.5188e-11 | 3.2594e-11 | 8.3813e-11 | 15317.9909 | 247.273 | 9287.6491 | 5783.0689 | 0 | 0 | 0 | 5.4301e-08 |  | 9.9855e-07 | 0 | 9.9855e-07 | 4.9928e-07 | 0 | 4.9928e-07 | 1.2839e-06 | 0 | 1.2839e-06 | [16 empty] | 7.3.1.3 Ignition probability mapping showing the probability of ignition along the electric lines and equipmentWLDFRAggregatedAggregated | WLDFR | HFTD - Distribution - Tier 2 - 5QU CoRE ¦ 5QU LoRE | Seismic - Non-Red Flag Warning - Catastrophic Fires | Aggregated | Aggregated | 2023 | 1.7053e-09 | 0 | 415.2775 | 7.0817e-07 | 2023 | Mitigation | 0.08575 | 30 | 0 | esc | 0.0012005 | 2.0472e-12 | 0.00060025 | 1.0236e-12 | 0.0015435 | 2.6321e-12
[79 empty] | WLDFR | HFTD - Distribution - Tier 2 - 5QU CoRE ¦ 5QU LoRE | Non-Red Flag Warning - Catastrophic Fires | 2031 | 6.5188e-11 | 3.2594e-11 | 8.3813e-11 | 15317.9909 | 247.273 | 9287.6491 | 5783.0689 | 0 | 0 | 0 | 5.4301e-08 |  | 9.9855e-07 | 0 | 9.9855e-07 | 4.9928e-07 | 0 | 4.9928e-07 | 1.2839e-06 | 0 | 1.2839e-06 | [16 empty] | 7.3.1.3 Ignition probability mapping showing the probability of ignition along the electric lines and equipmentWLDFRAggregatedAggregated | WLDFR | HFTD - Distribution - Tier 2 - 5QU CoRE ¦ 5QU LoRE | Seismic - Non-Red Flag Warning - Catastrophic Fires | Aggregated | Aggregated | 2024 | 1.7053e-09 | 0 | 415.2775 | 7.0817e-07 | 2024 | Mitigation | 0.08575 | 30 | 0 | esc | 0.0012005 | 2.0472e-12 | 0.00060025 | 1.0236e-12 | 0.0015435 | 2.6321e-12
[79 empty] | WLDFR | HFTD - Distribution - Tier 2 - 5QU CoRE ¦ 5QU LoRE | Non-Red Flag Warning - Catastrophic Fires | 2032 | 6.5188e-11 | 3.2594e-11 | 8.3813e-11 | 15317.9909 | 247.273 | 9287.6491 | 5783.0689 | 0 | 0 | 0 | 5.4301e-08 |  | 9.9855e-07 | 0 | 9.9855e-07 | 4.9928e-07 | 0 | 4.9928e-07 | 1.2839e-06 | 0 | 1.2839e-06 | [16 empty] | 7.3.1.3 Ignition probability mapping showing the probability of ignition along the electric lines and equipmentWLDFRAggregatedAggregated | WLDFR | HFTD - Distribution - Tier 2 - 5QU CoRE ¦ 5QU LoRE | Seismic - Non-Red Flag Warning - Catastrophic Fires | Aggregated | Aggregated | 2025 | 1.7053e-09 | 0 | 415.2775 | 7.0817e-07 | 2025 | Mitigation | 0.08575 | 30 | 0 | esc | 0.0012005 | 2.0472e-12 | 0.00060025 | 1.0236e-12 | 0.0015435 | 2.6321e-12
[79 empty] | WLDFR | HFTD - Distribution - Tier 2 - 5QU CoRE ¦ 5QU LoRE | Non-Red Flag Warning - Catastrophic Fires | 2033 | 6.5188e-11 | 3.2594e-11 | 8.3813e-11 | 16044.1264 | 263.1074 | 9721.74 | 6059.2791 | 0 | 0 | 0 | 5.4301e-08 |  | 1.0459e-06 | 0 | 1.0459e-06 | 5.2294e-07 | 0 | 5.2294e-07 | 1.3447e-06 | 0 | 1.3447e-06 | [16 empty] | 7.3.1.3 Ignition probability mapping showing the probability of ignition along the electric lines and equipmentWLDFRAggregatedAggregated | WLDFR | HFTD - Distribution - Tier 2 - 5QU CoRE ¦ 5QU LoRE | Seismic - Non-Red Flag Warning - Catastrophic Fires | Aggregated | Aggregated | 2026 | 1.7053e-09 | 0 | 415.2775 | 7.0817e-07 | 2026 | Mitigation | 0.08575 | 30 | 0 | esc | 0.0012005 | 2.0472e-12 | 0.00060025 | 1.0236e-12 | 0.0015435 | 2.6321e-12
[79 empty] | WLDFR | HFTD - Distribution - Tier 2 - 5QU CoRE ¦ 5QU LoRE | Non-Red Flag Warning - Catastrophic Fires | 2034 | 6.5188e-11 | 3.2594e-11 | 8.3813e-11 | 16044.1264 | 263.1074 | 9721.74 | 6059.2791 | 0 | 0 | 0 | 5.4301e-08 |  | 1.0459e-06 | 0 | 1.0459e-06 | 5.2294e-07 | 0 | 5.2294e-07 | 1.3447e-06 | 0 | 1.3447e-06 | [16 empty] | 7.3.1.3 Ignition probability mapping showing the probability of ignition along the electric lines and equipmentWLDFRAggregatedAggregated | WLDFR | HFTD - Distribution - Tier 2 - 5QU CoRE ¦ 5QU LoRE | Seismic - Non-Red Flag Warning - Catastrophic Fires | Aggregated | Aggregated | 2027 | 1.7053e-09 | 0 | 415.2775 | 7.0817e-07 | 2027 | Mitigation | 0.08575 | 30 | 0 | esc | 0.0012005 | 2.0472e-12 | 0.00060025 | 1.0236e-12 | 0.0015435 | 2.6321e-12
[79 empty] | WLDFR | HFTD - Distribution - Tier 2 - 5QU CoRE ¦ 5QU LoRE | Non-Red Flag Warning - Catastrophic Fires | 2035 | 6.5188e-11 | 3.2594e-11 | 8.3813e-11 | 16044.1264 | 263.1074 | 9721.74 | 6059.2791 | 0 | 0 | 0 | 5.4301e-08 |  | 1.0459e-06 | 0 | 1.0459e-06 | 5.2294e-07 | 0 | 5.2294e-07 | 1.3447e-06 | 0 | 1.3447e-06 | [16 empty] | 7.3.1.3 Ignition probability mapping showing the probability of ignition along the electric lines and equipmentWLDFRAggregatedAggregated | WLDFR | HFTD - Distribution - Tier 2 - 5QU CoRE ¦ 5QU LoRE | Seismic - Non-Red Flag Warning - Catastrophic Fires | Aggregated | Aggregated | 2028 | 1.7053e-09 | 0 | 415.2775 | 7.0817e-07 | 2028 | Mitigation | 0.08575 | 30 | 0 | esc | 0.0012005 | 2.0472e-12 | 0.00060025 | 1.0236e-12 | 0.0015435 | 2.6321e-12
[79 empty] | WLDFR | HFTD - Distribution - Tier 2 - 5QU CoRE ¦ 5QU LoRE | Non-Red Flag Warning - Catastrophic Fires | 2036 | 6.5188e-11 | 3.2594e-11 | 8.3813e-11 | 16044.1264 | 263.1074 | 9721.74 | 6059.2791 | 0 | 0 | 0 | 5.4301e-08 |  | 1.0459e-06 | 0 | 1.0459e-06 | 5.2294e-07 | 0 | 5.2294e-07 | 1.3447e-06 | 0 | 1.3447e-06 | [16 empty] | 7.3.1.3 Ignition probability mapping showing the probability of ignition along the electric lines and equipmentWLDFRAggregatedAggregated | WLDFR | HFTD - Distribution - Tier 2 - 5QU CoRE ¦ 5QU LoRE | Seismic - Non-Red Flag Warning - Catastrophic Fires | Aggregated | Aggregated | 2029 | 1.7053e-09 | 0 | 415.2775 | 7.0817e-07 | 2029 | Mitigation | 0.08575 | 30 | 0 | esc | 0.0012005 | 2.0472e-12 | 0.00060025 | 1.0236e-12 | 0.0015435 | 2.6321e-12
[79 empty] | WLDFR | HFTD - Distribution - Tier 2 - 5QU CoRE ¦ 5QU LoRE | Non-Red Flag Warning - Catastrophic Fires | 2037 | 6.5188e-11 | 3.2594e-11 | 8.3813e-11 | 16044.1264 | 263.1074 | 9721.74 | 6059.2791 | 0 | 0 | 0 | 5.4301e-08 |  | 1.0459e-06 | 0 | 1.0459e-06 | 5.2294e-07 | 0 | 5.2294e-07 | 1.3447e-06 | 0 | 1.3447e-06 | [16 empty] | 7.3.1.3 Ignition probability mapping showing the probability of ignition along the electric lines and equipmentWLDFRAggregatedAggregated | WLDFR | HFTD - Distribution - Tier 2 - 5QU CoRE ¦ 5QU LoRE | Seismic - Non-Red Flag Warning - Catastrophic Fires | Aggregated | Aggregated | 2030 | 1.7053e-09 | 0 | 415.2775 | 7.0817e-07 | 2030 | Mitigation | 0.08575 | 30 | 0 | esc | 0.0012005 | 2.0472e-12 | 0.00060025 | 1.0236e-12 | 0.0015435 | 2.6321e-12
[79 empty] | WLDFR | HFTD - Distribution - Tier 2 - 5QU CoRE ¦ 5QU LoRE | Non-Red Flag Warning - Catastrophic Fires | 2038 | 6.5188e-11 | 3.2594e-11 | 8.3813e-11 | 16832.3912 | 280.5544 | 10192.2718 | 6359.5651 | 0 | 0 | 0 | 5.4301e-08 |  | 1.0973e-06 | 0 | 1.0973e-06 | 5.4864e-07 | 0 | 5.4864e-07 | 1.4108e-06 | 0 | 1.4108e-06 | [16 empty] | 7.3.1.3 Ignition probability mapping showing the probability of ignition along the electric lines and equipmentWLDFRAggregatedAggregated | WLDFR | HFTD - Distribution - Tier 2 - 5QU CoRE ¦ 5QU LoRE | Seismic - Non-Red Flag Warning - Catastrophic Fires | Aggregated | Aggregated | 2031 | 1.7053e-09 | 0 | 415.2775 | 7.0817e-07 | 2031 | Mitigation | 0.08575 | 30 | 0 | esc | 0.0012005 | 2.0472e-12 | 0.00060025 | 1.0236e-12 | 0.0015435 | 2.6321e-12
[79 empty] | WLDFR | HFTD - Distribution - Tier 2 - 5QU CoRE ¦ 5QU LoRE | Non-Red Flag Warning - Catastrophic Fires | 2039 | 6.5188e-11 | 3.2594e-11 | 8.3813e-11 | 16832.3912 | 280.5544 | 10192.2718 | 6359.5651 | 0 | 0 | 0 | 5.4301e-08 |  | 1.0973e-06 | 0 | 1.0973e-06 | 5.4864e-07 | 0 | 5.4864e-07 | 1.4108e-06 | 0 | 1.4108e-06 | [16 empty] | 7.3.1.3 Ignition probability mapping showing the probability of ignition along the electric lines and equipmentWLDFRAggregatedAggregated | WLDFR | HFTD - Distribution - Tier 2 - 5QU CoRE ¦ 5QU LoRE | Seismic - Non-Red Flag Warning - Catastrophic Fires | Aggregated | Aggregated | 2032 | 1.7053e-09 | 0 | 415.2775 | 7.0817e-07 | 2032 | Mitigation | 0.08575 | 30 | 0 | esc | 0.0012005 | 2.0472e-12 | 0.00060025 | 1.0236e-12 | 0.0015435 | 2.6321e-12
[79 empty] | WLDFR | HFTD - Distribution - Tier 2 - 5QU CoRE ¦ 5QU LoRE | Non-Red Flag Warning - Catastrophic Fires | 2040 | 6.5188e-11 | 3.2594e-11 | 8.3813e-11 | 16832.3912 | 280.5544 | 10192.2718 | 6359.5651 | 0 | 0 | 0 | 5.4301e-08 |  | 1.0973e-06 | 0 | 1.0973e-06 | 5.4864e-07 | 0 | 5.4864e-07 | 1.4108e-06 | 0 | 1.4108e-06 | [16 empty] | 7.3.1.3 Ignition probability mapping showing the probability of ignition along the electric lines and equipmentWLDFRAggregatedAggregated | WLDFR | HFTD - Distribution - Tier 2 - 5QU CoRE ¦ 5QU LoRE | Seismic - Non-Red Flag Warning - Catastrophic Fires | Aggregated | Aggregated | 2033 | 1.7053e-09 | 0 | 415.2775 | 7.0817e-07 | 2033 | Mitigation | 0.08575 | 30 | 0 | esc | 0.0012005 | 2.0472e-12 | 0.00060025 | 1.0236e-12 | 0.0015435 | 2.6321e-12
[79 empty] | WLDFR | HFTD - Distribution - Tier 2 - 5QU CoRE ¦ 5QU LoRE | Non-Red Flag Warning - Catastrophic Fires | 2041 | 6.5188e-11 | 3.2594e-11 | 8.3813e-11 | 16832.3912 | 280.5544 | 10192.2718 | 6359.5651 | 0 | 0 | 0 | 5.4301e-08 |  | 1.0973e-06 | 0 | 1.0973e-06 | 5.4864e-07 | 0 | 5.4864e-07 | 1.4108e-06 | 0 | 1.4108e-06 | [16 empty] | 7.3.1.3 Ignition probability mapping showing the probability of ignition along the electric lines and equipmentWLDFRAggregatedAggregated | WLDFR | HFTD - Distribution - Tier 2 - 5QU CoRE ¦ 5QU LoRE | Seismic - Non-Red Flag Warning - Catastrophic Fires | Aggregated | Aggregated | 2034 | 1.7053e-09 | 0 | 415.2775 | 7.0817e-07 | 2034 | Mitigation | 0.08575 | 30 | 0 | esc | 0.0012005 | 2.0472e-12 | 0.00060025 | 1.0236e-12 | 0.0015435 | 2.6321e-12
[79 empty] | WLDFR | HFTD - Distribution - Tier 2 - 5QU CoRE ¦ 5QU LoRE | Non-Red Flag Warning - Catastrophic Fires | 2042 | 6.5188e-11 | 3.2594e-11 | 8.3813e-11 | 16832.3912 | 280.5544 | 10192.2718 | 6359.5651 | 0 | 0 | 0 | 5.4301e-08 |  | 1.0973e-06 | 0 | 1.0973e-06 | 5.4864e-07 | 0 | 5.4864e-07 | 1.4108e-06 | 0 | 1.4108e-06 | [16 empty] | 7.3.1.3 Ignition probability mapping showing the probability of ignition along the electric lines and equipmentWLDFRAggregatedAggregated | WLDFR | HFTD - Distribution - Tier 2 - 5QU CoRE ¦ 5QU LoRE | Seismic - Non-Red Flag Warning - Catastrophic Fires | Aggregated | Aggregated | 2035 | 1.7053e-09 | 0 | 415.2775 | 7.0817e-07 | 2035 | Mitigation | 0.08575 | 30 | 0 | esc | 0.0012005 | 2.0472e-12 | 0.00060025 | 1.0236e-12 | 0.0015435 | 2.6321e-12
[79 empty] | WLDFR | HFTD - Distribution - Tier 2 - 5QU CoRE ¦ 5QU LoRE | Non-Red Flag Warning - Catastrophic Fires | 2043 | 6.5188e-11 | 3.2594e-11 | 8.3813e-11 | 17672.0852 | 299.42 | 10692.7362 | 6679.929 | 0 | 0 | 0 | 5.4301e-08 |  | 1.152e-06 | 0 | 1.152e-06 | 5.7601e-07 | 0 | 5.7601e-07 | 1.4812e-06 | 0 | 1.4812e-06 | [16 empty] | 7.3.1.3 Ignition probability mapping showing the probability of ignition along the electric lines and equipmentWLDFRAggregatedAggregated | WLDFR | HFTD - Distribution - Tier 2 - 5QU CoRE ¦ 5QU LoRE | Seismic - Non-Red Flag Warning - Catastrophic Fires | Aggregated | Aggregated | 2036 | 1.7053e-09 | 0 | 415.2775 | 7.0817e-07 | 2036 | Mitigation | 0.08575 | 30 | 0 | esc | 0.0012005 | 2.0472e-12 | 0.00060025 | 1.0236e-12 | 0.0015435 | 2.6321e-12
[79 empty] | WLDFR | HFTD - Distribution - Tier 2 - 5QU CoRE ¦ 5QU LoRE | Non-Red Flag Warning - Catastrophic Fires | 2044 | 6.5188e-11 | 3.2594e-11 | 8.3813e-11 | 17672.0852 | 299.42 | 10692.7362 | 6679.929 | 0 | 0 | 0 | 5.4301e-08 |  | 1.152e-06 | 0 | 1.152e-06 | 5.7601e-07 | 0 | 5.7601e-07 | 1.4812e-06 | 0 | 1.4812e-06 | [16 empty] | 7.3.1.3 Ignition probability mapping showing the probability of ignition along the electric lines and equipmentWLDFRAggregatedAggregated | WLDFR | HFTD - Distribution - Tier 2 - 5QU CoRE ¦ 5QU LoRE | Seismic - Non-Red Flag Warning - Catastrophic Fires | Aggregated | Aggregated | 2037 | 1.7053e-09 | 0 | 415.2775 | 7.0817e-07 | 2037 | Mitigation | 0.08575 | 30 | 0 | esc | 0.0012005 | 2.0472e-12 | 0.00060025 | 1.0236e-12 | 0.0015435 | 2.6321e-12
[79 empty] | WLDFR | HFTD - Distribution - Tier 2 - 5QU CoRE ¦ 5QU LoRE | Non-Red Flag Warning - Catastrophic Fires | 2045 | 6.5188e-11 | 3.2594e-11 | 8.3813e-11 | 17672.0852 | 299.42 | 10692.7362 | 6679.929 | 0 | 0 | 0 | 5.4301e-08 |  | 1.152e-06 | 0 | 1.152e-06 | 5.7601e-07 | 0 | 5.7601e-07 | 1.4812e-06 | 0 | 1.4812e-06 | [16 empty] | 7.3.1.3 Ignition probability mapping showing the probability of ignition along the electric lines and equipmentWLDFRAggregatedAggregated | WLDFR | HFTD - Distribution - Tier 2 - 5QU CoRE ¦ 5QU LoRE | Seismic - Non-Red Flag Warning - Catastrophic Fires | Aggregated | Aggregated | 2038 | 1.7053e-09 | 0 | 415.2775 | 7.0817e-07 | 2038 | Mitigation | 0.08575 | 30 | 0 | esc | 0.0012005 | 2.0472e-12 | 0.00060025 | 1.0236e-12 | 0.0015435 | 2.6321e-12
[79 empty] | WLDFR | HFTD - Distribution - Tier 2 - 5QU CoRE ¦ 5QU LoRE | Non-Red Flag Warning - Catastrophic Fires | 2046 | 6.5188e-11 | 3.2594e-11 | 8.3813e-11 | 17672.0852 | 299.42 | 10692.7362 | 6679.929 | 0 | 0 | 0 | 5.4301e-08 |  | 1.152e-06 | 0 | 1.152e-06 | 5.7601e-07 | 0 | 5.7601e-07 | 1.4812e-06 | 0 | 1.4812e-06 | [16 empty] | 7.3.1.3 Ignition probability mapping showing the probability of ignition along the electric lines and equipmentWLDFRAggregatedAggregated | WLDFR | HFTD - Distribution - Tier 2 - 5QU CoRE ¦ 5QU LoRE | Seismic - Non-Red Flag Warning - Catastrophic Fires | Aggregated | Aggregated | 2039 | 1.7053e-09 | 0 | 415.2775 | 7.0817e-07 | 2039 | Mitigation | 0.08575 | 30 | 0 | esc | 0.0012005 | 2.0472e-12 | 0.00060025 | 1.0236e-12 | 0.0015435 | 2.6321e-12
[79 empty] | WLDFR | HFTD - Distribution - Tier 2 - 5QU CoRE ¦ 5QU LoRE | Non-Red Flag Warning - Catastrophic Fires | 2047 | 6.5188e-11 | 3.2594e-11 | 8.3813e-11 | 17672.0852 | 299.42 | 10692.7362 | 6679.929 | 0 | 0 | 0 | 5.4301e-08 |  | 1.152e-06 | 0 | 1.152e-06 | 5.7601e-07 | 0 | 5.7601e-07 | 1.4812e-06 | 0 | 1.4812e-06 | [16 empty] | 7.3.1.3 Ignition probability mapping showing the probability of ignition along the electric lines and equipmentWLDFRAggregatedAggregated | WLDFR | HFTD - Distribution - Tier 2 - 5QU CoRE ¦ 5QU LoRE | Seismic - Non-Red Flag Warning - Catastrophic Fires | Aggregated | Aggregated | 2040 | 1.7053e-09 | 0 | 415.2775 | 7.0817e-07 | 2040 | Mitigation | 0.08575 | 30 | 0 | esc | 0.0012005 | 2.0472e-12 | 0.00060025 | 1.0236e-12 | 0.0015435 | 2.6321e-12
[79 empty] | WLDFR | HFTD - Distribution - Tier 2 - 5QU CoRE ¦ 5QU LoRE | Non-Red Flag Warning - Catastrophic Fires | 2048 | 6.5188e-11 | 3.2594e-11 | 8.3813e-11 | 18552.3348 | 319.4911 | 11216.5626 | 7016.281 | 0 | 0 | 0 | 5.4301e-08 |  | 1.2094e-06 | 0 | 1.2094e-06 | 6.047e-07 | 0 | 6.047e-07 | 1.5549e-06 | 0 | 1.5549e-06 | [16 empty] | 7.3.1.3 Ignition probability mapping showing the probability of ignition along the electric lines and equipmentWLDFRAggregatedAggregated | WLDFR | HFTD - Distribution - Tier 2 - 5QU CoRE ¦ 5QU LoRE | Seismic - Non-Red Flag Warning - Catastrophic Fires | Aggregated | Aggregated | 2041 | 1.7053e-09 | 0 | 415.2775 | 7.0817e-07 | 2041 | Mitigation | 0.08575 | 30 | 0 | esc | 0.0012005 | 2.0472e-12 | 0.00060025 | 1.0236e-12 | 0.0015435 | 2.6321e-12
[79 empty] | WLDFR | HFTD - Distribution - Tier 2 - 5QU CoRE ¦ 5QU LoRE | Non-Red Flag Warning - Catastrophic Fires | 2049 | 6.5188e-11 | 3.2594e-11 | 8.3813e-11 | 18552.3348 | 319.4911 | 11216.5626 | 7016.281 | 0 | 0 | 0 | 5.4301e-08 |  | 1.2094e-06 | 0 | 1.2094e-06 | 6.047e-07 | 0 | 6.047e-07 | 1.5549e-06 | 0 | 1.5549e-06 | [16 empty] | 7.3.1.3 Ignition probability mapping showing the probability of ignition along the electric lines and equipmentWLDFRAggregatedAggregated | WLDFR | HFTD - Distribution - Tier 2 - 5QU CoRE ¦ 5QU LoRE | Seismic - Non-Red Flag Warning - Catastrophic Fires | Aggregated | Aggregated | 2042 | 1.7053e-09 | 0 | 415.2775 | 7.0817e-07 | 2042 | Mitigation | 0.08575 | 30 | 0 | esc | 0.0012005 | 2.0472e-12 | 0.00060025 | 1.0236e-12 | 0.0015435 | 2.6321e-12
[79 empty] | WLDFR | HFTD - Distribution - Tier 2 - 5QU CoRE ¦ 5QU LoRE | Non-Red Flag Warning - Catastrophic Fires | 2050 | 0 | 3.2594e-11 | 8.3813e-11 | 18552.3348 | 319.4911 | 11216.5626 | 7016.281 | 0 | 0 | 0 | 5.4301e-08 |  | 0 | 0 | 0 | 6.047e-07 | 0 | 6.047e-07 | 1.5549e-06 | 0 | 1.5549e-06 | [16 empty] | 7.3.1.3 Ignition probability mapping showing the probability of ignition along the electric lines and equipmentWLDFRAggregatedAggregated | WLDFR | HFTD - Distribution - Tier 2 - 5QU CoRE ¦ 5QU LoRE | Seismic - Non-Red Flag Warning - Catastrophic Fires | Aggregated | Aggregated | 2043 | 1.7053e-09 | 0 | 415.2775 | 7.0817e-07 | 2043 | Mitigation | 0.08575 | 30 | 0 | esc | 0.0012005 | 2.0472e-12 | 0.00060025 | 1.0236e-12 | 0.0015435 | 2.6321e-12
[79 empty] | WLDFR | HFTD - Distribution - Tier 2 - 5QU CoRE ¦ 5QU LoRE | Non-Red Flag Warning - Catastrophic Fires | 2051 | 0 | 0 | 8.3813e-11 | 18552.3348 | 319.4911 | 11216.5626 | 7016.281 | 0 | 0 | 0 | 5.4301e-08 |  | 0 | 0 | 0 | 0 | 0 | 0 | 1.5549e-06 | 0 | 1.5549e-06 | [16 empty] | 7.3.1.3 Ignition probability mapping showing the probability of ignition along the electric lines and equipmentWLDFRAggregatedAggregated | WLDFR | HFTD - Distribution - Tier 2 - 5QU CoRE ¦ 5QU LoRE | Seismic - Non-Red Flag Warning - Catastrophic Fires | Aggregated | Aggregated | 2044 | 1.7053e-09 | 0 | 415.2775 | 7.0817e-07 | 2044 | Mitigation | 0.08575 | 30 | 0 | esc | 0.0012005 | 2.0472e-12 | 0.00060025 | 1.0236e-12 | 0.0015435 | 2.6321e-12
[79 empty] | WLDFR | HFTD - Distribution - Tier 2 - 5QU CoRE ¦ 5QU LoRE | Non-Red Flag Warning - Destructive Fires | 2020 | 6.4746e-11 | 0 | 0 | 8807.9522 | 222.2294 | 8585.7228 | 0 | 0 | 0 | 0 | 5.3932e-08 |  | 5.7028e-07 | 0 | 5.7028e-07 | 0 | 0 | 0 | 0 | 0 | 0 | [16 empty] | 7.3.1.3 Ignition probability mapping showing the probability of ignition along the electric lines and equipmentWLDFRAggregatedAggregated | WLDFR | HFTD - Distribution - Tier 2 - 5QU CoRE ¦ 5QU LoRE | Seismic - Non-Red Flag Warning - Catastrophic Fires | Aggregated | Aggregated | 2045 | 1.7053e-09 | 0 | 415.2775 | 7.0817e-07 | 2045 | Mitigation | 0.08575 | 30 | 0 | esc | 0.0012005 | 2.0472e-12 | 0.00060025 | 1.0236e-12 | 0.0015435 | 2.6321e-12
[79 empty] | WLDFR | HFTD - Distribution - Tier 2 - 5QU CoRE ¦ 5QU LoRE | Non-Red Flag Warning - Destructive Fires | 2021 | 6.4746e-11 | 3.2373e-11 | 0 | 8807.9522 | 222.2294 | 8585.7228 | 0 | 0 | 0 | 0 | 5.3932e-08 |  | 5.7028e-07 | 0 | 5.7028e-07 | 2.8514e-07 | 0 | 2.8514e-07 | 0 | 0 | 0 | [16 empty] | 7.3.1.3 Ignition probability mapping showing the probability of ignition along the electric lines and equipmentWLDFRAggregatedAggregated | WLDFR | HFTD - Distribution - Tier 2 - 5QU CoRE ¦ 5QU LoRE | Seismic - Non-Red Flag Warning - Catastrophic Fires | Aggregated | Aggregated | 2046 | 1.7053e-09 | 0 | 415.2775 | 7.0817e-07 | 2046 | Mitigation | 0.08575 | 30 | 0 | esc | 0.0012005 | 2.0472e-12 | 0.00060025 | 1.0236e-12 | 0.0015435 | 2.6321e-12
[79 empty] | WLDFR | HFTD - Distribution - Tier 2 - 5QU CoRE ¦ 5QU LoRE | Non-Red Flag Warning - Destructive Fires | 2022 | 6.4746e-11 | 3.2373e-11 | 8.3245e-11 | 8807.9522 | 222.2294 | 8585.7228 | 0 | 0 | 0 | 0 | 5.3932e-08 |  | 5.7028e-07 | 0 | 5.7028e-07 | 2.8514e-07 | 0 | 2.8514e-07 | 7.3321e-07 | 0 | 7.3321e-07 | [16 empty] | 7.3.1.3 Ignition probability mapping showing the probability of ignition along the electric lines and equipmentWLDFRAggregatedAggregated | WLDFR | HFTD - Distribution - Tier 2 - 5QU CoRE ¦ 5QU LoRE | Seismic - Non-Red Flag Warning - Catastrophic Fires | Aggregated | Aggregated | 2047 | 1.7053e-09 | 0 | 415.2775 | 7.0817e-07 | 2047 | Mitigation | 0.08575 | 30 | 0 | esc | 0.0012005 | 2.0472e-12 | 0.00060025 | 1.0236e-12 | 0.0015435 | 2.6321e-12
[79 empty] | WLDFR | HFTD - Distribution - Tier 2 - 5QU CoRE ¦ 5QU LoRE | Non-Red Flag Warning - Destructive Fires | 2023 | 6.4746e-11 | 3.2373e-11 | 8.3245e-11 | 9129.7461 | 233.2301 | 8896.516 | 0 | 0 | 0 | 0 | 5.3932e-08 |  | 5.9111e-07 | 0 | 5.9111e-07 | 2.9556e-07 | 0 | 2.9556e-07 | 7.6e-07 | 0 | 7.6e-07 | [16 empty] | 7.3.1.3 Ignition probability mapping showing the probability of ignition along the electric lines and equipmentWLDFRAggregatedAggregated | WLDFR | HFTD - Distribution - Tier 2 - 5QU CoRE ¦ 5QU LoRE | Seismic - Non-Red Flag Warning - Catastrophic Fires | Aggregated | Aggregated | 2048 | 1.7053e-09 | 0 | 415.2775 | 7.0817e-07 | 2048 | Mitigation | 0.08575 | 30 | 0 | esc | 0.0012005 | 2.0472e-12 | 0.00060025 | 1.0236e-12 | 0.0015435 | 2.6321e-12
[79 empty] | WLDFR | HFTD - Distribution - Tier 2 - 5QU CoRE ¦ 5QU LoRE | Non-Red Flag Warning - Destructive Fires | 2024 | 6.4746e-11 | 3.2373e-11 | 8.3245e-11 | 9129.7461 | 233.2301 | 8896.516 | 0 | 0 | 0 | 0 | 5.3932e-08 |  | 5.9111e-07 | 0 | 5.9111e-07 | 2.9556e-07 | 0 | 2.9556e-07 | 7.6e-07 | 0 | 7.6e-07 | [16 empty] | 7.3.1.3 Ignition probability mapping showing the probability of ignition along the electric lines and equipmentWLDFRAggregatedAggregated | WLDFR | HFTD - Distribution - Tier 2 - 5QU CoRE ¦ 5QU LoRE | Seismic - Non-Red Flag Warning - Catastrophic Fires | Aggregated | Aggregated | 2049 | 1.7053e-09 | 0 | 415.2775 | 7.0817e-07 | 2049 | Mitigation | 0.08575 | 30 | 0 | esc | 0.0012005 | 2.0472e-12 | 0.00060025 | 1.0236e-12 | 0.0015435 | 2.6321e-12
[79 empty] | WLDFR | HFTD - Distribution - Tier 2 - 5QU CoRE ¦ 5QU LoRE | Non-Red Flag Warning - Destructive Fires | 2025 | 6.4746e-11 | 3.2373e-11 | 8.3245e-11 | 9129.7461 | 233.2301 | 8896.516 | 0 | 0 | 0 | 0 | 5.3932e-08 |  | 5.9111e-07 | 0 | 5.9111e-07 | 2.9556e-07 | 0 | 2.9556e-07 | 7.6e-07 | 0 | 7.6e-07 | [16 empty] | 7.3.1.3 Ignition probability mapping showing the probability of ignition along the electric lines and equipmentWLDFRAggregatedAggregated | WLDFR | HFTD - Distribution - Tier 2 - 5QU CoRE ¦ 5QU LoRE | Seismic - Non-Red Flag Warning - Catastrophic Fires | Aggregated | Aggregated | 2050 | 1.7053e-09 | 0 | 415.2775 | 7.0817e-07 | 2050 | Mitigation | 0.08575 | 30 | 0 | esc | 0 | 0 | 0.00060025 | 1.0236e-12 | 0.0015435 | 2.6321e-12
[79 empty] | WLDFR | HFTD - Distribution - Tier 2 - 5QU CoRE ¦ 5QU LoRE | Non-Red Flag Warning - Destructive Fires | 2026 | 6.4746e-11 | 3.2373e-11 | 8.3245e-11 | 9129.7461 | 233.2301 | 8896.516 | 0 | 0 | 0 | 0 | 5.3932e-08 |  | 5.9111e-07 | 0 | 5.9111e-07 | 2.9556e-07 | 0 | 2.9556e-07 | 7.6e-07 | 0 | 7.6e-07 | [16 empty] | 7.3.1.3 Ignition probability mapping showing the probability of ignition along the electric lines and equipmentWLDFRAggregatedAggregated | WLDFR | HFTD - Distribution - Tier 2 - 5QU CoRE ¦ 5QU LoRE | Seismic - Non-Red Flag Warning - Catastrophic Fires | Aggregated | Aggregated | 2051 | 1.7053e-09 | 0 | 415.2775 | 7.0817e-07 | 2051 | Mitigation | 0.08575 | 30 | 0 | esc | 0 | 0 | 0 | 0 | 0.0015435 | 2.6321e-12
[79 empty] | WLDFR | HFTD - Distribution - Tier 2 - 5QU CoRE ¦ 5QU LoRE | Non-Red Flag Warning - Destructive Fires | 2027 | 6.4746e-11 | 3.2373e-11 | 8.3245e-11 | 9129.7461 | 233.2301 | 8896.516 | 0 | 0 | 0 | 0 | 5.3932e-08 |  | 5.9111e-07 | 0 | 5.9111e-07 | 2.9556e-07 | 0 | 2.9556e-07 | 7.6e-07 | 0 | 7.6e-07 | [16 empty] | 7.3.1.3 Ignition probability mapping showing the probability of ignition along the electric lines and equipmentWLDFRAggregatedAggregated | WLDFR | HFTD - Distribution - Tier 2 - 5QU CoRE ¦ 5QU LoRE | Seismic - Red Flag Warning - Catastrophic Fires | Aggregated | Aggregated | 2021 | 7.3547e-08 | 0 | 415.2775 | 3.0543e-05 | 2021 | Mitigation | 0.08575 | 30 | 0 | esc | 0.0012005 | 8.8294e-11 | 0.00060025 | 4.4147e-11 | 0 | 0
[79 empty] | WLDFR | HFTD - Distribution - Tier 2 - 5QU CoRE ¦ 5QU LoRE | Non-Red Flag Warning - Destructive Fires | 2028 | 6.4746e-11 | 3.2373e-11 | 8.3245e-11 | 9534.9221 | 247.273 | 9287.6491 | 0 | 0 | 0 | 0 | 5.3932e-08 |  | 6.1735e-07 | 0 | 6.1735e-07 | 3.0867e-07 | 0 | 3.0867e-07 | 7.9373e-07 | 0 | 7.9373e-07 | [16 empty] | 7.3.1.3 Ignition probability mapping showing the probability of ignition along the electric lines and equipmentWLDFRAggregatedAggregated | WLDFR | HFTD - Distribution - Tier 2 - 5QU CoRE ¦ 5QU LoRE | Seismic - Red Flag Warning - Catastrophic Fires | Aggregated | Aggregated | 2022 | 7.3547e-08 | 0 | 415.2775 | 3.0543e-05 | 2022 | Mitigation | 0.08575 | 30 | 0 | esc | 0.0012005 | 8.8294e-11 | 0.00060025 | 4.4147e-11 | 0.0015435 | 1.1352e-10
[79 empty] | WLDFR | HFTD - Distribution - Tier 2 - 5QU CoRE ¦ 5QU LoRE | Non-Red Flag Warning - Destructive Fires | 2029 | 6.4746e-11 | 3.2373e-11 | 8.3245e-11 | 9534.9221 | 247.273 | 9287.6491 | 0 | 0 | 0 | 0 | 5.3932e-08 |  | 6.1735e-07 | 0 | 6.1735e-07 | 3.0867e-07 | 0 | 3.0867e-07 | 7.9373e-07 | 0 | 7.9373e-07 | [16 empty] | 7.3.1.3 Ignition probability mapping showing the probability of ignition along the electric lines and equipmentWLDFRAggregatedAggregated | WLDFR | HFTD - Distribution - Tier 2 - 5QU CoRE ¦ 5QU LoRE | Seismic - Red Flag Warning - Catastrophic Fires | Aggregated | Aggregated | 2023 | 7.3547e-08 | 0 | 415.2775 | 3.0543e-05 | 2023 | Mitigation | 0.08575 | 30 | 0 | esc | 0.0012005 | 8.8294e-11 | 0.00060025 | 4.4147e-11 | 0.0015435 | 1.1352e-10
[79 empty] | WLDFR | HFTD - Distribution - Tier 2 - 5QU CoRE ¦ 5QU LoRE | Non-Red Flag Warning - Destructive Fires | 2030 | 6.4746e-11 | 3.2373e-11 | 8.3245e-11 | 9534.9221 | 247.273 | 9287.6491 | 0 | 0 | 0 | 0 | 5.3932e-08 |  | 6.1735e-07 | 0 | 6.1735e-07 | 3.0867e-07 | 0 | 3.0867e-07 | 7.9373e-07 | 0 | 7.9373e-07 | [16 empty] | 7.3.1.3 Ignition probability mapping showing the probability of ignition along the electric lines and equipmentWLDFRAggregatedAggregated | WLDFR | HFTD - Distribution - Tier 2 - 5QU CoRE ¦ 5QU LoRE | Seismic - Red Flag Warning - Catastrophic Fires | Aggregated | Aggregated | 2024 | 7.3547e-08 | 0 | 415.2775 | 3.0543e-05 | 2024 | Mitigation | 0.08575 | 30 | 0 | esc | 0.0012005 | 8.8294e-11 | 0.00060025 | 4.4147e-11 | 0.0015435 | 1.1352e-10
[79 empty] | WLDFR | HFTD - Distribution - Tier 2 - 5QU CoRE ¦ 5QU LoRE | Non-Red Flag Warning - Destructive Fires | 2031 | 6.4746e-11 | 3.2373e-11 | 8.3245e-11 | 9534.9221 | 247.273 | 9287.6491 | 0 | 0 | 0 | 0 | 5.3932e-08 |  | 6.1735e-07 | 0 | 6.1735e-07 | 3.0867e-07 | 0 | 3.0867e-07 | 7.9373e-07 | 0 | 7.9373e-07 | [16 empty] | 7.3.1.3 Ignition probability mapping showing the probability of ignition along the electric lines and equipmentWLDFRAggregatedAggregated | WLDFR | HFTD - Distribution - Tier 2 - 5QU CoRE ¦ 5QU LoRE | Seismic - Red Flag Warning - Catastrophic Fires | Aggregated | Aggregated | 2025 | 7.3547e-08 | 0 | 415.2775 | 3.0543e-05 | 2025 | Mitigation | 0.08575 | 30 | 0 | esc | 0.0012005 | 8.8294e-11 | 0.00060025 | 4.4147e-11 | 0.0015435 | 1.1352e-10
[79 empty] | WLDFR | HFTD - Distribution - Tier 2 - 5QU CoRE ¦ 5QU LoRE | Non-Red Flag Warning - Destructive Fires | 2032 | 6.4746e-11 | 3.2373e-11 | 8.3245e-11 | 9534.9221 | 247.273 | 9287.6491 | 0 | 0 | 0 | 0 | 5.3932e-08 |  | 6.1735e-07 | 0 | 6.1735e-07 | 3.0867e-07 | 0 | 3.0867e-07 | 7.9373e-07 | 0 | 7.9373e-07 | [16 empty] | 7.3.1.3 Ignition probability mapping showing the probability of ignition along the electric lines and equipmentWLDFRAggregatedAggregated | WLDFR | HFTD - Distribution - Tier 2 - 5QU CoRE ¦ 5QU LoRE | Seismic - Red Flag Warning - Catastrophic Fires | Aggregated | Aggregated | 2026 | 7.3547e-08 | 0 | 415.2775 | 3.0543e-05 | 2026 | Mitigation | 0.08575 | 30 | 0 | esc | 0.0012005 | 8.8294e-11 | 0.00060025 | 4.4147e-11 | 0.0015435 | 1.1352e-10
[79 empty] | WLDFR | HFTD - Distribution - Tier 2 - 5QU CoRE ¦ 5QU LoRE | Non-Red Flag Warning - Destructive Fires | 2033 | 6.4746e-11 | 3.2373e-11 | 8.3245e-11 | 9984.8474 | 263.1074 | 9721.74 | 0 | 0 | 0 | 0 | 5.3932e-08 |  | 6.4648e-07 | 0 | 6.4648e-07 | 3.2324e-07 | 0 | 3.2324e-07 | 8.3119e-07 | 0 | 8.3119e-07 | [16 empty] | 7.3.1.3 Ignition probability mapping showing the probability of ignition along the electric lines and equipmentWLDFRAggregatedAggregated | WLDFR | HFTD - Distribution - Tier 2 - 5QU CoRE ¦ 5QU LoRE | Seismic - Red Flag Warning - Catastrophic Fires | Aggregated | Aggregated | 2027 | 7.3547e-08 | 0 | 415.2775 | 3.0543e-05 | 2027 | Mitigation | 0.08575 | 30 | 0 | esc | 0.0012005 | 8.8294e-11 | 0.00060025 | 4.4147e-11 | 0.0015435 | 1.1352e-10
[79 empty] | WLDFR | HFTD - Distribution - Tier 2 - 5QU CoRE ¦ 5QU LoRE | Non-Red Flag Warning - Destructive Fires | 2034 | 6.4746e-11 | 3.2373e-11 | 8.3245e-11 | 9984.8474 | 263.1074 | 9721.74 | 0 | 0 | 0 | 0 | 5.3932e-08 |  | 6.4648e-07 | 0 | 6.4648e-07 | 3.2324e-07 | 0 | 3.2324e-07 | 8.3119e-07 | 0 | 8.3119e-07 | [16 empty] | 7.3.1.3 Ignition probability mapping showing the probability of ignition along the electric lines and equipmentWLDFRAggregatedAggregated | WLDFR | HFTD - Distribution - Tier 2 - 5QU CoRE ¦ 5QU LoRE | Seismic - Red Flag Warning - Catastrophic Fires | Aggregated | Aggregated | 2028 | 7.3547e-08 | 0 | 415.2775 | 3.0543e-05 | 2028 | Mitigation | 0.08575 | 30 | 0 | esc | 0.0012005 | 8.8294e-11 | 0.00060025 | 4.4147e-11 | 0.0015435 | 1.1352e-10
[79 empty] | WLDFR | HFTD - Distribution - Tier 2 - 5QU CoRE ¦ 5QU LoRE | Non-Red Flag Warning - Destructive Fires | 2035 | 6.4746e-11 | 3.2373e-11 | 8.3245e-11 | 9984.8474 | 263.1074 | 9721.74 | 0 | 0 | 0 | 0 | 5.3932e-08 |  | 6.4648e-07 | 0 | 6.4648e-07 | 3.2324e-07 | 0 | 3.2324e-07 | 8.3119e-07 | 0 | 8.3119e-07 | [16 empty] | 7.3.1.3 Ignition probability mapping showing the probability of ignition along the electric lines and equipmentWLDFRAggregatedAggregated | WLDFR | HFTD - Distribution - Tier 2 - 5QU CoRE ¦ 5QU LoRE | Seismic - Red Flag Warning - Catastrophic Fires | Aggregated | Aggregated | 2029 | 7.3547e-08 | 0 | 415.2775 | 3.0543e-05 | 2029 | Mitigation | 0.08575 | 30 | 0 | esc | 0.0012005 | 8.8294e-11 | 0.00060025 | 4.4147e-11 | 0.0015435 | 1.1352e-10
[79 empty] | WLDFR | HFTD - Distribution - Tier 2 - 5QU CoRE ¦ 5QU LoRE | Non-Red Flag Warning - Destructive Fires | 2036 | 6.4746e-11 | 3.2373e-11 | 8.3245e-11 | 9984.8474 | 263.1074 | 9721.74 | 0 | 0 | 0 | 0 | 5.3932e-08 |  | 6.4648e-07 | 0 | 6.4648e-07 | 3.2324e-07 | 0 | 3.2324e-07 | 8.3119e-07 | 0 | 8.3119e-07 | [16 empty] | 7.3.1.3 Ignition probability mapping showing the probability of ignition along the electric lines and equipmentWLDFRAggregatedAggregated | WLDFR | HFTD - Distribution - Tier 2 - 5QU CoRE ¦ 5QU LoRE | Seismic - Red Flag Warning - Catastrophic Fires | Aggregated | Aggregated | 2030 | 7.3547e-08 | 0 | 415.2775 | 3.0543e-05 | 2030 | Mitigation | 0.08575 | 30 | 0 | esc | 0.0012005 | 8.8294e-11 | 0.00060025 | 4.4147e-11 | 0.0015435 | 1.1352e-10
[79 empty] | WLDFR | HFTD - Distribution - Tier 2 - 5QU CoRE ¦ 5QU LoRE | Non-Red Flag Warning - Destructive Fires | 2037 | 6.4746e-11 | 3.2373e-11 | 8.3245e-11 | 9984.8474 | 263.1074 | 9721.74 | 0 | 0 | 0 | 0 | 5.3932e-08 |  | 6.4648e-07 | 0 | 6.4648e-07 | 3.2324e-07 | 0 | 3.2324e-07 | 8.3119e-07 | 0 | 8.3119e-07 | [16 empty] | 7.3.1.3 Ignition probability mapping showing the probability of ignition along the electric lines and equipmentWLDFRAggregatedAggregated | WLDFR | HFTD - Distribution - Tier 2 - 5QU CoRE ¦ 5QU LoRE | Seismic - Red Flag Warning - Catastrophic Fires | Aggregated | Aggregated | 2031 | 7.3547e-08 | 0 | 415.2775 | 3.0543e-05 | 2031 | Mitigation | 0.08575 | 30 | 0 | esc | 0.0012005 | 8.8294e-11 | 0.00060025 | 4.4147e-11 | 0.0015435 | 1.1352e-10
[79 empty] | WLDFR | HFTD - Distribution - Tier 2 - 5QU CoRE ¦ 5QU LoRE | Non-Red Flag Warning - Destructive Fires | 2038 | 6.4746e-11 | 3.2373e-11 | 8.3245e-11 | 10472.8261 | 280.5544 | 10192.2718 | 0 | 0 | 0 | 0 | 5.3932e-08 |  | 6.7807e-07 | 0 | 6.7807e-07 | 3.3904e-07 | 0 | 3.3904e-07 | 8.7181e-07 | 0 | 8.7181e-07 | [16 empty] | 7.3.1.3 Ignition probability mapping showing the probability of ignition along the electric lines and equipmentWLDFRAggregatedAggregated | WLDFR | HFTD - Distribution - Tier 2 - 5QU CoRE ¦ 5QU LoRE | Seismic - Red Flag Warning - Catastrophic Fires | Aggregated | Aggregated | 2032 | 7.3547e-08 | 0 | 415.2775 | 3.0543e-05 | 2032 | Mitigation | 0.08575 | 30 | 0 | esc | 0.0012005 | 8.8294e-11 | 0.00060025 | 4.4147e-11 | 0.0015435 | 1.1352e-10
[79 empty] | WLDFR | HFTD - Distribution - Tier 2 - 5QU CoRE ¦ 5QU LoRE | Non-Red Flag Warning - Destructive Fires | 2039 | 6.4746e-11 | 3.2373e-11 | 8.3245e-11 | 10472.8261 | 280.5544 | 10192.2718 | 0 | 0 | 0 | 0 | 5.3932e-08 |  | 6.7807e-07 | 0 | 6.7807e-07 | 3.3904e-07 | 0 | 3.3904e-07 | 8.7181e-07 | 0 | 8.7181e-07 | [16 empty] | 7.3.1.3 Ignition probability mapping showing the probability of ignition along the electric lines and equipmentWLDFRAggregatedAggregated | WLDFR | HFTD - Distribution - Tier 2 - 5QU CoRE ¦ 5QU LoRE | Seismic - Red Flag Warning - Catastrophic Fires | Aggregated | Aggregated | 2033 | 7.3547e-08 | 0 | 415.2775 | 3.0543e-05 | 2033 | Mitigation | 0.08575 | 30 | 0 | esc | 0.0012005 | 8.8294e-11 | 0.00060025 | 4.4147e-11 | 0.0015435 | 1.1352e-10
[79 empty] | WLDFR | HFTD - Distribution - Tier 2 - 5QU CoRE ¦ 5QU LoRE | Non-Red Flag Warning - Destructive Fires | 2040 | 6.4746e-11 | 3.2373e-11 | 8.3245e-11 | 10472.8261 | 280.5544 | 10192.2718 | 0 | 0 | 0 | 0 | 5.3932e-08 |  | 6.7807e-07 | 0 | 6.7807e-07 | 3.3904e-07 | 0 | 3.3904e-07 | 8.7181e-07 | 0 | 8.7181e-07 | [16 empty] | 7.3.1.3 Ignition probability mapping showing the probability of ignition along the electric lines and equipmentWLDFRAggregatedAggregated | WLDFR | HFTD - Distribution - Tier 2 - 5QU CoRE ¦ 5QU LoRE | Seismic - Red Flag Warning - Catastrophic Fires | Aggregated | Aggregated | 2034 | 7.3547e-08 | 0 | 415.2775 | 3.0543e-05 | 2034 | Mitigation | 0.08575 | 30 | 0 | esc | 0.0012005 | 8.8294e-11 | 0.00060025 | 4.4147e-11 | 0.0015435 | 1.1352e-10
[79 empty] | WLDFR | HFTD - Distribution - Tier 2 - 5QU CoRE ¦ 5QU LoRE | Non-Red Flag Warning - Destructive Fires | 2041 | 6.4746e-11 | 3.2373e-11 | 8.3245e-11 | 10472.8261 | 280.5544 | 10192.2718 | 0 | 0 | 0 | 0 | 5.3932e-08 |  | 6.7807e-07 | 0 | 6.7807e-07 | 3.3904e-07 | 0 | 3.3904e-07 | 8.7181e-07 | 0 | 8.7181e-07 | [16 empty] | 7.3.1.3 Ignition probability mapping showing the probability of ignition along the electric lines and equipmentWLDFRAggregatedAggregated | WLDFR | HFTD - Distribution - Tier 2 - 5QU CoRE ¦ 5QU LoRE | Seismic - Red Flag Warning - Catastrophic Fires | Aggregated | Aggregated | 2035 | 7.3547e-08 | 0 | 415.2775 | 3.0543e-05 | 2035 | Mitigation | 0.08575 | 30 | 0 | esc | 0.0012005 | 8.8294e-11 | 0.00060025 | 4.4147e-11 | 0.0015435 | 1.1352e-10
[79 empty] | WLDFR | HFTD - Distribution - Tier 2 - 5QU CoRE ¦ 5QU LoRE | Non-Red Flag Warning - Destructive Fires | 2042 | 6.4746e-11 | 3.2373e-11 | 8.3245e-11 | 10472.8261 | 280.5544 | 10192.2718 | 0 | 0 | 0 | 0 | 5.3932e-08 |  | 6.7807e-07 | 0 | 6.7807e-07 | 3.3904e-07 | 0 | 3.3904e-07 | 8.7181e-07 | 0 | 8.7181e-07 | [16 empty] | 7.3.1.3 Ignition probability mapping showing the probability of ignition along the electric lines and equipmentWLDFRAggregatedAggregated | WLDFR | HFTD - Distribution - Tier 2 - 5QU CoRE ¦ 5QU LoRE | Seismic - Red Flag Warning - Catastrophic Fires | Aggregated | Aggregated | 2036 | 7.3547e-08 | 0 | 415.2775 | 3.0543e-05 | 2036 | Mitigation | 0.08575 | 30 | 0 | esc | 0.0012005 | 8.8294e-11 | 0.00060025 | 4.4147e-11 | 0.0015435 | 1.1352e-10
[79 empty] | WLDFR | HFTD - Distribution - Tier 2 - 5QU CoRE ¦ 5QU LoRE | Non-Red Flag Warning - Destructive Fires | 2043 | 6.4746e-11 | 3.2373e-11 | 8.3245e-11 | 10992.1562 | 299.42 | 10692.7362 | 0 | 0 | 0 | 0 | 5.3932e-08 |  | 7.117e-07 | 0 | 7.117e-07 | 3.5585e-07 | 0 | 3.5585e-07 | 9.1504e-07 | 0 | 9.1504e-07 | [16 empty] | 7.3.1.3 Ignition probability mapping showing the probability of ignition along the electric lines and equipmentWLDFRAggregatedAggregated | WLDFR | HFTD - Distribution - Tier 2 - 5QU CoRE ¦ 5QU LoRE | Seismic - Red Flag Warning - Catastrophic Fires | Aggregated | Aggregated | 2037 | 7.3547e-08 | 0 | 415.2775 | 3.0543e-05 | 2037 | Mitigation | 0.08575 | 30 | 0 | esc | 0.0012005 | 8.8294e-11 | 0.00060025 | 4.4147e-11 | 0.0015435 | 1.1352e-10
[79 empty] | WLDFR | HFTD - Distribution - Tier 2 - 5QU CoRE ¦ 5QU LoRE | Non-Red Flag Warning - Destructive Fires | 2044 | 6.4746e-11 | 3.2373e-11 | 8.3245e-11 | 10992.1562 | 299.42 | 10692.7362 | 0 | 0 | 0 | 0 | 5.3932e-08 |  | 7.117e-07 | 0 | 7.117e-07 | 3.5585e-07 | 0 | 3.5585e-07 | 9.1504e-07 | 0 | 9.1504e-07 | [16 empty] | 7.3.1.3 Ignition probability mapping showing the probability of ignition along the electric lines and equipmentWLDFRAggregatedAggregated | WLDFR | HFTD - Distribution - Tier 2 - 5QU CoRE ¦ 5QU LoRE | Seismic - Red Flag Warning - Catastrophic Fires | Aggregated | Aggregated | 2038 | 7.3547e-08 | 0 | 415.2775 | 3.0543e-05 | 2038 | Mitigation | 0.08575 | 30 | 0 | esc | 0.0012005 | 8.8294e-11 | 0.00060025 | 4.4147e-11 | 0.0015435 | 1.1352e-10
[79 empty] | WLDFR | HFTD - Distribution - Tier 2 - 5QU CoRE ¦ 5QU LoRE | Non-Red Flag Warning - Destructive Fires | 2045 | 6.4746e-11 | 3.2373e-11 | 8.3245e-11 | 10992.1562 | 299.42 | 10692.7362 | 0 | 0 | 0 | 0 | 5.3932e-08 |  | 7.117e-07 | 0 | 7.117e-07 | 3.5585e-07 | 0 | 3.5585e-07 | 9.1504e-07 | 0 | 9.1504e-07 | [16 empty] | 7.3.1.3 Ignition probability mapping showing the probability of ignition along the electric lines and equipmentWLDFRAggregatedAggregated | WLDFR | HFTD - Distribution - Tier 2 - 5QU CoRE ¦ 5QU LoRE | Seismic - Red Flag Warning - Catastrophic Fires | Aggregated | Aggregated | 2039 | 7.3547e-08 | 0 | 415.2775 | 3.0543e-05 | 2039 | Mitigation | 0.08575 | 30 | 0 | esc | 0.0012005 | 8.8294e-11 | 0.00060025 | 4.4147e-11 | 0.0015435 | 1.1352e-10
[79 empty] | WLDFR | HFTD - Distribution - Tier 2 - 5QU CoRE ¦ 5QU LoRE | Non-Red Flag Warning - Destructive Fires | 2046 | 6.4746e-11 | 3.2373e-11 | 8.3245e-11 | 10992.1562 | 299.42 | 10692.7362 | 0 | 0 | 0 | 0 | 5.3932e-08 |  | 7.117e-07 | 0 | 7.117e-07 | 3.5585e-07 | 0 | 3.5585e-07 | 9.1504e-07 | 0 | 9.1504e-07 | [16 empty] | 7.3.1.3 Ignition probability mapping showing the probability of ignition along the electric lines and equipmentWLDFRAggregatedAggregated | WLDFR | HFTD - Distribution - Tier 2 - 5QU CoRE ¦ 5QU LoRE | Seismic - Red Flag Warning - Catastrophic Fires | Aggregated | Aggregated | 2040 | 7.3547e-08 | 0 | 415.2775 | 3.0543e-05 | 2040 | Mitigation | 0.08575 | 30 | 0 | esc | 0.0012005 | 8.8294e-11 | 0.00060025 | 4.4147e-11 | 0.0015435 | 1.1352e-10
[79 empty] | WLDFR | HFTD - Distribution - Tier 2 - 5QU CoRE ¦ 5QU LoRE | Non-Red Flag Warning - Destructive Fires | 2047 | 6.4746e-11 | 3.2373e-11 | 8.3245e-11 | 10992.1562 | 299.42 | 10692.7362 | 0 | 0 | 0 | 0 | 5.3932e-08 |  | 7.117e-07 | 0 | 7.117e-07 | 3.5585e-07 | 0 | 3.5585e-07 | 9.1504e-07 | 0 | 9.1504e-07 | [16 empty] | 7.3.1.3 Ignition probability mapping showing the probability of ignition along the electric lines and equipmentWLDFRAggregatedAggregated | WLDFR | HFTD - Distribution - Tier 2 - 5QU CoRE ¦ 5QU LoRE | Seismic - Red Flag Warning - Catastrophic Fires | Aggregated | Aggregated | 2041 | 7.3547e-08 | 0 | 415.2775 | 3.0543e-05 | 2041 | Mitigation | 0.08575 | 30 | 0 | esc | 0.0012005 | 8.8294e-11 | 0.00060025 | 4.4147e-11 | 0.0015435 | 1.1352e-10
[79 empty] | WLDFR | HFTD - Distribution - Tier 2 - 5QU CoRE ¦ 5QU LoRE | Non-Red Flag Warning - Destructive Fires | 2048 | 6.4746e-11 | 3.2373e-11 | 8.3245e-11 | 11536.0538 | 319.4911 | 11216.5626 | 0 | 0 | 0 | 0 | 5.3932e-08 |  | 7.4691e-07 | 0 | 7.4691e-07 | 3.7346e-07 | 0 | 3.7346e-07 | 9.6031e-07 | 0 | 9.6031e-07 | [16 empty] | 7.3.1.3 Ignition probability mapping showing the probability of ignition along the electric lines and equipmentWLDFRAggregatedAggregated | WLDFR | HFTD - Distribution - Tier 2 - 5QU CoRE ¦ 5QU LoRE | Seismic - Red Flag Warning - Catastrophic Fires | Aggregated | Aggregated | 2042 | 7.3547e-08 | 0 | 415.2775 | 3.0543e-05 | 2042 | Mitigation | 0.08575 | 30 | 0 | esc | 0.0012005 | 8.8294e-11 | 0.00060025 | 4.4147e-11 | 0.0015435 | 1.1352e-10
[79 empty] | WLDFR | HFTD - Distribution - Tier 2 - 5QU CoRE ¦ 5QU LoRE | Non-Red Flag Warning - Destructive Fires | 2049 | 6.4746e-11 | 3.2373e-11 | 8.3245e-11 | 11536.0538 | 319.4911 | 11216.5626 | 0 | 0 | 0 | 0 | 5.3932e-08 |  | 7.4691e-07 | 0 | 7.4691e-07 | 3.7346e-07 | 0 | 3.7346e-07 | 9.6031e-07 | 0 | 9.6031e-07 | [16 empty] | 7.3.1.3 Ignition probability mapping showing the probability of ignition along the electric lines and equipmentWLDFRAggregatedAggregated | WLDFR | HFTD - Distribution - Tier 2 - 5QU CoRE ¦ 5QU LoRE | Seismic - Red Flag Warning - Catastrophic Fires | Aggregated | Aggregated | 2043 | 7.3547e-08 | 0 | 415.2775 | 3.0543e-05 | 2043 | Mitigation | 0.08575 | 30 | 0 | esc | 0.0012005 | 8.8294e-11 | 0.00060025 | 4.4147e-11 | 0.0015435 | 1.1352e-10
[79 empty] | WLDFR | HFTD - Distribution - Tier 2 - 5QU CoRE ¦ 5QU LoRE | Non-Red Flag Warning - Destructive Fires | 2050 | 0 | 3.2373e-11 | 8.3245e-11 | 11536.0538 | 319.4911 | 11216.5626 | 0 | 0 | 0 | 0 | 5.3932e-08 |  | 0 | 0 | 0 | 3.7346e-07 | 0 | 3.7346e-07 | 9.6031e-07 | 0 | 9.6031e-07 | [16 empty] | 7.3.1.3 Ignition probability mapping showing the probability of ignition along the electric lines and equipmentWLDFRAggregatedAggregated | WLDFR | HFTD - Distribution - Tier 2 - 5QU CoRE ¦ 5QU LoRE | Seismic - Red Flag Warning - Catastrophic Fires | Aggregated | Aggregated | 2044 | 7.3547e-08 | 0 | 415.2775 | 3.0543e-05 | 2044 | Mitigation | 0.08575 | 30 | 0 | esc | 0.0012005 | 8.8294e-11 | 0.00060025 | 4.4147e-11 | 0.0015435 | 1.1352e-10
[79 empty] | WLDFR | HFTD - Distribution - Tier 2 - 5QU CoRE ¦ 5QU LoRE | Non-Red Flag Warning - Destructive Fires | 2051 | 0 | 0 | 8.3245e-11 | 11536.0538 | 319.4911 | 11216.5626 | 0 | 0 | 0 | 0 | 5.3932e-08 |  | 0 | 0 | 0 | 0 | 0 | 0 | 9.6031e-07 | 0 | 9.6031e-07 | [16 empty] | 7.3.1.3 Ignition probability mapping showing the probability of ignition along the electric lines and equipmentWLDFRAggregatedAggregated | WLDFR | HFTD - Distribution - Tier 2 - 5QU CoRE ¦ 5QU LoRE | Seismic - Red Flag Warning - Catastrophic Fires | Aggregated | Aggregated | 2045 | 7.3547e-08 | 0 | 415.2775 | 3.0543e-05 | 2045 | Mitigation | 0.08575 | 30 | 0 | esc | 0.0012005 | 8.8294e-11 | 0.00060025 | 4.4147e-11 | 0.0015435 | 1.1352e-10
[79 empty] | WLDFR | HFTD - Distribution - Tier 2 - 5QU CoRE ¦ 5QU LoRE | Non-Red Flag Warning - Large Fires | 2020 | 7.2816e-09 | 0 | 0 | 5.2406 | 0.69642 | 2.942 | 1.6022 | 0 | 0 | 0 | 6.0654e-06 |  | 3.8159e-08 | 0 | 3.8159e-08 | 0 | 0 | 0 | 0 | 0 | 0 | [16 empty] | 7.3.1.3 Ignition probability mapping showing the probability of ignition along the electric lines and equipmentWLDFRAggregatedAggregated | WLDFR | HFTD - Distribution - Tier 2 - 5QU CoRE ¦ 5QU LoRE | Seismic - Red Flag Warning - Catastrophic Fires | Aggregated | Aggregated | 2046 | 7.3547e-08 | 0 | 415.2775 | 3.0543e-05 | 2046 | Mitigation | 0.08575 | 30 | 0 | esc | 0.0012005 | 8.8294e-11 | 0.00060025 | 4.4147e-11 | 0.0015435 | 1.1352e-10
[79 empty] | WLDFR | HFTD - Distribution - Tier 2 - 5QU CoRE ¦ 5QU LoRE | Non-Red Flag Warning - Large Fires | 2021 | 7.2816e-09 | 3.6408e-09 | 0 | 5.2406 | 0.69642 | 2.942 | 1.6022 | 0 | 0 | 0 | 6.0654e-06 |  | 3.8159e-08 | 0 | 3.8159e-08 | 1.908e-08 | 0 | 1.908e-08 | 0 | 0 | 0 | [16 empty] | 7.3.1.3 Ignition probability mapping showing the probability of ignition along the electric lines and equipmentWLDFRAggregatedAggregated | WLDFR | HFTD - Distribution - Tier 2 - 5QU CoRE ¦ 5QU LoRE | Seismic - Red Flag Warning - Catastrophic Fires | Aggregated | Aggregated | 2047 | 7.3547e-08 | 0 | 415.2775 | 3.0543e-05 | 2047 | Mitigation | 0.08575 | 30 | 0 | esc | 0.0012005 | 8.8294e-11 | 0.00060025 | 4.4147e-11 | 0.0015435 | 1.1352e-10
[79 empty] | WLDFR | HFTD - Distribution - Tier 2 - 5QU CoRE ¦ 5QU LoRE | Non-Red Flag Warning - Large Fires | 2022 | 7.2816e-09 | 3.6408e-09 | 9.362e-09 | 5.2406 | 0.69642 | 2.942 | 1.6022 | 0 | 0 | 0 | 6.0654e-06 |  | 3.8159e-08 | 0 | 3.8159e-08 | 1.908e-08 | 0 | 1.908e-08 | 4.9062e-08 | 0 | 4.9062e-08 | [16 empty] | 7.3.1.3 Ignition probability mapping showing the probability of ignition along the electric lines and equipmentWLDFRAggregatedAggregated | WLDFR | HFTD - Distribution - Tier 2 - 5QU CoRE ¦ 5QU LoRE | Seismic - Red Flag Warning - Catastrophic Fires | Aggregated | Aggregated | 2048 | 7.3547e-08 | 0 | 415.2775 | 3.0543e-05 | 2048 | Mitigation | 0.08575 | 30 | 0 | esc | 0.0012005 | 8.8294e-11 | 0.00060025 | 4.4147e-11 | 0.0015435 | 1.1352e-10
[79 empty] | WLDFR | HFTD - Distribution - Tier 2 - 5QU CoRE ¦ 5QU LoRE | Non-Red Flag Warning - Large Fires | 2023 | 7.2816e-09 | 3.6408e-09 | 9.362e-09 | 5.475 | 0.71896 | 3.0715 | 1.6846 | 0 | 0 | 0 | 6.0654e-06 |  | 3.9867e-08 | 0 | 3.9867e-08 | 1.9933e-08 | 0 | 1.9933e-08 | 5.1257e-08 | 0 | 5.1257e-08 | [16 empty] | 7.3.1.3 Ignition probability mapping showing the probability of ignition along the electric lines and equipmentWLDFRAggregatedAggregated | WLDFR | HFTD - Distribution - Tier 2 - 5QU CoRE ¦ 5QU LoRE | Seismic - Red Flag Warning - Catastrophic Fires | Aggregated | Aggregated | 2049 | 7.3547e-08 | 0 | 415.2775 | 3.0543e-05 | 2049 | Mitigation | 0.08575 | 30 | 0 | esc | 0.0012005 | 8.8294e-11 | 0.00060025 | 4.4147e-11 | 0.0015435 | 1.1352e-10
[79 empty] | WLDFR | HFTD - Distribution - Tier 2 - 5QU CoRE ¦ 5QU LoRE | Non-Red Flag Warning - Large Fires | 2024 | 7.2816e-09 | 3.6408e-09 | 9.362e-09 | 5.475 | 0.71896 | 3.0715 | 1.6846 | 0 | 0 | 0 | 6.0654e-06 |  | 3.9867e-08 | 0 | 3.9867e-08 | 1.9933e-08 | 0 | 1.9933e-08 | 5.1257e-08 | 0 | 5.1257e-08 | [16 empty] | 7.3.1.3 Ignition probability mapping showing the probability of ignition along the electric lines and equipmentWLDFRAggregatedAggregated | WLDFR | HFTD - Distribution - Tier 2 - 5QU CoRE ¦ 5QU LoRE | Seismic - Red Flag Warning - Catastrophic Fires | Aggregated | Aggregated | 2050 | 7.3547e-08 | 0 | 415.2775 | 3.0543e-05 | 2050 | Mitigation | 0.08575 | 30 | 0 | esc | 0 | 0 | 0.00060025 | 4.4147e-11 | 0.0015435 | 1.1352e-10
[79 empty] | WLDFR | HFTD - Distribution - Tier 2 - 5QU CoRE ¦ 5QU LoRE | Non-Red Flag Warning - Large Fires | 2025 | 7.2816e-09 | 3.6408e-09 | 9.362e-09 | 5.475 | 0.71896 | 3.0715 | 1.6846 | 0 | 0 | 0 | 6.0654e-06 |  | 3.9867e-08 | 0 | 3.9867e-08 | 1.9933e-08 | 0 | 1.9933e-08 | 5.1257e-08 | 0 | 5.1257e-08 | [16 empty] | 7.3.1.3 Ignition probability mapping showing the probability of ignition along the electric lines and equipmentWLDFRAggregatedAggregated | WLDFR | HFTD - Distribution - Tier 2 - 5QU CoRE ¦ 5QU LoRE | Seismic - Red Flag Warning - Catastrophic Fires | Aggregated | Aggregated | 2051 | 7.3547e-08 | 0 | 415.2775 | 3.0543e-05 | 2051 | Mitigation | 0.08575 | 30 | 0 | esc | 0 | 0 | 0 | 0 | 0.0015435 | 1.1352e-10
[79 empty] | WLDFR | HFTD - Distribution - Tier 2 - 5QU CoRE ¦ 5QU LoRE | Non-Red Flag Warning - Large Fires | 2026 | 7.2816e-09 | 3.6408e-09 | 9.362e-09 | 5.475 | 0.71896 | 3.0715 | 1.6846 | 0 | 0 | 0 | 6.0654e-06 |  | 3.9867e-08 | 0 | 3.9867e-08 | 1.9933e-08 | 0 | 1.9933e-08 | 5.1257e-08 | 0 | 5.1257e-08 | [16 empty] | 7.3.1.3 Ignition probability mapping showing the probability of ignition along the electric lines and equipmentWLDFRAggregatedAggregated | WLDFR | HFTD - Distribution - Tier 3 - 1QU CoRE ¦ 1QU LoRE | Non-Red Flag Warning - Catastrophic Fires | Aggregated | Aggregated | 2021 | 2.3498e-05 | 0 | 68.3395 | 0.0016059 | 2021 | Mitigation | 0.08575 | 30 | 0 | esc | 0.0012005 | 2.821e-08 | 0.00060025 | 1.4105e-08 | 0 | 0
[79 empty] | WLDFR | HFTD - Distribution - Tier 2 - 5QU CoRE ¦ 5QU LoRE | Non-Red Flag Warning - Large Fires | 2027 | 7.2816e-09 | 3.6408e-09 | 9.362e-09 | 5.475 | 0.71896 | 3.0715 | 1.6846 | 0 | 0 | 0 | 6.0654e-06 |  | 3.9867e-08 | 0 | 3.9867e-08 | 1.9933e-08 | 0 | 1.9933e-08 | 5.1257e-08 | 0 | 5.1257e-08 | [16 empty] | 7.3.1.3 Ignition probability mapping showing the probability of ignition along the electric lines and equipmentWLDFRAggregatedAggregated | WLDFR | HFTD - Distribution - Tier 3 - 1QU CoRE ¦ 1QU LoRE | Non-Red Flag Warning - Catastrophic Fires | Aggregated | Aggregated | 2022 | 2.3498e-05 | 0 | 68.3395 | 0.0016059 | 2022 | Mitigation | 0.08575 | 30 | 0 | esc | 0.0012005 | 2.821e-08 | 0.00060025 | 1.4105e-08 | 0.0015435 | 3.627e-08
[79 empty] | WLDFR | HFTD - Distribution - Tier 2 - 5QU CoRE ¦ 5QU LoRE | Non-Red Flag Warning - Large Fires | 2028 | 7.2816e-09 | 3.6408e-09 | 9.362e-09 | 5.777 | 0.74734 | 3.238 | 1.7917 | 0 | 0 | 0 | 6.0654e-06 |  | 4.2066e-08 | 0 | 4.2066e-08 | 2.1033e-08 | 0 | 2.1033e-08 | 5.4084e-08 | 0 | 5.4084e-08 | [16 empty] | 7.3.1.3 Ignition probability mapping showing the probability of ignition along the electric lines and equipmentWLDFRAggregatedAggregated | WLDFR | HFTD - Distribution - Tier 3 - 1QU CoRE ¦ 1QU LoRE | Non-Red Flag Warning - Catastrophic Fires | Aggregated | Aggregated | 2023 | 2.3498e-05 | 0 | 68.3395 | 0.0016059 | 2023 | Mitigation | 0.08575 | 30 | 0 | esc | 0.0012005 | 2.821e-08 | 0.00060025 | 1.4105e-08 | 0.0015435 | 3.627e-08
[79 empty] | WLDFR | HFTD - Distribution - Tier 2 - 5QU CoRE ¦ 5QU LoRE | Non-Red Flag Warning - Large Fires | 2029 | 7.2816e-09 | 3.6408e-09 | 9.362e-09 | 5.777 | 0.74734 | 3.238 | 1.7917 | 0 | 0 | 0 | 6.0654e-06 |  | 4.2066e-08 | 0 | 4.2066e-08 | 2.1033e-08 | 0 | 2.1033e-08 | 5.4084e-08 | 0 | 5.4084e-08 | [16 empty] | 7.3.1.3 Ignition probability mapping showing the probability of ignition along the electric lines and equipmentWLDFRAggregatedAggregated | WLDFR | HFTD - Distribution - Tier 3 - 1QU CoRE ¦ 1QU LoRE | Non-Red Flag Warning - Catastrophic Fires | Aggregated | Aggregated | 2024 | 2.3498e-05 | 0 | 68.3395 | 0.0016059 | 2024 | Mitigation | 0.08575 | 30 | 0 | esc | 0.0012005 | 2.821e-08 | 0.00060025 | 1.4105e-08 | 0.0015435 | 3.627e-08
[79 empty] | WLDFR | HFTD - Distribution - Tier 2 - 5QU CoRE ¦ 5QU LoRE | Non-Red Flag Warning - Large Fires | 2030 | 7.2816e-09 | 3.6408e-09 | 9.362e-09 | 5.777 | 0.74734 | 3.238 | 1.7917 | 0 | 0 | 0 | 6.0654e-06 |  | 4.2066e-08 | 0 | 4.2066e-08 | 2.1033e-08 | 0 | 2.1033e-08 | 5.4084e-08 | 0 | 5.4084e-08 | [16 empty] | 7.3.1.3 Ignition probability mapping showing the probability of ignition along the electric lines and equipmentWLDFRAggregatedAggregated | WLDFR | HFTD - Distribution - Tier 3 - 1QU CoRE ¦ 1QU LoRE | Non-Red Flag Warning - Catastrophic Fires | Aggregated | Aggregated | 2025 | 2.3498e-05 | 0 | 68.3395 | 0.0016059 | 2025 | Mitigation | 0.08575 | 30 | 0 | esc | 0.0012005 | 2.821e-08 | 0.00060025 | 1.4105e-08 | 0.0015435 | 3.627e-08
[79 empty] | WLDFR | HFTD - Distribution - Tier 2 - 5QU CoRE ¦ 5QU LoRE | Non-Red Flag Warning - Large Fires | 2031 | 7.2816e-09 | 3.6408e-09 | 9.362e-09 | 5.777 | 0.74734 | 3.238 | 1.7917 | 0 | 0 | 0 | 6.0654e-06 |  | 4.2066e-08 | 0 | 4.2066e-08 | 2.1033e-08 | 0 | 2.1033e-08 | 5.4084e-08 | 0 | 5.4084e-08 | [16 empty] | 7.3.1.3 Ignition probability mapping showing the probability of ignition along the electric lines and equipmentWLDFRAggregatedAggregated | WLDFR | HFTD - Distribution - Tier 3 - 1QU CoRE ¦ 1QU LoRE | Non-Red Flag Warning - Catastrophic Fires | Aggregated | Aggregated | 2026 | 2.3498e-05 | 0 | 68.3395 | 0.0016059 | 2026 | Mitigation | 0.08575 | 30 | 0 | esc | 0.0012005 | 2.821e-08 | 0.00060025 | 1.4105e-08 | 0.0015435 | 3.627e-08
[79 empty] | WLDFR | HFTD - Distribution - Tier 2 - 5QU CoRE ¦ 5QU LoRE | Non-Red Flag Warning - Large Fires | 2032 | 7.2816e-09 | 3.6408e-09 | 9.362e-09 | 5.777 | 0.74734 | 3.238 | 1.7917 | 0 | 0 | 0 | 6.0654e-06 |  | 4.2066e-08 | 0 | 4.2066e-08 | 2.1033e-08 | 0 | 2.1033e-08 | 5.4084e-08 | 0 | 5.4084e-08 | [16 empty] | 7.3.1.3 Ignition probability mapping showing the probability of ignition along the electric lines and equipmentWLDFRAggregatedAggregated | WLDFR | HFTD - Distribution - Tier 3 - 1QU CoRE ¦ 1QU LoRE | Non-Red Flag Warning - Catastrophic Fires | Aggregated | Aggregated | 2027 | 2.3498e-05 | 0 | 68.3395 | 0.0016059 | 2027 | Mitigation | 0.08575 | 30 | 0 | esc | 0.0012005 | 2.821e-08 | 0.00060025 | 1.4105e-08 | 0.0015435 | 3.627e-08
[79 empty] | WLDFR | HFTD - Distribution - Tier 2 - 5QU CoRE ¦ 5QU LoRE | Non-Red Flag Warning - Large Fires | 2033 | 7.2816e-09 | 3.6408e-09 | 9.362e-09 | 6.1205 | 0.77885 | 3.4265 | 1.9151 | 0 | 0 | 0 | 6.0654e-06 |  | 4.4567e-08 | 0 | 4.4567e-08 | 2.2283e-08 | 0 | 2.2283e-08 | 5.73e-08 | 0 | 5.73e-08 | [16 empty] | 7.3.1.3 Ignition probability mapping showing the probability of ignition along the electric lines and equipmentWLDFRAggregatedAggregated | WLDFR | HFTD - Distribution - Tier 3 - 1QU CoRE ¦ 1QU LoRE | Non-Red Flag Warning - Catastrophic Fires | Aggregated | Aggregated | 2028 | 2.3498e-05 | 0 | 68.3395 | 0.0016059 | 2028 | Mitigation | 0.08575 | 30 | 0 | esc | 0.0012005 | 2.821e-08 | 0.00060025 | 1.4105e-08 | 0.0015435 | 3.627e-08
[79 empty] | WLDFR | HFTD - Distribution - Tier 2 - 5QU CoRE ¦ 5QU LoRE | Non-Red Flag Warning - Large Fires | 2034 | 7.2816e-09 | 3.6408e-09 | 9.362e-09 | 6.1205 | 0.77885 | 3.4265 | 1.9151 | 0 | 0 | 0 | 6.0654e-06 |  | 4.4567e-08 | 0 | 4.4567e-08 | 2.2283e-08 | 0 | 2.2283e-08 | 5.73e-08 | 0 | 5.73e-08 | [16 empty] | 7.3.1.3 Ignition probability mapping showing the probability of ignition along the electric lines and equipmentWLDFRAggregatedAggregated | WLDFR | HFTD - Distribution - Tier 3 - 1QU CoRE ¦ 1QU LoRE | Non-Red Flag Warning - Catastrophic Fires | Aggregated | Aggregated | 2029 | 2.3498e-05 | 0 | 68.3395 | 0.0016059 | 2029 | Mitigation | 0.08575 | 30 | 0 | esc | 0.0012005 | 2.821e-08 | 0.00060025 | 1.4105e-08 | 0.0015435 | 3.627e-08
[79 empty] | WLDFR | HFTD - Distribution - Tier 2 - 5QU CoRE ¦ 5QU LoRE | Non-Red Flag Warning - Large Fires | 2035 | 7.2816e-09 | 3.6408e-09 | 9.362e-09 | 6.1205 | 0.77885 | 3.4265 | 1.9151 | 0 | 0 | 0 | 6.0654e-06 |  | 4.4567e-08 | 0 | 4.4567e-08 | 2.2283e-08 | 0 | 2.2283e-08 | 5.73e-08 | 0 | 5.73e-08 | [16 empty] | 7.3.1.3 Ignition probability mapping showing the probability of ignition along the electric lines and equipmentWLDFRAggregatedAggregated | WLDFR | HFTD - Distribution - Tier 3 - 1QU CoRE ¦ 1QU LoRE | Non-Red Flag Warning - Catastrophic Fires | Aggregated | Aggregated | 2030 | 2.3498e-05 | 0 | 68.3395 | 0.0016059 | 2030 | Mitigation | 0.08575 | 30 | 0 | esc | 0.0012005 | 2.821e-08 | 0.00060025 | 1.4105e-08 | 0.0015435 | 3.627e-08
[79 empty] | WLDFR | HFTD - Distribution - Tier 2 - 5QU CoRE ¦ 5QU LoRE | Non-Red Flag Warning - Large Fires | 2036 | 7.2816e-09 | 3.6408e-09 | 9.362e-09 | 6.1205 | 0.77885 | 3.4265 | 1.9151 | 0 | 0 | 0 | 6.0654e-06 |  | 4.4567e-08 | 0 | 4.4567e-08 | 2.2283e-08 | 0 | 2.2283e-08 | 5.73e-08 | 0 | 5.73e-08 | [16 empty] | 7.3.1.3 Ignition probability mapping showing the probability of ignition along the electric lines and equipmentWLDFRAggregatedAggregated | WLDFR | HFTD - Distribution - Tier 3 - 1QU CoRE ¦ 1QU LoRE | Non-Red Flag Warning - Catastrophic Fires | Aggregated | Aggregated | 2031 | 2.3498e-05 | 0 | 68.3395 | 0.0016059 | 2031 | Mitigation | 0.08575 | 30 | 0 | esc | 0.0012005 | 2.821e-08 | 0.00060025 | 1.4105e-08 | 0.0015435 | 3.627e-08
[79 empty] | WLDFR | HFTD - Distribution - Tier 2 - 5QU CoRE ¦ 5QU LoRE | Non-Red Flag Warning - Large Fires | 2037 | 7.2816e-09 | 3.6408e-09 | 9.362e-09 | 6.1205 | 0.77885 | 3.4265 | 1.9151 | 0 | 0 | 0 | 6.0654e-06 |  | 4.4567e-08 | 0 | 4.4567e-08 | 2.2283e-08 | 0 | 2.2283e-08 | 5.73e-08 | 0 | 5.73e-08 | [16 empty] | 7.3.1.3 Ignition probability mapping showing the probability of ignition along the electric lines and equipmentWLDFRAggregatedAggregated | WLDFR | HFTD - Distribution - Tier 3 - 1QU CoRE ¦ 1QU LoRE | Non-Red Flag Warning - Catastrophic Fires | Aggregated | Aggregated | 2032 | 2.3498e-05 | 0 | 68.3395 | 0.0016059 | 2032 | Mitigation | 0.08575 | 30 | 0 | esc | 0.0012005 | 2.821e-08 | 0.00060025 | 1.4105e-08 | 0.0015435 | 3.627e-08
[79 empty] | WLDFR | HFTD - Distribution - Tier 2 - 5QU CoRE ¦ 5QU LoRE | Non-Red Flag Warning - Large Fires | 2038 | 7.2816e-09 | 3.6408e-09 | 9.362e-09 | 6.5028 | 0.81304 | 3.6355 | 2.0543 | 0 | 0 | 0 | 6.0654e-06 |  | 4.7351e-08 | 0 | 4.7351e-08 | 2.3675e-08 | 0 | 2.3675e-08 | 6.0879e-08 | 0 | 6.0879e-08 | [16 empty] | 7.3.1.3 Ignition probability mapping showing the probability of ignition along the electric lines and equipmentWLDFRAggregatedAggregated | WLDFR | HFTD - Distribution - Tier 3 - 1QU CoRE ¦ 1QU LoRE | Non-Red Flag Warning - Catastrophic Fires | Aggregated | Aggregated | 2033 | 2.3498e-05 | 0 | 68.3395 | 0.0016059 | 2033 | Mitigation | 0.08575 | 30 | 0 | esc | 0.0012005 | 2.821e-08 | 0.00060025 | 1.4105e-08 | 0.0015435 | 3.627e-08
[79 empty] | WLDFR | HFTD - Distribution - Tier 2 - 5QU CoRE ¦ 5QU LoRE | Non-Red Flag Warning - Large Fires | 2039 | 7.2816e-09 | 3.6408e-09 | 9.362e-09 | 6.5028 | 0.81304 | 3.6355 | 2.0543 | 0 | 0 | 0 | 6.0654e-06 |  | 4.7351e-08 | 0 | 4.7351e-08 | 2.3675e-08 | 0 | 2.3675e-08 | 6.0879e-08 | 0 | 6.0879e-08 | [16 empty] | 7.3.1.3 Ignition probability mapping showing the probability of ignition along the electric lines and equipmentWLDFRAggregatedAggregated | WLDFR | HFTD - Distribution - Tier 3 - 1QU CoRE ¦ 1QU LoRE | Non-Red Flag Warning - Catastrophic Fires | Aggregated | Aggregated | 2034 | 2.3498e-05 | 0 | 68.3395 | 0.0016059 | 2034 | Mitigation | 0.08575 | 30 | 0 | esc | 0.0012005 | 2.821e-08 | 0.00060025 | 1.4105e-08 | 0.0015435 | 3.627e-08
[79 empty] | WLDFR | HFTD - Distribution - Tier 2 - 5QU CoRE ¦ 5QU LoRE | Non-Red Flag Warning - Large Fires | 2040 | 7.2816e-09 | 3.6408e-09 | 9.362e-09 | 6.5028 | 0.81304 | 3.6355 | 2.0543 | 0 | 0 | 0 | 6.0654e-06 |  | 4.7351e-08 | 0 | 4.7351e-08 | 2.3675e-08 | 0 | 2.3675e-08 | 6.0879e-08 | 0 | 6.0879e-08 | [16 empty] | 7.3.1.3 Ignition probability mapping showing the probability of ignition along the electric lines and equipmentWLDFRAggregatedAggregated | WLDFR | HFTD - Distribution - Tier 3 - 1QU CoRE ¦ 1QU LoRE | Non-Red Flag Warning - Catastrophic Fires | Aggregated | Aggregated | 2035 | 2.3498e-05 | 0 | 68.3395 | 0.0016059 | 2035 | Mitigation | 0.08575 | 30 | 0 | esc | 0.0012005 | 2.821e-08 | 0.00060025 | 1.4105e-08 | 0.0015435 | 3.627e-08
[79 empty] | WLDFR | HFTD - Distribution - Tier 2 - 5QU CoRE ¦ 5QU LoRE | Non-Red Flag Warning - Large Fires | 2041 | 7.2816e-09 | 3.6408e-09 | 9.362e-09 | 6.5028 | 0.81304 | 3.6355 | 2.0543 | 0 | 0 | 0 | 6.0654e-06 |  | 4.7351e-08 | 0 | 4.7351e-08 | 2.3675e-08 | 0 | 2.3675e-08 | 6.0879e-08 | 0 | 6.0879e-08 | [16 empty] | 7.3.1.3 Ignition probability mapping showing the probability of ignition along the electric lines and equipmentWLDFRAggregatedAggregated | WLDFR | HFTD - Distribution - Tier 3 - 1QU CoRE ¦ 1QU LoRE | Non-Red Flag Warning - Catastrophic Fires | Aggregated | Aggregated | 2036 | 2.3498e-05 | 0 | 68.3395 | 0.0016059 | 2036 | Mitigation | 0.08575 | 30 | 0 | esc | 0.0012005 | 2.821e-08 | 0.00060025 | 1.4105e-08 | 0.0015435 | 3.627e-08
[79 empty] | WLDFR | HFTD - Distribution - Tier 2 - 5QU CoRE ¦ 5QU LoRE | Non-Red Flag Warning - Large Fires | 2042 | 7.2816e-09 | 3.6408e-09 | 9.362e-09 | 6.5028 | 0.81304 | 3.6355 | 2.0543 | 0 | 0 | 0 | 6.0654e-06 |  | 4.7351e-08 | 0 | 4.7351e-08 | 2.3675e-08 | 0 | 2.3675e-08 | 6.0879e-08 | 0 | 6.0879e-08 | [16 empty] | 7.3.1.3 Ignition probability mapping showing the probability of ignition along the electric lines and equipmentWLDFRAggregatedAggregated | WLDFR | HFTD - Distribution - Tier 3 - 1QU CoRE ¦ 1QU LoRE | Non-Red Flag Warning - Catastrophic Fires | Aggregated | Aggregated | 2037 | 2.3498e-05 | 0 | 68.3395 | 0.0016059 | 2037 | Mitigation | 0.08575 | 30 | 0 | esc | 0.0012005 | 2.821e-08 | 0.00060025 | 1.4105e-08 | 0.0015435 | 3.627e-08
[79 empty] | WLDFR | HFTD - Distribution - Tier 2 - 5QU CoRE ¦ 5QU LoRE | Non-Red Flag Warning - Large Fires | 2043 | 7.2816e-09 | 3.6408e-09 | 9.362e-09 | 6.9209 | 0.84944 | 3.8632 | 2.2083 | 0 | 0 | 0 | 6.0654e-06 |  | 5.0395e-08 | 0 | 5.0395e-08 | 2.5198e-08 | 0 | 2.5198e-08 | 6.4794e-08 | 0 | 6.4794e-08 | [16 empty] | 7.3.1.3 Ignition probability mapping showing the probability of ignition along the electric lines and equipmentWLDFRAggregatedAggregated | WLDFR | HFTD - Distribution - Tier 3 - 1QU CoRE ¦ 1QU LoRE | Non-Red Flag Warning - Catastrophic Fires | Aggregated | Aggregated | 2038 | 2.3498e-05 | 0 | 68.3395 | 0.0016059 | 2038 | Mitigation | 0.08575 | 30 | 0 | esc | 0.0012005 | 2.821e-08 | 0.00060025 | 1.4105e-08 | 0.0015435 | 3.627e-08
[79 empty] | WLDFR | HFTD - Distribution - Tier 2 - 5QU CoRE ¦ 5QU LoRE | Non-Red Flag Warning - Large Fires | 2044 | 7.2816e-09 | 3.6408e-09 | 9.362e-09 | 6.9209 | 0.84944 | 3.8632 | 2.2083 | 0 | 0 | 0 | 6.0654e-06 |  | 5.0395e-08 | 0 | 5.0395e-08 | 2.5198e-08 | 0 | 2.5198e-08 | 6.4794e-08 | 0 | 6.4794e-08 | [16 empty] | 7.3.1.3 Ignition probability mapping showing the probability of ignition along the electric lines and equipmentWLDFRAggregatedAggregated | WLDFR | HFTD - Distribution - Tier 3 - 1QU CoRE ¦ 1QU LoRE | Non-Red Flag Warning - Catastrophic Fires | Aggregated | Aggregated | 2039 | 2.3498e-05 | 0 | 68.3395 | 0.0016059 | 2039 | Mitigation | 0.08575 | 30 | 0 | esc | 0.0012005 | 2.821e-08 | 0.00060025 | 1.4105e-08 | 0.0015435 | 3.627e-08
[79 empty] | WLDFR | HFTD - Distribution - Tier 2 - 5QU CoRE ¦ 5QU LoRE | Non-Red Flag Warning - Large Fires | 2045 | 7.2816e-09 | 3.6408e-09 | 9.362e-09 | 6.9209 | 0.84944 | 3.8632 | 2.2083 | 0 | 0 | 0 | 6.0654e-06 |  | 5.0395e-08 | 0 | 5.0395e-08 | 2.5198e-08 | 0 | 2.5198e-08 | 6.4794e-08 | 0 | 6.4794e-08 | [16 empty] | 7.3.1.3 Ignition probability mapping showing the probability of ignition along the electric lines and equipmentWLDFRAggregatedAggregated | WLDFR | HFTD - Distribution - Tier 3 - 1QU CoRE ¦ 1QU LoRE | Non-Red Flag Warning - Catastrophic Fires | Aggregated | Aggregated | 2040 | 2.3498e-05 | 0 | 68.3395 | 0.0016059 | 2040 | Mitigation | 0.08575 | 30 | 0 | esc | 0.0012005 | 2.821e-08 | 0.00060025 | 1.4105e-08 | 0.0015435 | 3.627e-08
[79 empty] | WLDFR | HFTD - Distribution - Tier 2 - 5QU CoRE ¦ 5QU LoRE | Non-Red Flag Warning - Large Fires | 2046 | 7.2816e-09 | 3.6408e-09 | 9.362e-09 | 6.9209 | 0.84944 | 3.8632 | 2.2083 | 0 | 0 | 0 | 6.0654e-06 |  | 5.0395e-08 | 0 | 5.0395e-08 | 2.5198e-08 | 0 | 2.5198e-08 | 6.4794e-08 | 0 | 6.4794e-08 | [16 empty] | 7.3.1.3 Ignition probability mapping showing the probability of ignition along the electric lines and equipmentWLDFRAggregatedAggregated | WLDFR | HFTD - Distribution - Tier 3 - 1QU CoRE ¦ 1QU LoRE | Non-Red Flag Warning - Catastrophic Fires | Aggregated | Aggregated | 2041 | 2.3498e-05 | 0 | 68.3395 | 0.0016059 | 2041 | Mitigation | 0.08575 | 30 | 0 | esc | 0.0012005 | 2.821e-08 | 0.00060025 | 1.4105e-08 | 0.0015435 | 3.627e-08
[79 empty] | WLDFR | HFTD - Distribution - Tier 2 - 5QU CoRE ¦ 5QU LoRE | Non-Red Flag Warning - Large Fires | 2047 | 7.2816e-09 | 3.6408e-09 | 9.362e-09 | 6.9209 | 0.84944 | 3.8632 | 2.2083 | 0 | 0 | 0 | 6.0654e-06 |  | 5.0395e-08 | 0 | 5.0395e-08 | 2.5198e-08 | 0 | 2.5198e-08 | 6.4794e-08 | 0 | 6.4794e-08 | [16 empty] | 7.3.1.3 Ignition probability mapping showing the probability of ignition along the electric lines and equipmentWLDFRAggregatedAggregated | WLDFR | HFTD - Distribution - Tier 3 - 1QU CoRE ¦ 1QU LoRE | Non-Red Flag Warning - Catastrophic Fires | Aggregated | Aggregated | 2042 | 2.3498e-05 | 0 | 68.3395 | 0.0016059 | 2042 | Mitigation | 0.08575 | 30 | 0 | esc | 0.0012005 | 2.821e-08 | 0.00060025 | 1.4105e-08 | 0.0015435 | 3.627e-08
[79 empty] | WLDFR | HFTD - Distribution - Tier 2 - 5QU CoRE ¦ 5QU LoRE | Non-Red Flag Warning - Large Fires | 2048 | 7.2816e-09 | 3.6408e-09 | 9.362e-09 | 7.3713 | 0.88759 | 4.1075 | 2.3763 | 0 | 0 | 0 | 6.0654e-06 |  | 5.3675e-08 | 0 | 5.3675e-08 | 2.6837e-08 | 0 | 2.6837e-08 | 6.9011e-08 | 0 | 6.9011e-08 | [16 empty] | 7.3.1.3 Ignition probability mapping showing the probability of ignition along the electric lines and equipmentWLDFRAggregatedAggregated | WLDFR | HFTD - Distribution - Tier 3 - 1QU CoRE ¦ 1QU LoRE | Non-Red Flag Warning - Catastrophic Fires | Aggregated | Aggregated | 2043 | 2.3498e-05 | 0 | 68.3395 | 0.0016059 | 2043 | Mitigation | 0.08575 | 30 | 0 | esc | 0.0012005 | 2.821e-08 | 0.00060025 | 1.4105e-08 | 0.0015435 | 3.627e-08
[79 empty] | WLDFR | HFTD - Distribution - Tier 2 - 5QU CoRE ¦ 5QU LoRE | Non-Red Flag Warning - Large Fires | 2049 | 7.2816e-09 | 3.6408e-09 | 9.362e-09 | 7.3713 | 0.88759 | 4.1075 | 2.3763 | 0 | 0 | 0 | 6.0654e-06 |  | 5.3675e-08 | 0 | 5.3675e-08 | 2.6837e-08 | 0 | 2.6837e-08 | 6.9011e-08 | 0 | 6.9011e-08 | [16 empty] | 7.3.1.3 Ignition probability mapping showing the probability of ignition along the electric lines and equipmentWLDFRAggregatedAggregated | WLDFR | HFTD - Distribution - Tier 3 - 1QU CoRE ¦ 1QU LoRE | Non-Red Flag Warning - Catastrophic Fires | Aggregated | Aggregated | 2044 | 2.3498e-05 | 0 | 68.3395 | 0.0016059 | 2044 | Mitigation | 0.08575 | 30 | 0 | esc | 0.0012005 | 2.821e-08 | 0.00060025 | 1.4105e-08 | 0.0015435 | 3.627e-08
[79 empty] | WLDFR | HFTD - Distribution - Tier 2 - 5QU CoRE ¦ 5QU LoRE | Non-Red Flag Warning - Large Fires | 2050 | 0 | 3.6408e-09 | 9.362e-09 | 7.3713 | 0.88759 | 4.1075 | 2.3763 | 0 | 0 | 0 | 6.0654e-06 |  | 0 | 0 | 0 | 2.6837e-08 | 0 | 2.6837e-08 | 6.9011e-08 | 0 | 6.9011e-08 | [16 empty] | 7.3.1.3 Ignition probability mapping showing the probability of ignition along the electric lines and equipmentWLDFRAggregatedAggregated | WLDFR | HFTD - Distribution - Tier 3 - 1QU CoRE ¦ 1QU LoRE | Non-Red Flag Warning - Catastrophic Fires | Aggregated | Aggregated | 2045 | 2.3498e-05 | 0 | 68.3395 | 0.0016059 | 2045 | Mitigation | 0.08575 | 30 | 0 | esc | 0.0012005 | 2.821e-08 | 0.00060025 | 1.4105e-08 | 0.0015435 | 3.627e-08
[79 empty] | WLDFR | HFTD - Distribution - Tier 2 - 5QU CoRE ¦ 5QU LoRE | Non-Red Flag Warning - Large Fires | 2051 | 0 | 0 | 9.362e-09 | 7.3713 | 0.88759 | 4.1075 | 2.3763 | 0 | 0 | 0 | 6.0654e-06 |  | 0 | 0 | 0 | 0 | 0 | 0 | 6.9011e-08 | 0 | 6.9011e-08 | [16 empty] | 7.3.1.3 Ignition probability mapping showing the probability of ignition along the electric lines and equipmentWLDFRAggregatedAggregated | WLDFR | HFTD - Distribution - Tier 3 - 1QU CoRE ¦ 1QU LoRE | Non-Red Flag Warning - Catastrophic Fires | Aggregated | Aggregated | 2046 | 2.3498e-05 | 0 | 68.3395 | 0.0016059 | 2046 | Mitigation | 0.08575 | 30 | 0 | esc | 0.0012005 | 2.821e-08 | 0.00060025 | 1.4105e-08 | 0.0015435 | 3.627e-08
[79 empty] | WLDFR | HFTD - Distribution - Tier 2 - 5QU CoRE ¦ 5QU LoRE | Non-Red Flag Warning - Small Fires | 2020 | 2.6114e-06 | 0 | 0 | 0.077901 | 0.036425 | 0.0015809 | 0.039895 | 0 | 0 | 0 | 0.0021752 |  | 2.0343e-07 | 0 | 2.0343e-07 | 0 | 0 | 0 | 0 | 0 | 0 | [16 empty] | 7.3.1.3 Ignition probability mapping showing the probability of ignition along the electric lines and equipmentWLDFRAggregatedAggregated | WLDFR | HFTD - Distribution - Tier 3 - 1QU CoRE ¦ 1QU LoRE | Non-Red Flag Warning - Catastrophic Fires | Aggregated | Aggregated | 2047 | 2.3498e-05 | 0 | 68.3395 | 0.0016059 | 2047 | Mitigation | 0.08575 | 30 | 0 | esc | 0.0012005 | 2.821e-08 | 0.00060025 | 1.4105e-08 | 0.0015435 | 3.627e-08
[79 empty] | WLDFR | HFTD - Distribution - Tier 2 - 5QU CoRE ¦ 5QU LoRE | Non-Red Flag Warning - Small Fires | 2021 | 2.6114e-06 | 1.3057e-06 | 0 | 0.077901 | 0.036425 | 0.0015809 | 0.039895 | 0 | 0 | 0 | 0.0021752 |  | 2.0343e-07 | 0 | 2.0343e-07 | 1.0171e-07 | 0 | 1.0171e-07 | 0 | 0 | 0 | [16 empty] | 7.3.1.3 Ignition probability mapping showing the probability of ignition along the electric lines and equipmentWLDFRAggregatedAggregated | WLDFR | HFTD - Distribution - Tier 3 - 1QU CoRE ¦ 1QU LoRE | Non-Red Flag Warning - Catastrophic Fires | Aggregated | Aggregated | 2048 | 2.3498e-05 | 0 | 68.3395 | 0.0016059 | 2048 | Mitigation | 0.08575 | 30 | 0 | esc | 0.0012005 | 2.821e-08 | 0.00060025 | 1.4105e-08 | 0.0015435 | 3.627e-08
[79 empty] | WLDFR | HFTD - Distribution - Tier 2 - 5QU CoRE ¦ 5QU LoRE | Non-Red Flag Warning - Small Fires | 2022 | 2.6114e-06 | 1.3057e-06 | 3.3575e-06 | 0.077901 | 0.036425 | 0.0015809 | 0.039895 | 0 | 0 | 0 | 0.0021752 |  | 2.0343e-07 | 0 | 2.0343e-07 | 1.0171e-07 | 0 | 1.0171e-07 | 2.6155e-07 | 0 | 2.6155e-07 | [16 empty] | 7.3.1.3 Ignition probability mapping showing the probability of ignition along the electric lines and equipmentWLDFRAggregatedAggregated | WLDFR | HFTD - Distribution - Tier 3 - 1QU CoRE ¦ 1QU LoRE | Non-Red Flag Warning - Catastrophic Fires | Aggregated | Aggregated | 2049 | 2.3498e-05 | 0 | 68.3395 | 0.0016059 | 2049 | Mitigation | 0.08575 | 30 | 0 | esc | 0.0012005 | 2.821e-08 | 0.00060025 | 1.4105e-08 | 0.0015435 | 3.627e-08
[79 empty] | WLDFR | HFTD - Distribution - Tier 2 - 5QU CoRE ¦ 5QU LoRE | Non-Red Flag Warning - Small Fires | 2023 | 2.6114e-06 | 1.3057e-06 | 3.3575e-06 | 0.080408 | 0.03759 | 0.0016314 | 0.041187 | 0 | 0 | 0 | 0.0021752 |  | 2.0997e-07 | 0 | 2.0997e-07 | 1.0499e-07 | 0 | 1.0499e-07 | 2.6997e-07 | 0 | 2.6997e-07 | [16 empty] | 7.3.1.3 Ignition probability mapping showing the probability of ignition along the electric lines and equipmentWLDFRAggregatedAggregated | WLDFR | HFTD - Distribution - Tier 3 - 1QU CoRE ¦ 1QU LoRE | Non-Red Flag Warning - Catastrophic Fires | Aggregated | Aggregated | 2050 | 2.3498e-05 | 0 | 68.3395 | 0.0016059 | 2050 | Mitigation | 0.08575 | 30 | 0 | esc | 0 | 0 | 0.00060025 | 1.4105e-08 | 0.0015435 | 3.627e-08
[79 empty] | WLDFR | HFTD - Distribution - Tier 2 - 5QU CoRE ¦ 5QU LoRE | Non-Red Flag Warning - Small Fires | 2024 | 2.6114e-06 | 1.3057e-06 | 3.3575e-06 | 0.080408 | 0.03759 | 0.0016314 | 0.041187 | 0 | 0 | 0 | 0.0021752 |  | 2.0997e-07 | 0 | 2.0997e-07 | 1.0499e-07 | 0 | 1.0499e-07 | 2.6997e-07 | 0 | 2.6997e-07 | [16 empty] | 7.3.1.3 Ignition probability mapping showing the probability of ignition along the electric lines and equipmentWLDFRAggregatedAggregated | WLDFR | HFTD - Distribution - Tier 3 - 1QU CoRE ¦ 1QU LoRE | Non-Red Flag Warning - Catastrophic Fires | Aggregated | Aggregated | 2051 | 2.3498e-05 | 0 | 68.3395 | 0.0016059 | 2051 | Mitigation | 0.08575 | 30 | 0 | esc | 0 | 0 | 0 | 0 | 0.0015435 | 3.627e-08
[79 empty] | WLDFR | HFTD - Distribution - Tier 2 - 5QU CoRE ¦ 5QU LoRE | Non-Red Flag Warning - Small Fires | 2025 | 2.6114e-06 | 1.3057e-06 | 3.3575e-06 | 0.080408 | 0.03759 | 0.0016314 | 0.041187 | 0 | 0 | 0 | 0.0021752 |  | 2.0997e-07 | 0 | 2.0997e-07 | 1.0499e-07 | 0 | 1.0499e-07 | 2.6997e-07 | 0 | 2.6997e-07 | [16 empty] | 7.3.1.3 Ignition probability mapping showing the probability of ignition along the electric lines and equipmentWLDFRAggregatedAggregated | WLDFR | HFTD - Distribution - Tier 3 - 1QU CoRE ¦ 1QU LoRE | Non-Red Flag Warning - Destructive Fires | Aggregated | Aggregated | 2021 | 2.2096e-05 | 0 | 68.3395 | 0.00151 | 2021 | Mitigation | 0.08575 | 30 | 0 | esc | 0.0012005 | 2.6526e-08 | 0.00060025 | 1.3263e-08 | 0 | 0
[79 empty] | WLDFR | HFTD - Distribution - Tier 2 - 5QU CoRE ¦ 5QU LoRE | Non-Red Flag Warning - Small Fires | 2026 | 2.6114e-06 | 1.3057e-06 | 3.3575e-06 | 0.080408 | 0.03759 | 0.0016314 | 0.041187 | 0 | 0 | 0 | 0.0021752 |  | 2.0997e-07 | 0 | 2.0997e-07 | 1.0499e-07 | 0 | 1.0499e-07 | 2.6997e-07 | 0 | 2.6997e-07 | [16 empty] | 7.3.1.3 Ignition probability mapping showing the probability of ignition along the electric lines and equipmentWLDFRAggregatedAggregated | WLDFR | HFTD - Distribution - Tier 3 - 1QU CoRE ¦ 1QU LoRE | Non-Red Flag Warning - Destructive Fires | Aggregated | Aggregated | 2022 | 2.2096e-05 | 0 | 68.3395 | 0.00151 | 2022 | Mitigation | 0.08575 | 30 | 0 | esc | 0.0012005 | 2.6526e-08 | 0.00060025 | 1.3263e-08 | 0.0015435 | 3.4105e-08
[79 empty] | WLDFR | HFTD - Distribution - Tier 2 - 5QU CoRE ¦ 5QU LoRE | Non-Red Flag Warning - Small Fires | 2027 | 2.6114e-06 | 1.3057e-06 | 3.3575e-06 | 0.080408 | 0.03759 | 0.0016314 | 0.041187 | 0 | 0 | 0 | 0.0021752 |  | 2.0997e-07 | 0 | 2.0997e-07 | 1.0499e-07 | 0 | 1.0499e-07 | 2.6997e-07 | 0 | 2.6997e-07 | [16 empty] | 7.3.1.3 Ignition probability mapping showing the probability of ignition along the electric lines and equipmentWLDFRAggregatedAggregated | WLDFR | HFTD - Distribution - Tier 3 - 1QU CoRE ¦ 1QU LoRE | Non-Red Flag Warning - Destructive Fires | Aggregated | Aggregated | 2023 | 2.2096e-05 | 0 | 68.3395 | 0.00151 | 2023 | Mitigation | 0.08575 | 30 | 0 | esc | 0.0012005 | 2.6526e-08 | 0.00060025 | 1.3263e-08 | 0.0015435 | 3.4105e-08
[79 empty] | WLDFR | HFTD - Distribution - Tier 2 - 5QU CoRE ¦ 5QU LoRE | Non-Red Flag Warning - Small Fires | 2028 | 2.6114e-06 | 1.3057e-06 | 3.3575e-06 | 0.083606 | 0.039055 | 0.001695 | 0.042856 | 0 | 0 | 0 | 0.0021752 |  | 2.1833e-07 | 0 | 2.1833e-07 | 1.0916e-07 | 0 | 1.0916e-07 | 2.807e-07 | 0 | 2.807e-07 | [16 empty] | 7.3.1.3 Ignition probability mapping showing the probability of ignition along the electric lines and equipmentWLDFRAggregatedAggregated | WLDFR | HFTD - Distribution - Tier 3 - 1QU CoRE ¦ 1QU LoRE | Non-Red Flag Warning - Destructive Fires | Aggregated | Aggregated | 2024 | 2.2096e-05 | 0 | 68.3395 | 0.00151 | 2024 | Mitigation | 0.08575 | 30 | 0 | esc | 0.0012005 | 2.6526e-08 | 0.00060025 | 1.3263e-08 | 0.0015435 | 3.4105e-08
[79 empty] | WLDFR | HFTD - Distribution - Tier 2 - 5QU CoRE ¦ 5QU LoRE | Non-Red Flag Warning - Small Fires | 2029 | 2.6114e-06 | 1.3057e-06 | 3.3575e-06 | 0.083606 | 0.039055 | 0.001695 | 0.042856 | 0 | 0 | 0 | 0.0021752 |  | 2.1833e-07 | 0 | 2.1833e-07 | 1.0916e-07 | 0 | 1.0916e-07 | 2.807e-07 | 0 | 2.807e-07 | [16 empty] | 7.3.1.3 Ignition probability mapping showing the probability of ignition along the electric lines and equipmentWLDFRAggregatedAggregated | WLDFR | HFTD - Distribution - Tier 3 - 1QU CoRE ¦ 1QU LoRE | Non-Red Flag Warning - Destructive Fires | Aggregated | Aggregated | 2025 | 2.2096e-05 | 0 | 68.3395 | 0.00151 | 2025 | Mitigation | 0.08575 | 30 | 0 | esc | 0.0012005 | 2.6526e-08 | 0.00060025 | 1.3263e-08 | 0.0015435 | 3.4105e-08
[79 empty] | WLDFR | HFTD - Distribution - Tier 2 - 5QU CoRE ¦ 5QU LoRE | Non-Red Flag Warning - Small Fires | 2030 | 2.6114e-06 | 1.3057e-06 | 3.3575e-06 | 0.083606 | 0.039055 | 0.001695 | 0.042856 | 0 | 0 | 0 | 0.0021752 |  | 2.1833e-07 | 0 | 2.1833e-07 | 1.0916e-07 | 0 | 1.0916e-07 | 2.807e-07 | 0 | 2.807e-07 | [16 empty] | 7.3.1.3 Ignition probability mapping showing the probability of ignition along the electric lines and equipmentWLDFRAggregatedAggregated | WLDFR | HFTD - Distribution - Tier 3 - 1QU CoRE ¦ 1QU LoRE | Non-Red Flag Warning - Destructive Fires | Aggregated | Aggregated | 2026 | 2.2096e-05 | 0 | 68.3395 | 0.00151 | 2026 | Mitigation | 0.08575 | 30 | 0 | esc | 0.0012005 | 2.6526e-08 | 0.00060025 | 1.3263e-08 | 0.0015435 | 3.4105e-08
[79 empty] | WLDFR | HFTD - Distribution - Tier 2 - 5QU CoRE ¦ 5QU LoRE | Non-Red Flag Warning - Small Fires | 2031 | 2.6114e-06 | 1.3057e-06 | 3.3575e-06 | 0.083606 | 0.039055 | 0.001695 | 0.042856 | 0 | 0 | 0 | 0.0021752 |  | 2.1833e-07 | 0 | 2.1833e-07 | 1.0916e-07 | 0 | 1.0916e-07 | 2.807e-07 | 0 | 2.807e-07 | [16 empty] | 7.3.1.3 Ignition probability mapping showing the probability of ignition along the electric lines and equipmentWLDFRAggregatedAggregated | WLDFR | HFTD - Distribution - Tier 3 - 1QU CoRE ¦ 1QU LoRE | Non-Red Flag Warning - Destructive Fires | Aggregated | Aggregated | 2027 | 2.2096e-05 | 0 | 68.3395 | 0.00151 | 2027 | Mitigation | 0.08575 | 30 | 0 | esc | 0.0012005 | 2.6526e-08 | 0.00060025 | 1.3263e-08 | 0.0015435 | 3.4105e-08
[79 empty] | WLDFR | HFTD - Distribution - Tier 2 - 5QU CoRE ¦ 5QU LoRE | Non-Red Flag Warning - Small Fires | 2032 | 2.6114e-06 | 1.3057e-06 | 3.3575e-06 | 0.083606 | 0.039055 | 0.001695 | 0.042856 | 0 | 0 | 0 | 0.0021752 |  | 2.1833e-07 | 0 | 2.1833e-07 | 1.0916e-07 | 0 | 1.0916e-07 | 2.807e-07 | 0 | 2.807e-07 | [16 empty] | 7.3.1.3 Ignition probability mapping showing the probability of ignition along the electric lines and equipmentWLDFRAggregatedAggregated | WLDFR | HFTD - Distribution - Tier 3 - 1QU CoRE ¦ 1QU LoRE | Non-Red Flag Warning - Destructive Fires | Aggregated | Aggregated | 2028 | 2.2096e-05 | 0 | 68.3395 | 0.00151 | 2028 | Mitigation | 0.08575 | 30 | 0 | esc | 0.0012005 | 2.6526e-08 | 0.00060025 | 1.3263e-08 | 0.0015435 | 3.4105e-08
[79 empty] | WLDFR | HFTD - Distribution - Tier 2 - 5QU CoRE ¦ 5QU LoRE | Non-Red Flag Warning - Small Fires | 2033 | 2.6114e-06 | 1.3057e-06 | 3.3575e-06 | 0.087211 | 0.040679 | 0.0017655 | 0.044766 | 0 | 0 | 0 | 0.0021752 |  | 2.2774e-07 | 0 | 2.2774e-07 | 1.1387e-07 | 0 | 1.1387e-07 | 2.9281e-07 | 0 | 2.9281e-07 | [16 empty] | 7.3.1.3 Ignition probability mapping showing the probability of ignition along the electric lines and equipmentWLDFRAggregatedAggregated | WLDFR | HFTD - Distribution - Tier 3 - 1QU CoRE ¦ 1QU LoRE | Non-Red Flag Warning - Destructive Fires | Aggregated | Aggregated | 2029 | 2.2096e-05 | 0 | 68.3395 | 0.00151 | 2029 | Mitigation | 0.08575 | 30 | 0 | esc | 0.0012005 | 2.6526e-08 | 0.00060025 | 1.3263e-08 | 0.0015435 | 3.4105e-08
[79 empty] | WLDFR | HFTD - Distribution - Tier 2 - 5QU CoRE ¦ 5QU LoRE | Non-Red Flag Warning - Small Fires | 2034 | 2.6114e-06 | 1.3057e-06 | 3.3575e-06 | 0.087211 | 0.040679 | 0.0017655 | 0.044766 | 0 | 0 | 0 | 0.0021752 |  | 2.2774e-07 | 0 | 2.2774e-07 | 1.1387e-07 | 0 | 1.1387e-07 | 2.9281e-07 | 0 | 2.9281e-07 | [16 empty] | 7.3.1.3 Ignition probability mapping showing the probability of ignition along the electric lines and equipmentWLDFRAggregatedAggregated | WLDFR | HFTD - Distribution - Tier 3 - 1QU CoRE ¦ 1QU LoRE | Non-Red Flag Warning - Destructive Fires | Aggregated | Aggregated | 2030 | 2.2096e-05 | 0 | 68.3395 | 0.00151 | 2030 | Mitigation | 0.08575 | 30 | 0 | esc | 0.0012005 | 2.6526e-08 | 0.00060025 | 1.3263e-08 | 0.0015435 | 3.4105e-08
[79 empty] | WLDFR | HFTD - Distribution - Tier 2 - 5QU CoRE ¦ 5QU LoRE | Non-Red Flag Warning - Small Fires | 2035 | 2.6114e-06 | 1.3057e-06 | 3.3575e-06 | 0.087211 | 0.040679 | 0.0017655 | 0.044766 | 0 | 0 | 0 | 0.0021752 |  | 2.2774e-07 | 0 | 2.2774e-07 | 1.1387e-07 | 0 | 1.1387e-07 | 2.9281e-07 | 0 | 2.9281e-07 | [16 empty] | 7.3.1.3 Ignition probability mapping showing the probability of ignition along the electric lines and equipmentWLDFRAggregatedAggregated | WLDFR | HFTD - Distribution - Tier 3 - 1QU CoRE ¦ 1QU LoRE | Non-Red Flag Warning - Destructive Fires | Aggregated | Aggregated | 2031 | 2.2096e-05 | 0 | 68.3395 | 0.00151 | 2031 | Mitigation | 0.08575 | 30 | 0 | esc | 0.0012005 | 2.6526e-08 | 0.00060025 | 1.3263e-08 | 0.0015435 | 3.4105e-08
[79 empty] | WLDFR | HFTD - Distribution - Tier 2 - 5QU CoRE ¦ 5QU LoRE | Non-Red Flag Warning - Small Fires | 2036 | 2.6114e-06 | 1.3057e-06 | 3.3575e-06 | 0.087211 | 0.040679 | 0.0017655 | 0.044766 | 0 | 0 | 0 | 0.0021752 |  | 2.2774e-07 | 0 | 2.2774e-07 | 1.1387e-07 | 0 | 1.1387e-07 | 2.9281e-07 | 0 | 2.9281e-07 | [16 empty] | 7.3.1.3 Ignition probability mapping showing the probability of ignition along the electric lines and equipmentWLDFRAggregatedAggregated | WLDFR | HFTD - Distribution - Tier 3 - 1QU CoRE ¦ 1QU LoRE | Non-Red Flag Warning - Destructive Fires | Aggregated | Aggregated | 2032 | 2.2096e-05 | 0 | 68.3395 | 0.00151 | 2032 | Mitigation | 0.08575 | 30 | 0 | esc | 0.0012005 | 2.6526e-08 | 0.00060025 | 1.3263e-08 | 0.0015435 | 3.4105e-08
[79 empty] | WLDFR | HFTD - Distribution - Tier 2 - 5QU CoRE ¦ 5QU LoRE | Non-Red Flag Warning - Small Fires | 2037 | 2.6114e-06 | 1.3057e-06 | 3.3575e-06 | 0.087211 | 0.040679 | 0.0017655 | 0.044766 | 0 | 0 | 0 | 0.0021752 |  | 2.2774e-07 | 0 | 2.2774e-07 | 1.1387e-07 | 0 | 1.1387e-07 | 2.9281e-07 | 0 | 2.9281e-07 | [16 empty] | 7.3.1.3 Ignition probability mapping showing the probability of ignition along the electric lines and equipmentWLDFRAggregatedAggregated | WLDFR | HFTD - Distribution - Tier 3 - 1QU CoRE ¦ 1QU LoRE | Non-Red Flag Warning - Destructive Fires | Aggregated | Aggregated | 2033 | 2.2096e-05 | 0 | 68.3395 | 0.00151 | 2033 | Mitigation | 0.08575 | 30 | 0 | esc | 0.0012005 | 2.6526e-08 | 0.00060025 | 1.3263e-08 | 0.0015435 | 3.4105e-08
[79 empty] | WLDFR | HFTD - Distribution - Tier 2 - 5QU CoRE ¦ 5QU LoRE | Non-Red Flag Warning - Small Fires | 2038 | 2.6114e-06 | 1.3057e-06 | 3.3575e-06 | 0.091184 | 0.042438 | 0.0018418 | 0.046905 | 0 | 0 | 0 | 0.0021752 |  | 2.3811e-07 | 0 | 2.3811e-07 | 1.1906e-07 | 0 | 1.1906e-07 | 3.0615e-07 | 0 | 3.0615e-07 | [16 empty] | 7.3.1.3 Ignition probability mapping showing the probability of ignition along the electric lines and equipmentWLDFRAggregatedAggregated | WLDFR | HFTD - Distribution - Tier 3 - 1QU CoRE ¦ 1QU LoRE | Non-Red Flag Warning - Destructive Fires | Aggregated | Aggregated | 2034 | 2.2096e-05 | 0 | 68.3395 | 0.00151 | 2034 | Mitigation | 0.08575 | 30 | 0 | esc | 0.0012005 | 2.6526e-08 | 0.00060025 | 1.3263e-08 | 0.0015435 | 3.4105e-08
[79 empty] | WLDFR | HFTD - Distribution - Tier 2 - 5QU CoRE ¦ 5QU LoRE | Non-Red Flag Warning - Small Fires | 2039 | 2.6114e-06 | 1.3057e-06 | 3.3575e-06 | 0.091184 | 0.042438 | 0.0018418 | 0.046905 | 0 | 0 | 0 | 0.0021752 |  | 2.3811e-07 | 0 | 2.3811e-07 | 1.1906e-07 | 0 | 1.1906e-07 | 3.0615e-07 | 0 | 3.0615e-07 | [16 empty] | 7.3.1.3 Ignition probability mapping showing the probability of ignition along the electric lines and equipmentWLDFRAggregatedAggregated | WLDFR | HFTD - Distribution - Tier 3 - 1QU CoRE ¦ 1QU LoRE | Non-Red Flag Warning - Destructive Fires | Aggregated | Aggregated | 2035 | 2.2096e-05 | 0 | 68.3395 | 0.00151 | 2035 | Mitigation | 0.08575 | 30 | 0 | esc | 0.0012005 | 2.6526e-08 | 0.00060025 | 1.3263e-08 | 0.0015435 | 3.4105e-08
[79 empty] | WLDFR | HFTD - Distribution - Tier 2 - 5QU CoRE ¦ 5QU LoRE | Non-Red Flag Warning - Small Fires | 2040 | 2.6114e-06 | 1.3057e-06 | 3.3575e-06 | 0.091184 | 0.042438 | 0.0018418 | 0.046905 | 0 | 0 | 0 | 0.0021752 |  | 2.3811e-07 | 0 | 2.3811e-07 | 1.1906e-07 | 0 | 1.1906e-07 | 3.0615e-07 | 0 | 3.0615e-07 | [16 empty] | 7.3.1.3 Ignition probability mapping showing the probability of ignition along the electric lines and equipmentWLDFRAggregatedAggregated | WLDFR | HFTD - Distribution - Tier 3 - 1QU CoRE ¦ 1QU LoRE | Non-Red Flag Warning - Destructive Fires | Aggregated | Aggregated | 2036 | 2.2096e-05 | 0 | 68.3395 | 0.00151 | 2036 | Mitigation | 0.08575 | 30 | 0 | esc | 0.0012005 | 2.6526e-08 | 0.00060025 | 1.3263e-08 | 0.0015435 | 3.4105e-08
[79 empty] | WLDFR | HFTD - Distribution - Tier 2 - 5QU CoRE ¦ 5QU LoRE | Non-Red Flag Warning - Small Fires | 2041 | 2.6114e-06 | 1.3057e-06 | 3.3575e-06 | 0.091184 | 0.042438 | 0.0018418 | 0.046905 | 0 | 0 | 0 | 0.0021752 |  | 2.3811e-07 | 0 | 2.3811e-07 | 1.1906e-07 | 0 | 1.1906e-07 | 3.0615e-07 | 0 | 3.0615e-07 | [16 empty] | 7.3.1.3 Ignition probability mapping showing the probability of ignition along the electric lines and equipmentWLDFRAggregatedAggregated | WLDFR | HFTD - Distribution - Tier 3 - 1QU CoRE ¦ 1QU LoRE | Non-Red Flag Warning - Destructive Fires | Aggregated | Aggregated | 2037 | 2.2096e-05 | 0 | 68.3395 | 0.00151 | 2037 | Mitigation | 0.08575 | 30 | 0 | esc | 0.0012005 | 2.6526e-08 | 0.00060025 | 1.3263e-08 | 0.0015435 | 3.4105e-08
[79 empty] | WLDFR | HFTD - Distribution - Tier 2 - 5QU CoRE ¦ 5QU LoRE | Non-Red Flag Warning - Small Fires | 2042 | 2.6114e-06 | 1.3057e-06 | 3.3575e-06 | 0.091184 | 0.042438 | 0.0018418 | 0.046905 | 0 | 0 | 0 | 0.0021752 |  | 2.3811e-07 | 0 | 2.3811e-07 | 1.1906e-07 | 0 | 1.1906e-07 | 3.0615e-07 | 0 | 3.0615e-07 | [16 empty] | 7.3.1.3 Ignition probability mapping showing the probability of ignition along the electric lines and equipmentWLDFRAggregatedAggregated | WLDFR | HFTD - Distribution - Tier 3 - 1QU CoRE ¦ 1QU LoRE | Non-Red Flag Warning - Destructive Fires | Aggregated | Aggregated | 2038 | 2.2096e-05 | 0 | 68.3395 | 0.00151 | 2038 | Mitigation | 0.08575 | 30 | 0 | esc | 0.0012005 | 2.6526e-08 | 0.00060025 | 1.3263e-08 | 0.0015435 | 3.4105e-08
[79 empty] | WLDFR | HFTD - Distribution - Tier 2 - 5QU CoRE ¦ 5QU LoRE | Non-Red Flag Warning - Small Fires | 2043 | 2.6114e-06 | 1.3057e-06 | 3.3575e-06 | 0.095486 | 0.044306 | 0.0019228 | 0.049257 | 0 | 0 | 0 | 0.0021752 |  | 2.4935e-07 | 0 | 2.4935e-07 | 1.2467e-07 | 0 | 1.2467e-07 | 3.2059e-07 | 0 | 3.2059e-07 | [16 empty] | 7.3.1.3 Ignition probability mapping showing the probability of ignition along the electric lines and equipmentWLDFRAggregatedAggregated | WLDFR | HFTD - Distribution - Tier 3 - 1QU CoRE ¦ 1QU LoRE | Non-Red Flag Warning - Destructive Fires | Aggregated | Aggregated | 2039 | 2.2096e-05 | 0 | 68.3395 | 0.00151 | 2039 | Mitigation | 0.08575 | 30 | 0 | esc | 0.0012005 | 2.6526e-08 | 0.00060025 | 1.3263e-08 | 0.0015435 | 3.4105e-08
[79 empty] | WLDFR | HFTD - Distribution - Tier 2 - 5QU CoRE ¦ 5QU LoRE | Non-Red Flag Warning - Small Fires | 2044 | 2.6114e-06 | 1.3057e-06 | 3.3575e-06 | 0.095486 | 0.044306 | 0.0019228 | 0.049257 | 0 | 0 | 0 | 0.0021752 |  | 2.4935e-07 | 0 | 2.4935e-07 | 1.2467e-07 | 0 | 1.2467e-07 | 3.2059e-07 | 0 | 3.2059e-07 | [16 empty] | 7.3.1.3 Ignition probability mapping showing the probability of ignition along the electric lines and equipmentWLDFRAggregatedAggregated | WLDFR | HFTD - Distribution - Tier 3 - 1QU CoRE ¦ 1QU LoRE | Non-Red Flag Warning - Destructive Fires | Aggregated | Aggregated | 2040 | 2.2096e-05 | 0 | 68.3395 | 0.00151 | 2040 | Mitigation | 0.08575 | 30 | 0 | esc | 0.0012005 | 2.6526e-08 | 0.00060025 | 1.3263e-08 | 0.0015435 | 3.4105e-08
[79 empty] | WLDFR | HFTD - Distribution - Tier 2 - 5QU CoRE ¦ 5QU LoRE | Non-Red Flag Warning - Small Fires | 2045 | 2.6114e-06 | 1.3057e-06 | 3.3575e-06 | 0.095486 | 0.044306 | 0.0019228 | 0.049257 | 0 | 0 | 0 | 0.0021752 |  | 2.4935e-07 | 0 | 2.4935e-07 | 1.2467e-07 | 0 | 1.2467e-07 | 3.2059e-07 | 0 | 3.2059e-07 | [16 empty] | 7.3.1.3 Ignition probability mapping showing the probability of ignition along the electric lines and equipmentWLDFRAggregatedAggregated | WLDFR | HFTD - Distribution - Tier 3 - 1QU CoRE ¦ 1QU LoRE | Non-Red Flag Warning - Destructive Fires | Aggregated | Aggregated | 2041 | 2.2096e-05 | 0 | 68.3395 | 0.00151 | 2041 | Mitigation | 0.08575 | 30 | 0 | esc | 0.0012005 | 2.6526e-08 | 0.00060025 | 1.3263e-08 | 0.0015435 | 3.4105e-08
[79 empty] | WLDFR | HFTD - Distribution - Tier 2 - 5QU CoRE ¦ 5QU LoRE | Non-Red Flag Warning - Small Fires | 2046 | 2.6114e-06 | 1.3057e-06 | 3.3575e-06 | 0.095486 | 0.044306 | 0.0019228 | 0.049257 | 0 | 0 | 0 | 0.0021752 |  | 2.4935e-07 | 0 | 2.4935e-07 | 1.2467e-07 | 0 | 1.2467e-07 | 3.2059e-07 | 0 | 3.2059e-07 | [16 empty] | 7.3.1.3 Ignition probability mapping showing the probability of ignition along the electric lines and equipmentWLDFRAggregatedAggregated | WLDFR | HFTD - Distribution - Tier 3 - 1QU CoRE ¦ 1QU LoRE | Non-Red Flag Warning - Destructive Fires | Aggregated | Aggregated | 2042 | 2.2096e-05 | 0 | 68.3395 | 0.00151 | 2042 | Mitigation | 0.08575 | 30 | 0 | esc | 0.0012005 | 2.6526e-08 | 0.00060025 | 1.3263e-08 | 0.0015435 | 3.4105e-08
[79 empty] | WLDFR | HFTD - Distribution - Tier 2 - 5QU CoRE ¦ 5QU LoRE | Non-Red Flag Warning - Small Fires | 2047 | 2.6114e-06 | 1.3057e-06 | 3.3575e-06 | 0.095486 | 0.044306 | 0.0019228 | 0.049257 | 0 | 0 | 0 | 0.0021752 |  | 2.4935e-07 | 0 | 2.4935e-07 | 1.2467e-07 | 0 | 1.2467e-07 | 3.2059e-07 | 0 | 3.2059e-07 | [16 empty] | 7.3.1.3 Ignition probability mapping showing the probability of ignition along the electric lines and equipmentWLDFRAggregatedAggregated | WLDFR | HFTD - Distribution - Tier 3 - 1QU CoRE ¦ 1QU LoRE | Non-Red Flag Warning - Destructive Fires | Aggregated | Aggregated | 2043 | 2.2096e-05 | 0 | 68.3395 | 0.00151 | 2043 | Mitigation | 0.08575 | 30 | 0 | esc | 0.0012005 | 2.6526e-08 | 0.00060025 | 1.3263e-08 | 0.0015435 | 3.4105e-08
[79 empty] | WLDFR | HFTD - Distribution - Tier 2 - 5QU CoRE ¦ 5QU LoRE | Non-Red Flag Warning - Small Fires | 2048 | 2.6114e-06 | 1.3057e-06 | 3.3575e-06 | 0.10007 | 0.04626 | 0.0020076 | 0.051804 | 0 | 0 | 0 | 0.0021752 |  | 2.6132e-07 | 0 | 2.6132e-07 | 1.3066e-07 | 0 | 1.3066e-07 | 3.3599e-07 | 0 | 3.3599e-07 | [16 empty] | 7.3.1.3 Ignition probability mapping showing the probability of ignition along the electric lines and equipmentWLDFRAggregatedAggregated | WLDFR | HFTD - Distribution - Tier 3 - 1QU CoRE ¦ 1QU LoRE | Non-Red Flag Warning - Destructive Fires | Aggregated | Aggregated | 2044 | 2.2096e-05 | 0 | 68.3395 | 0.00151 | 2044 | Mitigation | 0.08575 | 30 | 0 | esc | 0.0012005 | 2.6526e-08 | 0.00060025 | 1.3263e-08 | 0.0015435 | 3.4105e-08
[79 empty] | WLDFR | HFTD - Distribution - Tier 2 - 5QU CoRE ¦ 5QU LoRE | Non-Red Flag Warning - Small Fires | 2049 | 2.6114e-06 | 1.3057e-06 | 3.3575e-06 | 0.10007 | 0.04626 | 0.0020076 | 0.051804 | 0 | 0 | 0 | 0.0021752 |  | 2.6132e-07 | 0 | 2.6132e-07 | 1.3066e-07 | 0 | 1.3066e-07 | 3.3599e-07 | 0 | 3.3599e-07 | [16 empty] | 7.3.1.3 Ignition probability mapping showing the probability of ignition along the electric lines and equipmentWLDFRAggregatedAggregated | WLDFR | HFTD - Distribution - Tier 3 - 1QU CoRE ¦ 1QU LoRE | Non-Red Flag Warning - Destructive Fires | Aggregated | Aggregated | 2045 | 2.2096e-05 | 0 | 68.3395 | 0.00151 | 2045 | Mitigation | 0.08575 | 30 | 0 | esc | 0.0012005 | 2.6526e-08 | 0.00060025 | 1.3263e-08 | 0.0015435 | 3.4105e-08
[79 empty] | WLDFR | HFTD - Distribution - Tier 2 - 5QU CoRE ¦ 5QU LoRE | Non-Red Flag Warning - Small Fires | 2050 | 0 | 1.3057e-06 | 3.3575e-06 | 0.10007 | 0.04626 | 0.0020076 | 0.051804 | 0 | 0 | 0 | 0.0021752 |  | 0 | 0 | 0 | 1.3066e-07 | 0 | 1.3066e-07 | 3.3599e-07 | 0 | 3.3599e-07 | [16 empty] | 7.3.1.3 Ignition probability mapping showing the probability of ignition along the electric lines and equipmentWLDFRAggregatedAggregated | WLDFR | HFTD - Distribution - Tier 3 - 1QU CoRE ¦ 1QU LoRE | Non-Red Flag Warning - Destructive Fires | Aggregated | Aggregated | 2046 | 2.2096e-05 | 0 | 68.3395 | 0.00151 | 2046 | Mitigation | 0.08575 | 30 | 0 | esc | 0.0012005 | 2.6526e-08 | 0.00060025 | 1.3263e-08 | 0.0015435 | 3.4105e-08
[79 empty] | WLDFR | HFTD - Distribution - Tier 2 - 5QU CoRE ¦ 5QU LoRE | Non-Red Flag Warning - Small Fires | 2051 | 0 | 0 | 3.3575e-06 | 0.10007 | 0.04626 | 0.0020076 | 0.051804 | 0 | 0 | 0 | 0.0021752 |  | 0 | 0 | 0 | 0 | 0 | 0 | 3.3599e-07 | 0 | 3.3599e-07 | [16 empty] | 7.3.1.3 Ignition probability mapping showing the probability of ignition along the electric lines and equipmentWLDFRAggregatedAggregated | WLDFR | HFTD - Distribution - Tier 3 - 1QU CoRE ¦ 1QU LoRE | Non-Red Flag Warning - Destructive Fires | Aggregated | Aggregated | 2047 | 2.2096e-05 | 0 | 68.3395 | 0.00151 | 2047 | Mitigation | 0.08575 | 30 | 0 | esc | 0.0012005 | 2.6526e-08 | 0.00060025 | 1.3263e-08 | 0.0015435 | 3.4105e-08
[79 empty] | WLDFR | HFTD - Distribution - Tier 2 - 5QU CoRE ¦ 5QU LoRE | Red Flag Warning - Catastrophic Fires | 2020 | 7.3529e-10 | 0 | 0 | 14146.1306 | 222.2294 | 8585.7228 | 5338.1784 | 0 | 0 | 0 | 6.1248e-07 |  | 1.0401e-05 | 0 | 1.0401e-05 | 0 | 0 | 0 | 0 | 0 | 0 | [16 empty] | 7.3.1.3 Ignition probability mapping showing the probability of ignition along the electric lines and equipmentWLDFRAggregatedAggregated | WLDFR | HFTD - Distribution - Tier 3 - 1QU CoRE ¦ 1QU LoRE | Non-Red Flag Warning - Destructive Fires | Aggregated | Aggregated | 2048 | 2.2096e-05 | 0 | 68.3395 | 0.00151 | 2048 | Mitigation | 0.08575 | 30 | 0 | esc | 0.0012005 | 2.6526e-08 | 0.00060025 | 1.3263e-08 | 0.0015435 | 3.4105e-08
[79 empty] | WLDFR | HFTD - Distribution - Tier 2 - 5QU CoRE ¦ 5QU LoRE | Red Flag Warning - Catastrophic Fires | 2021 | 7.3529e-10 | 3.6764e-10 | 0 | 14146.1306 | 222.2294 | 8585.7228 | 5338.1784 | 0 | 0 | 0 | 6.1248e-07 |  | 1.0401e-05 | 0 | 1.0401e-05 | 5.2007e-06 | 0 | 5.2007e-06 | 0 | 0 | 0 | [16 empty] | 7.3.1.3 Ignition probability mapping showing the probability of ignition along the electric lines and equipmentWLDFRAggregatedAggregated | WLDFR | HFTD - Distribution - Tier 3 - 1QU CoRE ¦ 1QU LoRE | Non-Red Flag Warning - Destructive Fires | Aggregated | Aggregated | 2049 | 2.2096e-05 | 0 | 68.3395 | 0.00151 | 2049 | Mitigation | 0.08575 | 30 | 0 | esc | 0.0012005 | 2.6526e-08 | 0.00060025 | 1.3263e-08 | 0.0015435 | 3.4105e-08
[79 empty] | WLDFR | HFTD - Distribution - Tier 2 - 5QU CoRE ¦ 5QU LoRE | Red Flag Warning - Catastrophic Fires | 2022 | 7.3529e-10 | 3.6764e-10 | 9.4537e-10 | 14146.1306 | 222.2294 | 8585.7228 | 5338.1784 | 0 | 0 | 0 | 6.1248e-07 |  | 1.0401e-05 | 0 | 1.0401e-05 | 5.2007e-06 | 0 | 5.2007e-06 | 1.3373e-05 | 0 | 1.3373e-05 | [16 empty] | 7.3.1.3 Ignition probability mapping showing the probability of ignition along the electric lines and equipmentWLDFRAggregatedAggregated | WLDFR | HFTD - Distribution - Tier 3 - 1QU CoRE ¦ 1QU LoRE | Non-Red Flag Warning - Destructive Fires | Aggregated | Aggregated | 2050 | 2.2096e-05 | 0 | 68.3395 | 0.00151 | 2050 | Mitigation | 0.08575 | 30 | 0 | esc | 0 | 0 | 0.00060025 | 1.3263e-08 | 0.0015435 | 3.4105e-08
[79 empty] | WLDFR | HFTD - Distribution - Tier 2 - 5QU CoRE ¦ 5QU LoRE | Red Flag Warning - Catastrophic Fires | 2023 | 7.3529e-10 | 3.6764e-10 | 9.4537e-10 | 14664.6376 | 233.2301 | 8896.516 | 5534.8915 | 0 | 0 | 0 | 6.1248e-07 |  | 1.0783e-05 | 0 | 1.0783e-05 | 5.3913e-06 | 0 | 5.3913e-06 | 1.3863e-05 | 0 | 1.3863e-05 | [16 empty] | 7.3.1.3 Ignition probability mapping showing the probability of ignition along the electric lines and equipmentWLDFRAggregatedAggregated | WLDFR | HFTD - Distribution - Tier 3 - 1QU CoRE ¦ 1QU LoRE | Non-Red Flag Warning - Destructive Fires | Aggregated | Aggregated | 2051 | 2.2096e-05 | 0 | 68.3395 | 0.00151 | 2051 | Mitigation | 0.08575 | 30 | 0 | esc | 0 | 0 | 0 | 0 | 0.0015435 | 3.4105e-08
[79 empty] | WLDFR | HFTD - Distribution - Tier 2 - 5QU CoRE ¦ 5QU LoRE | Red Flag Warning - Catastrophic Fires | 2024 | 7.3529e-10 | 3.6764e-10 | 9.4537e-10 | 14664.6376 | 233.2301 | 8896.516 | 5534.8915 | 0 | 0 | 0 | 6.1248e-07 |  | 1.0783e-05 | 0 | 1.0783e-05 | 5.3913e-06 | 0 | 5.3913e-06 | 1.3863e-05 | 0 | 1.3863e-05 | [16 empty] | 7.3.1.3 Ignition probability mapping showing the probability of ignition along the electric lines and equipmentWLDFRAggregatedAggregated | WLDFR | HFTD - Distribution - Tier 3 - 1QU CoRE ¦ 1QU LoRE | Non-Red Flag Warning - Large Fires | Aggregated | Aggregated | 2021 | 0.00010786 | 0 | 68.3395 | 0.0073708 | 2021 | Mitigation | 0.08575 | 30 | 0 | esc | 0.0012005 | 1.2948e-07 | 0.00060025 | 6.474e-08 | 0 | 0
[79 empty] | WLDFR | HFTD - Distribution - Tier 2 - 5QU CoRE ¦ 5QU LoRE | Red Flag Warning - Catastrophic Fires | 2025 | 7.3529e-10 | 3.6764e-10 | 9.4537e-10 | 14664.6376 | 233.2301 | 8896.516 | 5534.8915 | 0 | 0 | 0 | 6.1248e-07 |  | 1.0783e-05 | 0 | 1.0783e-05 | 5.3913e-06 | 0 | 5.3913e-06 | 1.3863e-05 | 0 | 1.3863e-05 | [16 empty] | 7.3.1.3 Ignition probability mapping showing the probability of ignition along the electric lines and equipmentWLDFRAggregatedAggregated | WLDFR | HFTD - Distribution - Tier 3 - 1QU CoRE ¦ 1QU LoRE | Non-Red Flag Warning - Large Fires | Aggregated | Aggregated | 2022 | 0.00010786 | 0 | 68.3395 | 0.0073708 | 2022 | Mitigation | 0.08575 | 30 | 0 | esc | 0.0012005 | 1.2948e-07 | 0.00060025 | 6.474e-08 | 0.0015435 | 1.6647e-07
[79 empty] | WLDFR | HFTD - Distribution - Tier 2 - 5QU CoRE ¦ 5QU LoRE | Red Flag Warning - Catastrophic Fires | 2026 | 7.3529e-10 | 3.6764e-10 | 9.4537e-10 | 14664.6376 | 233.2301 | 8896.516 | 5534.8915 | 0 | 0 | 0 | 6.1248e-07 |  | 1.0783e-05 | 0 | 1.0783e-05 | 5.3913e-06 | 0 | 5.3913e-06 | 1.3863e-05 | 0 | 1.3863e-05 | [16 empty] | 7.3.1.3 Ignition probability mapping showing the probability of ignition along the electric lines and equipmentWLDFRAggregatedAggregated | WLDFR | HFTD - Distribution - Tier 3 - 1QU CoRE ¦ 1QU LoRE | Non-Red Flag Warning - Large Fires | Aggregated | Aggregated | 2023 | 0.00010786 | 0 | 68.3395 | 0.0073708 | 2023 | Mitigation | 0.08575 | 30 | 0 | esc | 0.0012005 | 1.2948e-07 | 0.00060025 | 6.474e-08 | 0.0015435 | 1.6647e-07
[79 empty] | WLDFR | HFTD - Distribution - Tier 2 - 5QU CoRE ¦ 5QU LoRE | Red Flag Warning - Catastrophic Fires | 2027 | 7.3529e-10 | 3.6764e-10 | 9.4537e-10 | 14664.6376 | 233.2301 | 8896.516 | 5534.8915 | 0 | 0 | 0 | 6.1248e-07 |  | 1.0783e-05 | 0 | 1.0783e-05 | 5.3913e-06 | 0 | 5.3913e-06 | 1.3863e-05 | 0 | 1.3863e-05 | [16 empty] | 7.3.1.3 Ignition probability mapping showing the probability of ignition along the electric lines and equipmentWLDFRAggregatedAggregated | WLDFR | HFTD - Distribution - Tier 3 - 1QU CoRE ¦ 1QU LoRE | Non-Red Flag Warning - Large Fires | Aggregated | Aggregated | 2024 | 0.00010786 | 0 | 68.3395 | 0.0073708 | 2024 | Mitigation | 0.08575 | 30 | 0 | esc | 0.0012005 | 1.2948e-07 | 0.00060025 | 6.474e-08 | 0.0015435 | 1.6647e-07
[79 empty] | WLDFR | HFTD - Distribution - Tier 2 - 5QU CoRE ¦ 5QU LoRE | Red Flag Warning - Catastrophic Fires | 2028 | 7.3529e-10 | 3.6764e-10 | 9.4537e-10 | 15317.9909 | 247.273 | 9287.6491 | 5783.0689 | 0 | 0 | 0 | 6.1248e-07 |  | 1.1263e-05 | 0 | 1.1263e-05 | 5.6315e-06 | 0 | 5.6315e-06 | 1.4481e-05 | 0 | 1.4481e-05 | [16 empty] | 7.3.1.3 Ignition probability mapping showing the probability of ignition along the electric lines and equipmentWLDFRAggregatedAggregated | WLDFR | HFTD - Distribution - Tier 3 - 1QU CoRE ¦ 1QU LoRE | Non-Red Flag Warning - Large Fires | Aggregated | Aggregated | 2025 | 0.00010786 | 0 | 68.3395 | 0.0073708 | 2025 | Mitigation | 0.08575 | 30 | 0 | esc | 0.0012005 | 1.2948e-07 | 0.00060025 | 6.474e-08 | 0.0015435 | 1.6647e-07
[79 empty] | WLDFR | HFTD - Distribution - Tier 2 - 5QU CoRE ¦ 5QU LoRE | Red Flag Warning - Catastrophic Fires | 2029 | 7.3529e-10 | 3.6764e-10 | 9.4537e-10 | 15317.9909 | 247.273 | 9287.6491 | 5783.0689 | 0 | 0 | 0 | 6.1248e-07 |  | 1.1263e-05 | 0 | 1.1263e-05 | 5.6315e-06 | 0 | 5.6315e-06 | 1.4481e-05 | 0 | 1.4481e-05 | [16 empty] | 7.3.1.3 Ignition probability mapping showing the probability of ignition along the electric lines and equipmentWLDFRAggregatedAggregated | WLDFR | HFTD - Distribution - Tier 3 - 1QU CoRE ¦ 1QU LoRE | Non-Red Flag Warning - Large Fires | Aggregated | Aggregated | 2026 | 0.00010786 | 0 | 68.3395 | 0.0073708 | 2026 | Mitigation | 0.08575 | 30 | 0 | esc | 0.0012005 | 1.2948e-07 | 0.00060025 | 6.474e-08 | 0.0015435 | 1.6647e-07
[79 empty] | WLDFR | HFTD - Distribution - Tier 2 - 5QU CoRE ¦ 5QU LoRE | Red Flag Warning - Catastrophic Fires | 2030 | 7.3529e-10 | 3.6764e-10 | 9.4537e-10 | 15317.9909 | 247.273 | 9287.6491 | 5783.0689 | 0 | 0 | 0 | 6.1248e-07 |  | 1.1263e-05 | 0 | 1.1263e-05 | 5.6315e-06 | 0 | 5.6315e-06 | 1.4481e-05 | 0 | 1.4481e-05 | [16 empty] | 7.3.1.3 Ignition probability mapping showing the probability of ignition along the electric lines and equipmentWLDFRAggregatedAggregated | WLDFR | HFTD - Distribution - Tier 3 - 1QU CoRE ¦ 1QU LoRE | Non-Red Flag Warning - Large Fires | Aggregated | Aggregated | 2027 | 0.00010786 | 0 | 68.3395 | 0.0073708 | 2027 | Mitigation | 0.08575 | 30 | 0 | esc | 0.0012005 | 1.2948e-07 | 0.00060025 | 6.474e-08 | 0.0015435 | 1.6647e-07
[79 empty] | WLDFR | HFTD - Distribution - Tier 2 - 5QU CoRE ¦ 5QU LoRE | Red Flag Warning - Catastrophic Fires | 2031 | 7.3529e-10 | 3.6764e-10 | 9.4537e-10 | 15317.9909 | 247.273 | 9287.6491 | 5783.0689 | 0 | 0 | 0 | 6.1248e-07 |  | 1.1263e-05 | 0 | 1.1263e-05 | 5.6315e-06 | 0 | 5.6315e-06 | 1.4481e-05 | 0 | 1.4481e-05 | [16 empty] | 7.3.1.3 Ignition probability mapping showing the probability of ignition along the electric lines and equipmentWLDFRAggregatedAggregated | WLDFR | HFTD - Distribution - Tier 3 - 1QU CoRE ¦ 1QU LoRE | Non-Red Flag Warning - Large Fires | Aggregated | Aggregated | 2028 | 0.00010786 | 0 | 68.3395 | 0.0073708 | 2028 | Mitigation | 0.08575 | 30 | 0 | esc | 0.0012005 | 1.2948e-07 | 0.00060025 | 6.474e-08 | 0.0015435 | 1.6647e-07
[79 empty] | WLDFR | HFTD - Distribution - Tier 2 - 5QU CoRE ¦ 5QU LoRE | Red Flag Warning - Catastrophic Fires | 2032 | 7.3529e-10 | 3.6764e-10 | 9.4537e-10 | 15317.9909 | 247.273 | 9287.6491 | 5783.0689 | 0 | 0 | 0 | 6.1248e-07 |  | 1.1263e-05 | 0 | 1.1263e-05 | 5.6315e-06 | 0 | 5.6315e-06 | 1.4481e-05 | 0 | 1.4481e-05 | [16 empty] | 7.3.1.3 Ignition probability mapping showing the probability of ignition along the electric lines and equipmentWLDFRAggregatedAggregated | WLDFR | HFTD - Distribution - Tier 3 - 1QU CoRE ¦ 1QU LoRE | Non-Red Flag Warning - Large Fires | Aggregated | Aggregated | 2029 | 0.00010786 | 0 | 68.3395 | 0.0073708 | 2029 | Mitigation | 0.08575 | 30 | 0 | esc | 0.0012005 | 1.2948e-07 | 0.00060025 | 6.474e-08 | 0.0015435 | 1.6647e-07
[79 empty] | WLDFR | HFTD - Distribution - Tier 2 - 5QU CoRE ¦ 5QU LoRE | Red Flag Warning - Catastrophic Fires | 2033 | 7.3529e-10 | 3.6764e-10 | 9.4537e-10 | 16044.1264 | 263.1074 | 9721.74 | 6059.2791 | 0 | 0 | 0 | 6.1248e-07 |  | 1.1797e-05 | 0 | 1.1797e-05 | 5.8985e-06 | 0 | 5.8985e-06 | 1.5168e-05 | 0 | 1.5168e-05 | [16 empty] | 7.3.1.3 Ignition probability mapping showing the probability of ignition along the electric lines and equipmentWLDFRAggregatedAggregated | WLDFR | HFTD - Distribution - Tier 3 - 1QU CoRE ¦ 1QU LoRE | Non-Red Flag Warning - Large Fires | Aggregated | Aggregated | 2030 | 0.00010786 | 0 | 68.3395 | 0.0073708 | 2030 | Mitigation | 0.08575 | 30 | 0 | esc | 0.0012005 | 1.2948e-07 | 0.00060025 | 6.474e-08 | 0.0015435 | 1.6647e-07
[79 empty] | WLDFR | HFTD - Distribution - Tier 2 - 5QU CoRE ¦ 5QU LoRE | Red Flag Warning - Catastrophic Fires | 2034 | 7.3529e-10 | 3.6764e-10 | 9.4537e-10 | 16044.1264 | 263.1074 | 9721.74 | 6059.2791 | 0 | 0 | 0 | 6.1248e-07 |  | 1.1797e-05 | 0 | 1.1797e-05 | 5.8985e-06 | 0 | 5.8985e-06 | 1.5168e-05 | 0 | 1.5168e-05 | [16 empty] | 7.3.1.3 Ignition probability mapping showing the probability of ignition along the electric lines and equipmentWLDFRAggregatedAggregated | WLDFR | HFTD - Distribution - Tier 3 - 1QU CoRE ¦ 1QU LoRE | Non-Red Flag Warning - Large Fires | Aggregated | Aggregated | 2031 | 0.00010786 | 0 | 68.3395 | 0.0073708 | 2031 | Mitigation | 0.08575 | 30 | 0 | esc | 0.0012005 | 1.2948e-07 | 0.00060025 | 6.474e-08 | 0.0015435 | 1.6647e-07
[79 empty] | WLDFR | HFTD - Distribution - Tier 2 - 5QU CoRE ¦ 5QU LoRE | Red Flag Warning - Catastrophic Fires | 2035 | 7.3529e-10 | 3.6764e-10 | 9.4537e-10 | 16044.1264 | 263.1074 | 9721.74 | 6059.2791 | 0 | 0 | 0 | 6.1248e-07 |  | 1.1797e-05 | 0 | 1.1797e-05 | 5.8985e-06 | 0 | 5.8985e-06 | 1.5168e-05 | 0 | 1.5168e-05 | [16 empty] | 7.3.1.3 Ignition probability mapping showing the probability of ignition along the electric lines and equipmentWLDFRAggregatedAggregated | WLDFR | HFTD - Distribution - Tier 3 - 1QU CoRE ¦ 1QU LoRE | Non-Red Flag Warning - Large Fires | Aggregated | Aggregated | 2032 | 0.00010786 | 0 | 68.3395 | 0.0073708 | 2032 | Mitigation | 0.08575 | 30 | 0 | esc | 0.0012005 | 1.2948e-07 | 0.00060025 | 6.474e-08 | 0.0015435 | 1.6647e-07
[79 empty] | WLDFR | HFTD - Distribution - Tier 2 - 5QU CoRE ¦ 5QU LoRE | Red Flag Warning - Catastrophic Fires | 2036 | 7.3529e-10 | 3.6764e-10 | 9.4537e-10 | 16044.1264 | 263.1074 | 9721.74 | 6059.2791 | 0 | 0 | 0 | 6.1248e-07 |  | 1.1797e-05 | 0 | 1.1797e-05 | 5.8985e-06 | 0 | 5.8985e-06 | 1.5168e-05 | 0 | 1.5168e-05 | [16 empty] | 7.3.1.3 Ignition probability mapping showing the probability of ignition along the electric lines and equipmentWLDFRAggregatedAggregated | WLDFR | HFTD - Distribution - Tier 3 - 1QU CoRE ¦ 1QU LoRE | Non-Red Flag Warning - Large Fires | Aggregated | Aggregated | 2033 | 0.00010786 | 0 | 68.3395 | 0.0073708 | 2033 | Mitigation | 0.08575 | 30 | 0 | esc | 0.0012005 | 1.2948e-07 | 0.00060025 | 6.474e-08 | 0.0015435 | 1.6647e-07
[79 empty] | WLDFR | HFTD - Distribution - Tier 2 - 5QU CoRE ¦ 5QU LoRE | Red Flag Warning - Catastrophic Fires | 2037 | 7.3529e-10 | 3.6764e-10 | 9.4537e-10 | 16044.1264 | 263.1074 | 9721.74 | 6059.2791 | 0 | 0 | 0 | 6.1248e-07 |  | 1.1797e-05 | 0 | 1.1797e-05 | 5.8985e-06 | 0 | 5.8985e-06 | 1.5168e-05 | 0 | 1.5168e-05 | [16 empty] | 7.3.1.3 Ignition probability mapping showing the probability of ignition along the electric lines and equipmentWLDFRAggregatedAggregated | WLDFR | HFTD - Distribution - Tier 3 - 1QU CoRE ¦ 1QU LoRE | Non-Red Flag Warning - Large Fires | Aggregated | Aggregated | 2034 | 0.00010786 | 0 | 68.3395 | 0.0073708 | 2034 | Mitigation | 0.08575 | 30 | 0 | esc | 0.0012005 | 1.2948e-07 | 0.00060025 | 6.474e-08 | 0.0015435 | 1.6647e-07
[79 empty] | WLDFR | HFTD - Distribution - Tier 2 - 5QU CoRE ¦ 5QU LoRE | Red Flag Warning - Catastrophic Fires | 2038 | 7.3529e-10 | 3.6764e-10 | 9.4537e-10 | 16832.3912 | 280.5544 | 10192.2718 | 6359.5651 | 0 | 0 | 0 | 6.1248e-07 |  | 1.2377e-05 | 0 | 1.2377e-05 | 6.1883e-06 | 0 | 6.1883e-06 | 1.5913e-05 | 0 | 1.5913e-05 | [16 empty] | 7.3.1.3 Ignition probability mapping showing the probability of ignition along the electric lines and equipmentWLDFRAggregatedAggregated | WLDFR | HFTD - Distribution - Tier 3 - 1QU CoRE ¦ 1QU LoRE | Non-Red Flag Warning - Large Fires | Aggregated | Aggregated | 2035 | 0.00010786 | 0 | 68.3395 | 0.0073708 | 2035 | Mitigation | 0.08575 | 30 | 0 | esc | 0.0012005 | 1.2948e-07 | 0.00060025 | 6.474e-08 | 0.0015435 | 1.6647e-07
[79 empty] | WLDFR | HFTD - Distribution - Tier 2 - 5QU CoRE ¦ 5QU LoRE | Red Flag Warning - Catastrophic Fires | 2039 | 7.3529e-10 | 3.6764e-10 | 9.4537e-10 | 16832.3912 | 280.5544 | 10192.2718 | 6359.5651 | 0 | 0 | 0 | 6.1248e-07 |  | 1.2377e-05 | 0 | 1.2377e-05 | 6.1883e-06 | 0 | 6.1883e-06 | 1.5913e-05 | 0 | 1.5913e-05 | [16 empty] | 7.3.1.3 Ignition probability mapping showing the probability of ignition along the electric lines and equipmentWLDFRAggregatedAggregated | WLDFR | HFTD - Distribution - Tier 3 - 1QU CoRE ¦ 1QU LoRE | Non-Red Flag Warning - Large Fires | Aggregated | Aggregated | 2036 | 0.00010786 | 0 | 68.3395 | 0.0073708 | 2036 | Mitigation | 0.08575 | 30 | 0 | esc | 0.0012005 | 1.2948e-07 | 0.00060025 | 6.474e-08 | 0.0015435 | 1.6647e-07
[79 empty] | WLDFR | HFTD - Distribution - Tier 2 - 5QU CoRE ¦ 5QU LoRE | Red Flag Warning - Catastrophic Fires | 2040 | 7.3529e-10 | 3.6764e-10 | 9.4537e-10 | 16832.3912 | 280.5544 | 10192.2718 | 6359.5651 | 0 | 0 | 0 | 6.1248e-07 |  | 1.2377e-05 | 0 | 1.2377e-05 | 6.1883e-06 | 0 | 6.1883e-06 | 1.5913e-05 | 0 | 1.5913e-05 | [16 empty] | 7.3.1.3 Ignition probability mapping showing the probability of ignition along the electric lines and equipmentWLDFRAggregatedAggregated | WLDFR | HFTD - Distribution - Tier 3 - 1QU CoRE ¦ 1QU LoRE | Non-Red Flag Warning - Large Fires | Aggregated | Aggregated | 2037 | 0.00010786 | 0 | 68.3395 | 0.0073708 | 2037 | Mitigation | 0.08575 | 30 | 0 | esc | 0.0012005 | 1.2948e-07 | 0.00060025 | 6.474e-08 | 0.0015435 | 1.6647e-07
[79 empty] | WLDFR | HFTD - Distribution - Tier 2 - 5QU CoRE ¦ 5QU LoRE | Red Flag Warning - Catastrophic Fires | 2041 | 7.3529e-10 | 3.6764e-10 | 9.4537e-10 | 16832.3912 | 280.5544 | 10192.2718 | 6359.5651 | 0 | 0 | 0 | 6.1248e-07 |  | 1.2377e-05 | 0 | 1.2377e-05 | 6.1883e-06 | 0 | 6.1883e-06 | 1.5913e-05 | 0 | 1.5913e-05 | [16 empty] | 7.3.1.3 Ignition probability mapping showing the probability of ignition along the electric lines and equipmentWLDFRAggregatedAggregated | WLDFR | HFTD - Distribution - Tier 3 - 1QU CoRE ¦ 1QU LoRE | Non-Red Flag Warning - Large Fires | Aggregated | Aggregated | 2038 | 0.00010786 | 0 | 68.3395 | 0.0073708 | 2038 | Mitigation | 0.08575 | 30 | 0 | esc | 0.0012005 | 1.2948e-07 | 0.00060025 | 6.474e-08 | 0.0015435 | 1.6647e-07
[79 empty] | WLDFR | HFTD - Distribution - Tier 2 - 5QU CoRE ¦ 5QU LoRE | Red Flag Warning - Catastrophic Fires | 2042 | 7.3529e-10 | 3.6764e-10 | 9.4537e-10 | 16832.3912 | 280.5544 | 10192.2718 | 6359.5651 | 0 | 0 | 0 | 6.1248e-07 |  | 1.2377e-05 | 0 | 1.2377e-05 | 6.1883e-06 | 0 | 6.1883e-06 | 1.5913e-05 | 0 | 1.5913e-05 | [16 empty] | 7.3.1.3 Ignition probability mapping showing the probability of ignition along the electric lines and equipmentWLDFRAggregatedAggregated | WLDFR | HFTD - Distribution - Tier 3 - 1QU CoRE ¦ 1QU LoRE | Non-Red Flag Warning - Large Fires | Aggregated | Aggregated | 2039 | 0.00010786 | 0 | 68.3395 | 0.0073708 | 2039 | Mitigation | 0.08575 | 30 | 0 | esc | 0.0012005 | 1.2948e-07 | 0.00060025 | 6.474e-08 | 0.0015435 | 1.6647e-07
[79 empty] | WLDFR | HFTD - Distribution - Tier 2 - 5QU CoRE ¦ 5QU LoRE | Red Flag Warning - Catastrophic Fires | 2043 | 7.3529e-10 | 3.6764e-10 | 9.4537e-10 | 17672.0852 | 299.42 | 10692.7362 | 6679.929 | 0 | 0 | 0 | 6.1248e-07 |  | 1.2994e-05 | 0 | 1.2994e-05 | 6.497e-06 | 0 | 6.497e-06 | 1.6707e-05 | 0 | 1.6707e-05 | [16 empty] | 7.3.1.3 Ignition probability mapping showing the probability of ignition along the electric lines and equipmentWLDFRAggregatedAggregated | WLDFR | HFTD - Distribution - Tier 3 - 1QU CoRE ¦ 1QU LoRE | Non-Red Flag Warning - Large Fires | Aggregated | Aggregated | 2040 | 0.00010786 | 0 | 68.3395 | 0.0073708 | 2040 | Mitigation | 0.08575 | 30 | 0 | esc | 0.0012005 | 1.2948e-07 | 0.00060025 | 6.474e-08 | 0.0015435 | 1.6647e-07
[79 empty] | WLDFR | HFTD - Distribution - Tier 2 - 5QU CoRE ¦ 5QU LoRE | Red Flag Warning - Catastrophic Fires | 2044 | 7.3529e-10 | 3.6764e-10 | 9.4537e-10 | 17672.0852 | 299.42 | 10692.7362 | 6679.929 | 0 | 0 | 0 | 6.1248e-07 |  | 1.2994e-05 | 0 | 1.2994e-05 | 6.497e-06 | 0 | 6.497e-06 | 1.6707e-05 | 0 | 1.6707e-05 | [16 empty] | 7.3.1.3 Ignition probability mapping showing the probability of ignition along the electric lines and equipmentWLDFRAggregatedAggregated | WLDFR | HFTD - Distribution - Tier 3 - 1QU CoRE ¦ 1QU LoRE | Non-Red Flag Warning - Large Fires | Aggregated | Aggregated | 2041 | 0.00010786 | 0 | 68.3395 | 0.0073708 | 2041 | Mitigation | 0.08575 | 30 | 0 | esc | 0.0012005 | 1.2948e-07 | 0.00060025 | 6.474e-08 | 0.0015435 | 1.6647e-07
[79 empty] | WLDFR | HFTD - Distribution - Tier 2 - 5QU CoRE ¦ 5QU LoRE | Red Flag Warning - Catastrophic Fires | 2045 | 7.3529e-10 | 3.6764e-10 | 9.4537e-10 | 17672.0852 | 299.42 | 10692.7362 | 6679.929 | 0 | 0 | 0 | 6.1248e-07 |  | 1.2994e-05 | 0 | 1.2994e-05 | 6.497e-06 | 0 | 6.497e-06 | 1.6707e-05 | 0 | 1.6707e-05 | [16 empty] | 7.3.1.3 Ignition probability mapping showing the probability of ignition along the electric lines and equipmentWLDFRAggregatedAggregated | WLDFR | HFTD - Distribution - Tier 3 - 1QU CoRE ¦ 1QU LoRE | Non-Red Flag Warning - Large Fires | Aggregated | Aggregated | 2042 | 0.00010786 | 0 | 68.3395 | 0.0073708 | 2042 | Mitigation | 0.08575 | 30 | 0 | esc | 0.0012005 | 1.2948e-07 | 0.00060025 | 6.474e-08 | 0.0015435 | 1.6647e-07
[79 empty] | WLDFR | HFTD - Distribution - Tier 2 - 5QU CoRE ¦ 5QU LoRE | Red Flag Warning - Catastrophic Fires | 2046 | 7.3529e-10 | 3.6764e-10 | 9.4537e-10 | 17672.0852 | 299.42 | 10692.7362 | 6679.929 | 0 | 0 | 0 | 6.1248e-07 |  | 1.2994e-05 | 0 | 1.2994e-05 | 6.497e-06 | 0 | 6.497e-06 | 1.6707e-05 | 0 | 1.6707e-05 | [16 empty] | 7.3.1.3 Ignition probability mapping showing the probability of ignition along the electric lines and equipmentWLDFRAggregatedAggregated | WLDFR | HFTD - Distribution - Tier 3 - 1QU CoRE ¦ 1QU LoRE | Non-Red Flag Warning - Large Fires | Aggregated | Aggregated | 2043 | 0.00010786 | 0 | 68.3395 | 0.0073708 | 2043 | Mitigation | 0.08575 | 30 | 0 | esc | 0.0012005 | 1.2948e-07 | 0.00060025 | 6.474e-08 | 0.0015435 | 1.6647e-07
[79 empty] | WLDFR | HFTD - Distribution - Tier 2 - 5QU CoRE ¦ 5QU LoRE | Red Flag Warning - Catastrophic Fires | 2047 | 7.3529e-10 | 3.6764e-10 | 9.4537e-10 | 17672.0852 | 299.42 | 10692.7362 | 6679.929 | 0 | 0 | 0 | 6.1248e-07 |  | 1.2994e-05 | 0 | 1.2994e-05 | 6.497e-06 | 0 | 6.497e-06 | 1.6707e-05 | 0 | 1.6707e-05 | [16 empty] | 7.3.1.3 Ignition probability mapping showing the probability of ignition along the electric lines and equipmentWLDFRAggregatedAggregated | WLDFR | HFTD - Distribution - Tier 3 - 1QU CoRE ¦ 1QU LoRE | Non-Red Flag Warning - Large Fires | Aggregated | Aggregated | 2044 | 0.00010786 | 0 | 68.3395 | 0.0073708 | 2044 | Mitigation | 0.08575 | 30 | 0 | esc | 0.0012005 | 1.2948e-07 | 0.00060025 | 6.474e-08 | 0.0015435 | 1.6647e-07
[79 empty] | WLDFR | HFTD - Distribution - Tier 2 - 5QU CoRE ¦ 5QU LoRE | Red Flag Warning - Catastrophic Fires | 2048 | 7.3529e-10 | 3.6764e-10 | 9.4537e-10 | 18552.3348 | 319.4911 | 11216.5626 | 7016.281 | 0 | 0 | 0 | 6.1248e-07 |  | 1.3641e-05 | 0 | 1.3641e-05 | 6.8206e-06 | 0 | 6.8206e-06 | 1.7539e-05 | 0 | 1.7539e-05 | [16 empty] | 7.3.1.3 Ignition probability mapping showing the probability of ignition along the electric lines and equipmentWLDFRAggregatedAggregated | WLDFR | HFTD - Distribution - Tier 3 - 1QU CoRE ¦ 1QU LoRE | Non-Red Flag Warning - Large Fires | Aggregated | Aggregated | 2045 | 0.00010786 | 0 | 68.3395 | 0.0073708 | 2045 | Mitigation | 0.08575 | 30 | 0 | esc | 0.0012005 | 1.2948e-07 | 0.00060025 | 6.474e-08 | 0.0015435 | 1.6647e-07
[79 empty] | WLDFR | HFTD - Distribution - Tier 2 - 5QU CoRE ¦ 5QU LoRE | Red Flag Warning - Catastrophic Fires | 2049 | 7.3529e-10 | 3.6764e-10 | 9.4537e-10 | 18552.3348 | 319.4911 | 11216.5626 | 7016.281 | 0 | 0 | 0 | 6.1248e-07 |  | 1.3641e-05 | 0 | 1.3641e-05 | 6.8206e-06 | 0 | 6.8206e-06 | 1.7539e-05 | 0 | 1.7539e-05 | [16 empty] | 7.3.1.3 Ignition probability mapping showing the probability of ignition along the electric lines and equipmentWLDFRAggregatedAggregated | WLDFR | HFTD - Distribution - Tier 3 - 1QU CoRE ¦ 1QU LoRE | Non-Red Flag Warning - Large Fires | Aggregated | Aggregated | 2046 | 0.00010786 | 0 | 68.3395 | 0.0073708 | 2046 | Mitigation | 0.08575 | 30 | 0 | esc | 0.0012005 | 1.2948e-07 | 0.00060025 | 6.474e-08 | 0.0015435 | 1.6647e-07
[79 empty] | WLDFR | HFTD - Distribution - Tier 2 - 5QU CoRE ¦ 5QU LoRE | Red Flag Warning - Catastrophic Fires | 2050 | 0 | 3.6764e-10 | 9.4537e-10 | 18552.3348 | 319.4911 | 11216.5626 | 7016.281 | 0 | 0 | 0 | 6.1248e-07 |  | 0 | 0 | 0 | 6.8206e-06 | 0 | 6.8206e-06 | 1.7539e-05 | 0 | 1.7539e-05 | [16 empty] | 7.3.1.3 Ignition probability mapping showing the probability of ignition along the electric lines and equipmentWLDFRAggregatedAggregated | WLDFR | HFTD - Distribution - Tier 3 - 1QU CoRE ¦ 1QU LoRE | Non-Red Flag Warning - Large Fires | Aggregated | Aggregated | 2047 | 0.00010786 | 0 | 68.3395 | 0.0073708 | 2047 | Mitigation | 0.08575 | 30 | 0 | esc | 0.0012005 | 1.2948e-07 | 0.00060025 | 6.474e-08 | 0.0015435 | 1.6647e-07
[79 empty] | WLDFR | HFTD - Distribution - Tier 2 - 5QU CoRE ¦ 5QU LoRE | Red Flag Warning - Catastrophic Fires | 2051 | 0 | 0 | 9.4537e-10 | 18552.3348 | 319.4911 | 11216.5626 | 7016.281 | 0 | 0 | 0 | 6.1248e-07 |  | 0 | 0 | 0 | 0 | 0 | 0 | 1.7539e-05 | 0 | 1.7539e-05 | [16 empty] | 7.3.1.3 Ignition probability mapping showing the probability of ignition along the electric lines and equipmentWLDFRAggregatedAggregated | WLDFR | HFTD - Distribution - Tier 3 - 1QU CoRE ¦ 1QU LoRE | Non-Red Flag Warning - Large Fires | Aggregated | Aggregated | 2048 | 0.00010786 | 0 | 68.3395 | 0.0073708 | 2048 | Mitigation | 0.08575 | 30 | 0 | esc | 0.0012005 | 1.2948e-07 | 0.00060025 | 6.474e-08 | 0.0015435 | 1.6647e-07
[79 empty] | WLDFR | HFTD - Distribution - Tier 2 - 5QU CoRE ¦ 5QU LoRE | Red Flag Warning - Destructive Fires | 2020 | 1.3502e-10 | 0 | 0 | 8807.9522 | 222.2294 | 8585.7228 | 0 | 0 | 0 | 0 | 1.1247e-07 |  | 1.1892e-06 | 0 | 1.1892e-06 | 0 | 0 | 0 | 0 | 0 | 0 | [16 empty] | 7.3.1.3 Ignition probability mapping showing the probability of ignition along the electric lines and equipmentWLDFRAggregatedAggregated | WLDFR | HFTD - Distribution - Tier 3 - 1QU CoRE ¦ 1QU LoRE | Non-Red Flag Warning - Large Fires | Aggregated | Aggregated | 2049 | 0.00010786 | 0 | 68.3395 | 0.0073708 | 2049 | Mitigation | 0.08575 | 30 | 0 | esc | 0.0012005 | 1.2948e-07 | 0.00060025 | 6.474e-08 | 0.0015435 | 1.6647e-07
[79 empty] | WLDFR | HFTD - Distribution - Tier 2 - 5QU CoRE ¦ 5QU LoRE | Red Flag Warning - Destructive Fires | 2021 | 1.3502e-10 | 6.751e-11 | 0 | 8807.9522 | 222.2294 | 8585.7228 | 0 | 0 | 0 | 0 | 1.1247e-07 |  | 1.1892e-06 | 0 | 1.1892e-06 | 5.9462e-07 | 0 | 5.9462e-07 | 0 | 0 | 0 | [16 empty] | 7.3.1.3 Ignition probability mapping showing the probability of ignition along the electric lines and equipmentWLDFRAggregatedAggregated | WLDFR | HFTD - Distribution - Tier 3 - 1QU CoRE ¦ 1QU LoRE | Non-Red Flag Warning - Large Fires | Aggregated | Aggregated | 2050 | 0.00010786 | 0 | 68.3395 | 0.0073708 | 2050 | Mitigation | 0.08575 | 30 | 0 | esc | 0 | 0 | 0.00060025 | 6.474e-08 | 0.0015435 | 1.6647e-07
[79 empty] | WLDFR | HFTD - Distribution - Tier 2 - 5QU CoRE ¦ 5QU LoRE | Red Flag Warning - Destructive Fires | 2022 | 1.3502e-10 | 6.751e-11 | 1.736e-10 | 8807.9522 | 222.2294 | 8585.7228 | 0 | 0 | 0 | 0 | 1.1247e-07 |  | 1.1892e-06 | 0 | 1.1892e-06 | 5.9462e-07 | 0 | 5.9462e-07 | 1.529e-06 | 0 | 1.529e-06 | [16 empty] | 7.3.1.3 Ignition probability mapping showing the probability of ignition along the electric lines and equipmentWLDFRAggregatedAggregated | WLDFR | HFTD - Distribution - Tier 3 - 1QU CoRE ¦ 1QU LoRE | Non-Red Flag Warning - Large Fires | Aggregated | Aggregated | 2051 | 0.00010786 | 0 | 68.3395 | 0.0073708 | 2051 | Mitigation | 0.08575 | 30 | 0 | esc | 0 | 0 | 0 | 0 | 0.0015435 | 1.6647e-07
[79 empty] | WLDFR | HFTD - Distribution - Tier 2 - 5QU CoRE ¦ 5QU LoRE | Red Flag Warning - Destructive Fires | 2023 | 1.3502e-10 | 6.751e-11 | 1.736e-10 | 9129.7461 | 233.2301 | 8896.516 | 0 | 0 | 0 | 0 | 1.1247e-07 |  | 1.2327e-06 | 0 | 1.2327e-06 | 6.1635e-07 | 0 | 6.1635e-07 | 1.5849e-06 | 0 | 1.5849e-06 | [16 empty] | 7.3.1.3 Ignition probability mapping showing the probability of ignition along the electric lines and equipmentWLDFRAggregatedAggregated | WLDFR | HFTD - Distribution - Tier 3 - 1QU CoRE ¦ 1QU LoRE | Non-Red Flag Warning - Small Fires | Aggregated | Aggregated | 2021 | 0.0079894 | 0 | 68.3395 | 0.54599 | 2021 | Mitigation | 0.08575 | 30 | 0 | esc | 0.0012005 | 9.5913e-06 | 0.00060025 | 4.7956e-06 | 0 | 0
[79 empty] | WLDFR | HFTD - Distribution - Tier 2 - 5QU CoRE ¦ 5QU LoRE | Red Flag Warning - Destructive Fires | 2024 | 1.3502e-10 | 6.751e-11 | 1.736e-10 | 9129.7461 | 233.2301 | 8896.516 | 0 | 0 | 0 | 0 | 1.1247e-07 |  | 1.2327e-06 | 0 | 1.2327e-06 | 6.1635e-07 | 0 | 6.1635e-07 | 1.5849e-06 | 0 | 1.5849e-06 | [16 empty] | 7.3.1.3 Ignition probability mapping showing the probability of ignition along the electric lines and equipmentWLDFRAggregatedAggregated | WLDFR | HFTD - Distribution - Tier 3 - 1QU CoRE ¦ 1QU LoRE | Non-Red Flag Warning - Small Fires | Aggregated | Aggregated | 2022 | 0.0079894 | 0 | 68.3395 | 0.54599 | 2022 | Mitigation | 0.08575 | 30 | 0 | esc | 0.0012005 | 9.5913e-06 | 0.00060025 | 4.7956e-06 | 0.0015435 | 1.2332e-05
[79 empty] | WLDFR | HFTD - Distribution - Tier 2 - 5QU CoRE ¦ 5QU LoRE | Red Flag Warning - Destructive Fires | 2025 | 1.3502e-10 | 6.751e-11 | 1.736e-10 | 9129.7461 | 233.2301 | 8896.516 | 0 | 0 | 0 | 0 | 1.1247e-07 |  | 1.2327e-06 | 0 | 1.2327e-06 | 6.1635e-07 | 0 | 6.1635e-07 | 1.5849e-06 | 0 | 1.5849e-06 | [16 empty] | 7.3.1.3 Ignition probability mapping showing the probability of ignition along the electric lines and equipmentWLDFRAggregatedAggregated | WLDFR | HFTD - Distribution - Tier 3 - 1QU CoRE ¦ 1QU LoRE | Non-Red Flag Warning - Small Fires | Aggregated | Aggregated | 2023 | 0.0079894 | 0 | 68.3395 | 0.54599 | 2023 | Mitigation | 0.08575 | 30 | 0 | esc | 0.0012005 | 9.5913e-06 | 0.00060025 | 4.7956e-06 | 0.0015435 | 1.2332e-05
[79 empty] | WLDFR | HFTD - Distribution - Tier 2 - 5QU CoRE ¦ 5QU LoRE | Red Flag Warning - Destructive Fires | 2026 | 1.3502e-10 | 6.751e-11 | 1.736e-10 | 9129.7461 | 233.2301 | 8896.516 | 0 | 0 | 0 | 0 | 1.1247e-07 |  | 1.2327e-06 | 0 | 1.2327e-06 | 6.1635e-07 | 0 | 6.1635e-07 | 1.5849e-06 | 0 | 1.5849e-06 | [16 empty] | 7.3.1.3 Ignition probability mapping showing the probability of ignition along the electric lines and equipmentWLDFRAggregatedAggregated | WLDFR | HFTD - Distribution - Tier 3 - 1QU CoRE ¦ 1QU LoRE | Non-Red Flag Warning - Small Fires | Aggregated | Aggregated | 2024 | 0.0079894 | 0 | 68.3395 | 0.54599 | 2024 | Mitigation | 0.08575 | 30 | 0 | esc | 0.0012005 | 9.5913e-06 | 0.00060025 | 4.7956e-06 | 0.0015435 | 1.2332e-05
[79 empty] | WLDFR | HFTD - Distribution - Tier 2 - 5QU CoRE ¦ 5QU LoRE | Red Flag Warning - Destructive Fires | 2027 | 1.3502e-10 | 6.751e-11 | 1.736e-10 | 9129.7461 | 233.2301 | 8896.516 | 0 | 0 | 0 | 0 | 1.1247e-07 |  | 1.2327e-06 | 0 | 1.2327e-06 | 6.1635e-07 | 0 | 6.1635e-07 | 1.5849e-06 | 0 | 1.5849e-06 | [16 empty] | 7.3.1.3 Ignition probability mapping showing the probability of ignition along the electric lines and equipmentWLDFRAggregatedAggregated | WLDFR | HFTD - Distribution - Tier 3 - 1QU CoRE ¦ 1QU LoRE | Non-Red Flag Warning - Small Fires | Aggregated | Aggregated | 2025 | 0.0079894 | 0 | 68.3395 | 0.54599 | 2025 | Mitigation | 0.08575 | 30 | 0 | esc | 0.0012005 | 9.5913e-06 | 0.00060025 | 4.7956e-06 | 0.0015435 | 1.2332e-05
[79 empty] | WLDFR | HFTD - Distribution - Tier 2 - 5QU CoRE ¦ 5QU LoRE | Red Flag Warning - Destructive Fires | 2028 | 1.3502e-10 | 6.751e-11 | 1.736e-10 | 9534.9221 | 247.273 | 9287.6491 | 0 | 0 | 0 | 0 | 1.1247e-07 |  | 1.2874e-06 | 0 | 1.2874e-06 | 6.437e-07 | 0 | 6.437e-07 | 1.6552e-06 | 0 | 1.6552e-06 | [16 empty] | 7.3.1.3 Ignition probability mapping showing the probability of ignition along the electric lines and equipmentWLDFRAggregatedAggregated | WLDFR | HFTD - Distribution - Tier 3 - 1QU CoRE ¦ 1QU LoRE | Non-Red Flag Warning - Small Fires | Aggregated | Aggregated | 2026 | 0.0079894 | 0 | 68.3395 | 0.54599 | 2026 | Mitigation | 0.08575 | 30 | 0 | esc | 0.0012005 | 9.5913e-06 | 0.00060025 | 4.7956e-06 | 0.0015435 | 1.2332e-05
[79 empty] | WLDFR | HFTD - Distribution - Tier 2 - 5QU CoRE ¦ 5QU LoRE | Red Flag Warning - Destructive Fires | 2029 | 1.3502e-10 | 6.751e-11 | 1.736e-10 | 9534.9221 | 247.273 | 9287.6491 | 0 | 0 | 0 | 0 | 1.1247e-07 |  | 1.2874e-06 | 0 | 1.2874e-06 | 6.437e-07 | 0 | 6.437e-07 | 1.6552e-06 | 0 | 1.6552e-06 | [16 empty] | 7.3.1.3 Ignition probability mapping showing the probability of ignition along the electric lines and equipmentWLDFRAggregatedAggregated | WLDFR | HFTD - Distribution - Tier 3 - 1QU CoRE ¦ 1QU LoRE | Non-Red Flag Warning - Small Fires | Aggregated | Aggregated | 2027 | 0.0079894 | 0 | 68.3395 | 0.54599 | 2027 | Mitigation | 0.08575 | 30 | 0 | esc | 0.0012005 | 9.5913e-06 | 0.00060025 | 4.7956e-06 | 0.0015435 | 1.2332e-05
[79 empty] | WLDFR | HFTD - Distribution - Tier 2 - 5QU CoRE ¦ 5QU LoRE | Red Flag Warning - Destructive Fires | 2030 | 1.3502e-10 | 6.751e-11 | 1.736e-10 | 9534.9221 | 247.273 | 9287.6491 | 0 | 0 | 0 | 0 | 1.1247e-07 |  | 1.2874e-06 | 0 | 1.2874e-06 | 6.437e-07 | 0 | 6.437e-07 | 1.6552e-06 | 0 | 1.6552e-06 | [16 empty] | 7.3.1.3 Ignition probability mapping showing the probability of ignition along the electric lines and equipmentWLDFRAggregatedAggregated | WLDFR | HFTD - Distribution - Tier 3 - 1QU CoRE ¦ 1QU LoRE | Non-Red Flag Warning - Small Fires | Aggregated | Aggregated | 2028 | 0.0079894 | 0 | 68.3395 | 0.54599 | 2028 | Mitigation | 0.08575 | 30 | 0 | esc | 0.0012005 | 9.5913e-06 | 0.00060025 | 4.7956e-06 | 0.0015435 | 1.2332e-05
[79 empty] | WLDFR | HFTD - Distribution - Tier 2 - 5QU CoRE ¦ 5QU LoRE | Red Flag Warning - Destructive Fires | 2031 | 1.3502e-10 | 6.751e-11 | 1.736e-10 | 9534.9221 | 247.273 | 9287.6491 | 0 | 0 | 0 | 0 | 1.1247e-07 |  | 1.2874e-06 | 0 | 1.2874e-06 | 6.437e-07 | 0 | 6.437e-07 | 1.6552e-06 | 0 | 1.6552e-06 | [16 empty] | 7.3.1.3 Ignition probability mapping showing the probability of ignition along the electric lines and equipmentWLDFRAggregatedAggregated | WLDFR | HFTD - Distribution - Tier 3 - 1QU CoRE ¦ 1QU LoRE | Non-Red Flag Warning - Small Fires | Aggregated | Aggregated | 2029 | 0.0079894 | 0 | 68.3395 | 0.54599 | 2029 | Mitigation | 0.08575 | 30 | 0 | esc | 0.0012005 | 9.5913e-06 | 0.00060025 | 4.7956e-06 | 0.0015435 | 1.2332e-05
[79 empty] | WLDFR | HFTD - Distribution - Tier 2 - 5QU CoRE ¦ 5QU LoRE | Red Flag Warning - Destructive Fires | 2032 | 1.3502e-10 | 6.751e-11 | 1.736e-10 | 9534.9221 | 247.273 | 9287.6491 | 0 | 0 | 0 | 0 | 1.1247e-07 |  | 1.2874e-06 | 0 | 1.2874e-06 | 6.437e-07 | 0 | 6.437e-07 | 1.6552e-06 | 0 | 1.6552e-06 | [16 empty] | 7.3.1.3 Ignition probability mapping showing the probability of ignition along the electric lines and equipmentWLDFRAggregatedAggregated | WLDFR | HFTD - Distribution - Tier 3 - 1QU CoRE ¦ 1QU LoRE | Non-Red Flag Warning - Small Fires | Aggregated | Aggregated | 2030 | 0.0079894 | 0 | 68.3395 | 0.54599 | 2030 | Mitigation | 0.08575 | 30 | 0 | esc | 0.0012005 | 9.5913e-06 | 0.00060025 | 4.7956e-06 | 0.0015435 | 1.2332e-05
[79 empty] | WLDFR | HFTD - Distribution - Tier 2 - 5QU CoRE ¦ 5QU LoRE | Red Flag Warning - Destructive Fires | 2033 | 1.3502e-10 | 6.751e-11 | 1.736e-10 | 9984.8474 | 263.1074 | 9721.74 | 0 | 0 | 0 | 0 | 1.1247e-07 |  | 1.3481e-06 | 0 | 1.3481e-06 | 6.7407e-07 | 0 | 6.7407e-07 | 1.7333e-06 | 0 | 1.7333e-06 | [16 empty] | 7.3.1.3 Ignition probability mapping showing the probability of ignition along the electric lines and equipmentWLDFRAggregatedAggregated | WLDFR | HFTD - Distribution - Tier 3 - 1QU CoRE ¦ 1QU LoRE | Non-Red Flag Warning - Small Fires | Aggregated | Aggregated | 2031 | 0.0079894 | 0 | 68.3395 | 0.54599 | 2031 | Mitigation | 0.08575 | 30 | 0 | esc | 0.0012005 | 9.5913e-06 | 0.00060025 | 4.7956e-06 | 0.0015435 | 1.2332e-05
[79 empty] | WLDFR | HFTD - Distribution - Tier 2 - 5QU CoRE ¦ 5QU LoRE | Red Flag Warning - Destructive Fires | 2034 | 1.3502e-10 | 6.751e-11 | 1.736e-10 | 9984.8474 | 263.1074 | 9721.74 | 0 | 0 | 0 | 0 | 1.1247e-07 |  | 1.3481e-06 | 0 | 1.3481e-06 | 6.7407e-07 | 0 | 6.7407e-07 | 1.7333e-06 | 0 | 1.7333e-06 | [16 empty] | 7.3.1.3 Ignition probability mapping showing the probability of ignition along the electric lines and equipmentWLDFRAggregatedAggregated | WLDFR | HFTD - Distribution - Tier 3 - 1QU CoRE ¦ 1QU LoRE | Non-Red Flag Warning - Small Fires | Aggregated | Aggregated | 2032 | 0.0079894 | 0 | 68.3395 | 0.54599 | 2032 | Mitigation | 0.08575 | 30 | 0 | esc | 0.0012005 | 9.5913e-06 | 0.00060025 | 4.7956e-06 | 0.0015435 | 1.2332e-05
[79 empty] | WLDFR | HFTD - Distribution - Tier 2 - 5QU CoRE ¦ 5QU LoRE | Red Flag Warning - Destructive Fires | 2035 | 1.3502e-10 | 6.751e-11 | 1.736e-10 | 9984.8474 | 263.1074 | 9721.74 | 0 | 0 | 0 | 0 | 1.1247e-07 |  | 1.3481e-06 | 0 | 1.3481e-06 | 6.7407e-07 | 0 | 6.7407e-07 | 1.7333e-06 | 0 | 1.7333e-06 | [16 empty] | 7.3.1.3 Ignition probability mapping showing the probability of ignition along the electric lines and equipmentWLDFRAggregatedAggregated | WLDFR | HFTD - Distribution - Tier 3 - 1QU CoRE ¦ 1QU LoRE | Non-Red Flag Warning - Small Fires | Aggregated | Aggregated | 2033 | 0.0079894 | 0 | 68.3395 | 0.54599 | 2033 | Mitigation | 0.08575 | 30 | 0 | esc | 0.0012005 | 9.5913e-06 | 0.00060025 | 4.7956e-06 | 0.0015435 | 1.2332e-05
[79 empty] | WLDFR | HFTD - Distribution - Tier 2 - 5QU CoRE ¦ 5QU LoRE | Red Flag Warning - Destructive Fires | 2036 | 1.3502e-10 | 6.751e-11 | 1.736e-10 | 9984.8474 | 263.1074 | 9721.74 | 0 | 0 | 0 | 0 | 1.1247e-07 |  | 1.3481e-06 | 0 | 1.3481e-06 | 6.7407e-07 | 0 | 6.7407e-07 | 1.7333e-06 | 0 | 1.7333e-06 | [16 empty] | 7.3.1.3 Ignition probability mapping showing the probability of ignition along the electric lines and equipmentWLDFRAggregatedAggregated | WLDFR | HFTD - Distribution - Tier 3 - 1QU CoRE ¦ 1QU LoRE | Non-Red Flag Warning - Small Fires | Aggregated | Aggregated | 2034 | 0.0079894 | 0 | 68.3395 | 0.54599 | 2034 | Mitigation | 0.08575 | 30 | 0 | esc | 0.0012005 | 9.5913e-06 | 0.00060025 | 4.7956e-06 | 0.0015435 | 1.2332e-05
[79 empty] | WLDFR | HFTD - Distribution - Tier 2 - 5QU CoRE ¦ 5QU LoRE | Red Flag Warning - Destructive Fires | 2037 | 1.3502e-10 | 6.751e-11 | 1.736e-10 | 9984.8474 | 263.1074 | 9721.74 | 0 | 0 | 0 | 0 | 1.1247e-07 |  | 1.3481e-06 | 0 | 1.3481e-06 | 6.7407e-07 | 0 | 6.7407e-07 | 1.7333e-06 | 0 | 1.7333e-06 | [16 empty] | 7.3.1.3 Ignition probability mapping showing the probability of ignition along the electric lines and equipmentWLDFRAggregatedAggregated | WLDFR | HFTD - Distribution - Tier 3 - 1QU CoRE ¦ 1QU LoRE | Non-Red Flag Warning - Small Fires | Aggregated | Aggregated | 2035 | 0.0079894 | 0 | 68.3395 | 0.54599 | 2035 | Mitigation | 0.08575 | 30 | 0 | esc | 0.0012005 | 9.5913e-06 | 0.00060025 | 4.7956e-06 | 0.0015435 | 1.2332e-05
[79 empty] | WLDFR | HFTD - Distribution - Tier 2 - 5QU CoRE ¦ 5QU LoRE | Red Flag Warning - Destructive Fires | 2038 | 1.3502e-10 | 6.751e-11 | 1.736e-10 | 10472.8261 | 280.5544 | 10192.2718 | 0 | 0 | 0 | 0 | 1.1247e-07 |  | 1.414e-06 | 0 | 1.414e-06 | 7.0702e-07 | 0 | 7.0702e-07 | 1.818e-06 | 0 | 1.818e-06 | [16 empty] | 7.3.1.3 Ignition probability mapping showing the probability of ignition along the electric lines and equipmentWLDFRAggregatedAggregated | WLDFR | HFTD - Distribution - Tier 3 - 1QU CoRE ¦ 1QU LoRE | Non-Red Flag Warning - Small Fires | Aggregated | Aggregated | 2036 | 0.0079894 | 0 | 68.3395 | 0.54599 | 2036 | Mitigation | 0.08575 | 30 | 0 | esc | 0.0012005 | 9.5913e-06 | 0.00060025 | 4.7956e-06 | 0.0015435 | 1.2332e-05
[79 empty] | WLDFR | HFTD - Distribution - Tier 2 - 5QU CoRE ¦ 5QU LoRE | Red Flag Warning - Destructive Fires | 2039 | 1.3502e-10 | 6.751e-11 | 1.736e-10 | 10472.8261 | 280.5544 | 10192.2718 | 0 | 0 | 0 | 0 | 1.1247e-07 |  | 1.414e-06 | 0 | 1.414e-06 | 7.0702e-07 | 0 | 7.0702e-07 | 1.818e-06 | 0 | 1.818e-06 | [16 empty] | 7.3.1.3 Ignition probability mapping showing the probability of ignition along the electric lines and equipmentWLDFRAggregatedAggregated | WLDFR | HFTD - Distribution - Tier 3 - 1QU CoRE ¦ 1QU LoRE | Non-Red Flag Warning - Small Fires | Aggregated | Aggregated | 2037 | 0.0079894 | 0 | 68.3395 | 0.54599 | 2037 | Mitigation | 0.08575 | 30 | 0 | esc | 0.0012005 | 9.5913e-06 | 0.00060025 | 4.7956e-06 | 0.0015435 | 1.2332e-05
[79 empty] | WLDFR | HFTD - Distribution - Tier 2 - 5QU CoRE ¦ 5QU LoRE | Red Flag Warning - Destructive Fires | 2040 | 1.3502e-10 | 6.751e-11 | 1.736e-10 | 10472.8261 | 280.5544 | 10192.2718 | 0 | 0 | 0 | 0 | 1.1247e-07 |  | 1.414e-06 | 0 | 1.414e-06 | 7.0702e-07 | 0 | 7.0702e-07 | 1.818e-06 | 0 | 1.818e-06 | [16 empty] | 7.3.1.3 Ignition probability mapping showing the probability of ignition along the electric lines and equipmentWLDFRAggregatedAggregated | WLDFR | HFTD - Distribution - Tier 3 - 1QU CoRE ¦ 1QU LoRE | Non-Red Flag Warning - Small Fires | Aggregated | Aggregated | 2038 | 0.0079894 | 0 | 68.3395 | 0.54599 | 2038 | Mitigation | 0.08575 | 30 | 0 | esc | 0.0012005 | 9.5913e-06 | 0.00060025 | 4.7956e-06 | 0.0015435 | 1.2332e-05
[79 empty] | WLDFR | HFTD - Distribution - Tier 2 - 5QU CoRE ¦ 5QU LoRE | Red Flag Warning - Destructive Fires | 2041 | 1.3502e-10 | 6.751e-11 | 1.736e-10 | 10472.8261 | 280.5544 | 10192.2718 | 0 | 0 | 0 | 0 | 1.1247e-07 |  | 1.414e-06 | 0 | 1.414e-06 | 7.0702e-07 | 0 | 7.0702e-07 | 1.818e-06 | 0 | 1.818e-06 | [16 empty] | 7.3.1.3 Ignition probability mapping showing the probability of ignition along the electric lines and equipmentWLDFRAggregatedAggregated | WLDFR | HFTD - Distribution - Tier 3 - 1QU CoRE ¦ 1QU LoRE | Non-Red Flag Warning - Small Fires | Aggregated | Aggregated | 2039 | 0.0079894 | 0 | 68.3395 | 0.54599 | 2039 | Mitigation | 0.08575 | 30 | 0 | esc | 0.0012005 | 9.5913e-06 | 0.00060025 | 4.7956e-06 | 0.0015435 | 1.2332e-05
[79 empty] | WLDFR | HFTD - Distribution - Tier 2 - 5QU CoRE ¦ 5QU LoRE | Red Flag Warning - Destructive Fires | 2042 | 1.3502e-10 | 6.751e-11 | 1.736e-10 | 10472.8261 | 280.5544 | 10192.2718 | 0 | 0 | 0 | 0 | 1.1247e-07 |  | 1.414e-06 | 0 | 1.414e-06 | 7.0702e-07 | 0 | 7.0702e-07 | 1.818e-06 | 0 | 1.818e-06 | [16 empty] | 7.3.1.3 Ignition probability mapping showing the probability of ignition along the electric lines and equipmentWLDFRAggregatedAggregated | WLDFR | HFTD - Distribution - Tier 3 - 1QU CoRE ¦ 1QU LoRE | Non-Red Flag Warning - Small Fires | Aggregated | Aggregated | 2040 | 0.0079894 | 0 | 68.3395 | 0.54599 | 2040 | Mitigation | 0.08575 | 30 | 0 | esc | 0.0012005 | 9.5913e-06 | 0.00060025 | 4.7956e-06 | 0.0015435 | 1.2332e-05
[79 empty] | WLDFR | HFTD - Distribution - Tier 2 - 5QU CoRE ¦ 5QU LoRE | Red Flag Warning - Destructive Fires | 2043 | 1.3502e-10 | 6.751e-11 | 1.736e-10 | 10992.1562 | 299.42 | 10692.7362 | 0 | 0 | 0 | 0 | 1.1247e-07 |  | 1.4842e-06 | 0 | 1.4842e-06 | 7.4208e-07 | 0 | 7.4208e-07 | 1.9082e-06 | 0 | 1.9082e-06 | [16 empty] | 7.3.1.3 Ignition probability mapping showing the probability of ignition along the electric lines and equipmentWLDFRAggregatedAggregated | WLDFR | HFTD - Distribution - Tier 3 - 1QU CoRE ¦ 1QU LoRE | Non-Red Flag Warning - Small Fires | Aggregated | Aggregated | 2041 | 0.0079894 | 0 | 68.3395 | 0.54599 | 2041 | Mitigation | 0.08575 | 30 | 0 | esc | 0.0012005 | 9.5913e-06 | 0.00060025 | 4.7956e-06 | 0.0015435 | 1.2332e-05
[79 empty] | WLDFR | HFTD - Distribution - Tier 2 - 5QU CoRE ¦ 5QU LoRE | Red Flag Warning - Destructive Fires | 2044 | 1.3502e-10 | 6.751e-11 | 1.736e-10 | 10992.1562 | 299.42 | 10692.7362 | 0 | 0 | 0 | 0 | 1.1247e-07 |  | 1.4842e-06 | 0 | 1.4842e-06 | 7.4208e-07 | 0 | 7.4208e-07 | 1.9082e-06 | 0 | 1.9082e-06 | [16 empty] | 7.3.1.3 Ignition probability mapping showing the probability of ignition along the electric lines and equipmentWLDFRAggregatedAggregated | WLDFR | HFTD - Distribution - Tier 3 - 1QU CoRE ¦ 1QU LoRE | Non-Red Flag Warning - Small Fires | Aggregated | Aggregated | 2042 | 0.0079894 | 0 | 68.3395 | 0.54599 | 2042 | Mitigation | 0.08575 | 30 | 0 | esc | 0.0012005 | 9.5913e-06 | 0.00060025 | 4.7956e-06 | 0.0015435 | 1.2332e-05
[79 empty] | WLDFR | HFTD - Distribution - Tier 2 - 5QU CoRE ¦ 5QU LoRE | Red Flag Warning - Destructive Fires | 2045 | 1.3502e-10 | 6.751e-11 | 1.736e-10 | 10992.1562 | 299.42 | 10692.7362 | 0 | 0 | 0 | 0 | 1.1247e-07 |  | 1.4842e-06 | 0 | 1.4842e-06 | 7.4208e-07 | 0 | 7.4208e-07 | 1.9082e-06 | 0 | 1.9082e-06 | [16 empty] | 7.3.1.3 Ignition probability mapping showing the probability of ignition along the electric lines and equipmentWLDFRAggregatedAggregated | WLDFR | HFTD - Distribution - Tier 3 - 1QU CoRE ¦ 1QU LoRE | Non-Red Flag Warning - Small Fires | Aggregated | Aggregated | 2043 | 0.0079894 | 0 | 68.3395 | 0.54599 | 2043 | Mitigation | 0.08575 | 30 | 0 | esc | 0.0012005 | 9.5913e-06 | 0.00060025 | 4.7956e-06 | 0.0015435 | 1.2332e-05
[79 empty] | WLDFR | HFTD - Distribution - Tier 2 - 5QU CoRE ¦ 5QU LoRE | Red Flag Warning - Destructive Fires | 2046 | 1.3502e-10 | 6.751e-11 | 1.736e-10 | 10992.1562 | 299.42 | 10692.7362 | 0 | 0 | 0 | 0 | 1.1247e-07 |  | 1.4842e-06 | 0 | 1.4842e-06 | 7.4208e-07 | 0 | 7.4208e-07 | 1.9082e-06 | 0 | 1.9082e-06 | [16 empty] | 7.3.1.3 Ignition probability mapping showing the probability of ignition along the electric lines and equipmentWLDFRAggregatedAggregated | WLDFR | HFTD - Distribution - Tier 3 - 1QU CoRE ¦ 1QU LoRE | Non-Red Flag Warning - Small Fires | Aggregated | Aggregated | 2044 | 0.0079894 | 0 | 68.3395 | 0.54599 | 2044 | Mitigation | 0.08575 | 30 | 0 | esc | 0.0012005 | 9.5913e-06 | 0.00060025 | 4.7956e-06 | 0.0015435 | 1.2332e-05
[79 empty] | WLDFR | HFTD - Distribution - Tier 2 - 5QU CoRE ¦ 5QU LoRE | Red Flag Warning - Destructive Fires | 2047 | 1.3502e-10 | 6.751e-11 | 1.736e-10 | 10992.1562 | 299.42 | 10692.7362 | 0 | 0 | 0 | 0 | 1.1247e-07 |  | 1.4842e-06 | 0 | 1.4842e-06 | 7.4208e-07 | 0 | 7.4208e-07 | 1.9082e-06 | 0 | 1.9082e-06 | [16 empty] | 7.3.1.3 Ignition probability mapping showing the probability of ignition along the electric lines and equipmentWLDFRAggregatedAggregated | WLDFR | HFTD - Distribution - Tier 3 - 1QU CoRE ¦ 1QU LoRE | Non-Red Flag Warning - Small Fires | Aggregated | Aggregated | 2045 | 0.0079894 | 0 | 68.3395 | 0.54599 | 2045 | Mitigation | 0.08575 | 30 | 0 | esc | 0.0012005 | 9.5913e-06 | 0.00060025 | 4.7956e-06 | 0.0015435 | 1.2332e-05
[79 empty] | WLDFR | HFTD - Distribution - Tier 2 - 5QU CoRE ¦ 5QU LoRE | Red Flag Warning - Destructive Fires | 2048 | 1.3502e-10 | 6.751e-11 | 1.736e-10 | 11536.0538 | 319.4911 | 11216.5626 | 0 | 0 | 0 | 0 | 1.1247e-07 |  | 1.5576e-06 | 0 | 1.5576e-06 | 7.7879e-07 | 0 | 7.7879e-07 | 2.0026e-06 | 0 | 2.0026e-06 | [16 empty] | 7.3.1.3 Ignition probability mapping showing the probability of ignition along the electric lines and equipmentWLDFRAggregatedAggregated | WLDFR | HFTD - Distribution - Tier 3 - 1QU CoRE ¦ 1QU LoRE | Non-Red Flag Warning - Small Fires | Aggregated | Aggregated | 2046 | 0.0079894 | 0 | 68.3395 | 0.54599 | 2046 | Mitigation | 0.08575 | 30 | 0 | esc | 0.0012005 | 9.5913e-06 | 0.00060025 | 4.7956e-06 | 0.0015435 | 1.2332e-05
[79 empty] | WLDFR | HFTD - Distribution - Tier 2 - 5QU CoRE ¦ 5QU LoRE | Red Flag Warning - Destructive Fires | 2049 | 1.3502e-10 | 6.751e-11 | 1.736e-10 | 11536.0538 | 319.4911 | 11216.5626 | 0 | 0 | 0 | 0 | 1.1247e-07 |  | 1.5576e-06 | 0 | 1.5576e-06 | 7.7879e-07 | 0 | 7.7879e-07 | 2.0026e-06 | 0 | 2.0026e-06 | [16 empty] | 7.3.1.3 Ignition probability mapping showing the probability of ignition along the electric lines and equipmentWLDFRAggregatedAggregated | WLDFR | HFTD - Distribution - Tier 3 - 1QU CoRE ¦ 1QU LoRE | Non-Red Flag Warning - Small Fires | Aggregated | Aggregated | 2047 | 0.0079894 | 0 | 68.3395 | 0.54599 | 2047 | Mitigation | 0.08575 | 30 | 0 | esc | 0.0012005 | 9.5913e-06 | 0.00060025 | 4.7956e-06 | 0.0015435 | 1.2332e-05
[79 empty] | WLDFR | HFTD - Distribution - Tier 2 - 5QU CoRE ¦ 5QU LoRE | Red Flag Warning - Destructive Fires | 2050 | 0 | 6.751e-11 | 1.736e-10 | 11536.0538 | 319.4911 | 11216.5626 | 0 | 0 | 0 | 0 | 1.1247e-07 |  | 0 | 0 | 0 | 7.7879e-07 | 0 | 7.7879e-07 | 2.0026e-06 | 0 | 2.0026e-06 | [16 empty] | 7.3.1.3 Ignition probability mapping showing the probability of ignition along the electric lines and equipmentWLDFRAggregatedAggregated | WLDFR | HFTD - Distribution - Tier 3 - 1QU CoRE ¦ 1QU LoRE | Non-Red Flag Warning - Small Fires | Aggregated | Aggregated | 2048 | 0.0079894 | 0 | 68.3395 | 0.54599 | 2048 | Mitigation | 0.08575 | 30 | 0 | esc | 0.0012005 | 9.5913e-06 | 0.00060025 | 4.7956e-06 | 0.0015435 | 1.2332e-05
[79 empty] | WLDFR | HFTD - Distribution - Tier 2 - 5QU CoRE ¦ 5QU LoRE | Red Flag Warning - Destructive Fires | 2051 | 0 | 0 | 1.736e-10 | 11536.0538 | 319.4911 | 11216.5626 | 0 | 0 | 0 | 0 | 1.1247e-07 |  | 0 | 0 | 0 | 0 | 0 | 0 | 2.0026e-06 | 0 | 2.0026e-06 | [16 empty] | 7.3.1.3 Ignition probability mapping showing the probability of ignition along the electric lines and equipmentWLDFRAggregatedAggregated | WLDFR | HFTD - Distribution - Tier 3 - 1QU CoRE ¦ 1QU LoRE | Non-Red Flag Warning - Small Fires | Aggregated | Aggregated | 2049 | 0.0079894 | 0 | 68.3395 | 0.54599 | 2049 | Mitigation | 0.08575 | 30 | 0 | esc | 0.0012005 | 9.5913e-06 | 0.00060025 | 4.7956e-06 | 0.0015435 | 1.2332e-05
[79 empty] | WLDFR | HFTD - Distribution - Tier 2 - 5QU CoRE ¦ 5QU LoRE | Red Flag Warning - Large Fires | 2020 | 1.2027e-08 | 0 | 0 | 5.2406 | 0.69642 | 2.942 | 1.6022 | 0 | 0 | 0 | 1.0018e-05 |  | 6.3027e-08 | 0 | 6.3027e-08 | 0 | 0 | 0 | 0 | 0 | 0 | [16 empty] | 7.3.1.3 Ignition probability mapping showing the probability of ignition along the electric lines and equipmentWLDFRAggregatedAggregated | WLDFR | HFTD - Distribution - Tier 3 - 1QU CoRE ¦ 1QU LoRE | Non-Red Flag Warning - Small Fires | Aggregated | Aggregated | 2050 | 0.0079894 | 0 | 68.3395 | 0.54599 | 2050 | Mitigation | 0.08575 | 30 | 0 | esc | 0 | 0 | 0.00060025 | 4.7956e-06 | 0.0015435 | 1.2332e-05
[79 empty] | WLDFR | HFTD - Distribution - Tier 2 - 5QU CoRE ¦ 5QU LoRE | Red Flag Warning - Large Fires | 2021 | 1.2027e-08 | 6.0134e-09 | 0 | 5.2406 | 0.69642 | 2.942 | 1.6022 | 0 | 0 | 0 | 1.0018e-05 |  | 6.3027e-08 | 0 | 6.3027e-08 | 3.1514e-08 | 0 | 3.1514e-08 | 0 | 0 | 0 | [16 empty] | 7.3.1.3 Ignition probability mapping showing the probability of ignition along the electric lines and equipmentWLDFRAggregatedAggregated | WLDFR | HFTD - Distribution - Tier 3 - 1QU CoRE ¦ 1QU LoRE | Non-Red Flag Warning - Small Fires | Aggregated | Aggregated | 2051 | 0.0079894 | 0 | 68.3395 | 0.54599 | 2051 | Mitigation | 0.08575 | 30 | 0 | esc | 0 | 0 | 0 | 0 | 0.0015435 | 1.2332e-05
[79 empty] | WLDFR | HFTD - Distribution - Tier 2 - 5QU CoRE ¦ 5QU LoRE | Red Flag Warning - Large Fires | 2022 | 1.2027e-08 | 6.0134e-09 | 1.5463e-08 | 5.2406 | 0.69642 | 2.942 | 1.6022 | 0 | 0 | 0 | 1.0018e-05 |  | 6.3027e-08 | 0 | 6.3027e-08 | 3.1514e-08 | 0 | 3.1514e-08 | 8.1035e-08 | 0 | 8.1035e-08 | [16 empty] | 7.3.1.3 Ignition probability mapping showing the probability of ignition along the electric lines and equipmentWLDFRAggregatedAggregated | WLDFR | HFTD - Distribution - Tier 3 - 1QU CoRE ¦ 1QU LoRE | Red Flag Warning - Catastrophic Fires | Aggregated | Aggregated | 2021 | 0.00030753 | 0 | 68.3395 | 0.021017 | 2021 | Mitigation | 0.08575 | 30 | 0 | esc | 0.0012005 | 3.6919e-07 | 0.00060025 | 1.846e-07 | 0 | 0
[79 empty] | WLDFR | HFTD - Distribution - Tier 2 - 5QU CoRE ¦ 5QU LoRE | Red Flag Warning - Large Fires | 2023 | 1.2027e-08 | 6.0134e-09 | 1.5463e-08 | 5.475 | 0.71896 | 3.0715 | 1.6846 | 0 | 0 | 0 | 1.0018e-05 |  | 6.5847e-08 | 0 | 6.5847e-08 | 3.2924e-08 | 0 | 3.2924e-08 | 8.4661e-08 | 0 | 8.4661e-08 | [16 empty] | 7.3.1.3 Ignition probability mapping showing the probability of ignition along the electric lines and equipmentWLDFRAggregatedAggregated | WLDFR | HFTD - Distribution - Tier 3 - 1QU CoRE ¦ 1QU LoRE | Red Flag Warning - Catastrophic Fires | Aggregated | Aggregated | 2022 | 0.00030753 | 0 | 68.3395 | 0.021017 | 2022 | Mitigation | 0.08575 | 30 | 0 | esc | 0.0012005 | 3.6919e-07 | 0.00060025 | 1.846e-07 | 0.0015435 | 4.7468e-07
[79 empty] | WLDFR | HFTD - Distribution - Tier 2 - 5QU CoRE ¦ 5QU LoRE | Red Flag Warning - Large Fires | 2024 | 1.2027e-08 | 6.0134e-09 | 1.5463e-08 | 5.475 | 0.71896 | 3.0715 | 1.6846 | 0 | 0 | 0 | 1.0018e-05 |  | 6.5847e-08 | 0 | 6.5847e-08 | 3.2924e-08 | 0 | 3.2924e-08 | 8.4661e-08 | 0 | 8.4661e-08 | [16 empty] | 7.3.1.3 Ignition probability mapping showing the probability of ignition along the electric lines and equipmentWLDFRAggregatedAggregated | WLDFR | HFTD - Distribution - Tier 3 - 1QU CoRE ¦ 1QU LoRE | Red Flag Warning - Catastrophic Fires | Aggregated | Aggregated | 2023 | 0.00030753 | 0 | 68.3395 | 0.021017 | 2023 | Mitigation | 0.08575 | 30 | 0 | esc | 0.0012005 | 3.6919e-07 | 0.00060025 | 1.846e-07 | 0.0015435 | 4.7468e-07
[79 empty] | WLDFR | HFTD - Distribution - Tier 2 - 5QU CoRE ¦ 5QU LoRE | Red Flag Warning - Large Fires | 2025 | 1.2027e-08 | 6.0134e-09 | 1.5463e-08 | 5.475 | 0.71896 | 3.0715 | 1.6846 | 0 | 0 | 0 | 1.0018e-05 |  | 6.5847e-08 | 0 | 6.5847e-08 | 3.2924e-08 | 0 | 3.2924e-08 | 8.4661e-08 | 0 | 8.4661e-08 | [16 empty] | 7.3.1.3 Ignition probability mapping showing the probability of ignition along the electric lines and equipmentWLDFRAggregatedAggregated | WLDFR | HFTD - Distribution - Tier 3 - 1QU CoRE ¦ 1QU LoRE | Red Flag Warning - Catastrophic Fires | Aggregated | Aggregated | 2024 | 0.00030753 | 0 | 68.3395 | 0.021017 | 2024 | Mitigation | 0.08575 | 30 | 0 | esc | 0.0012005 | 3.6919e-07 | 0.00060025 | 1.846e-07 | 0.0015435 | 4.7468e-07
[79 empty] | WLDFR | HFTD - Distribution - Tier 2 - 5QU CoRE ¦ 5QU LoRE | Red Flag Warning - Large Fires | 2026 | 1.2027e-08 | 6.0134e-09 | 1.5463e-08 | 5.475 | 0.71896 | 3.0715 | 1.6846 | 0 | 0 | 0 | 1.0018e-05 |  | 6.5847e-08 | 0 | 6.5847e-08 | 3.2924e-08 | 0 | 3.2924e-08 | 8.4661e-08 | 0 | 8.4661e-08 | [16 empty] | 7.3.1.3 Ignition probability mapping showing the probability of ignition along the electric lines and equipmentWLDFRAggregatedAggregated | WLDFR | HFTD - Distribution - Tier 3 - 1QU CoRE ¦ 1QU LoRE | Red Flag Warning - Catastrophic Fires | Aggregated | Aggregated | 2025 | 0.00030753 | 0 | 68.3395 | 0.021017 | 2025 | Mitigation | 0.08575 | 30 | 0 | esc | 0.0012005 | 3.6919e-07 | 0.00060025 | 1.846e-07 | 0.0015435 | 4.7468e-07
[79 empty] | WLDFR | HFTD - Distribution - Tier 2 - 5QU CoRE ¦ 5QU LoRE | Red Flag Warning - Large Fires | 2027 | 1.2027e-08 | 6.0134e-09 | 1.5463e-08 | 5.475 | 0.71896 | 3.0715 | 1.6846 | 0 | 0 | 0 | 1.0018e-05 |  | 6.5847e-08 | 0 | 6.5847e-08 | 3.2924e-08 | 0 | 3.2924e-08 | 8.4661e-08 | 0 | 8.4661e-08 | [16 empty] | 7.3.1.3 Ignition probability mapping showing the probability of ignition along the electric lines and equipmentWLDFRAggregatedAggregated | WLDFR | HFTD - Distribution - Tier 3 - 1QU CoRE ¦ 1QU LoRE | Red Flag Warning - Catastrophic Fires | Aggregated | Aggregated | 2026 | 0.00030753 | 0 | 68.3395 | 0.021017 | 2026 | Mitigation | 0.08575 | 30 | 0 | esc | 0.0012005 | 3.6919e-07 | 0.00060025 | 1.846e-07 | 0.0015435 | 4.7468e-07
[79 empty] | WLDFR | HFTD - Distribution - Tier 2 - 5QU CoRE ¦ 5QU LoRE | Red Flag Warning - Large Fires | 2028 | 1.2027e-08 | 6.0134e-09 | 1.5463e-08 | 5.777 | 0.74734 | 3.238 | 1.7917 | 0 | 0 | 0 | 1.0018e-05 |  | 6.9479e-08 | 0 | 6.9479e-08 | 3.474e-08 | 0 | 3.474e-08 | 8.933e-08 | 0 | 8.933e-08 | [16 empty] | 7.3.1.3 Ignition probability mapping showing the probability of ignition along the electric lines and equipmentWLDFRAggregatedAggregated | WLDFR | HFTD - Distribution - Tier 3 - 1QU CoRE ¦ 1QU LoRE | Red Flag Warning - Catastrophic Fires | Aggregated | Aggregated | 2027 | 0.00030753 | 0 | 68.3395 | 0.021017 | 2027 | Mitigation | 0.08575 | 30 | 0 | esc | 0.0012005 | 3.6919e-07 | 0.00060025 | 1.846e-07 | 0.0015435 | 4.7468e-07
[79 empty] | WLDFR | HFTD - Distribution - Tier 2 - 5QU CoRE ¦ 5QU LoRE | Red Flag Warning - Large Fires | 2029 | 1.2027e-08 | 6.0134e-09 | 1.5463e-08 | 5.777 | 0.74734 | 3.238 | 1.7917 | 0 | 0 | 0 | 1.0018e-05 |  | 6.9479e-08 | 0 | 6.9479e-08 | 3.474e-08 | 0 | 3.474e-08 | 8.933e-08 | 0 | 8.933e-08 | [16 empty] | 7.3.1.3 Ignition probability mapping showing the probability of ignition along the electric lines and equipmentWLDFRAggregatedAggregated | WLDFR | HFTD - Distribution - Tier 3 - 1QU CoRE ¦ 1QU LoRE | Red Flag Warning - Catastrophic Fires | Aggregated | Aggregated | 2028 | 0.00030753 | 0 | 68.3395 | 0.021017 | 2028 | Mitigation | 0.08575 | 30 | 0 | esc | 0.0012005 | 3.6919e-07 | 0.00060025 | 1.846e-07 | 0.0015435 | 4.7468e-07
[79 empty] | WLDFR | HFTD - Distribution - Tier 2 - 5QU CoRE ¦ 5QU LoRE | Red Flag Warning - Large Fires | 2030 | 1.2027e-08 | 6.0134e-09 | 1.5463e-08 | 5.777 | 0.74734 | 3.238 | 1.7917 | 0 | 0 | 0 | 1.0018e-05 |  | 6.9479e-08 | 0 | 6.9479e-08 | 3.474e-08 | 0 | 3.474e-08 | 8.933e-08 | 0 | 8.933e-08 | [16 empty] | 7.3.1.3 Ignition probability mapping showing the probability of ignition along the electric lines and equipmentWLDFRAggregatedAggregated | WLDFR | HFTD - Distribution - Tier 3 - 1QU CoRE ¦ 1QU LoRE | Red Flag Warning - Catastrophic Fires | Aggregated | Aggregated | 2029 | 0.00030753 | 0 | 68.3395 | 0.021017 | 2029 | Mitigation | 0.08575 | 30 | 0 | esc | 0.0012005 | 3.6919e-07 | 0.00060025 | 1.846e-07 | 0.0015435 | 4.7468e-07
[79 empty] | WLDFR | HFTD - Distribution - Tier 2 - 5QU CoRE ¦ 5QU LoRE | Red Flag Warning - Large Fires | 2031 | 1.2027e-08 | 6.0134e-09 | 1.5463e-08 | 5.777 | 0.74734 | 3.238 | 1.7917 | 0 | 0 | 0 | 1.0018e-05 |  | 6.9479e-08 | 0 | 6.9479e-08 | 3.474e-08 | 0 | 3.474e-08 | 8.933e-08 | 0 | 8.933e-08 | [16 empty] | 7.3.1.3 Ignition probability mapping showing the probability of ignition along the electric lines and equipmentWLDFRAggregatedAggregated | WLDFR | HFTD - Distribution - Tier 3 - 1QU CoRE ¦ 1QU LoRE | Red Flag Warning - Catastrophic Fires | Aggregated | Aggregated | 2030 | 0.00030753 | 0 | 68.3395 | 0.021017 | 2030 | Mitigation | 0.08575 | 30 | 0 | esc | 0.0012005 | 3.6919e-07 | 0.00060025 | 1.846e-07 | 0.0015435 | 4.7468e-07
[79 empty] | WLDFR | HFTD - Distribution - Tier 2 - 5QU CoRE ¦ 5QU LoRE | Red Flag Warning - Large Fires | 2032 | 1.2027e-08 | 6.0134e-09 | 1.5463e-08 | 5.777 | 0.74734 | 3.238 | 1.7917 | 0 | 0 | 0 | 1.0018e-05 |  | 6.9479e-08 | 0 | 6.9479e-08 | 3.474e-08 | 0 | 3.474e-08 | 8.933e-08 | 0 | 8.933e-08 | [16 empty] | 7.3.1.3 Ignition probability mapping showing the probability of ignition along the electric lines and equipmentWLDFRAggregatedAggregated | WLDFR | HFTD - Distribution - Tier 3 - 1QU CoRE ¦ 1QU LoRE | Red Flag Warning - Catastrophic Fires | Aggregated | Aggregated | 2031 | 0.00030753 | 0 | 68.3395 | 0.021017 | 2031 | Mitigation | 0.08575 | 30 | 0 | esc | 0.0012005 | 3.6919e-07 | 0.00060025 | 1.846e-07 | 0.0015435 | 4.7468e-07
[79 empty] | WLDFR | HFTD - Distribution - Tier 2 - 5QU CoRE ¦ 5QU LoRE | Red Flag Warning - Large Fires | 2033 | 1.2027e-08 | 6.0134e-09 | 1.5463e-08 | 6.1205 | 0.77885 | 3.4265 | 1.9151 | 0 | 0 | 0 | 1.0018e-05 |  | 7.361e-08 | 0 | 7.361e-08 | 3.6805e-08 | 0 | 3.6805e-08 | 9.4642e-08 | 0 | 9.4642e-08 | [16 empty] | 7.3.1.3 Ignition probability mapping showing the probability of ignition along the electric lines and equipmentWLDFRAggregatedAggregated | WLDFR | HFTD - Distribution - Tier 3 - 1QU CoRE ¦ 1QU LoRE | Red Flag Warning - Catastrophic Fires | Aggregated | Aggregated | 2032 | 0.00030753 | 0 | 68.3395 | 0.021017 | 2032 | Mitigation | 0.08575 | 30 | 0 | esc | 0.0012005 | 3.6919e-07 | 0.00060025 | 1.846e-07 | 0.0015435 | 4.7468e-07
[79 empty] | WLDFR | HFTD - Distribution - Tier 2 - 5QU CoRE ¦ 5QU LoRE | Red Flag Warning - Large Fires | 2034 | 1.2027e-08 | 6.0134e-09 | 1.5463e-08 | 6.1205 | 0.77885 | 3.4265 | 1.9151 | 0 | 0 | 0 | 1.0018e-05 |  | 7.361e-08 | 0 | 7.361e-08 | 3.6805e-08 | 0 | 3.6805e-08 | 9.4642e-08 | 0 | 9.4642e-08 | [16 empty] | 7.3.1.3 Ignition probability mapping showing the probability of ignition along the electric lines and equipmentWLDFRAggregatedAggregated | WLDFR | HFTD - Distribution - Tier 3 - 1QU CoRE ¦ 1QU LoRE | Red Flag Warning - Catastrophic Fires | Aggregated | Aggregated | 2033 | 0.00030753 | 0 | 68.3395 | 0.021017 | 2033 | Mitigation | 0.08575 | 30 | 0 | esc | 0.0012005 | 3.6919e-07 | 0.00060025 | 1.846e-07 | 0.0015435 | 4.7468e-07
[79 empty] | WLDFR | HFTD - Distribution - Tier 2 - 5QU CoRE ¦ 5QU LoRE | Red Flag Warning - Large Fires | 2035 | 1.2027e-08 | 6.0134e-09 | 1.5463e-08 | 6.1205 | 0.77885 | 3.4265 | 1.9151 | 0 | 0 | 0 | 1.0018e-05 |  | 7.361e-08 | 0 | 7.361e-08 | 3.6805e-08 | 0 | 3.6805e-08 | 9.4642e-08 | 0 | 9.4642e-08 | [16 empty] | 7.3.1.3 Ignition probability mapping showing the probability of ignition along the electric lines and equipmentWLDFRAggregatedAggregated | WLDFR | HFTD - Distribution - Tier 3 - 1QU CoRE ¦ 1QU LoRE | Red Flag Warning - Catastrophic Fires | Aggregated | Aggregated | 2034 | 0.00030753 | 0 | 68.3395 | 0.021017 | 2034 | Mitigation | 0.08575 | 30 | 0 | esc | 0.0012005 | 3.6919e-07 | 0.00060025 | 1.846e-07 | 0.0015435 | 4.7468e-07
[79 empty] | WLDFR | HFTD - Distribution - Tier 2 - 5QU CoRE ¦ 5QU LoRE | Red Flag Warning - Large Fires | 2036 | 1.2027e-08 | 6.0134e-09 | 1.5463e-08 | 6.1205 | 0.77885 | 3.4265 | 1.9151 | 0 | 0 | 0 | 1.0018e-05 |  | 7.361e-08 | 0 | 7.361e-08 | 3.6805e-08 | 0 | 3.6805e-08 | 9.4642e-08 | 0 | 9.4642e-08 | [16 empty] | 7.3.1.3 Ignition probability mapping showing the probability of ignition along the electric lines and equipmentWLDFRAggregatedAggregated | WLDFR | HFTD - Distribution - Tier 3 - 1QU CoRE ¦ 1QU LoRE | Red Flag Warning - Catastrophic Fires | Aggregated | Aggregated | 2035 | 0.00030753 | 0 | 68.3395 | 0.021017 | 2035 | Mitigation | 0.08575 | 30 | 0 | esc | 0.0012005 | 3.6919e-07 | 0.00060025 | 1.846e-07 | 0.0015435 | 4.7468e-07
[79 empty] | WLDFR | HFTD - Distribution - Tier 2 - 5QU CoRE ¦ 5QU LoRE | Red Flag Warning - Large Fires | 2037 | 1.2027e-08 | 6.0134e-09 | 1.5463e-08 | 6.1205 | 0.77885 | 3.4265 | 1.9151 | 0 | 0 | 0 | 1.0018e-05 |  | 7.361e-08 | 0 | 7.361e-08 | 3.6805e-08 | 0 | 3.6805e-08 | 9.4642e-08 | 0 | 9.4642e-08 | [16 empty] | 7.3.1.3 Ignition probability mapping showing the probability of ignition along the electric lines and equipmentWLDFRAggregatedAggregated | WLDFR | HFTD - Distribution - Tier 3 - 1QU CoRE ¦ 1QU LoRE | Red Flag Warning - Catastrophic Fires | Aggregated | Aggregated | 2036 | 0.00030753 | 0 | 68.3395 | 0.021017 | 2036 | Mitigation | 0.08575 | 30 | 0 | esc | 0.0012005 | 3.6919e-07 | 0.00060025 | 1.846e-07 | 0.0015435 | 4.7468e-07
[79 empty] | WLDFR | HFTD - Distribution - Tier 2 - 5QU CoRE ¦ 5QU LoRE | Red Flag Warning - Large Fires | 2038 | 1.2027e-08 | 6.0134e-09 | 1.5463e-08 | 6.5028 | 0.81304 | 3.6355 | 2.0543 | 0 | 0 | 0 | 1.0018e-05 |  | 7.8208e-08 | 0 | 7.8208e-08 | 3.9104e-08 | 0 | 3.9104e-08 | 1.0055e-07 | 0 | 1.0055e-07 | [16 empty] | 7.3.1.3 Ignition probability mapping showing the probability of ignition along the electric lines and equipmentWLDFRAggregatedAggregated | WLDFR | HFTD - Distribution - Tier 3 - 1QU CoRE ¦ 1QU LoRE | Red Flag Warning - Catastrophic Fires | Aggregated | Aggregated | 2037 | 0.00030753 | 0 | 68.3395 | 0.021017 | 2037 | Mitigation | 0.08575 | 30 | 0 | esc | 0.0012005 | 3.6919e-07 | 0.00060025 | 1.846e-07 | 0.0015435 | 4.7468e-07
[79 empty] | WLDFR | HFTD - Distribution - Tier 2 - 5QU CoRE ¦ 5QU LoRE | Red Flag Warning - Large Fires | 2039 | 1.2027e-08 | 6.0134e-09 | 1.5463e-08 | 6.5028 | 0.81304 | 3.6355 | 2.0543 | 0 | 0 | 0 | 1.0018e-05 |  | 7.8208e-08 | 0 | 7.8208e-08 | 3.9104e-08 | 0 | 3.9104e-08 | 1.0055e-07 | 0 | 1.0055e-07 | [16 empty] | 7.3.1.3 Ignition probability mapping showing the probability of ignition along the electric lines and equipmentWLDFRAggregatedAggregated | WLDFR | HFTD - Distribution - Tier 3 - 1QU CoRE ¦ 1QU LoRE | Red Flag Warning - Catastrophic Fires | Aggregated | Aggregated | 2038 | 0.00030753 | 0 | 68.3395 | 0.021017 | 2038 | Mitigation | 0.08575 | 30 | 0 | esc | 0.0012005 | 3.6919e-07 | 0.00060025 | 1.846e-07 | 0.0015435 | 4.7468e-07
[79 empty] | WLDFR | HFTD - Distribution - Tier 2 - 5QU CoRE ¦ 5QU LoRE | Red Flag Warning - Large Fires | 2040 | 1.2027e-08 | 6.0134e-09 | 1.5463e-08 | 6.5028 | 0.81304 | 3.6355 | 2.0543 | 0 | 0 | 0 | 1.0018e-05 |  | 7.8208e-08 | 0 | 7.8208e-08 | 3.9104e-08 | 0 | 3.9104e-08 | 1.0055e-07 | 0 | 1.0055e-07 | [16 empty] | 7.3.1.3 Ignition probability mapping showing the probability of ignition along the electric lines and equipmentWLDFRAggregatedAggregated | WLDFR | HFTD - Distribution - Tier 3 - 1QU CoRE ¦ 1QU LoRE | Red Flag Warning - Catastrophic Fires | Aggregated | Aggregated | 2039 | 0.00030753 | 0 | 68.3395 | 0.021017 | 2039 | Mitigation | 0.08575 | 30 | 0 | esc | 0.0012005 | 3.6919e-07 | 0.00060025 | 1.846e-07 | 0.0015435 | 4.7468e-07
[79 empty] | WLDFR | HFTD - Distribution - Tier 2 - 5QU CoRE ¦ 5QU LoRE | Red Flag Warning - Large Fires | 2041 | 1.2027e-08 | 6.0134e-09 | 1.5463e-08 | 6.5028 | 0.81304 | 3.6355 | 2.0543 | 0 | 0 | 0 | 1.0018e-05 |  | 7.8208e-08 | 0 | 7.8208e-08 | 3.9104e-08 | 0 | 3.9104e-08 | 1.0055e-07 | 0 | 1.0055e-07 | [16 empty] | 7.3.1.3 Ignition probability mapping showing the probability of ignition along the electric lines and equipmentWLDFRAggregatedAggregated | WLDFR | HFTD - Distribution - Tier 3 - 1QU CoRE ¦ 1QU LoRE | Red Flag Warning - Catastrophic Fires | Aggregated | Aggregated | 2040 | 0.00030753 | 0 | 68.3395 | 0.021017 | 2040 | Mitigation | 0.08575 | 30 | 0 | esc | 0.0012005 | 3.6919e-07 | 0.00060025 | 1.846e-07 | 0.0015435 | 4.7468e-07
[79 empty] | WLDFR | HFTD - Distribution - Tier 2 - 5QU CoRE ¦ 5QU LoRE | Red Flag Warning - Large Fires | 2042 | 1.2027e-08 | 6.0134e-09 | 1.5463e-08 | 6.5028 | 0.81304 | 3.6355 | 2.0543 | 0 | 0 | 0 | 1.0018e-05 |  | 7.8208e-08 | 0 | 7.8208e-08 | 3.9104e-08 | 0 | 3.9104e-08 | 1.0055e-07 | 0 | 1.0055e-07 | [16 empty] | 7.3.1.3 Ignition probability mapping showing the probability of ignition along the electric lines and equipmentWLDFRAggregatedAggregated | WLDFR | HFTD - Distribution - Tier 3 - 1QU CoRE ¦ 1QU LoRE | Red Flag Warning - Catastrophic Fires | Aggregated | Aggregated | 2041 | 0.00030753 | 0 | 68.3395 | 0.021017 | 2041 | Mitigation | 0.08575 | 30 | 0 | esc | 0.0012005 | 3.6919e-07 | 0.00060025 | 1.846e-07 | 0.0015435 | 4.7468e-07
[79 empty] | WLDFR | HFTD - Distribution - Tier 2 - 5QU CoRE ¦ 5QU LoRE | Red Flag Warning - Large Fires | 2043 | 1.2027e-08 | 6.0134e-09 | 1.5463e-08 | 6.9209 | 0.84944 | 3.8632 | 2.2083 | 0 | 0 | 0 | 1.0018e-05 |  | 8.3237e-08 | 0 | 8.3237e-08 | 4.1618e-08 | 0 | 4.1618e-08 | 1.0702e-07 | 0 | 1.0702e-07 | [16 empty] | 7.3.1.3 Ignition probability mapping showing the probability of ignition along the electric lines and equipmentWLDFRAggregatedAggregated | WLDFR | HFTD - Distribution - Tier 3 - 1QU CoRE ¦ 1QU LoRE | Red Flag Warning - Catastrophic Fires | Aggregated | Aggregated | 2042 | 0.00030753 | 0 | 68.3395 | 0.021017 | 2042 | Mitigation | 0.08575 | 30 | 0 | esc | 0.0012005 | 3.6919e-07 | 0.00060025 | 1.846e-07 | 0.0015435 | 4.7468e-07
[79 empty] | WLDFR | HFTD - Distribution - Tier 2 - 5QU CoRE ¦ 5QU LoRE | Red Flag Warning - Large Fires | 2044 | 1.2027e-08 | 6.0134e-09 | 1.5463e-08 | 6.9209 | 0.84944 | 3.8632 | 2.2083 | 0 | 0 | 0 | 1.0018e-05 |  | 8.3237e-08 | 0 | 8.3237e-08 | 4.1618e-08 | 0 | 4.1618e-08 | 1.0702e-07 | 0 | 1.0702e-07 | [16 empty] | 7.3.1.3 Ignition probability mapping showing the probability of ignition along the electric lines and equipmentWLDFRAggregatedAggregated | WLDFR | HFTD - Distribution - Tier 3 - 1QU CoRE ¦ 1QU LoRE | Red Flag Warning - Catastrophic Fires | Aggregated | Aggregated | 2043 | 0.00030753 | 0 | 68.3395 | 0.021017 | 2043 | Mitigation | 0.08575 | 30 | 0 | esc | 0.0012005 | 3.6919e-07 | 0.00060025 | 1.846e-07 | 0.0015435 | 4.7468e-07
[79 empty] | WLDFR | HFTD - Distribution - Tier 2 - 5QU CoRE ¦ 5QU LoRE | Red Flag Warning - Large Fires | 2045 | 1.2027e-08 | 6.0134e-09 | 1.5463e-08 | 6.9209 | 0.84944 | 3.8632 | 2.2083 | 0 | 0 | 0 | 1.0018e-05 |  | 8.3237e-08 | 0 | 8.3237e-08 | 4.1618e-08 | 0 | 4.1618e-08 | 1.0702e-07 | 0 | 1.0702e-07 | [16 empty] | 7.3.1.3 Ignition probability mapping showing the probability of ignition along the electric lines and equipmentWLDFRAggregatedAggregated | WLDFR | HFTD - Distribution - Tier 3 - 1QU CoRE ¦ 1QU LoRE | Red Flag Warning - Catastrophic Fires | Aggregated | Aggregated | 2044 | 0.00030753 | 0 | 68.3395 | 0.021017 | 2044 | Mitigation | 0.08575 | 30 | 0 | esc | 0.0012005 | 3.6919e-07 | 0.00060025 | 1.846e-07 | 0.0015435 | 4.7468e-07
[79 empty] | WLDFR | HFTD - Distribution - Tier 2 - 5QU CoRE ¦ 5QU LoRE | Red Flag Warning - Large Fires | 2046 | 1.2027e-08 | 6.0134e-09 | 1.5463e-08 | 6.9209 | 0.84944 | 3.8632 | 2.2083 | 0 | 0 | 0 | 1.0018e-05 |  | 8.3237e-08 | 0 | 8.3237e-08 | 4.1618e-08 | 0 | 4.1618e-08 | 1.0702e-07 | 0 | 1.0702e-07 | [16 empty] | 7.3.1.3 Ignition probability mapping showing the probability of ignition along the electric lines and equipmentWLDFRAggregatedAggregated | WLDFR | HFTD - Distribution - Tier 3 - 1QU CoRE ¦ 1QU LoRE | Red Flag Warning - Catastrophic Fires | Aggregated | Aggregated | 2045 | 0.00030753 | 0 | 68.3395 | 0.021017 | 2045 | Mitigation | 0.08575 | 30 | 0 | esc | 0.0012005 | 3.6919e-07 | 0.00060025 | 1.846e-07 | 0.0015435 | 4.7468e-07
[79 empty] | WLDFR | HFTD - Distribution - Tier 2 - 5QU CoRE ¦ 5QU LoRE | Red Flag Warning - Large Fires | 2047 | 1.2027e-08 | 6.0134e-09 | 1.5463e-08 | 6.9209 | 0.84944 | 3.8632 | 2.2083 | 0 | 0 | 0 | 1.0018e-05 |  | 8.3237e-08 | 0 | 8.3237e-08 | 4.1618e-08 | 0 | 4.1618e-08 | 1.0702e-07 | 0 | 1.0702e-07 | [16 empty] | 7.3.1.3 Ignition probability mapping showing the probability of ignition along the electric lines and equipmentWLDFRAggregatedAggregated | WLDFR | HFTD - Distribution - Tier 3 - 1QU CoRE ¦ 1QU LoRE | Red Flag Warning - Catastrophic Fires | Aggregated | Aggregated | 2046 | 0.00030753 | 0 | 68.3395 | 0.021017 | 2046 | Mitigation | 0.08575 | 30 | 0 | esc | 0.0012005 | 3.6919e-07 | 0.00060025 | 1.846e-07 | 0.0015435 | 4.7468e-07
[79 empty] | WLDFR | HFTD - Distribution - Tier 2 - 5QU CoRE ¦ 5QU LoRE | Red Flag Warning - Large Fires | 2048 | 1.2027e-08 | 6.0134e-09 | 1.5463e-08 | 7.3713 | 0.88759 | 4.1075 | 2.3763 | 0 | 0 | 0 | 1.0018e-05 |  | 8.8654e-08 | 0 | 8.8654e-08 | 4.4327e-08 | 0 | 4.4327e-08 | 1.1398e-07 | 0 | 1.1398e-07 | [16 empty] | 7.3.1.3 Ignition probability mapping showing the probability of ignition along the electric lines and equipmentWLDFRAggregatedAggregated | WLDFR | HFTD - Distribution - Tier 3 - 1QU CoRE ¦ 1QU LoRE | Red Flag Warning - Catastrophic Fires | Aggregated | Aggregated | 2047 | 0.00030753 | 0 | 68.3395 | 0.021017 | 2047 | Mitigation | 0.08575 | 30 | 0 | esc | 0.0012005 | 3.6919e-07 | 0.00060025 | 1.846e-07 | 0.0015435 | 4.7468e-07
[79 empty] | WLDFR | HFTD - Distribution - Tier 2 - 5QU CoRE ¦ 5QU LoRE | Red Flag Warning - Large Fires | 2049 | 1.2027e-08 | 6.0134e-09 | 1.5463e-08 | 7.3713 | 0.88759 | 4.1075 | 2.3763 | 0 | 0 | 0 | 1.0018e-05 |  | 8.8654e-08 | 0 | 8.8654e-08 | 4.4327e-08 | 0 | 4.4327e-08 | 1.1398e-07 | 0 | 1.1398e-07 | [16 empty] | 7.3.1.3 Ignition probability mapping showing the probability of ignition along the electric lines and equipmentWLDFRAggregatedAggregated | WLDFR | HFTD - Distribution - Tier 3 - 1QU CoRE ¦ 1QU LoRE | Red Flag Warning - Catastrophic Fires | Aggregated | Aggregated | 2048 | 0.00030753 | 0 | 68.3395 | 0.021017 | 2048 | Mitigation | 0.08575 | 30 | 0 | esc | 0.0012005 | 3.6919e-07 | 0.00060025 | 1.846e-07 | 0.0015435 | 4.7468e-07
[79 empty] | WLDFR | HFTD - Distribution - Tier 2 - 5QU CoRE ¦ 5QU LoRE | Red Flag Warning - Large Fires | 2050 | 0 | 6.0134e-09 | 1.5463e-08 | 7.3713 | 0.88759 | 4.1075 | 2.3763 | 0 | 0 | 0 | 1.0018e-05 |  | 0 | 0 | 0 | 4.4327e-08 | 0 | 4.4327e-08 | 1.1398e-07 | 0 | 1.1398e-07 | [16 empty] | 7.3.1.3 Ignition probability mapping showing the probability of ignition along the electric lines and equipmentWLDFRAggregatedAggregated | WLDFR | HFTD - Distribution - Tier 3 - 1QU CoRE ¦ 1QU LoRE | Red Flag Warning - Catastrophic Fires | Aggregated | Aggregated | 2049 | 0.00030753 | 0 | 68.3395 | 0.021017 | 2049 | Mitigation | 0.08575 | 30 | 0 | esc | 0.0012005 | 3.6919e-07 | 0.00060025 | 1.846e-07 | 0.0015435 | 4.7468e-07
[79 empty] | WLDFR | HFTD - Distribution - Tier 2 - 5QU CoRE ¦ 5QU LoRE | Red Flag Warning - Large Fires | 2051 | 0 | 0 | 1.5463e-08 | 7.3713 | 0.88759 | 4.1075 | 2.3763 | 0 | 0 | 0 | 1.0018e-05 |  | 0 | 0 | 0 | 0 | 0 | 0 | 1.1398e-07 | 0 | 1.1398e-07 | [16 empty] | 7.3.1.3 Ignition probability mapping showing the probability of ignition along the electric lines and equipmentWLDFRAggregatedAggregated | WLDFR | HFTD - Distribution - Tier 3 - 1QU CoRE ¦ 1QU LoRE | Red Flag Warning - Catastrophic Fires | Aggregated | Aggregated | 2050 | 0.00030753 | 0 | 68.3395 | 0.021017 | 2050 | Mitigation | 0.08575 | 30 | 0 | esc | 0 | 0 | 0.00060025 | 1.846e-07 | 0.0015435 | 4.7468e-07
[79 empty] | WLDFR | HFTD - Distribution - Tier 2 - 5QU CoRE ¦ 5QU LoRE | Red Flag Warning - Small Fires | 2020 | 2.8516e-07 | 0 | 0 | 0.077901 | 0.036425 | 0.0015809 | 0.039895 | 0 | 0 | 0 | 0.00023753 |  | 2.2214e-08 | 0 | 2.2214e-08 | 0 | 0 | 0 | 0 | 0 | 0 | [16 empty] | 7.3.1.3 Ignition probability mapping showing the probability of ignition along the electric lines and equipmentWLDFRAggregatedAggregated | WLDFR | HFTD - Distribution - Tier 3 - 1QU CoRE ¦ 1QU LoRE | Red Flag Warning - Catastrophic Fires | Aggregated | Aggregated | 2051 | 0.00030753 | 0 | 68.3395 | 0.021017 | 2051 | Mitigation | 0.08575 | 30 | 0 | esc | 0 | 0 | 0 | 0 | 0.0015435 | 4.7468e-07
[79 empty] | WLDFR | HFTD - Distribution - Tier 2 - 5QU CoRE ¦ 5QU LoRE | Red Flag Warning - Small Fires | 2021 | 2.8516e-07 | 1.4258e-07 | 0 | 0.077901 | 0.036425 | 0.0015809 | 0.039895 | 0 | 0 | 0 | 0.00023753 |  | 2.2214e-08 | 0 | 2.2214e-08 | 1.1107e-08 | 0 | 1.1107e-08 | 0 | 0 | 0 | [16 empty] | 7.3.1.3 Ignition probability mapping showing the probability of ignition along the electric lines and equipmentWLDFRAggregatedAggregated | WLDFR | HFTD - Distribution - Tier 3 - 1QU CoRE ¦ 1QU LoRE | Red Flag Warning - Destructive Fires | Aggregated | Aggregated | 2021 | 4.2101e-05 | 0 | 68.3395 | 0.0028772 | 2021 | Mitigation | 0.08575 | 30 | 0 | esc | 0.0012005 | 5.0543e-08 | 0.00060025 | 2.5271e-08 | 0 | 0
[79 empty] | WLDFR | HFTD - Distribution - Tier 2 - 5QU CoRE ¦ 5QU LoRE | Red Flag Warning - Small Fires | 2022 | 2.8516e-07 | 1.4258e-07 | 3.6663e-07 | 0.077901 | 0.036425 | 0.0015809 | 0.039895 | 0 | 0 | 0 | 0.00023753 |  | 2.2214e-08 | 0 | 2.2214e-08 | 1.1107e-08 | 0 | 1.1107e-08 | 2.8561e-08 | 0 | 2.8561e-08 | [16 empty] | 7.3.1.3 Ignition probability mapping showing the probability of ignition along the electric lines and equipmentWLDFRAggregatedAggregated | WLDFR | HFTD - Distribution - Tier 3 - 1QU CoRE ¦ 1QU LoRE | Red Flag Warning - Destructive Fires | Aggregated | Aggregated | 2022 | 4.2101e-05 | 0 | 68.3395 | 0.0028772 | 2022 | Mitigation | 0.08575 | 30 | 0 | esc | 0.0012005 | 5.0543e-08 | 0.00060025 | 2.5271e-08 | 0.0015435 | 6.4983e-08
[79 empty] | WLDFR | HFTD - Distribution - Tier 2 - 5QU CoRE ¦ 5QU LoRE | Red Flag Warning - Small Fires | 2023 | 2.8516e-07 | 1.4258e-07 | 3.6663e-07 | 0.080408 | 0.03759 | 0.0016314 | 0.041187 | 0 | 0 | 0 | 0.00023753 |  | 2.2929e-08 | 0 | 2.2929e-08 | 1.1465e-08 | 0 | 1.1465e-08 | 2.948e-08 | 0 | 2.948e-08 | [16 empty] | 7.3.1.3 Ignition probability mapping showing the probability of ignition along the electric lines and equipmentWLDFRAggregatedAggregated | WLDFR | HFTD - Distribution - Tier 3 - 1QU CoRE ¦ 1QU LoRE | Red Flag Warning - Destructive Fires | Aggregated | Aggregated | 2023 | 4.2101e-05 | 0 | 68.3395 | 0.0028772 | 2023 | Mitigation | 0.08575 | 30 | 0 | esc | 0.0012005 | 5.0543e-08 | 0.00060025 | 2.5271e-08 | 0.0015435 | 6.4983e-08
[79 empty] | WLDFR | HFTD - Distribution - Tier 2 - 5QU CoRE ¦ 5QU LoRE | Red Flag Warning - Small Fires | 2024 | 2.8516e-07 | 1.4258e-07 | 3.6663e-07 | 0.080408 | 0.03759 | 0.0016314 | 0.041187 | 0 | 0 | 0 | 0.00023753 |  | 2.2929e-08 | 0 | 2.2929e-08 | 1.1465e-08 | 0 | 1.1465e-08 | 2.948e-08 | 0 | 2.948e-08 | [16 empty] | 7.3.1.3 Ignition probability mapping showing the probability of ignition along the electric lines and equipmentWLDFRAggregatedAggregated | WLDFR | HFTD - Distribution - Tier 3 - 1QU CoRE ¦ 1QU LoRE | Red Flag Warning - Destructive Fires | Aggregated | Aggregated | 2024 | 4.2101e-05 | 0 | 68.3395 | 0.0028772 | 2024 | Mitigation | 0.08575 | 30 | 0 | esc | 0.0012005 | 5.0543e-08 | 0.00060025 | 2.5271e-08 | 0.0015435 | 6.4983e-08
[79 empty] | WLDFR | HFTD - Distribution - Tier 2 - 5QU CoRE ¦ 5QU LoRE | Red Flag Warning - Small Fires | 2025 | 2.8516e-07 | 1.4258e-07 | 3.6663e-07 | 0.080408 | 0.03759 | 0.0016314 | 0.041187 | 0 | 0 | 0 | 0.00023753 |  | 2.2929e-08 | 0 | 2.2929e-08 | 1.1465e-08 | 0 | 1.1465e-08 | 2.948e-08 | 0 | 2.948e-08 | [16 empty] | 7.3.1.3 Ignition probability mapping showing the probability of ignition along the electric lines and equipmentWLDFRAggregatedAggregated | WLDFR | HFTD - Distribution - Tier 3 - 1QU CoRE ¦ 1QU LoRE | Red Flag Warning - Destructive Fires | Aggregated | Aggregated | 2025 | 4.2101e-05 | 0 | 68.3395 | 0.0028772 | 2025 | Mitigation | 0.08575 | 30 | 0 | esc | 0.0012005 | 5.0543e-08 | 0.00060025 | 2.5271e-08 | 0.0015435 | 6.4983e-08
[79 empty] | WLDFR | HFTD - Distribution - Tier 2 - 5QU CoRE ¦ 5QU LoRE | Red Flag Warning - Small Fires | 2026 | 2.8516e-07 | 1.4258e-07 | 3.6663e-07 | 0.080408 | 0.03759 | 0.0016314 | 0.041187 | 0 | 0 | 0 | 0.00023753 |  | 2.2929e-08 | 0 | 2.2929e-08 | 1.1465e-08 | 0 | 1.1465e-08 | 2.948e-08 | 0 | 2.948e-08 | [16 empty] | 7.3.1.3 Ignition probability mapping showing the probability of ignition along the electric lines and equipmentWLDFRAggregatedAggregated | WLDFR | HFTD - Distribution - Tier 3 - 1QU CoRE ¦ 1QU LoRE | Red Flag Warning - Destructive Fires | Aggregated | Aggregated | 2026 | 4.2101e-05 | 0 | 68.3395 | 0.0028772 | 2026 | Mitigation | 0.08575 | 30 | 0 | esc | 0.0012005 | 5.0543e-08 | 0.00060025 | 2.5271e-08 | 0.0015435 | 6.4983e-08
[79 empty] | WLDFR | HFTD - Distribution - Tier 2 - 5QU CoRE ¦ 5QU LoRE | Red Flag Warning - Small Fires | 2027 | 2.8516e-07 | 1.4258e-07 | 3.6663e-07 | 0.080408 | 0.03759 | 0.0016314 | 0.041187 | 0 | 0 | 0 | 0.00023753 |  | 2.2929e-08 | 0 | 2.2929e-08 | 1.1465e-08 | 0 | 1.1465e-08 | 2.948e-08 | 0 | 2.948e-08 | [16 empty] | 7.3.1.3 Ignition probability mapping showing the probability of ignition along the electric lines and equipmentWLDFRAggregatedAggregated | WLDFR | HFTD - Distribution - Tier 3 - 1QU CoRE ¦ 1QU LoRE | Red Flag Warning - Destructive Fires | Aggregated | Aggregated | 2027 | 4.2101e-05 | 0 | 68.3395 | 0.0028772 | 2027 | Mitigation | 0.08575 | 30 | 0 | esc | 0.0012005 | 5.0543e-08 | 0.00060025 | 2.5271e-08 | 0.0015435 | 6.4983e-08
[79 empty] | WLDFR | HFTD - Distribution - Tier 2 - 5QU CoRE ¦ 5QU LoRE | Red Flag Warning - Small Fires | 2028 | 2.8516e-07 | 1.4258e-07 | 3.6663e-07 | 0.083606 | 0.039055 | 0.001695 | 0.042856 | 0 | 0 | 0 | 0.00023753 |  | 2.3841e-08 | 0 | 2.3841e-08 | 1.1921e-08 | 0 | 1.1921e-08 | 3.0653e-08 | 0 | 3.0653e-08 | [16 empty] | 7.3.1.3 Ignition probability mapping showing the probability of ignition along the electric lines and equipmentWLDFRAggregatedAggregated | WLDFR | HFTD - Distribution - Tier 3 - 1QU CoRE ¦ 1QU LoRE | Red Flag Warning - Destructive Fires | Aggregated | Aggregated | 2028 | 4.2101e-05 | 0 | 68.3395 | 0.0028772 | 2028 | Mitigation | 0.08575 | 30 | 0 | esc | 0.0012005 | 5.0543e-08 | 0.00060025 | 2.5271e-08 | 0.0015435 | 6.4983e-08
[79 empty] | WLDFR | HFTD - Distribution - Tier 2 - 5QU CoRE ¦ 5QU LoRE | Red Flag Warning - Small Fires | 2029 | 2.8516e-07 | 1.4258e-07 | 3.6663e-07 | 0.083606 | 0.039055 | 0.001695 | 0.042856 | 0 | 0 | 0 | 0.00023753 |  | 2.3841e-08 | 0 | 2.3841e-08 | 1.1921e-08 | 0 | 1.1921e-08 | 3.0653e-08 | 0 | 3.0653e-08 | [16 empty] | 7.3.1.3 Ignition probability mapping showing the probability of ignition along the electric lines and equipmentWLDFRAggregatedAggregated | WLDFR | HFTD - Distribution - Tier 3 - 1QU CoRE ¦ 1QU LoRE | Red Flag Warning - Destructive Fires | Aggregated | Aggregated | 2029 | 4.2101e-05 | 0 | 68.3395 | 0.0028772 | 2029 | Mitigation | 0.08575 | 30 | 0 | esc | 0.0012005 | 5.0543e-08 | 0.00060025 | 2.5271e-08 | 0.0015435 | 6.4983e-08
[79 empty] | WLDFR | HFTD - Distribution - Tier 2 - 5QU CoRE ¦ 5QU LoRE | Red Flag Warning - Small Fires | 2030 | 2.8516e-07 | 1.4258e-07 | 3.6663e-07 | 0.083606 | 0.039055 | 0.001695 | 0.042856 | 0 | 0 | 0 | 0.00023753 |  | 2.3841e-08 | 0 | 2.3841e-08 | 1.1921e-08 | 0 | 1.1921e-08 | 3.0653e-08 | 0 | 3.0653e-08 | [16 empty] | 7.3.1.3 Ignition probability mapping showing the probability of ignition along the electric lines and equipmentWLDFRAggregatedAggregated | WLDFR | HFTD - Distribution - Tier 3 - 1QU CoRE ¦ 1QU LoRE | Red Flag Warning - Destructive Fires | Aggregated | Aggregated | 2030 | 4.2101e-05 | 0 | 68.3395 | 0.0028772 | 2030 | Mitigation | 0.08575 | 30 | 0 | esc | 0.0012005 | 5.0543e-08 | 0.00060025 | 2.5271e-08 | 0.0015435 | 6.4983e-08
[79 empty] | WLDFR | HFTD - Distribution - Tier 2 - 5QU CoRE ¦ 5QU LoRE | Red Flag Warning - Small Fires | 2031 | 2.8516e-07 | 1.4258e-07 | 3.6663e-07 | 0.083606 | 0.039055 | 0.001695 | 0.042856 | 0 | 0 | 0 | 0.00023753 |  | 2.3841e-08 | 0 | 2.3841e-08 | 1.1921e-08 | 0 | 1.1921e-08 | 3.0653e-08 | 0 | 3.0653e-08 | [16 empty] | 7.3.1.3 Ignition probability mapping showing the probability of ignition along the electric lines and equipmentWLDFRAggregatedAggregated | WLDFR | HFTD - Distribution - Tier 3 - 1QU CoRE ¦ 1QU LoRE | Red Flag Warning - Destructive Fires | Aggregated | Aggregated | 2031 | 4.2101e-05 | 0 | 68.3395 | 0.0028772 | 2031 | Mitigation | 0.08575 | 30 | 0 | esc | 0.0012005 | 5.0543e-08 | 0.00060025 | 2.5271e-08 | 0.0015435 | 6.4983e-08
[79 empty] | WLDFR | HFTD - Distribution - Tier 2 - 5QU CoRE ¦ 5QU LoRE | Red Flag Warning - Small Fires | 2032 | 2.8516e-07 | 1.4258e-07 | 3.6663e-07 | 0.083606 | 0.039055 | 0.001695 | 0.042856 | 0 | 0 | 0 | 0.00023753 |  | 2.3841e-08 | 0 | 2.3841e-08 | 1.1921e-08 | 0 | 1.1921e-08 | 3.0653e-08 | 0 | 3.0653e-08 | [16 empty] | 7.3.1.3 Ignition probability mapping showing the probability of ignition along the electric lines and equipmentWLDFRAggregatedAggregated | WLDFR | HFTD - Distribution - Tier 3 - 1QU CoRE ¦ 1QU LoRE | Red Flag Warning - Destructive Fires | Aggregated | Aggregated | 2032 | 4.2101e-05 | 0 | 68.3395 | 0.0028772 | 2032 | Mitigation | 0.08575 | 30 | 0 | esc | 0.0012005 | 5.0543e-08 | 0.00060025 | 2.5271e-08 | 0.0015435 | 6.4983e-08
[79 empty] | WLDFR | HFTD - Distribution - Tier 2 - 5QU CoRE ¦ 5QU LoRE | Red Flag Warning - Small Fires | 2033 | 2.8516e-07 | 1.4258e-07 | 3.6663e-07 | 0.087211 | 0.040679 | 0.0017655 | 0.044766 | 0 | 0 | 0 | 0.00023753 |  | 2.4869e-08 | 0 | 2.4869e-08 | 1.2435e-08 | 0 | 1.2435e-08 | 3.1975e-08 | 0 | 3.1975e-08 | [16 empty] | 7.3.1.3 Ignition probability mapping showing the probability of ignition along the electric lines and equipmentWLDFRAggregatedAggregated | WLDFR | HFTD - Distribution - Tier 3 - 1QU CoRE ¦ 1QU LoRE | Red Flag Warning - Destructive Fires | Aggregated | Aggregated | 2033 | 4.2101e-05 | 0 | 68.3395 | 0.0028772 | 2033 | Mitigation | 0.08575 | 30 | 0 | esc | 0.0012005 | 5.0543e-08 | 0.00060025 | 2.5271e-08 | 0.0015435 | 6.4983e-08
[79 empty] | WLDFR | HFTD - Distribution - Tier 2 - 5QU CoRE ¦ 5QU LoRE | Red Flag Warning - Small Fires | 2034 | 2.8516e-07 | 1.4258e-07 | 3.6663e-07 | 0.087211 | 0.040679 | 0.0017655 | 0.044766 | 0 | 0 | 0 | 0.00023753 |  | 2.4869e-08 | 0 | 2.4869e-08 | 1.2435e-08 | 0 | 1.2435e-08 | 3.1975e-08 | 0 | 3.1975e-08 | [16 empty] | 7.3.1.3 Ignition probability mapping showing the probability of ignition along the electric lines and equipmentWLDFRAggregatedAggregated | WLDFR | HFTD - Distribution - Tier 3 - 1QU CoRE ¦ 1QU LoRE | Red Flag Warning - Destructive Fires | Aggregated | Aggregated | 2034 | 4.2101e-05 | 0 | 68.3395 | 0.0028772 | 2034 | Mitigation | 0.08575 | 30 | 0 | esc | 0.0012005 | 5.0543e-08 | 0.00060025 | 2.5271e-08 | 0.0015435 | 6.4983e-08
[79 empty] | WLDFR | HFTD - Distribution - Tier 2 - 5QU CoRE ¦ 5QU LoRE | Red Flag Warning - Small Fires | 2035 | 2.8516e-07 | 1.4258e-07 | 3.6663e-07 | 0.087211 | 0.040679 | 0.0017655 | 0.044766 | 0 | 0 | 0 | 0.00023753 |  | 2.4869e-08 | 0 | 2.4869e-08 | 1.2435e-08 | 0 | 1.2435e-08 | 3.1975e-08 | 0 | 3.1975e-08 | [16 empty] | 7.3.1.3 Ignition probability mapping showing the probability of ignition along the electric lines and equipmentWLDFRAggregatedAggregated | WLDFR | HFTD - Distribution - Tier 3 - 1QU CoRE ¦ 1QU LoRE | Red Flag Warning - Destructive Fires | Aggregated | Aggregated | 2035 | 4.2101e-05 | 0 | 68.3395 | 0.0028772 | 2035 | Mitigation | 0.08575 | 30 | 0 | esc | 0.0012005 | 5.0543e-08 | 0.00060025 | 2.5271e-08 | 0.0015435 | 6.4983e-08
[79 empty] | WLDFR | HFTD - Distribution - Tier 2 - 5QU CoRE ¦ 5QU LoRE | Red Flag Warning - Small Fires | 2036 | 2.8516e-07 | 1.4258e-07 | 3.6663e-07 | 0.087211 | 0.040679 | 0.0017655 | 0.044766 | 0 | 0 | 0 | 0.00023753 |  | 2.4869e-08 | 0 | 2.4869e-08 | 1.2435e-08 | 0 | 1.2435e-08 | 3.1975e-08 | 0 | 3.1975e-08 | [16 empty] | 7.3.1.3 Ignition probability mapping showing the probability of ignition along the electric lines and equipmentWLDFRAggregatedAggregated | WLDFR | HFTD - Distribution - Tier 3 - 1QU CoRE ¦ 1QU LoRE | Red Flag Warning - Destructive Fires | Aggregated | Aggregated | 2036 | 4.2101e-05 | 0 | 68.3395 | 0.0028772 | 2036 | Mitigation | 0.08575 | 30 | 0 | esc | 0.0012005 | 5.0543e-08 | 0.00060025 | 2.5271e-08 | 0.0015435 | 6.4983e-08
[79 empty] | WLDFR | HFTD - Distribution - Tier 2 - 5QU CoRE ¦ 5QU LoRE | Red Flag Warning - Small Fires | 2037 | 2.8516e-07 | 1.4258e-07 | 3.6663e-07 | 0.087211 | 0.040679 | 0.0017655 | 0.044766 | 0 | 0 | 0 | 0.00023753 |  | 2.4869e-08 | 0 | 2.4869e-08 | 1.2435e-08 | 0 | 1.2435e-08 | 3.1975e-08 | 0 | 3.1975e-08 | [16 empty] | 7.3.1.3 Ignition probability mapping showing the probability of ignition along the electric lines and equipmentWLDFRAggregatedAggregated | WLDFR | HFTD - Distribution - Tier 3 - 1QU CoRE ¦ 1QU LoRE | Red Flag Warning - Destructive Fires | Aggregated | Aggregated | 2037 | 4.2101e-05 | 0 | 68.3395 | 0.0028772 | 2037 | Mitigation | 0.08575 | 30 | 0 | esc | 0.0012005 | 5.0543e-08 | 0.00060025 | 2.5271e-08 | 0.0015435 | 6.4983e-08
[79 empty] | WLDFR | HFTD - Distribution - Tier 2 - 5QU CoRE ¦ 5QU LoRE | Red Flag Warning - Small Fires | 2038 | 2.8516e-07 | 1.4258e-07 | 3.6663e-07 | 0.091184 | 0.042438 | 0.0018418 | 0.046905 | 0 | 0 | 0 | 0.00023753 |  | 2.6002e-08 | 0 | 2.6002e-08 | 1.3001e-08 | 0 | 1.3001e-08 | 3.3431e-08 | 0 | 3.3431e-08 | [16 empty] | 7.3.1.3 Ignition probability mapping showing the probability of ignition along the electric lines and equipmentWLDFRAggregatedAggregated | WLDFR | HFTD - Distribution - Tier 3 - 1QU CoRE ¦ 1QU LoRE | Red Flag Warning - Destructive Fires | Aggregated | Aggregated | 2038 | 4.2101e-05 | 0 | 68.3395 | 0.0028772 | 2038 | Mitigation | 0.08575 | 30 | 0 | esc | 0.0012005 | 5.0543e-08 | 0.00060025 | 2.5271e-08 | 0.0015435 | 6.4983e-08
[79 empty] | WLDFR | HFTD - Distribution - Tier 2 - 5QU CoRE ¦ 5QU LoRE | Red Flag Warning - Small Fires | 2039 | 2.8516e-07 | 1.4258e-07 | 3.6663e-07 | 0.091184 | 0.042438 | 0.0018418 | 0.046905 | 0 | 0 | 0 | 0.00023753 |  | 2.6002e-08 | 0 | 2.6002e-08 | 1.3001e-08 | 0 | 1.3001e-08 | 3.3431e-08 | 0 | 3.3431e-08 | [16 empty] | 7.3.1.3 Ignition probability mapping showing the probability of ignition along the electric lines and equipmentWLDFRAggregatedAggregated | WLDFR | HFTD - Distribution - Tier 3 - 1QU CoRE ¦ 1QU LoRE | Red Flag Warning - Destructive Fires | Aggregated | Aggregated | 2039 | 4.2101e-05 | 0 | 68.3395 | 0.0028772 | 2039 | Mitigation | 0.08575 | 30 | 0 | esc | 0.0012005 | 5.0543e-08 | 0.00060025 | 2.5271e-08 | 0.0015435 | 6.4983e-08
[79 empty] | WLDFR | HFTD - Distribution - Tier 2 - 5QU CoRE ¦ 5QU LoRE | Red Flag Warning - Small Fires | 2040 | 2.8516e-07 | 1.4258e-07 | 3.6663e-07 | 0.091184 | 0.042438 | 0.0018418 | 0.046905 | 0 | 0 | 0 | 0.00023753 |  | 2.6002e-08 | 0 | 2.6002e-08 | 1.3001e-08 | 0 | 1.3001e-08 | 3.3431e-08 | 0 | 3.3431e-08 | [16 empty] | 7.3.1.3 Ignition probability mapping showing the probability of ignition along the electric lines and equipmentWLDFRAggregatedAggregated | WLDFR | HFTD - Distribution - Tier 3 - 1QU CoRE ¦ 1QU LoRE | Red Flag Warning - Destructive Fires | Aggregated | Aggregated | 2040 | 4.2101e-05 | 0 | 68.3395 | 0.0028772 | 2040 | Mitigation | 0.08575 | 30 | 0 | esc | 0.0012005 | 5.0543e-08 | 0.00060025 | 2.5271e-08 | 0.0015435 | 6.4983e-08
[79 empty] | WLDFR | HFTD - Distribution - Tier 2 - 5QU CoRE ¦ 5QU LoRE | Red Flag Warning - Small Fires | 2041 | 2.8516e-07 | 1.4258e-07 | 3.6663e-07 | 0.091184 | 0.042438 | 0.0018418 | 0.046905 | 0 | 0 | 0 | 0.00023753 |  | 2.6002e-08 | 0 | 2.6002e-08 | 1.3001e-08 | 0 | 1.3001e-08 | 3.3431e-08 | 0 | 3.3431e-08 | [16 empty] | 7.3.1.3 Ignition probability mapping showing the probability of ignition along the electric lines and equipmentWLDFRAggregatedAggregated | WLDFR | HFTD - Distribution - Tier 3 - 1QU CoRE ¦ 1QU LoRE | Red Flag Warning - Destructive Fires | Aggregated | Aggregated | 2041 | 4.2101e-05 | 0 | 68.3395 | 0.0028772 | 2041 | Mitigation | 0.08575 | 30 | 0 | esc | 0.0012005 | 5.0543e-08 | 0.00060025 | 2.5271e-08 | 0.0015435 | 6.4983e-08
[79 empty] | WLDFR | HFTD - Distribution - Tier 2 - 5QU CoRE ¦ 5QU LoRE | Red Flag Warning - Small Fires | 2042 | 2.8516e-07 | 1.4258e-07 | 3.6663e-07 | 0.091184 | 0.042438 | 0.0018418 | 0.046905 | 0 | 0 | 0 | 0.00023753 |  | 2.6002e-08 | 0 | 2.6002e-08 | 1.3001e-08 | 0 | 1.3001e-08 | 3.3431e-08 | 0 | 3.3431e-08 | [16 empty] | 7.3.1.3 Ignition probability mapping showing the probability of ignition along the electric lines and equipmentWLDFRAggregatedAggregated | WLDFR | HFTD - Distribution - Tier 3 - 1QU CoRE ¦ 1QU LoRE | Red Flag Warning - Destructive Fires | Aggregated | Aggregated | 2042 | 4.2101e-05 | 0 | 68.3395 | 0.0028772 | 2042 | Mitigation | 0.08575 | 30 | 0 | esc | 0.0012005 | 5.0543e-08 | 0.00060025 | 2.5271e-08 | 0.0015435 | 6.4983e-08
[79 empty] | WLDFR | HFTD - Distribution - Tier 2 - 5QU CoRE ¦ 5QU LoRE | Red Flag Warning - Small Fires | 2043 | 2.8516e-07 | 1.4258e-07 | 3.6663e-07 | 0.095486 | 0.044306 | 0.0019228 | 0.049257 | 0 | 0 | 0 | 0.00023753 |  | 2.7229e-08 | 0 | 2.7229e-08 | 1.3614e-08 | 0 | 1.3614e-08 | 3.5008e-08 | 0 | 3.5008e-08 | [16 empty] | 7.3.1.3 Ignition probability mapping showing the probability of ignition along the electric lines and equipmentWLDFRAggregatedAggregated | WLDFR | HFTD - Distribution - Tier 3 - 1QU CoRE ¦ 1QU LoRE | Red Flag Warning - Destructive Fires | Aggregated | Aggregated | 2043 | 4.2101e-05 | 0 | 68.3395 | 0.0028772 | 2043 | Mitigation | 0.08575 | 30 | 0 | esc | 0.0012005 | 5.0543e-08 | 0.00060025 | 2.5271e-08 | 0.0015435 | 6.4983e-08
[79 empty] | WLDFR | HFTD - Distribution - Tier 2 - 5QU CoRE ¦ 5QU LoRE | Red Flag Warning - Small Fires | 2044 | 2.8516e-07 | 1.4258e-07 | 3.6663e-07 | 0.095486 | 0.044306 | 0.0019228 | 0.049257 | 0 | 0 | 0 | 0.00023753 |  | 2.7229e-08 | 0 | 2.7229e-08 | 1.3614e-08 | 0 | 1.3614e-08 | 3.5008e-08 | 0 | 3.5008e-08 | [16 empty] | 7.3.1.3 Ignition probability mapping showing the probability of ignition along the electric lines and equipmentWLDFRAggregatedAggregated | WLDFR | HFTD - Distribution - Tier 3 - 1QU CoRE ¦ 1QU LoRE | Red Flag Warning - Destructive Fires | Aggregated | Aggregated | 2044 | 4.2101e-05 | 0 | 68.3395 | 0.0028772 | 2044 | Mitigation | 0.08575 | 30 | 0 | esc | 0.0012005 | 5.0543e-08 | 0.00060025 | 2.5271e-08 | 0.0015435 | 6.4983e-08
[79 empty] | WLDFR | HFTD - Distribution - Tier 2 - 5QU CoRE ¦ 5QU LoRE | Red Flag Warning - Small Fires | 2045 | 2.8516e-07 | 1.4258e-07 | 3.6663e-07 | 0.095486 | 0.044306 | 0.0019228 | 0.049257 | 0 | 0 | 0 | 0.00023753 |  | 2.7229e-08 | 0 | 2.7229e-08 | 1.3614e-08 | 0 | 1.3614e-08 | 3.5008e-08 | 0 | 3.5008e-08 | [16 empty] | 7.3.1.3 Ignition probability mapping showing the probability of ignition along the electric lines and equipmentWLDFRAggregatedAggregated | WLDFR | HFTD - Distribution - Tier 3 - 1QU CoRE ¦ 1QU LoRE | Red Flag Warning - Destructive Fires | Aggregated | Aggregated | 2045 | 4.2101e-05 | 0 | 68.3395 | 0.0028772 | 2045 | Mitigation | 0.08575 | 30 | 0 | esc | 0.0012005 | 5.0543e-08 | 0.00060025 | 2.5271e-08 | 0.0015435 | 6.4983e-08
[79 empty] | WLDFR | HFTD - Distribution - Tier 2 - 5QU CoRE ¦ 5QU LoRE | Red Flag Warning - Small Fires | 2046 | 2.8516e-07 | 1.4258e-07 | 3.6663e-07 | 0.095486 | 0.044306 | 0.0019228 | 0.049257 | 0 | 0 | 0 | 0.00023753 |  | 2.7229e-08 | 0 | 2.7229e-08 | 1.3614e-08 | 0 | 1.3614e-08 | 3.5008e-08 | 0 | 3.5008e-08 | [16 empty] | 7.3.1.3 Ignition probability mapping showing the probability of ignition along the electric lines and equipmentWLDFRAggregatedAggregated | WLDFR | HFTD - Distribution - Tier 3 - 1QU CoRE ¦ 1QU LoRE | Red Flag Warning - Destructive Fires | Aggregated | Aggregated | 2046 | 4.2101e-05 | 0 | 68.3395 | 0.0028772 | 2046 | Mitigation | 0.08575 | 30 | 0 | esc | 0.0012005 | 5.0543e-08 | 0.00060025 | 2.5271e-08 | 0.0015435 | 6.4983e-08
[79 empty] | WLDFR | HFTD - Distribution - Tier 2 - 5QU CoRE ¦ 5QU LoRE | Red Flag Warning - Small Fires | 2047 | 2.8516e-07 | 1.4258e-07 | 3.6663e-07 | 0.095486 | 0.044306 | 0.0019228 | 0.049257 | 0 | 0 | 0 | 0.00023753 |  | 2.7229e-08 | 0 | 2.7229e-08 | 1.3614e-08 | 0 | 1.3614e-08 | 3.5008e-08 | 0 | 3.5008e-08 | [16 empty] | 7.3.1.3 Ignition probability mapping showing the probability of ignition along the electric lines and equipmentWLDFRAggregatedAggregated | WLDFR | HFTD - Distribution - Tier 3 - 1QU CoRE ¦ 1QU LoRE | Red Flag Warning - Destructive Fires | Aggregated | Aggregated | 2047 | 4.2101e-05 | 0 | 68.3395 | 0.0028772 | 2047 | Mitigation | 0.08575 | 30 | 0 | esc | 0.0012005 | 5.0543e-08 | 0.00060025 | 2.5271e-08 | 0.0015435 | 6.4983e-08
[79 empty] | WLDFR | HFTD - Distribution - Tier 2 - 5QU CoRE ¦ 5QU LoRE | Red Flag Warning - Small Fires | 2048 | 2.8516e-07 | 1.4258e-07 | 3.6663e-07 | 0.10007 | 0.04626 | 0.0020076 | 0.051804 | 0 | 0 | 0 | 0.00023753 |  | 2.8536e-08 | 0 | 2.8536e-08 | 1.4268e-08 | 0 | 1.4268e-08 | 3.669e-08 | 0 | 3.669e-08 | [16 empty] | 7.3.1.3 Ignition probability mapping showing the probability of ignition along the electric lines and equipmentWLDFRAggregatedAggregated | WLDFR | HFTD - Distribution - Tier 3 - 1QU CoRE ¦ 1QU LoRE | Red Flag Warning - Destructive Fires | Aggregated | Aggregated | 2048 | 4.2101e-05 | 0 | 68.3395 | 0.0028772 | 2048 | Mitigation | 0.08575 | 30 | 0 | esc | 0.0012005 | 5.0543e-08 | 0.00060025 | 2.5271e-08 | 0.0015435 | 6.4983e-08
[79 empty] | WLDFR | HFTD - Distribution - Tier 2 - 5QU CoRE ¦ 5QU LoRE | Red Flag Warning - Small Fires | 2049 | 2.8516e-07 | 1.4258e-07 | 3.6663e-07 | 0.10007 | 0.04626 | 0.0020076 | 0.051804 | 0 | 0 | 0 | 0.00023753 |  | 2.8536e-08 | 0 | 2.8536e-08 | 1.4268e-08 | 0 | 1.4268e-08 | 3.669e-08 | 0 | 3.669e-08 | [16 empty] | 7.3.1.3 Ignition probability mapping showing the probability of ignition along the electric lines and equipmentWLDFRAggregatedAggregated | WLDFR | HFTD - Distribution - Tier 3 - 1QU CoRE ¦ 1QU LoRE | Red Flag Warning - Destructive Fires | Aggregated | Aggregated | 2049 | 4.2101e-05 | 0 | 68.3395 | 0.0028772 | 2049 | Mitigation | 0.08575 | 30 | 0 | esc | 0.0012005 | 5.0543e-08 | 0.00060025 | 2.5271e-08 | 0.0015435 | 6.4983e-08
[79 empty] | WLDFR | HFTD - Distribution - Tier 2 - 5QU CoRE ¦ 5QU LoRE | Red Flag Warning - Small Fires | 2050 | 0 | 1.4258e-07 | 3.6663e-07 | 0.10007 | 0.04626 | 0.0020076 | 0.051804 | 0 | 0 | 0 | 0.00023753 |  | 0 | 0 | 0 | 1.4268e-08 | 0 | 1.4268e-08 | 3.669e-08 | 0 | 3.669e-08 | [16 empty] | 7.3.1.3 Ignition probability mapping showing the probability of ignition along the electric lines and equipmentWLDFRAggregatedAggregated | WLDFR | HFTD - Distribution - Tier 3 - 1QU CoRE ¦ 1QU LoRE | Red Flag Warning - Destructive Fires | Aggregated | Aggregated | 2050 | 4.2101e-05 | 0 | 68.3395 | 0.0028772 | 2050 | Mitigation | 0.08575 | 30 | 0 | esc | 0 | 0 | 0.00060025 | 2.5271e-08 | 0.0015435 | 6.4983e-08
[79 empty] | WLDFR | HFTD - Distribution - Tier 2 - 5QU CoRE ¦ 5QU LoRE | Red Flag Warning - Small Fires | 2051 | 0 | 0 | 3.6663e-07 | 0.10007 | 0.04626 | 0.0020076 | 0.051804 | 0 | 0 | 0 | 0.00023753 |  | 0 | 0 | 0 | 0 | 0 | 0 | 3.669e-08 | 0 | 3.669e-08 | [16 empty] | 7.3.1.3 Ignition probability mapping showing the probability of ignition along the electric lines and equipmentWLDFRAggregatedAggregated | WLDFR | HFTD - Distribution - Tier 3 - 1QU CoRE ¦ 1QU LoRE | Red Flag Warning - Destructive Fires | Aggregated | Aggregated | 2051 | 4.2101e-05 | 0 | 68.3395 | 0.0028772 | 2051 | Mitigation | 0.08575 | 30 | 0 | esc | 0 | 0 | 0 | 0 | 0.0015435 | 6.4983e-08
[79 empty] | WLDFR | HFTD - Distribution - Tier 2 - 5QU CoRE ¦ 5QU LoRE | Seismic - Non-Red Flag Warning - Catastrophic Fires | 2020 | 2.0472e-12 | 0 | 0 | 21083.8428 | 409.2237 | 13469.0878 | 7205.5313 | 0 | 0 | 0 | 1.7053e-09 |  | 4.3163e-08 | 0 | 4.3163e-08 | 0 | 0 | 0 | 0 | 0 | 0 | [16 empty] | 7.3.1.3 Ignition probability mapping showing the probability of ignition along the electric lines and equipmentWLDFRAggregatedAggregated | WLDFR | HFTD - Distribution - Tier 3 - 1QU CoRE ¦ 1QU LoRE | Red Flag Warning - Large Fires | Aggregated | Aggregated | 2021 | 0.00015365 | 0 | 68.3395 | 0.0105 | 2021 | Mitigation | 0.08575 | 30 | 0 | esc | 0.0012005 | 1.8445e-07 | 0.00060025 | 9.2226e-08 | 0 | 0
[79 empty] | WLDFR | HFTD - Distribution - Tier 2 - 5QU CoRE ¦ 5QU LoRE | Seismic - Non-Red Flag Warning - Catastrophic Fires | 2021 | 2.0472e-12 | 1.0236e-12 | 0 | 21083.8428 | 409.2237 | 13469.0878 | 7205.5313 | 0 | 0 | 0 | 1.7053e-09 |  | 4.3163e-08 | 0 | 4.3163e-08 | 2.1581e-08 | 0 | 2.1581e-08 | 0 | 0 | 0 | [16 empty] | 7.3.1.3 Ignition probability mapping showing the probability of ignition along the electric lines and equipmentWLDFRAggregatedAggregated | WLDFR | HFTD - Distribution - Tier 3 - 1QU CoRE ¦ 1QU LoRE | Red Flag Warning - Large Fires | Aggregated | Aggregated | 2022 | 0.00015365 | 0 | 68.3395 | 0.0105 | 2022 | Mitigation | 0.08575 | 30 | 0 | esc | 0.0012005 | 1.8445e-07 | 0.00060025 | 9.2226e-08 | 0.0015435 | 2.3715e-07
[79 empty] | WLDFR | HFTD - Distribution - Tier 2 - 5QU CoRE ¦ 5QU LoRE | Seismic - Non-Red Flag Warning - Catastrophic Fires | 2022 | 2.0472e-12 | 1.0236e-12 | 2.6321e-12 | 21083.8428 | 409.2237 | 13469.0878 | 7205.5313 | 0 | 0 | 0 | 1.7053e-09 |  | 4.3163e-08 | 0 | 4.3163e-08 | 2.1581e-08 | 0 | 2.1581e-08 | 5.5495e-08 | 0 | 5.5495e-08 | [16 empty] | 7.3.1.3 Ignition probability mapping showing the probability of ignition along the electric lines and equipmentWLDFRAggregatedAggregated | WLDFR | HFTD - Distribution - Tier 3 - 1QU CoRE ¦ 1QU LoRE | Red Flag Warning - Large Fires | Aggregated | Aggregated | 2023 | 0.00015365 | 0 | 68.3395 | 0.0105 | 2023 | Mitigation | 0.08575 | 30 | 0 | esc | 0.0012005 | 1.8445e-07 | 0.00060025 | 9.2226e-08 | 0.0015435 | 2.3715e-07
[79 empty] | WLDFR | HFTD - Distribution - Tier 2 - 5QU CoRE ¦ 5QU LoRE | Seismic - Non-Red Flag Warning - Catastrophic Fires | 2023 | 2.0472e-12 | 1.0236e-12 | 2.6321e-12 | 21835.9781 | 428.6023 | 13939.561 | 7467.8148 | 0 | 0 | 0 | 1.7053e-09 |  | 4.4703e-08 | 0 | 4.4703e-08 | 2.2351e-08 | 0 | 2.2351e-08 | 5.7475e-08 | 0 | 5.7475e-08 | [16 empty] | 7.3.1.3 Ignition probability mapping showing the probability of ignition along the electric lines and equipmentWLDFRAggregatedAggregated | WLDFR | HFTD - Distribution - Tier 3 - 1QU CoRE ¦ 1QU LoRE | Red Flag Warning - Large Fires | Aggregated | Aggregated | 2024 | 0.00015365 | 0 | 68.3395 | 0.0105 | 2024 | Mitigation | 0.08575 | 30 | 0 | esc | 0.0012005 | 1.8445e-07 | 0.00060025 | 9.2226e-08 | 0.0015435 | 2.3715e-07
[79 empty] | WLDFR | HFTD - Distribution - Tier 2 - 5QU CoRE ¦ 5QU LoRE | Seismic - Non-Red Flag Warning - Catastrophic Fires | 2024 | 2.0472e-12 | 1.0236e-12 | 2.6321e-12 | 21835.9781 | 428.6023 | 13939.561 | 7467.8148 | 0 | 0 | 0 | 1.7053e-09 |  | 4.4703e-08 | 0 | 4.4703e-08 | 2.2351e-08 | 0 | 2.2351e-08 | 5.7475e-08 | 0 | 5.7475e-08 | [16 empty] | 7.3.1.3 Ignition probability mapping showing the probability of ignition along the electric lines and equipmentWLDFRAggregatedAggregated | WLDFR | HFTD - Distribution - Tier 3 - 1QU CoRE ¦ 1QU LoRE | Red Flag Warning - Large Fires | Aggregated | Aggregated | 2025 | 0.00015365 | 0 | 68.3395 | 0.0105 | 2025 | Mitigation | 0.08575 | 30 | 0 | esc | 0.0012005 | 1.8445e-07 | 0.00060025 | 9.2226e-08 | 0.0015435 | 2.3715e-07
[79 empty] | WLDFR | HFTD - Distribution - Tier 2 - 5QU CoRE ¦ 5QU LoRE | Seismic - Non-Red Flag Warning - Catastrophic Fires | 2025 | 2.0472e-12 | 1.0236e-12 | 2.6321e-12 | 21835.9781 | 428.6023 | 13939.561 | 7467.8148 | 0 | 0 | 0 | 1.7053e-09 |  | 4.4703e-08 | 0 | 4.4703e-08 | 2.2351e-08 | 0 | 2.2351e-08 | 5.7475e-08 | 0 | 5.7475e-08 | [16 empty] | 7.3.1.3 Ignition probability mapping showing the probability of ignition along the electric lines and equipmentWLDFRAggregatedAggregated | WLDFR | HFTD - Distribution - Tier 3 - 1QU CoRE ¦ 1QU LoRE | Red Flag Warning - Large Fires | Aggregated | Aggregated | 2026 | 0.00015365 | 0 | 68.3395 | 0.0105 | 2026 | Mitigation | 0.08575 | 30 | 0 | esc | 0.0012005 | 1.8445e-07 | 0.00060025 | 9.2226e-08 | 0.0015435 | 2.3715e-07
[79 empty] | WLDFR | HFTD - Distribution - Tier 2 - 5QU CoRE ¦ 5QU LoRE | Seismic - Non-Red Flag Warning - Catastrophic Fires | 2026 | 2.0472e-12 | 1.0236e-12 | 2.6321e-12 | 21835.9781 | 428.6023 | 13939.561 | 7467.8148 | 0 | 0 | 0 | 1.7053e-09 |  | 4.4703e-08 | 0 | 4.4703e-08 | 2.2351e-08 | 0 | 2.2351e-08 | 5.7475e-08 | 0 | 5.7475e-08 | [16 empty] | 7.3.1.3 Ignition probability mapping showing the probability of ignition along the electric lines and equipmentWLDFRAggregatedAggregated | WLDFR | HFTD - Distribution - Tier 3 - 1QU CoRE ¦ 1QU LoRE | Red Flag Warning - Large Fires | Aggregated | Aggregated | 2027 | 0.00015365 | 0 | 68.3395 | 0.0105 | 2027 | Mitigation | 0.08575 | 30 | 0 | esc | 0.0012005 | 1.8445e-07 | 0.00060025 | 9.2226e-08 | 0.0015435 | 2.3715e-07
[79 empty] | WLDFR | HFTD - Distribution - Tier 2 - 5QU CoRE ¦ 5QU LoRE | Seismic - Non-Red Flag Warning - Catastrophic Fires | 2027 | 2.0472e-12 | 1.0236e-12 | 2.6321e-12 | 21835.9781 | 428.6023 | 13939.561 | 7467.8148 | 0 | 0 | 0 | 1.7053e-09 |  | 4.4703e-08 | 0 | 4.4703e-08 | 2.2351e-08 | 0 | 2.2351e-08 | 5.7475e-08 | 0 | 5.7475e-08 | [16 empty] | 7.3.1.3 Ignition probability mapping showing the probability of ignition along the electric lines and equipmentWLDFRAggregatedAggregated | WLDFR | HFTD - Distribution - Tier 3 - 1QU CoRE ¦ 1QU LoRE | Red Flag Warning - Large Fires | Aggregated | Aggregated | 2028 | 0.00015365 | 0 | 68.3395 | 0.0105 | 2028 | Mitigation | 0.08575 | 30 | 0 | esc | 0.0012005 | 1.8445e-07 | 0.00060025 | 9.2226e-08 | 0.0015435 | 2.3715e-07
[79 empty] | WLDFR | HFTD - Distribution - Tier 2 - 5QU CoRE ¦ 5QU LoRE | Seismic - Non-Red Flag Warning - Catastrophic Fires | 2028 | 2.0472e-12 | 1.0236e-12 | 2.6321e-12 | 22783.187 | 453.261 | 14531.3357 | 7798.5904 | 0 | 0 | 0 | 1.7053e-09 |  | 4.6642e-08 | 0 | 4.6642e-08 | 2.3321e-08 | 0 | 2.3321e-08 | 5.9968e-08 | 0 | 5.9968e-08 | [16 empty] | 7.3.1.3 Ignition probability mapping showing the probability of ignition along the electric lines and equipmentWLDFRAggregatedAggregated | WLDFR | HFTD - Distribution - Tier 3 - 1QU CoRE ¦ 1QU LoRE | Red Flag Warning - Large Fires | Aggregated | Aggregated | 2029 | 0.00015365 | 0 | 68.3395 | 0.0105 | 2029 | Mitigation | 0.08575 | 30 | 0 | esc | 0.0012005 | 1.8445e-07 | 0.00060025 | 9.2226e-08 | 0.0015435 | 2.3715e-07
[79 empty] | WLDFR | HFTD - Distribution - Tier 2 - 5QU CoRE ¦ 5QU LoRE | Seismic - Non-Red Flag Warning - Catastrophic Fires | 2029 | 2.0472e-12 | 1.0236e-12 | 2.6321e-12 | 22783.187 | 453.261 | 14531.3357 | 7798.5904 | 0 | 0 | 0 | 1.7053e-09 |  | 4.6642e-08 | 0 | 4.6642e-08 | 2.3321e-08 | 0 | 2.3321e-08 | 5.9968e-08 | 0 | 5.9968e-08 | [16 empty] | 7.3.1.3 Ignition probability mapping showing the probability of ignition along the electric lines and equipmentWLDFRAggregatedAggregated | WLDFR | HFTD - Distribution - Tier 3 - 1QU CoRE ¦ 1QU LoRE | Red Flag Warning - Large Fires | Aggregated | Aggregated | 2030 | 0.00015365 | 0 | 68.3395 | 0.0105 | 2030 | Mitigation | 0.08575 | 30 | 0 | esc | 0.0012005 | 1.8445e-07 | 0.00060025 | 9.2226e-08 | 0.0015435 | 2.3715e-07
[79 empty] | WLDFR | HFTD - Distribution - Tier 2 - 5QU CoRE ¦ 5QU LoRE | Seismic - Non-Red Flag Warning - Catastrophic Fires | 2030 | 2.0472e-12 | 1.0236e-12 | 2.6321e-12 | 22783.187 | 453.261 | 14531.3357 | 7798.5904 | 0 | 0 | 0 | 1.7053e-09 |  | 4.6642e-08 | 0 | 4.6642e-08 | 2.3321e-08 | 0 | 2.3321e-08 | 5.9968e-08 | 0 | 5.9968e-08 | [16 empty] | 7.3.1.3 Ignition probability mapping showing the probability of ignition along the electric lines and equipmentWLDFRAggregatedAggregated | WLDFR | HFTD - Distribution - Tier 3 - 1QU CoRE ¦ 1QU LoRE | Red Flag Warning - Large Fires | Aggregated | Aggregated | 2031 | 0.00015365 | 0 | 68.3395 | 0.0105 | 2031 | Mitigation | 0.08575 | 30 | 0 | esc | 0.0012005 | 1.8445e-07 | 0.00060025 | 9.2226e-08 | 0.0015435 | 2.3715e-07
[79 empty] | WLDFR | HFTD - Distribution - Tier 2 - 5QU CoRE ¦ 5QU LoRE | Seismic - Non-Red Flag Warning - Catastrophic Fires | 2031 | 2.0472e-12 | 1.0236e-12 | 2.6321e-12 | 22783.187 | 453.261 | 14531.3357 | 7798.5904 | 0 | 0 | 0 | 1.7053e-09 |  | 4.6642e-08 | 0 | 4.6642e-08 | 2.3321e-08 | 0 | 2.3321e-08 | 5.9968e-08 | 0 | 5.9968e-08 | [16 empty] | 7.3.1.3 Ignition probability mapping showing the probability of ignition along the electric lines and equipmentWLDFRAggregatedAggregated | WLDFR | HFTD - Distribution - Tier 3 - 1QU CoRE ¦ 1QU LoRE | Red Flag Warning - Large Fires | Aggregated | Aggregated | 2032 | 0.00015365 | 0 | 68.3395 | 0.0105 | 2032 | Mitigation | 0.08575 | 30 | 0 | esc | 0.0012005 | 1.8445e-07 | 0.00060025 | 9.2226e-08 | 0.0015435 | 2.3715e-07
[79 empty] | WLDFR | HFTD - Distribution - Tier 2 - 5QU CoRE ¦ 5QU LoRE | Seismic - Non-Red Flag Warning - Catastrophic Fires | 2032 | 2.0472e-12 | 1.0236e-12 | 2.6321e-12 | 22783.187 | 453.261 | 14531.3357 | 7798.5904 | 0 | 0 | 0 | 1.7053e-09 |  | 4.6642e-08 | 0 | 4.6642e-08 | 2.3321e-08 | 0 | 2.3321e-08 | 5.9968e-08 | 0 | 5.9968e-08 | [16 empty] | 7.3.1.3 Ignition probability mapping showing the probability of ignition along the electric lines and equipmentWLDFRAggregatedAggregated | WLDFR | HFTD - Distribution - Tier 3 - 1QU CoRE ¦ 1QU LoRE | Red Flag Warning - Large Fires | Aggregated | Aggregated | 2033 | 0.00015365 | 0 | 68.3395 | 0.0105 | 2033 | Mitigation | 0.08575 | 30 | 0 | esc | 0.0012005 | 1.8445e-07 | 0.00060025 | 9.2226e-08 | 0.0015435 | 2.3715e-07
[79 empty] | WLDFR | HFTD - Distribution - Tier 2 - 5QU CoRE ¦ 5QU LoRE | Seismic - Non-Red Flag Warning - Catastrophic Fires | 2033 | 2.0472e-12 | 1.0236e-12 | 2.6321e-12 | 23835.2641 | 480.9649 | 15187.7294 | 8166.5698 | 0 | 0 | 0 | 1.7053e-09 |  | 4.8796e-08 | 0 | 4.8796e-08 | 2.4398e-08 | 0 | 2.4398e-08 | 6.2737e-08 | 0 | 6.2737e-08 | [16 empty] | 7.3.1.3 Ignition probability mapping showing the probability of ignition along the electric lines and equipmentWLDFRAggregatedAggregated | WLDFR | HFTD - Distribution - Tier 3 - 1QU CoRE ¦ 1QU LoRE | Red Flag Warning - Large Fires | Aggregated | Aggregated | 2034 | 0.00015365 | 0 | 68.3395 | 0.0105 | 2034 | Mitigation | 0.08575 | 30 | 0 | esc | 0.0012005 | 1.8445e-07 | 0.00060025 | 9.2226e-08 | 0.0015435 | 2.3715e-07
[79 empty] | WLDFR | HFTD - Distribution - Tier 2 - 5QU CoRE ¦ 5QU LoRE | Seismic - Non-Red Flag Warning - Catastrophic Fires | 2034 | 2.0472e-12 | 1.0236e-12 | 2.6321e-12 | 23835.2641 | 480.9649 | 15187.7294 | 8166.5698 | 0 | 0 | 0 | 1.7053e-09 |  | 4.8796e-08 | 0 | 4.8796e-08 | 2.4398e-08 | 0 | 2.4398e-08 | 6.2737e-08 | 0 | 6.2737e-08 | [16 empty] | 7.3.1.3 Ignition probability mapping showing the probability of ignition along the electric lines and equipmentWLDFRAggregatedAggregated | WLDFR | HFTD - Distribution - Tier 3 - 1QU CoRE ¦ 1QU LoRE | Red Flag Warning - Large Fires | Aggregated | Aggregated | 2035 | 0.00015365 | 0 | 68.3395 | 0.0105 | 2035 | Mitigation | 0.08575 | 30 | 0 | esc | 0.0012005 | 1.8445e-07 | 0.00060025 | 9.2226e-08 | 0.0015435 | 2.3715e-07
[79 empty] | WLDFR | HFTD - Distribution - Tier 2 - 5QU CoRE ¦ 5QU LoRE | Seismic - Non-Red Flag Warning - Catastrophic Fires | 2035 | 2.0472e-12 | 1.0236e-12 | 2.6321e-12 | 23835.2641 | 480.9649 | 15187.7294 | 8166.5698 | 0 | 0 | 0 | 1.7053e-09 |  | 4.8796e-08 | 0 | 4.8796e-08 | 2.4398e-08 | 0 | 2.4398e-08 | 6.2737e-08 | 0 | 6.2737e-08 | [16 empty] | 7.3.1.3 Ignition probability mapping showing the probability of ignition along the electric lines and equipmentWLDFRAggregatedAggregated | WLDFR | HFTD - Distribution - Tier 3 - 1QU CoRE ¦ 1QU LoRE | Red Flag Warning - Large Fires | Aggregated | Aggregated | 2036 | 0.00015365 | 0 | 68.3395 | 0.0105 | 2036 | Mitigation | 0.08575 | 30 | 0 | esc | 0.0012005 | 1.8445e-07 | 0.00060025 | 9.2226e-08 | 0.0015435 | 2.3715e-07
[79 empty] | WLDFR | HFTD - Distribution - Tier 2 - 5QU CoRE ¦ 5QU LoRE | Seismic - Non-Red Flag Warning - Catastrophic Fires | 2036 | 2.0472e-12 | 1.0236e-12 | 2.6321e-12 | 23835.2641 | 480.9649 | 15187.7294 | 8166.5698 | 0 | 0 | 0 | 1.7053e-09 |  | 4.8796e-08 | 0 | 4.8796e-08 | 2.4398e-08 | 0 | 2.4398e-08 | 6.2737e-08 | 0 | 6.2737e-08 | [16 empty] | 7.3.1.3 Ignition probability mapping showing the probability of ignition along the electric lines and equipmentWLDFRAggregatedAggregated | WLDFR | HFTD - Distribution - Tier 3 - 1QU CoRE ¦ 1QU LoRE | Red Flag Warning - Large Fires | Aggregated | Aggregated | 2037 | 0.00015365 | 0 | 68.3395 | 0.0105 | 2037 | Mitigation | 0.08575 | 30 | 0 | esc | 0.0012005 | 1.8445e-07 | 0.00060025 | 9.2226e-08 | 0.0015435 | 2.3715e-07
[79 empty] | WLDFR | HFTD - Distribution - Tier 2 - 5QU CoRE ¦ 5QU LoRE | Seismic - Non-Red Flag Warning - Catastrophic Fires | 2037 | 2.0472e-12 | 1.0236e-12 | 2.6321e-12 | 23835.2641 | 480.9649 | 15187.7294 | 8166.5698 | 0 | 0 | 0 | 1.7053e-09 |  | 4.8796e-08 | 0 | 4.8796e-08 | 2.4398e-08 | 0 | 2.4398e-08 | 6.2737e-08 | 0 | 6.2737e-08 | [16 empty] | 7.3.1.3 Ignition probability mapping showing the probability of ignition along the electric lines and equipmentWLDFRAggregatedAggregated | WLDFR | HFTD - Distribution - Tier 3 - 1QU CoRE ¦ 1QU LoRE | Red Flag Warning - Large Fires | Aggregated | Aggregated | 2038 | 0.00015365 | 0 | 68.3395 | 0.0105 | 2038 | Mitigation | 0.08575 | 30 | 0 | esc | 0.0012005 | 1.8445e-07 | 0.00060025 | 9.2226e-08 | 0.0015435 | 2.3715e-07
[79 empty] | WLDFR | HFTD - Distribution - Tier 2 - 5QU CoRE ¦ 5QU LoRE | Seismic - Non-Red Flag Warning - Catastrophic Fires | 2038 | 2.0472e-12 | 1.0236e-12 | 2.6321e-12 | 24976.6418 | 511.3745 | 15898.8237 | 8566.4437 | 0 | 0 | 0 | 1.7053e-09 |  | 5.1132e-08 | 0 | 5.1132e-08 | 2.5566e-08 | 0 | 2.5566e-08 | 6.5742e-08 | 0 | 6.5742e-08 | [16 empty] | 7.3.1.3 Ignition probability mapping showing the probability of ignition along the electric lines and equipmentWLDFRAggregatedAggregated | WLDFR | HFTD - Distribution - Tier 3 - 1QU CoRE ¦ 1QU LoRE | Red Flag Warning - Large Fires | Aggregated | Aggregated | 2039 | 0.00015365 | 0 | 68.3395 | 0.0105 | 2039 | Mitigation | 0.08575 | 30 | 0 | esc | 0.0012005 | 1.8445e-07 | 0.00060025 | 9.2226e-08 | 0.0015435 | 2.3715e-07
[79 empty] | WLDFR | HFTD - Distribution - Tier 2 - 5QU CoRE ¦ 5QU LoRE | Seismic - Non-Red Flag Warning - Catastrophic Fires | 2039 | 2.0472e-12 | 1.0236e-12 | 2.6321e-12 | 24976.6418 | 511.3745 | 15898.8237 | 8566.4437 | 0 | 0 | 0 | 1.7053e-09 |  | 5.1132e-08 | 0 | 5.1132e-08 | 2.5566e-08 | 0 | 2.5566e-08 | 6.5742e-08 | 0 | 6.5742e-08 | [16 empty] | 7.3.1.3 Ignition probability mapping showing the probability of ignition along the electric lines and equipmentWLDFRAggregatedAggregated | WLDFR | HFTD - Distribution - Tier 3 - 1QU CoRE ¦ 1QU LoRE | Red Flag Warning - Large Fires | Aggregated | Aggregated | 2040 | 0.00015365 | 0 | 68.3395 | 0.0105 | 2040 | Mitigation | 0.08575 | 30 | 0 | esc | 0.0012005 | 1.8445e-07 | 0.00060025 | 9.2226e-08 | 0.0015435 | 2.3715e-07
[79 empty] | WLDFR | HFTD - Distribution - Tier 2 - 5QU CoRE ¦ 5QU LoRE | Seismic - Non-Red Flag Warning - Catastrophic Fires | 2040 | 2.0472e-12 | 1.0236e-12 | 2.6321e-12 | 24976.6418 | 511.3745 | 15898.8237 | 8566.4437 | 0 | 0 | 0 | 1.7053e-09 |  | 5.1132e-08 | 0 | 5.1132e-08 | 2.5566e-08 | 0 | 2.5566e-08 | 6.5742e-08 | 0 | 6.5742e-08 | [16 empty] | 7.3.1.3 Ignition probability mapping showing the probability of ignition along the electric lines and equipmentWLDFRAggregatedAggregated | WLDFR | HFTD - Distribution - Tier 3 - 1QU CoRE ¦ 1QU LoRE | Red Flag Warning - Large Fires | Aggregated | Aggregated | 2041 | 0.00015365 | 0 | 68.3395 | 0.0105 | 2041 | Mitigation | 0.08575 | 30 | 0 | esc | 0.0012005 | 1.8445e-07 | 0.00060025 | 9.2226e-08 | 0.0015435 | 2.3715e-07
[79 empty] | WLDFR | HFTD - Distribution - Tier 2 - 5QU CoRE ¦ 5QU LoRE | Seismic - Non-Red Flag Warning - Catastrophic Fires | 2041 | 2.0472e-12 | 1.0236e-12 | 2.6321e-12 | 24976.6418 | 511.3745 | 15898.8237 | 8566.4437 | 0 | 0 | 0 | 1.7053e-09 |  | 5.1132e-08 | 0 | 5.1132e-08 | 2.5566e-08 | 0 | 2.5566e-08 | 6.5742e-08 | 0 | 6.5742e-08 | [16 empty] | 7.3.1.3 Ignition probability mapping showing the probability of ignition along the electric lines and equipmentWLDFRAggregatedAggregated | WLDFR | HFTD - Distribution - Tier 3 - 1QU CoRE ¦ 1QU LoRE | Red Flag Warning - Large Fires | Aggregated | Aggregated | 2042 | 0.00015365 | 0 | 68.3395 | 0.0105 | 2042 | Mitigation | 0.08575 | 30 | 0 | esc | 0.0012005 | 1.8445e-07 | 0.00060025 | 9.2226e-08 | 0.0015435 | 2.3715e-07
[79 empty] | WLDFR | HFTD - Distribution - Tier 2 - 5QU CoRE ¦ 5QU LoRE | Seismic - Non-Red Flag Warning - Catastrophic Fires | 2042 | 2.0472e-12 | 1.0236e-12 | 2.6321e-12 | 24976.6418 | 511.3745 | 15898.8237 | 8566.4437 | 0 | 0 | 0 | 1.7053e-09 |  | 5.1132e-08 | 0 | 5.1132e-08 | 2.5566e-08 | 0 | 2.5566e-08 | 6.5742e-08 | 0 | 6.5742e-08 | [16 empty] | 7.3.1.3 Ignition probability mapping showing the probability of ignition along the electric lines and equipmentWLDFRAggregatedAggregated | WLDFR | HFTD - Distribution - Tier 3 - 1QU CoRE ¦ 1QU LoRE | Red Flag Warning - Large Fires | Aggregated | Aggregated | 2043 | 0.00015365 | 0 | 68.3395 | 0.0105 | 2043 | Mitigation | 0.08575 | 30 | 0 | esc | 0.0012005 | 1.8445e-07 | 0.00060025 | 9.2226e-08 | 0.0015435 | 2.3715e-07
[79 empty] | WLDFR | HFTD - Distribution - Tier 2 - 5QU CoRE ¦ 5QU LoRE | Seismic - Non-Red Flag Warning - Catastrophic Fires | 2043 | 2.0472e-12 | 1.0236e-12 | 2.6321e-12 | 26191.7278 | 544.1291 | 16654.7414 | 8992.8573 | 0 | 0 | 0 | 1.7053e-09 |  | 5.362e-08 | 0 | 5.362e-08 | 2.681e-08 | 0 | 2.681e-08 | 6.894e-08 | 0 | 6.894e-08 | [16 empty] | 7.3.1.3 Ignition probability mapping showing the probability of ignition along the electric lines and equipmentWLDFRAggregatedAggregated | WLDFR | HFTD - Distribution - Tier 3 - 1QU CoRE ¦ 1QU LoRE | Red Flag Warning - Large Fires | Aggregated | Aggregated | 2044 | 0.00015365 | 0 | 68.3395 | 0.0105 | 2044 | Mitigation | 0.08575 | 30 | 0 | esc | 0.0012005 | 1.8445e-07 | 0.00060025 | 9.2226e-08 | 0.0015435 | 2.3715e-07
[79 empty] | WLDFR | HFTD - Distribution - Tier 2 - 5QU CoRE ¦ 5QU LoRE | Seismic - Non-Red Flag Warning - Catastrophic Fires | 2044 | 2.0472e-12 | 1.0236e-12 | 2.6321e-12 | 26191.7278 | 544.1291 | 16654.7414 | 8992.8573 | 0 | 0 | 0 | 1.7053e-09 |  | 5.362e-08 | 0 | 5.362e-08 | 2.681e-08 | 0 | 2.681e-08 | 6.894e-08 | 0 | 6.894e-08 | [16 empty] | 7.3.1.3 Ignition probability mapping showing the probability of ignition along the electric lines and equipmentWLDFRAggregatedAggregated | WLDFR | HFTD - Distribution - Tier 3 - 1QU CoRE ¦ 1QU LoRE | Red Flag Warning - Large Fires | Aggregated | Aggregated | 2045 | 0.00015365 | 0 | 68.3395 | 0.0105 | 2045 | Mitigation | 0.08575 | 30 | 0 | esc | 0.0012005 | 1.8445e-07 | 0.00060025 | 9.2226e-08 | 0.0015435 | 2.3715e-07
[79 empty] | WLDFR | HFTD - Distribution - Tier 2 - 5QU CoRE ¦ 5QU LoRE | Seismic - Non-Red Flag Warning - Catastrophic Fires | 2045 | 2.0472e-12 | 1.0236e-12 | 2.6321e-12 | 26191.7278 | 544.1291 | 16654.7414 | 8992.8573 | 0 | 0 | 0 | 1.7053e-09 |  | 5.362e-08 | 0 | 5.362e-08 | 2.681e-08 | 0 | 2.681e-08 | 6.894e-08 | 0 | 6.894e-08 | [16 empty] | 7.3.1.3 Ignition probability mapping showing the probability of ignition along the electric lines and equipmentWLDFRAggregatedAggregated | WLDFR | HFTD - Distribution - Tier 3 - 1QU CoRE ¦ 1QU LoRE | Red Flag Warning - Large Fires | Aggregated | Aggregated | 2046 | 0.00015365 | 0 | 68.3395 | 0.0105 | 2046 | Mitigation | 0.08575 | 30 | 0 | esc | 0.0012005 | 1.8445e-07 | 0.00060025 | 9.2226e-08 | 0.0015435 | 2.3715e-07